15-0039586 | Animal | Bird found | Transformer (OH) | Failed/Faulted | 2015 | Tier 2 - Elevated | Distribution Circuit | 6 | 8 | 2015-06-08 | 1247057 | Sus | Y | Animal¦Birdfound¦Transformer(OH)¦FailedFaulted
15-0040823 | Unknown Cause | Patrol - found nothing |  |  | 2015 | Tier 2 - Elevated | Distribution Circuit | 6 | 13 | 2015-06-13 | 1250251 | Sus | Y | UnknownCause¦Patrolfoundnothing¦¦
15-0048943 | Unknown Cause | Patrol - not conducted |  |  | 2015 | Tier 2 - Elevated | Transformer only | 7 | 19 | 2015-07-19 | 1272494 | Sus | Y | UnknownCause¦Patrolnotconducted¦¦
15-0049598 | Environmental/External | Lightning | Transformer | Failed/Faulted | 2015 | Tier 2 - Elevated | Transformer only | 7 | 21 | 2015-07-21 | 1274672 | Sus | Y | EnvironmentalExternal¦Lightning¦Transformer¦FailedFaulted
15-0053115 | Unknown Cause | Patrol - found nothing |  |  | 2015 | Tier 2 - Elevated | Distribution Circuit | 8 | 6 | 2015-08-06 | 1283361 | Sus | Y | UnknownCause¦Patrolfoundnothing¦¦
15-0053879 | Unknown Cause | Patrol - found nothing |  |  | 2015 | Tier 2 - Elevated | Distribution Circuit | 8 | 8 | 2015-08-08 | 1285378 | Sus | Y | UnknownCause¦Patrolfoundnothing¦¦
15-0054176 | Vegetation | Tree - branch fell on line | Conductor, Overhead | Normal | 2015 | Tier 3 - Extreme | Distribution Circuit | 8 | 10 | 2015-08-10 | 1286175 | Sus | Y | Vegetation¦Treebranchfellonline¦ConductorOverhead¦Normal
15-0055419 | Vegetation | Tree - branch fell on line | Conductor, Overhead | Normal | 2015 | Tier 2 - Elevated | Distribution Circuit | 8 | 16 | 2015-08-16 | 1289832 | Sus | Y | Vegetation¦Treebranchfellonline¦ConductorOverhead¦Normal
15-0056806 | Unknown Cause | Patrol - found nothing |  |  | 2015 | Tier 3 - Extreme | Distribution Circuit | 8 | 23 | 2015-08-23 | 1293194 | Sus | Y | UnknownCause¦Patrolfoundnothing¦¦
15-0060435 | Animal | Bird found | Conductor, Overhead | Normal | 2015 | Tier 2 - Elevated | Distribution Circuit | 9 | 10 | 2015-09-10 | 1303143 | Sus | Y | Animal¦Birdfound¦ConductorOverhead¦Normal
15-0066532 | Environmental/External | Fire, Forest/Grass | Transformer (OH) | Normal | 2015 | Tier 3 - Extreme | Transformer only | 9 | 30 | 2015-09-30 | 1314025 | Sus | Y | EnvironmentalExternal¦FireForestGrass¦Transformer(OH)¦Normal
15-0071518 | Animal | Squirrel | Conductor, Overhead | Normal | 2015 | Tier 2 - Elevated | Distribution Circuit | 10 | 18 | 2015-10-18 | 1325289 | Sus | Y | Animal¦Squirrel¦ConductorOverhead¦Normal
15-0072780 | 3rd Party | Tree - cutting, 3rd party | Conductor, Overhead | Together | 2015 | Tier 3 - Extreme | Distribution Circuit | 10 | 22 | 2015-10-22 | 1327851 | Sus | Y | 3rdParty¦Treecutting3rdparty¦ConductorOverhead¦Together
15-0073110 | Vegetation | Tree - grew into line | Conductor, Overhead | Broken, wire on ground | 2015 | Tier 3 - Extreme | Transformer only | 10 | 24 | 2015-10-24 | 1328615 | Sus | Y | Vegetation¦Treegrewintoline¦ConductorOverhead¦Brokenwireonground
15-0073837 | Vegetation | Tree - branch fell on line | Conductor, Overhead | Broken, wire on ground | 2015 | Tier 2 - Elevated | Distribution Circuit | 10 | 28 | 2015-10-28 | 1330337 | Sus | Y | Vegetation¦Treebranchfellonline¦ConductorOverhead¦Brokenwireonground
15-0074693 | Vegetation | Tree - fell into line | Conductor, Overhead | Broken, wire on ground | 2015 | Tier 2 - Elevated | Distribution Circuit | 11 | 2 | 2015-11-02 | 1332942 | Sus | Y | Vegetation¦Treefellintoline¦ConductorOverhead¦Brokenwireonground
15-0078353 | Environmental/External | Lightning | Transformer (OH) | Failed/Faulted | 2015 | Tier 3 - Extreme | Transformer only | 11 | 16 | 2015-11-16 | 1343137 | Sus | Y | EnvironmentalExternal¦Lightning¦Transformer(OH)¦FailedFaulted
15-0078605 | Vegetation | Tree - branch fell on line | Conductor, Overhead | Normal | 2015 | Tier 3 - Extreme | Distribution Circuit | 11 | 17 | 2015-11-17 | 1344052 | Sus | Y | Vegetation¦Treebranchfellonline¦ConductorOverhead¦Normal
15-0080131 | Environmental/External | Lightning | Fuse | Failed/Faulted | 2015 | Tier 2 - Elevated | Transformer only | 11 | 23 | 2015-11-23 | 1347403 | Sus | Y | EnvironmentalExternal¦Lightning¦Fuse¦FailedFaulted
15-0085050 | Vegetation | Tree - fell into line | Pole-Wood | Broken, wire on ground | 2015 | Tier 2 - Elevated | Distribution Circuit | 12 | 13 | 2015-12-13 | 1362915 | Sus | N | Vegetation¦Treefellintoline¦PoleWood¦Brokenwireonground
15-0086989 | Vegetation | Tree - fell into line | Conductor, Overhead | Broken, wire on ground | 2015 | Tier 2 - Elevated | Distribution Circuit | 12 | 23 | 2015-12-23 | 1370470 | Sus | N | Vegetation¦Treefellintoline¦ConductorOverhead¦Brokenwireonground
15-0086992 | Vegetation | Tree - fell into line | Conductor, Overhead | Broken, wire on ground | 2015 | Tier 3 - Extreme | Distribution Circuit | 12 | 23 | 2015-12-23 | 1370436 | Sus | N | Vegetation¦Treefellintoline¦ConductorOverhead¦Brokenwireonground
15-0087518 | Vegetation | Tree - fell into line | Conductor, Overhead | Broken, wire on ground | 2015 | Tier 3 - Extreme | Distribution Circuit | 12 | 26 | 2015-12-26 | 1372204 | Sus | N | Vegetation¦Treefellintoline¦ConductorOverhead¦Brokenwireonground
16-0003954 | Equipment Failure/Involved | Other | Other | Broken | 2016 | Tier 3 - Extreme | Transformer only | 1 | 8 | 2016-01-08 | 1380042 | Sus | N | EquipmentFailureInvolved¦Other¦Other¦Broken
16-0007251 | Vegetation | Tree - branch fell on line | Conductor, Overhead | Normal | 2016 | Tier 3 - Extreme | Distribution Circuit | 1 | 21 | 2016-01-21 | 1389620 | Sus | N | Vegetation¦Treebranchfellonline¦ConductorOverhead¦Normal
16-0007699 | Vegetation | Tree - fell into line | Conductor, Overhead | Broken, wire on ground | 2016 | Tier 3 - Extreme | Distribution Circuit | 1 | 23 | 2016-01-23 | 1390545 | Sus | N | Vegetation¦Treefellintoline¦ConductorOverhead¦Brokenwireonground
16-0007714 | Equipment Failure/Involved | Overhead | Transformer (OH) | Deteriorated | 2016 | Tier 3 - Extreme | Transformer only | 1 | 23 | 2016-01-23 | 1390536 | Sus | N | EquipmentFailureInvolved¦Overhead¦Transformer(OH)¦Deteriorated
16-0011459 | Unknown Cause | Patrol - found nothing |  |  | 2016 | Tier 2 - Elevated | Distribution Circuit | 2 | 9 | 2016-02-09 | 1400549 | Sus | N | UnknownCause¦Patrolfoundnothing¦¦
16-0013950 | Equipment Failure/Involved | Overhead | Transformer | Failed/Faulted | 2016 | Tier 3 - Extreme | Transformer only | 2 | 18 | 2016-02-18 | 1408633 | Sus | N | EquipmentFailureInvolved¦Overhead¦Transformer¦FailedFaulted
16-0016341 | Unknown Cause | Patrol - found nothing |  |  | 2016 | Tier 2 - Elevated | Distribution Circuit | 2 | 29 | 2016-02-29 | 1413901 | Sus | N | UnknownCause¦Patrolfoundnothing¦¦
16-0016376 | Unknown Cause | Patrol - found nothing |  |  | 2016 | Tier 2 - Elevated | Distribution Circuit | 3 | 1 | 2016-03-01 | 1414067 | Sus | N | UnknownCause¦Patrolfoundnothing¦¦
16-0020752 | Vegetation | Tree - fell into line | Transformer | Deteriorated | 2016 | Tier 3 - Extreme | Transformer only | 3 | 12 | 2016-03-12 | 1429212 | Sus | N | Vegetation¦Treefellintoline¦Transformer¦Deteriorated
16-0023583 | Equipment Failure/Involved | Overhead | Transformer (OH) | Failed/Faulted | 2016 | Tier 3 - Extreme | Transformer only | 3 | 23 | 2016-03-23 | 1436832 | Sus | N | EquipmentFailureInvolved¦Overhead¦Transformer(OH)¦FailedFaulted
16-0024155 | Unknown Cause | Patrol - found nothing |  |  | 2016 | Tier 3 - Extreme | Distribution Circuit | 3 | 26 | 2016-03-26 | 1438917 | Sus | N | UnknownCause¦Patrolfoundnothing¦¦
16-0025136 | Equipment Failure/Involved | Overhead | Transformer | Failed/Faulted | 2016 | Tier 2 - Elevated | Transformer only | 3 | 30 | 2016-03-30 | 1441845 | Sus | N | EquipmentFailureInvolved¦Overhead¦Transformer¦FailedFaulted
16-0026606 | Equipment Failure/Involved | Overhead | Crossarm, Wood | Broken | 2016 | Tier 2 - Elevated | Distribution Circuit | 4 | 6 | 2016-04-06 | 1445773 | Sus | N | EquipmentFailureInvolved¦Overhead¦CrossarmWood¦Broken
16-0026717 | Unknown Cause | Patrol - found nothing |  | Failed/Faulted | 2016 | Tier 2 - Elevated | Distribution Circuit | 4 | 7 | 2016-04-07 | 1446048 | Sus | N | UnknownCause¦Patrolfoundnothing¦¦FailedFaulted
16-0029050 | Equipment Failure/Involved | Electrical Overload | Transformer (OH) | Failed/Faulted | 2016 | Tier 2 - Elevated | Transformer only | 4 | 15 | 2016-04-15 | 1451692 | Sus | N | EquipmentFailureInvolved¦ElectricalOverload¦Transformer(OH)¦FailedFaulted
16-0029934 | Vegetation | Tree - cutting, PG&E contractor | Conductor, Overhead | Annealed | 2016 | Tier 3 - Extreme | Distribution Circuit | 4 | 20 | 2016-04-20 | 1454161 | Sus | N | Vegetation¦TreecuttingPG&Econtractor¦ConductorOverhead¦Annealed
16-0032090 | Environmental/External | Lightning | Transformer | Failed/Faulted | 2016 | Tier 2 - Elevated | Distribution Circuit | 4 | 27 | 2016-04-27 | 1460317 | Sus | N | EnvironmentalExternal¦Lightning¦Transformer¦FailedFaulted
16-0032096 | Equipment Failure/Involved | Overhead | Transformer (OH) | Normal | 2016 | Tier 2 - Elevated | Transformer only | 4 | 27 | 2016-04-27 | 1460474 | Sus | N | EquipmentFailureInvolved¦Overhead¦Transformer(OH)¦Normal
16-0032142 | Environmental/External | Lightning | Transformer | Failed/Faulted | 2016 | Tier 2 - Elevated | Transformer only | 4 | 27 | 2016-04-27 | 1460580 | Sus | N | EnvironmentalExternal¦Lightning¦Transformer¦FailedFaulted
16-0034220 | Environmental/External | Lightning | Transformer | Failed/Faulted | 2016 | Tier 2 - Elevated | Distribution Circuit | 5 | 5 | 2016-05-05 | 1465480 | Sus | Y | EnvironmentalExternal¦Lightning¦Transformer¦FailedFaulted
16-0034297 | Equipment Failure/Involved | Overhead | Transformer (OH) | Failed/Faulted | 2016 | Tier 2 - Elevated | Transformer only | 5 | 5 | 2016-05-05 | 1465625 | Sus | Y | EquipmentFailureInvolved¦Overhead¦Transformer(OH)¦FailedFaulted
16-0043496 | Vegetation | Tree - branch fell on line | Conductor, Overhead | Broken, wire on ground | 2016 | Tier 3 - Extreme | Distribution Circuit | 6 | 15 | 2016-06-15 | 1489544 | Sus | Y | Vegetation¦Treebranchfellonline¦ConductorOverhead¦Brokenwireonground
16-0043618 | Unknown Cause | Patrol - found nothing |  |  | 2016 | Tier 2 - Elevated | Distribution Circuit | 6 | 15 | 2016-06-15 | 1489755 | Sus | Y | UnknownCause¦Patrolfoundnothing¦¦
16-0043800 | Unknown Cause | Patrol - found nothing |  |  | 2016 | Tier 2 - Elevated | Distribution Circuit | 6 | 16 | 2016-06-16 | 1490111 | Sus | Y | UnknownCause¦Patrolfoundnothing¦¦
16-0047579 | Unknown Cause | Patrol - found nothing |  |  | 2016 | Tier 3 - Extreme | Distribution Circuit | 7 | 2 | 2016-07-02 | 1500008 | Sus | Y | UnknownCause¦Patrolfoundnothing¦¦
16-0051934 | Vegetation | Tree - fell into line | Conductor, Overhead | Broken, wire on ground | 2016 | Tier 2 - Elevated | Distribution Circuit | 7 | 22 | 2016-07-22 | 1514399 | Sus | Y | Vegetation¦Treefellintoline¦ConductorOverhead¦Brokenwireonground
16-0055530 | Equipment Failure/Involved | Overhead | Transformer (OH) | Leaking | 2016 | Tier 2 - Elevated | Transformer only | 8 | 6 | 2016-08-06 | 1522425 | Sus | Y | EquipmentFailureInvolved¦Overhead¦Transformer(OH)¦Leaking
16-0076398 | Vegetation | Tree - fell into line | Conductor, Overhead | Broken, wire on ground | 2016 | Tier 3 - Extreme | Distribution Circuit | 10 | 28 | 2016-10-28 | 1571819 | Sus | Y | Vegetation¦Treefellintoline¦ConductorOverhead¦Brokenwireonground
16-0076877 | Vegetation | Tree - branch fell on line | Conductor, Overhead | Broken, wire on ground | 2016 | Tier 3 - Extreme | Distribution Circuit | 10 | 31 | 2016-10-31 | 1573500 | Sus | Y | Vegetation¦Treebranchfellonline¦ConductorOverhead¦Brokenwireonground
16-0080879 | Unknown Cause | Patrol - found nothing |  |  | 2016 | Tier 2 - Elevated | Distribution Circuit | 11 | 18 | 2016-11-18 | 1583950 | Sus | Y | UnknownCause¦Patrolfoundnothing¦¦
16-0080990 | Unknown Cause | Patrol - found nothing |  |  | 2016 | Tier 2 - Elevated | Distribution Circuit | 11 | 18 | 2016-11-18 | 1584323 | Sus | Y | UnknownCause¦Patrolfoundnothing¦¦
16-0084061 | Unknown Cause | Patrol - found nothing |  |  | 2016 | Tier 2 - Elevated | Distribution Circuit | 12 | 6 | 2016-12-06 | 1595243 | Sus | N | UnknownCause¦Patrolfoundnothing¦¦
16-0086616 | Unknown Cause | Patrol - found nothing |  |  | 2016 | Tier 3 - Extreme | Distribution Circuit | 12 | 21 | 2016-12-21 | 1608290 | Sus | N | UnknownCause¦Patrolfoundnothing¦¦
16-0086803 | Equipment Failure/Involved | Overhead | Transformer | Failed/Faulted | 2016 | Tier 3 - Extreme | Transformer only | 12 | 23 | 2016-12-23 | 1609662 | Sus | N | EquipmentFailureInvolved¦Overhead¦Transformer¦FailedFaulted
17-0003244 | Vegetation | Tree - fell into line | Conductor, Overhead | Normal | 2017 | Tier 2 - Elevated | Distribution Circuit | 1 | 3 | 2017-01-03 | 1616770 | Sus | N | Vegetation¦Treefellintoline¦ConductorOverhead¦Normal
17-0004770 | Equipment Failure/Involved | Overhead | Cutout, fuse holder | Broken | 2017 | Tier 2 - Elevated | Transformer only | 1 | 7 | 2017-01-07 | 1622032 | Sus | N | EquipmentFailureInvolved¦Overhead¦Cutoutfuseholder¦Broken
17-0005182 | Vegetation | Tree - fell into line | Conductor, Overhead | Broken, wire on ground | 2017 | Tier 2 - Elevated | Distribution Circuit | 1 | 8 | 2017-01-08 | 1623684 | Sus | N | Vegetation¦Treefellintoline¦ConductorOverhead¦Brokenwireonground
17-0005392 | Equipment Failure/Involved | Overhead | Conductor, Overhead | Broken, wire on ground | 2017 | Tier 2 - Elevated | Distribution Circuit | 1 | 8 | 2017-01-08 | 1627314 | Sus | N | EquipmentFailureInvolved¦Overhead¦ConductorOverhead¦Brokenwireonground
17-0005734 | Equipment Failure/Involved | Overhead | Conductor, Overhead | Broken, wire on ground | 2017 | Tier 2 - Elevated | Distribution Circuit | 1 | 8 | 2017-01-08 | 1629108 | Sus | N | EquipmentFailureInvolved¦Overhead¦ConductorOverhead¦Brokenwireonground
17-0006044 | Vegetation | Tree - branch fell on line | Transformer | Broken, wire on ground | 2017 | Tier 2 - Elevated | Transformer only | 1 | 9 | 2017-01-09 | 1630871 | Sus | N | Vegetation¦Treebranchfellonline¦Transformer¦Brokenwireonground
17-0006573 | Equipment Failure/Involved | Overhead | Conductor, Overhead | Broken | 2017 | Tier 2 - Elevated | Transformer only | 1 | 10 | 2017-01-10 | 1632926 | Sus | N | EquipmentFailureInvolved¦Overhead¦ConductorOverhead¦Broken
17-0007116 | Unknown Cause | Patrol - found nothing |  |  | 2017 | Tier 3 - Extreme | Distribution Circuit | 1 | 10 | 2017-01-10 | 1637313 | Sus | N | UnknownCause¦Patrolfoundnothing¦¦
17-0007340 | Unknown Cause | Patrol - not conducted |  |  | 2017 | Tier 2 - Elevated | Distribution Circuit | 1 | 11 | 2017-01-11 | 1638206 | Sus | N | UnknownCause¦Patrolnotconducted¦¦
17-0007495 | Equipment Failure/Involved | Overhead | Jumper | Burned Open | 2017 | Tier 2 - Elevated | Distribution Circuit | 1 | 11 | 2017-01-11 | 1638631 | Sus | N | EquipmentFailureInvolved¦Overhead¦Jumper¦BurnedOpen
17-0008638 | Unknown Cause | Patrol - found nothing |  |  | 2017 | Tier 2 - Elevated | Distribution Circuit | 1 | 11 | 2017-01-11 | 1638733 | Sus | N | UnknownCause¦Patrolfoundnothing¦¦
17-0009932 | Equipment Failure/Involved | Overhead | Conductor, Overhead | Together | 2017 | Tier 2 - Elevated | Distribution Circuit | 1 | 18 | 2017-01-18 | 1646103 | Sus | N | EquipmentFailureInvolved¦Overhead¦ConductorOverhead¦Together
17-0010035 | Vegetation | Tree - fell into line | Conductor, Overhead | Broken, wire on ground | 2017 | Tier 2 - Elevated | Distribution Circuit | 1 | 18 | 2017-01-18 | 1646247 | Sus | N | Vegetation¦Treefellintoline¦ConductorOverhead¦Brokenwireonground
17-0012091 | Vegetation | Tree - fell into line | Fuse | Failed/Faulted | 2017 | Tier 2 - Elevated | Distribution Circuit | 1 | 21 | 2017-01-21 | 1655834 | Sus | N | Vegetation¦Treefellintoline¦Fuse¦FailedFaulted
17-0013643 | Vegetation | Tree - branch fell on line | Conductor, Overhead | Normal | 2017 | Tier 2 - Elevated | Distribution Circuit | 1 | 23 | 2017-01-23 | 1662792 | Sus | N | Vegetation¦Treebranchfellonline¦ConductorOverhead¦Normal
17-0013899 | Equipment Failure/Involved | Overhead | Pole-Wood | Broken | 2017 | Tier 2 - Elevated | Distribution Circuit | 1 | 23 | 2017-01-23 | 1664389 | Sus | N | EquipmentFailureInvolved¦Overhead¦PoleWood¦Broken
17-0015411 | Vegetation | Tree - branch fell on line | Service conductor | On Ground | 2017 | Tier 3 - Extreme | Transformer only | 1 | 26 | 2017-01-26 | 1668135 | Sus | N | Vegetation¦Treebranchfellonline¦Serviceconductor¦OnGround
17-0017568 | Vegetation | Tree - fell into line | Conductor, Overhead | Normal | 2017 | Tier 2 - Elevated | Distribution Circuit | 2 | 5 | 2017-02-05 | 1675461 | Sus | N | Vegetation¦Treefellintoline¦ConductorOverhead¦Normal
17-0017643 | Vegetation | Tree - branch fell on line | Conductor, Overhead | Normal | 2017 | Tier 3 - Extreme | Distribution Circuit | 2 | 5 | 2017-02-05 | 1675576 | Sus | N | Vegetation¦Treebranchfellonline¦ConductorOverhead¦Normal
17-0021465 | Vegetation | Tree - fell into line | Conductor, Overhead | Broken, wire on ground | 2017 | Tier 3 - Extreme | Distribution Circuit | 2 | 16 | 2017-02-16 | 1689869 | Sus | N | Vegetation¦Treefellintoline¦ConductorOverhead¦Brokenwireonground
17-0021846 | Vegetation | Tree - fell into line | Conductor, Overhead | Broken, wire on ground | 2017 | Tier 3 - Extreme | Distribution Circuit | 2 | 17 | 2017-02-17 | 1691347 | Sus | N | Vegetation¦Treefellintoline¦ConductorOverhead¦Brokenwireonground
17-0024806 | Vegetation | Tree - fell into line | Pole-Wood | Broken, wire on ground | 2017 | Tier 3 - Extreme | Distribution Circuit | 2 | 20 | 2017-02-20 | 1704989 | Sus | N | Vegetation¦Treefellintoline¦PoleWood¦Brokenwireonground
17-0024831 | Unknown Cause | Patrol - found nothing |  |  | 2017 | Tier 2 - Elevated | Transformer only | 2 | 20 | 2017-02-20 | 1707234 | Sus | N | UnknownCause¦Patrolfoundnothing¦¦
17-0027237 | Equipment Failure/Involved | Overhead | Conductor, Overhead | Normal | 2017 | Tier 2 - Elevated | Distribution Circuit | 2 | 28 | 2017-02-28 | 1715967 | Sus | N | EquipmentFailureInvolved¦Overhead¦ConductorOverhead¦Normal
17-0028586 | Vegetation | Tree - branch fell on line | Conductor, Overhead | Normal | 2017 | Tier 2 - Elevated | Distribution Circuit | 3 | 6 | 2017-03-06 | 1720507 | Sus | N | Vegetation¦Treebranchfellonline¦ConductorOverhead¦Normal
17-0031465 | Equipment Failure/Involved | Overhead | Cutout, fuse holder | Broken | 2017 | Tier 2 - Elevated | Transformer only | 3 | 17 | 2017-03-17 | 1728942 | Sus | N | EquipmentFailureInvolved¦Overhead¦Cutoutfuseholder¦Broken
17-0031956 | Unknown Cause | Patrol - not conducted |  |  | 2017 | Tier 2 - Elevated | Distribution Circuit | 3 | 20 | 2017-03-20 | 1730608 | Sus | N | UnknownCause¦Patrolnotconducted¦¦
17-0038187 | Vegetation | Tree - fell into line | Conductor, Overhead | Broken, wire on ground | 2017 | Tier 2 - Elevated | Distribution Circuit | 4 | 8 | 2017-04-08 | 1752253 | Sus | N | Vegetation¦Treefellintoline¦ConductorOverhead¦Brokenwireonground
17-0038304 | Equipment Failure/Involved | Overhead | Conductor, Overhead | Broken | 2017 | Tier 2 - Elevated | Distribution Circuit | 4 | 8 | 2017-04-08 | 1752808 | Sus | N | EquipmentFailureInvolved¦Overhead¦ConductorOverhead¦Broken
17-0039761 | Vegetation | Tree - fell into line | Conductor, Overhead | Broken, wire on ground | 2017 | Tier 2 - Elevated | Distribution Circuit | 4 | 13 | 2017-04-13 | 1756689 | Sus | N | Vegetation¦Treefellintoline¦ConductorOverhead¦Brokenwireonground
17-0047704 | Unknown Cause | Patrol - not conducted |  |  | 2017 | Tier 2 - Elevated | Distribution Circuit | 5 | 13 | 2017-05-13 | 1781248 | Sus | Y | UnknownCause¦Patrolnotconducted¦¦
17-0050141 | Unknown Cause | Patrol - found nothing |  |  | 2017 | Tier 2 - Elevated | Distribution Circuit | 5 | 23 | 2017-05-23 | 1789056 | Sus | Y | UnknownCause¦Patrolfoundnothing¦¦
17-0054780 | Animal | Squirrel | Fuse | Failed/Faulted | 2017 | Tier 2 - Elevated | Distribution Circuit | 6 | 13 | 2017-06-13 | 1803304 | Sus | Y | Animal¦Squirrel¦Fuse¦FailedFaulted
17-0056054 | Equipment Failure/Involved | Underground | Transformer | Failed/Faulted | 2017 | Tier 3 - Extreme | Distribution Circuit | 6 | 17 | 2017-06-17 | 1807349 | Sus | Y | EquipmentFailureInvolved¦Underground¦Transformer¦FailedFaulted
17-0056583 | Unknown Cause | Patrol - found nothing |  |  | 2017 | Tier 2 - Elevated | Distribution Circuit | 6 | 19 | 2017-06-19 | 1810102 | Sus | Y | UnknownCause¦Patrolfoundnothing¦¦
17-0056844 | Equipment Failure/Involved | Underground | Transformer (UG) | Leaking | 2017 | Tier 2 - Elevated | Distribution Circuit | 6 | 19 | 2017-06-19 | 1811831 | Sus | Y | EquipmentFailureInvolved¦Underground¦Transformer(UG)¦Leaking
17-0059922 | Equipment Failure/Involved | Overhead | Connector or Splice (OH) | Burned/flashed | 2017 | Tier 2 - Elevated | Distribution Circuit | 7 | 1 | 2017-07-01 | 1821764 | Sus | Y | EquipmentFailureInvolved¦Overhead¦ConnectororSplice(OH)¦Burnedflashed
17-0063530 | Equipment Failure/Involved | Electrical Overload | Transformer | Failed/Faulted | 2017 | Tier 2 - Elevated | Transformer only | 7 | 17 | 2017-07-17 | 1834227 | Sus | Y | EquipmentFailureInvolved¦ElectricalOverload¦Transformer¦FailedFaulted
17-0067535 | Equipment Failure/Involved | Overhead | Fuse | Burned Open | 2017 | Tier 2 - Elevated | Transformer only | 8 | 2 | 2017-08-02 | 1844991 | Sus | Y | EquipmentFailureInvolved¦Overhead¦Fuse¦BurnedOpen
17-0069491 | Vegetation | Tree - fell into line | Transformer | Leaking | 2017 | Tier 3 - Extreme | Transformer only | 8 | 10 | 2017-08-10 | 1850112 | Sus | Y | Vegetation¦Treefellintoline¦Transformer¦Leaking
17-0070996 | Animal | Other | Bushing | Burned/flashed | 2017 | Tier 2 - Elevated | Distribution Circuit | 8 | 17 | 2017-08-17 | 1854151 | Sus | Y | Animal¦Other¦Bushing¦Burnedflashed
17-0071042 | 3rd Party | Vehicle | Conductor, Overhead | Normal | 2017 | Tier 2 - Elevated | Distribution Circuit | 8 | 17 | 2017-08-17 | 1854177 | Sus | Y | 3rdParty¦Vehicle¦ConductorOverhead¦Normal
17-0071149 | Equipment Failure/Involved | Overhead | Jumper | Burned Open | 2017 | Tier 2 - Elevated | Distribution Circuit | 8 | 17 | 2017-08-17 | 1854408 | Sus | Y | EquipmentFailureInvolved¦Overhead¦Jumper¦BurnedOpen
17-0074878 | Vegetation | Tree - branch fell on line | Conductor, Overhead | Normal | 2017 | Tier 3 - Extreme | Distribution Circuit | 9 | 1 | 2017-09-01 | 1864762 | Sus | Y | Vegetation¦Treebranchfellonline¦ConductorOverhead¦Normal
17-0075732 | Equipment Failure/Involved | Overhead | Conductor, Overhead | Broken, wire on ground | 2017 | Tier 3 - Extreme | Distribution Circuit | 9 | 3 | 2017-09-03 | 1869254 | Sus | Y | EquipmentFailureInvolved¦Overhead¦ConductorOverhead¦Brokenwireonground
17-0076884 | 3rd Party | Other | Transformer (UG) | Normal | 2017 | Tier 3 - Extreme | Distribution Circuit | 9 | 8 | 2017-09-08 | 1873133 | Sus | Y | 3rdParty¦Other¦Transformer(UG)¦Normal
17-0077122 | Vegetation | Tree - branch fell on line | Conductor, Overhead | Broken, wire on ground | 2017 | Tier 3 - Extreme | Distribution Circuit | 9 | 8 | 2017-09-08 | 1873635 | Sus | Y | Vegetation¦Treebranchfellonline¦ConductorOverhead¦Brokenwireonground
17-0083046 | Environmental/External | Lightning | Transformer | Failed/Faulted | 2017 | Tier 3 - Extreme | Transformer only | 9 | 30 | 2017-09-30 | 1888590 | Sus | Y | EnvironmentalExternal¦Lightning¦Transformer¦FailedFaulted
17-0083746 | Equipment Failure/Involved | Overhead | Pole-Wood | Broken | 2017 | Tier 3 - Extreme | Transformer only | 10 | 3 | 2017-10-03 | 1890131 | Sus | Y | EquipmentFailureInvolved¦Overhead¦PoleWood¦Broken
17-0085524 | Vegetation | Tree - fell into line | Conductor, Overhead | Broken, wire on ground | 2017 | Tier 2 - Elevated | Distribution Circuit | 10 | 9 | 2017-10-09 | 1896296 | Sus | Y | Vegetation¦Treefellintoline¦ConductorOverhead¦Brokenwireonground
17-0086847 | Environmental/External | Fire, Forest/Grass | Pole-Wood | Broken, wire on ground | 2017 | Tier 2 - Elevated | Distribution Circuit | 10 | 8 | 2017-10-08 | 1899533 | Sus | Y | EnvironmentalExternal¦FireForestGrass¦PoleWood¦Brokenwireonground
17-0087545 | Equipment Failure/Involved | Overhead | Transformer (OH) | Failed/Faulted | 2017 | Tier 2 - Elevated | Transformer only | 10 | 15 | 2017-10-15 | 1901261 | Sus | Y | EquipmentFailureInvolved¦Overhead¦Transformer(OH)¦FailedFaulted
17-0089532 | Animal | Squirrel | Fuse | Failed/Faulted | 2017 | Tier 2 - Elevated | Distribution Circuit | 10 | 22 | 2017-10-22 | 1907392 | Sus | Y | Animal¦Squirrel¦Fuse¦FailedFaulted
17-0093287 | 3rd Party | Vehicle | Pole-Wood | Broken | 2017 | Tier 2 - Elevated | Distribution Circuit | 11 | 7 | 2017-11-07 | 1917700 | Sus | Y | 3rdParty¦Vehicle¦PoleWood¦Broken
17-0093819 | Unknown Cause | Patrol - found nothing |  |  | 2017 | Tier 3 - Extreme | Distribution Circuit | 11 | 9 | 2017-11-09 | 1919143 | Sus | Y | UnknownCause¦Patrolfoundnothing¦¦
17-0100144 | Vegetation | Tree - fell into line | Transformer (OH) | Broken | 2017 | Tier 3 - Extreme | Distribution Circuit | 12 | 5 | 2017-12-05 | 1936941 | Sus | N | Vegetation¦Treefellintoline¦Transformer(OH)¦Broken
18-0004420 | Vegetation | Tree - branch fell on line | Pole-Wood | Broken, wire on ground | 2018 | Tier 3 - Extreme | Transformer only | 1 | 8 | 2018-01-08 | 4027 | Sus | N | Vegetation¦Treebranchfellonline¦PoleWood¦Brokenwireonground
18-0006640 | Unknown Cause | Patrol - found nothing |  |  | 2018 | Tier 3 - Extreme | Distribution Circuit | 1 | 17 | 2018-01-17 | 9479 | Sus | N | UnknownCause¦Patrolfoundnothing¦¦
18-0008101 | 3rd Party | Vehicle | Conductor, Overhead | Broken, wire on ground | 2018 | Tier 2 - Elevated | Distribution Circuit | 1 | 23 | 2018-01-23 | 12401 | Sus | N | 3rdParty¦Vehicle¦ConductorOverhead¦Brokenwireonground
18-0008877 | Environmental/External | Ice or snow | Connector or Splice (OH) | Broken, wire on ground | 2018 | Tier 3 - Extreme | Distribution Circuit | 1 | 25 | 2018-01-25 | 13664 | Sus | N | EnvironmentalExternal¦Iceorsnow¦ConnectororSplice(OH)¦Brokenwireonground
18-0009276 | Vegetation | Tree - fell into line | Conductor, Overhead | Broken, wire on ground | 2018 | Tier 2 - Elevated | Distribution Circuit | 1 | 26 | 2018-01-26 | 14456 | Sus | N | Vegetation¦Treefellintoline¦ConductorOverhead¦Brokenwireonground
18-0022369 | Unknown Cause | Patrol - found nothing |  |  | 2018 | Tier 2 - Elevated | Distribution Circuit | 3 | 13 | 2018-03-13 | 43400 | Sus | N | UnknownCause¦Patrolfoundnothing¦¦
18-0026113 | Vegetation | Tree - fell into line | Conductor, Overhead | Broken, wire on ground | 2018 | Tier 3 - Extreme | Distribution Circuit | 3 | 23 | 2018-03-23 | 52091 | Sus | N | Vegetation¦Treefellintoline¦ConductorOverhead¦Brokenwireonground
18-0027651 | Unknown Cause | Patrol - found nothing |  |  | 2018 | Tier 3 - Extreme | Distribution Circuit | 3 | 29 | 2018-03-29 | 55647 | Sus | N | UnknownCause¦Patrolfoundnothing¦¦
18-0031477 | Vegetation | Tree - branch fell on line | Conductor, Overhead | Broken, wire on ground | 2018 | Tier 2 - Elevated | Distribution Circuit | 4 | 11 | 2018-04-11 | 65112 | Sus | N | Vegetation¦Treebranchfellonline¦ConductorOverhead¦Brokenwireonground
18-0033002 | Equipment Failure/Involved | Overhead | Crossarm, Wood | Broken | 2018 | Tier 2 - Elevated | Distribution Circuit | 4 | 17 | 2018-04-17 | 68763 | Sus | N | EquipmentFailureInvolved¦Overhead¦CrossarmWood¦Broken
18-0033057 | Unknown Cause | Patrol - found nothing |  |  | 2018 | Tier 2 - Elevated | Distribution Circuit | 4 | 17 | 2018-04-17 | 68662 | Sus | N | UnknownCause¦Patrolfoundnothing¦¦
18-0037075 | Equipment Failure/Involved | Overhead | Fuse | Failed/Faulted | 2018 | Tier 2 - Elevated | Distribution Circuit | 4 | 30 | 2018-04-30 | 77080 | Sus | N | EquipmentFailureInvolved¦Overhead¦Fuse¦FailedFaulted
18-0037872 | Vegetation | Tree - fell into line | Fuse | Failed/Faulted | 2018 | Tier 3 - Extreme | Distribution Circuit | 5 | 2 | 2018-05-02 | 78568 | Sus | Y | Vegetation¦Treefellintoline¦Fuse¦FailedFaulted
18-0041319 | Environmental/External | Lightning | Fuse | Failed/Faulted | 2018 | Tier 2 - Elevated | Distribution Circuit | 5 | 15 | 2018-05-15 | 86656 | Sus | Y | EnvironmentalExternal¦Lightning¦Fuse¦FailedFaulted
18-0043840 | Equipment Failure/Involved | Underground | Conductor, Underground | Deteriorated | 2018 | Tier 2 - Elevated | Distribution Circuit | 5 | 23 | 2018-05-23 | 92941 | Sus | Y | EquipmentFailureInvolved¦Underground¦ConductorUnderground¦Deteriorated
18-0044001 | Equipment Failure/Involved | Overhead | Transformer | Failed/Faulted | 2018 | Tier 2 - Elevated | Transformer only | 5 | 24 | 2018-05-24 | 93070 | Sus | Y | EquipmentFailureInvolved¦Overhead¦Transformer¦FailedFaulted
18-0045434 | Vegetation | Tree - fell into line | Conductor, Overhead | Arcing | 2018 | Tier 3 - Extreme | Distribution Circuit | 5 | 29 | 2018-05-29 | 96435 | Sus | Y | Vegetation¦Treefellintoline¦ConductorOverhead¦Arcing
18-0048816 | Equipment Failure/Involved | Electrical Overload | Transformer (OH) | Broken | 2018 | Tier 3 - Extreme | Transformer only | 6 | 8 | 2018-06-08 | 104108 | Sus | Y | EquipmentFailureInvolved¦ElectricalOverload¦Transformer(OH)¦Broken
18-0051583 | Vegetation | Tree - fell into line | Conductor, Overhead | Normal | 2018 | Tier 2 - Elevated | Distribution Circuit | 6 | 16 | 2018-06-16 | 110527 | Sus | Y | Vegetation¦Treefellintoline¦ConductorOverhead¦Normal
18-0055843 | Unknown Cause | Patrol - found nothing |  |  | 2018 | Tier 3 - Extreme | Distribution Circuit | 6 | 29 | 2018-06-29 | 121500 | Sus | Y | UnknownCause¦Patrolfoundnothing¦¦
18-0055855 | Equipment Failure/Involved | Overhead | Transformer (OH) | Failed/Faulted | 2018 | Tier 3 - Extreme | Distribution Circuit | 6 | 30 | 2018-06-30 | 121570 | Sus | Y | EquipmentFailureInvolved¦Overhead¦Transformer(OH)¦FailedFaulted
18-0059789 | Animal | Bird found | Transformer (OH) | Normal | 2018 | Tier 2 - Elevated | Distribution Circuit | 7 | 14 | 2018-07-14 | 131545 | Sus | Y | Animal¦Birdfound¦Transformer(OH)¦Normal
18-0066885 | Equipment Failure/Involved | Overhead | Transformer (OH) | Broken | 2018 | Tier 2 - Elevated | Distribution Circuit | 8 | 5 | 2018-08-05 | 149285 | Sus | Y | EquipmentFailureInvolved¦Overhead¦Transformer(OH)¦Broken
18-0084954 | Animal | Squirrel | Transformer | Failed/Faulted | 2018 | Tier 3 - Extreme | Transformer only | 9 | 30 | 2018-09-30 | 184443 | Sus | Y | Animal¦Squirrel¦Transformer¦FailedFaulted
18-0086652 | Vegetation | Tree - branch fell on line | Conductor, Overhead | Together | 2018 | Tier 2 - Elevated | Distribution Circuit | 10 | 4 | 2018-10-04 | 188103 | Sus | Y | Vegetation¦Treebranchfellonline¦ConductorOverhead¦Together
18-0090628 | Animal | Other | Transformer | Broken | 2018 | Tier 3 - Extreme | Transformer only | 10 | 15 | 2018-10-15 | 195512 | Sus | Y | Animal¦Other¦Transformer¦Broken
18-0090762 | Wildfire Mitigation | CWSP - Vegetation Removal |  |  | 2018 | Tier 3 - Extreme | Distribution Circuit | 10 | 16 | 2018-10-16 | 196136 | Sus | Y | WildfireMitigation¦CWSPVegetationRemoval¦¦
18-0091038 | Wildfire Mitigation | Public Safety Power Shut-off |  |  | 2018 | Tier 3 - Extreme | Distribution Circuit | 10 | 14 | 2018-10-14 | 196545 | Sus | Y | WildfireMitigation¦PublicSafetyPowerShutoff¦¦
18-0091390 | Equipment Failure/Involved | Overhead | Crossarm, Wood | Broken | 2018 | Tier 2 - Elevated | Distribution Circuit | 10 | 17 | 2018-10-17 | 197482 | Sus | Y | EquipmentFailureInvolved¦Overhead¦CrossarmWood¦Broken
18-0094418 | Wildfire Mitigation | CWSP - Vegetation Removal |  |  | 2018 | Tier 3 - Extreme | Distribution Circuit | 10 | 26 | 2018-10-26 | 202712 | Sus | Y | WildfireMitigation¦CWSPVegetationRemoval¦¦
18-0102077 | Vegetation | Tree - branch fell on line | Conductor, Overhead | Normal | 2018 | Tier 3 - Extreme | Distribution Circuit | 11 | 21 | 2018-11-21 | 220914 | Sus | Y | Vegetation¦Treebranchfellonline¦ConductorOverhead¦Normal
18-0102643 | Equipment Failure/Involved | Overhead | Lightning Arrestor | Failed/Faulted | 2018 | Tier 2 - Elevated | Distribution Circuit | 11 | 23 | 2018-11-23 | 223101 | Sus | Y | EquipmentFailureInvolved¦Overhead¦LightningArrestor¦FailedFaulted
18-0105839 | Equipment Failure/Involved | Overhead | Transformer | Failed/Faulted | 2018 | Tier 3 - Extreme | Transformer only | 12 | 1 | 2018-12-01 | 230872 | Sus | N | EquipmentFailureInvolved¦Overhead¦Transformer¦FailedFaulted
18-0110766 | Equipment Failure/Involved | Overhead | Transformer | Failed/Faulted | 2018 | Tier 3 - Extreme | Transformer only | 12 | 26 | 2018-12-26 | 247650 | Sus | N | EquipmentFailureInvolved¦Overhead¦Transformer¦FailedFaulted
19-0005643 | Unknown Cause | Patrol - found nothing |  |  | 2019 | Tier 3 - Extreme | Distribution Circuit | 1 | 6 | 2019-01-06 | 256458 | Sus | N | UnknownCause¦Patrolfoundnothing¦¦
19-0010287 | Equipment Failure/Involved | Overhead | Pole-Wood | Broken, wire on ground | 2019 | Tier 2 - Elevated | Distribution Circuit | 1 | 16 | 2019-01-16 | 269559 | Sus | N | EquipmentFailureInvolved¦Overhead¦PoleWood¦Brokenwireonground
19-0010324 | Vegetation | Tree - branch fell on line | Conductor, Overhead | Normal | 2019 | Tier 3 - Extreme | Distribution Circuit | 1 | 16 | 2019-01-16 | 271471 | Sus | N | Vegetation¦Treebranchfellonline¦ConductorOverhead¦Normal
19-0010886 | Unknown Cause | Patrol - found nothing |  |  | 2019 | Tier 3 - Extreme | Distribution Circuit | 1 | 16 | 2019-01-16 | 268908 | Sus | N | UnknownCause¦Patrolfoundnothing¦¦
19-0011171 | Vegetation | Tree - branch fell on line | Service conductor | Broken, wire on ground | 2019 | Tier 2 - Elevated | Transformer only | 1 | 16 | 2019-01-16 | 269397 | Sus | N | Vegetation¦Treebranchfellonline¦Serviceconductor¦Brokenwireonground
19-0012899 | Equipment Failure/Involved | Overhead | Connector or Splice (OH) | Arcing | 2019 | Tier 3 - Extreme | Transformer only | 1 | 21 | 2019-01-21 | 278523 | Sus | N | EquipmentFailureInvolved¦Overhead¦ConnectororSplice(OH)¦Arcing
19-0015921 | Equipment Failure/Involved | Underground | Transformer | Leaking | 2019 | Tier 2 - Elevated | Distribution Circuit | 1 | 30 | 2019-01-30 | 284045 | Sus | N | EquipmentFailureInvolved¦Underground¦Transformer¦Leaking
19-0017308 | Equipment Failure/Involved | Underground | Conductor, Underground | Deteriorated | 2019 | Tier 3 - Extreme | Transformer only | 2 | 2 | 2019-02-02 | 287933 | Sus | N | EquipmentFailureInvolved¦Underground¦ConductorUnderground¦Deteriorated
19-0017615 | Unknown Cause | Patrol - found nothing |  |  | 2019 | Tier 2 - Elevated | Distribution Circuit | 2 | 3 | 2019-02-03 | 288618 | Sus | N | UnknownCause¦Patrolfoundnothing¦¦
19-0018592 | Unknown Cause | Patrol - not conducted |  |  | 2019 | Tier 2 - Elevated | Distribution Circuit | 2 | 5 | 2019-02-05 | 292622 | Sus | N | UnknownCause¦Patrolnotconducted¦¦
19-0020310 | Vegetation | Tree - fell into line | Conductor, Overhead | Normal | 2019 | Tier 3 - Extreme | Distribution Circuit | 2 | 9 | 2019-02-09 | 296884 | Sus | N | Vegetation¦Treefellintoline¦ConductorOverhead¦Normal
19-0020495 | Vegetation | Tree - fell into line | Conductor, Overhead | Broken, wire on ground | 2019 | Tier 3 - Extreme | Distribution Circuit | 2 | 9 | 2019-02-09 | 297547 | Sus | N | Vegetation¦Treefellintoline¦ConductorOverhead¦Brokenwireonground
19-0020768 | Vegetation | Tree - fell into line | Conductor, Overhead | Normal | 2019 | Tier 3 - Extreme | Distribution Circuit | 2 | 10 | 2019-02-10 | 299066 | Sus | N | Vegetation¦Treefellintoline¦ConductorOverhead¦Normal
19-0021312 | Vegetation | Tree - fell into line | Crossarm, Wood | Broken, wire on ground | 2019 | Tier 3 - Extreme | Distribution Circuit | 2 | 11 | 2019-02-11 | 300252 | Sus | N | Vegetation¦Treefellintoline¦CrossarmWood¦Brokenwireonground
19-0023613 | Vegetation | Tree - fell into line | Conductor, Overhead | Normal | 2019 | Tier 2 - Elevated | Distribution Circuit | 2 | 14 | 2019-02-14 | 306644 | Sus | N | Vegetation¦Treefellintoline¦ConductorOverhead¦Normal
19-0023744 | Vegetation | Tree - fell into line | Conductor, Overhead | Broken, wire on ground | 2019 | Tier 2 - Elevated | Distribution Circuit | 2 | 14 | 2019-02-14 | 310859 | Sus | N | Vegetation¦Treefellintoline¦ConductorOverhead¦Brokenwireonground
19-0023788 | Equipment Failure/Involved | Overhead | Recloser | Malfunctioning | 2019 | Tier 2 - Elevated | Distribution Circuit | 2 | 15 | 2019-02-15 | 311315 | Sus | N | EquipmentFailureInvolved¦Overhead¦Recloser¦Malfunctioning
19-0025604 | Vegetation | Tree - fell into line | Conductor, Overhead | Together | 2019 | Tier 3 - Extreme | Distribution Circuit | 2 | 17 | 2019-02-17 | 317536 | Sus | N | Vegetation¦Treefellintoline¦ConductorOverhead¦Together
19-0026591 | Unknown Cause | Patrol - found nothing |  |  | 2019 | Tier 2 - Elevated | Distribution Circuit | 2 | 20 | 2019-02-20 | 319823 | Sus | N | UnknownCause¦Patrolfoundnothing¦¦
19-0027058 | Vegetation | Tree - fell into line | Conductor, Overhead | Normal | 2019 | Tier 2 - Elevated | Distribution Circuit | 2 | 21 | 2019-02-21 | 320605 | Sus | N | Vegetation¦Treefellintoline¦ConductorOverhead¦Normal
19-0030057 | 3rd Party | Vehicle | Pole-Wood | Broken | 2019 | Tier 2 - Elevated | Distribution Circuit | 3 | 2 | 2019-03-02 | 329624 | Sus | N | 3rdParty¦Vehicle¦PoleWood¦Broken
19-0030731 | Unknown Cause | Patrol - not conducted |  |  | 2019 | Tier 2 - Elevated | Distribution Circuit | 3 | 5 | 2019-03-05 | 331331 | Sus | N | UnknownCause¦Patrolnotconducted¦¦
19-0032528 | Vegetation | Tree - fell into line | Conductor, Overhead | Broken, wire on ground | 2019 | Tier 2 - Elevated | Distribution Circuit | 3 | 11 | 2019-03-11 | 335871 | Sus | N | Vegetation¦Treefellintoline¦ConductorOverhead¦Brokenwireonground
19-0034072 | Equipment Failure/Involved | Overhead | Transformer | Burned/flashed | 2019 | Tier 2 - Elevated | Transformer only | 3 | 15 | 2019-03-15 | 339820 | Sus | N | EquipmentFailureInvolved¦Overhead¦Transformer¦Burnedflashed
19-0036621 | Equipment Failure/Involved | Overhead | Fuse | Broken | 2019 | Tier 3 - Extreme | Distribution Circuit | 3 | 25 | 2019-03-25 | 346615 | Sus | N | EquipmentFailureInvolved¦Overhead¦Fuse¦Broken
19-0037607 | Equipment Failure/Involved | Overhead | Lightning Arrestor | Failed/Faulted | 2019 | Tier 2 - Elevated | Distribution Circuit | 3 | 27 | 2019-03-27 | 348880 | Sus | N | EquipmentFailureInvolved¦Overhead¦LightningArrestor¦FailedFaulted
19-0037720 | Unknown Cause | Patrol - found nothing |  |  | 2019 | Tier 2 - Elevated | Distribution Circuit | 3 | 27 | 2019-03-27 | 348987 | Sus | N | UnknownCause¦Patrolfoundnothing¦¦
19-0038731 | Animal | Other | Pole-Wood | Normal | 2019 | Tier 2 - Elevated | Distribution Circuit | 4 | 1 | 2019-04-01 | 351411 | Sus | N | Animal¦Other¦PoleWood¦Normal
19-0038949 | Unknown Cause | Patrol - found nothing |  |  | 2019 | Tier 2 - Elevated | Distribution Circuit | 4 | 2 | 2019-04-02 | 352081 | Sus | N | UnknownCause¦Patrolfoundnothing¦¦
19-0042258 | Unknown Cause | Patrol - found nothing |  |  | 2019 | Tier 2 - Elevated | Distribution Circuit | 4 | 13 | 2019-04-13 | 360364 | Sus | N | UnknownCause¦Patrolfoundnothing¦¦
19-0044007 | Unknown Cause | Patrol - found nothing |  |  | 2019 | Tier 2 - Elevated | Distribution Circuit | 4 | 18 | 2019-04-18 | 363066 | Sus | N | UnknownCause¦Patrolfoundnothing¦¦
19-0045029 | 3rd Party | Vehicle | Conductor, Overhead | Broken, wire on ground | 2019 | Tier 3 - Extreme | Distribution Circuit | 4 | 22 | 2019-04-22 | 365798 | Sus | N | 3rdParty¦Vehicle¦ConductorOverhead¦Brokenwireonground
19-0048552 | Unknown Cause | Patrol - found nothing |  |  | 2019 | Tier 2 - Elevated | Distribution Circuit | 5 | 3 | 2019-05-03 | 372981 | Sus | Y | UnknownCause¦Patrolfoundnothing¦¦
19-0052822 | Unknown Cause | Patrol - found nothing |  |  | 2019 | Tier 3 - Extreme | Distribution Circuit | 5 | 16 | 2019-05-16 | 382415 | Sus | Y | UnknownCause¦Patrolfoundnothing¦¦
19-0060629 | Equipment Failure/Involved | Overhead | Crossarm, Wood | Broken | 2019 | Tier 2 - Elevated | Distribution Circuit | 5 | 31 | 2019-05-31 | 394192 | Sus | Y | EquipmentFailureInvolved¦Overhead¦CrossarmWood¦Broken
19-0065104 | Vegetation | Tree - fell into line | Conductor, Overhead | Broken, wire on ground | 2019 | Tier 2 - Elevated | Distribution Circuit | 6 | 10 | 2019-06-10 | 403105 | Sus | Y | Vegetation¦Treefellintoline¦ConductorOverhead¦Brokenwireonground
19-0068485 | Unknown Cause | Patrol - found nothing |  |  | 2019 | Tier 2 - Elevated | Distribution Circuit | 6 | 17 | 2019-06-17 | 417200 | Sus | Y | UnknownCause¦Patrolfoundnothing¦¦
19-0069115 | Unknown Cause | Patrol - found nothing |  |  | 2019 | Tier 2 - Elevated | Distribution Circuit | 6 | 18 | 2019-06-18 | 418215 | Sus | Y | UnknownCause¦Patrolfoundnothing¦¦
19-0079237 | Vegetation | Tree - cutting, PG&E contractor | Fuse | Failed/Faulted | 2019 | Tier 2 - Elevated | Distribution Circuit | 7 | 19 | 2019-07-19 | 461456 | Sus | Y | Vegetation¦TreecuttingPG&Econtractor¦Fuse¦FailedFaulted
19-0079707 | Equipment Failure/Involved | Overhead | Crossarm, Wood | Broken | 2019 | Tier 3 - Extreme | Transformer only | 7 | 22 | 2019-07-22 | 465353 | Sus | Y | EquipmentFailureInvolved¦Overhead¦CrossarmWood¦Broken
19-0080280 | Equipment Failure/Involved | Overhead | Conductor, Overhead | Normal | 2019 | Tier 2 - Elevated | Distribution Circuit | 7 | 23 | 2019-07-23 | 469217 | Sus | Y | EquipmentFailureInvolved¦Overhead¦ConductorOverhead¦Normal
19-0080512 | Unknown Cause | Patrol - found nothing |  |  | 2019 | Tier 3 - Extreme | Transformer only | 7 | 24 | 2019-07-24 | 469894 | Sus | Y | UnknownCause¦Patrolfoundnothing¦¦
19-0083500 | Equipment Failure/Involved | Overhead | Conductor, Overhead | Deteriorated | 2019 | Tier 2 - Elevated | Distribution Circuit | 8 | 1 | 2019-08-01 | 477274 | Sus | Y | EquipmentFailureInvolved¦Overhead¦ConductorOverhead¦Deteriorated
19-0085039 | Unknown Cause | Patrol - not conducted |  |  | 2019 | Tier 2 - Elevated | Distribution Circuit | 8 | 6 | 2019-08-06 | 487565 | Sus | Y | UnknownCause¦Patrolnotconducted¦¦
19-0087501 | 3rd Party | Tree - cutting, 3rd party | Conductor, Overhead | Normal | 2019 | Tier 3 - Extreme | Distribution Circuit | 8 | 13 | 2019-08-13 | 507383 | Sus | Y | 3rdParty¦Treecutting3rdparty¦ConductorOverhead¦Normal
19-0099576 | Environmental/External | Lightning | Transformer (OH) | Failed/Faulted | 2019 | Tier 3 - Extreme | Distribution Circuit | 9 | 16 | 2019-09-16 | 583876 | Sus | Y | EnvironmentalExternal¦Lightning¦Transformer(OH)¦FailedFaulted
19-0102237 | Equipment Failure/Involved | Overhead | Transformer | Failed/Faulted | 2019 | Tier 3 - Extreme | Transformer only | 9 | 22 | 2019-09-22 | 603714 | Sus | Y | EquipmentFailureInvolved¦Overhead¦Transformer¦FailedFaulted
19-0102324 | Unknown Cause | Patrol - found nothing |  |  | 2019 | Tier 3 - Extreme | Distribution Circuit | 9 | 23 | 2019-09-23 | 604193 | Sus | Y | UnknownCause¦Patrolfoundnothing¦¦
19-0115810 | Environmental/External | Fire, Forest/Grass | Fuse | Normal | 2019 | Tier 2 - Elevated | Distribution Circuit | 10 | 24 | 2019-10-24 | 680097 | Sus | Y | EnvironmentalExternal¦FireForestGrass¦Fuse¦Normal
19-0115946 | Wildfire Mitigation | Public Safety Power Shut-off | Crossarm, Wood | Broken, wire on ground | 2019 | Tier 3 - Extreme | Distribution Circuit | 10 | 26 | 2019-10-26 | 682404 | Sus | Y | WildfireMitigation¦PublicSafetyPowerShutoff¦CrossarmWood¦Brokenwireonground
19-0116641 | Wildfire Mitigation | Public Safety Power Shut-off | Conductor, Overhead | Normal | 2019 | Tier 2 - Elevated | Distribution Circuit | 10 | 26 | 2019-10-26 | 684291 | Sus | Y | WildfireMitigation¦PublicSafetyPowerShutoff¦ConductorOverhead¦Normal
19-0123256 | Unknown Cause | Patrol - found nothing |  |  | 2019 | Tier 2 - Elevated | Distribution Circuit | 11 | 9 | 2019-11-09 | 703166 | Sus | Y | UnknownCause¦Patrolfoundnothing¦¦
19-0126588 | Unknown Cause | Patrol - found nothing |  |  | 2019 | Tier 2 - Elevated | Distribution Circuit | 11 | 19 | 2019-11-19 | 710471 | Sus | Y | UnknownCause¦Patrolfoundnothing¦¦
19-0126948 | Vegetation | Tree - branch fell on line | Conductor, Overhead | Broken, wire on ground | 2019 | Tier 3 - Extreme | Distribution Circuit | 11 | 20 | 2019-11-20 | 711702 | Sus | Y | Vegetation¦Treebranchfellonline¦ConductorOverhead¦Brokenwireonground
19-0129903 | Unknown Cause | Patrol - found nothing |  |  | 2019 | Tier 2 - Elevated | Distribution Circuit | 11 | 26 | 2019-11-26 | 719321 | Sus | Y | UnknownCause¦Patrolfoundnothing¦¦
19-0130414 | Vegetation | Tree - branch fell on line | Conductor, Overhead | Normal | 2019 | Tier 2 - Elevated | Distribution Circuit | 11 | 26 | 2019-11-26 | 721543 | Sus | Y | Vegetation¦Treebranchfellonline¦ConductorOverhead¦Normal
19-0130780 | Vegetation | Tree - branch fell on line | Conductor, Overhead | Normal | 2019 | Tier 2 - Elevated | Distribution Circuit | 11 | 28 | 2019-11-28 | 722665 | Sus | Y | Vegetation¦Treebranchfellonline¦ConductorOverhead¦Normal
19-0131743 | Vegetation | Tree - branch fell on line | Conductor, Overhead | Broken, wire on ground | 2019 | Tier 2 - Elevated | Distribution Circuit | 11 | 30 | 2019-11-30 | 725174 | Sus | Y | Vegetation¦Treebranchfellonline¦ConductorOverhead¦Brokenwireonground
19-0132852 | Unknown Cause | Patrol - found nothing |  |  | 2019 | Tier 3 - Extreme | Distribution Circuit | 12 | 3 | 2019-12-03 | 728600 | Sus | N | UnknownCause¦Patrolfoundnothing¦¦
20-0005342 | Unknown Cause | Patrol - found nothing |  |  | 2020 | Tier 2 - Elevated | Distribution Circuit | 1 | 6 | 2020-01-06 | 755246 | Sus | N | UnknownCause¦Patrolfoundnothing¦¦
20-0009480 | Vegetation | Tree - fell into line | Conductor, Overhead | Broken, wire on ground | 2020 | Tier 2 - Elevated | Distribution Circuit | 1 | 16 | 2020-01-16 | 761886 | Sus | N | Vegetation¦Treefellintoline¦ConductorOverhead¦Brokenwireonground
20-0009594 | Vegetation | Tree - branch fell on line | Conductor, Overhead | Broken, wire on ground | 2020 | Tier 2 - Elevated | Distribution Circuit | 1 | 16 | 2020-01-16 | 761903 | Sus | N | Vegetation¦Treebranchfellonline¦ConductorOverhead¦Brokenwireonground
20-0014840 | Unknown Cause | Patrol - found nothing |  |  | 2020 | Tier 2 - Elevated | Distribution Circuit | 1 | 29 | 2020-01-29 | 772301 | Sus | N | UnknownCause¦Patrolfoundnothing¦¦
20-0016214 | Animal | Squirrel | Transformer (OH) | Normal | 2020 | Tier 2 - Elevated | Distribution Circuit | 2 | 1 | 2020-02-01 | 774952 | Sus | N | Animal¦Squirrel¦Transformer(OH)¦Normal
20-0019979 | Equipment Failure/Involved | Overhead | Pole-Wood | Broken | 2020 | Tier 3 - Extreme | Distribution Circuit | 2 | 9 | 2020-02-09 | 787511 | Sus | N | EquipmentFailureInvolved¦Overhead¦PoleWood¦Broken
20-0026305 | Equipment Failure/Involved | Overhead | Transformer | Failed/Faulted | 2020 | Tier 2 - Elevated | Transformer only | 2 | 26 | 2020-02-26 | 813955 | Sus | N | EquipmentFailureInvolved¦Overhead¦Transformer¦FailedFaulted
20-0029836 | Unknown Cause | Patrol - found nothing |  |  | 2020 | Tier 3 - Extreme | Distribution Circuit | 3 | 7 | 2020-03-07 | 838394 | Sus | N | UnknownCause¦Patrolfoundnothing¦¦
20-0032189 | Environmental/External | Ice or snow | Conductor, Overhead | Broken, wire on ground | 2020 | Tier 2 - Elevated | Distribution Circuit | 3 | 15 | 2020-03-15 | 851763 | Sus | N | EnvironmentalExternal¦Iceorsnow¦ConductorOverhead¦Brokenwireonground
20-0032399 | Vegetation | Tree - branch fell on line | Conductor, Overhead | Broken, wire on ground | 2020 | Tier 3 - Extreme | Distribution Circuit | 3 | 15 | 2020-03-15 | 851964 | Sus | N | Vegetation¦Treebranchfellonline¦ConductorOverhead¦Brokenwireonground
20-0033042 | Vegetation | Tree - fell into line | Conductor, Overhead | Broken, wire on ground | 2020 | Tier 3 - Extreme | Distribution Circuit | 3 | 14 | 2020-03-14 | 855818 | Sus | N | Vegetation¦Treefellintoline¦ConductorOverhead¦Brokenwireonground
20-0033129 | Equipment Failure/Involved | Overhead | Crossarm, Wood | Broken, wire on ground | 2020 | Tier 2 - Elevated | Distribution Circuit | 3 | 17 | 2020-03-17 | 856207 | Sus | N | EquipmentFailureInvolved¦Overhead¦CrossarmWood¦Brokenwireonground
20-0042563 | Equipment Failure/Involved | Overhead | Transformer (OH) | Failed/Faulted | 2020 | Tier 3 - Extreme | Distribution Circuit | 4 | 18 | 2020-04-18 | 897484 | Sus | N | EquipmentFailureInvolved¦Overhead¦Transformer(OH)¦FailedFaulted
20-0045947 | Unknown Cause | Patrol - found nothing |  |  | 2020 | Tier 2 - Elevated | Distribution Circuit | 4 | 30 | 2020-04-30 | 904422 | Sus | N | UnknownCause¦Patrolfoundnothing¦¦
20-0047227 | Unknown Cause | Patrol - found nothing |  |  | 2020 | Tier 2 - Elevated | Distribution Circuit | 5 | 5 | 2020-05-05 | 907200 | Sus | Y | UnknownCause¦Patrolfoundnothing¦¦
20-0056537 | Equipment Failure/Involved | Overhead | Transformer | Failed/Faulted | 2020 | Tier 3 - Extreme | Distribution Circuit | 6 | 2 | 2020-06-02 | 927974 | Sus | Y | EquipmentFailureInvolved¦Overhead¦Transformer¦FailedFaulted
20-0060884 | Animal | Squirrel | Conductor, Overhead | Normal | 2020 | Tier 2 - Elevated | Distribution Circuit | 6 | 13 | 2020-06-13 | 938382 | Sus | Y | Animal¦Squirrel¦ConductorOverhead¦Normal
20-0061317 | 3rd Party | Dig in, 3rd party | Secondary | Deteriorated | 2020 | Tier 2 - Elevated | Transformer only | 6 | 15 | 2020-06-15 | 939471 | Sus | Y | 3rdParty¦Digin3rdparty¦Secondary¦Deteriorated
20-0065593 | Unknown Cause | Patrol - found nothing |  |  | 2020 | Tier 2 - Elevated | Distribution Circuit | 6 | 26 | 2020-06-26 | 948117 | Sus | Y | UnknownCause¦Patrolfoundnothing¦¦
20-0068348 | Equipment Failure/Involved | Underground | Conductor, Underground | Broken | 2020 | Tier 2 - Elevated | Distribution Circuit | 7 | 4 | 2020-07-04 | 957672 | Sus | Y | EquipmentFailureInvolved¦Underground¦ConductorUnderground¦Broken
20-0070337 | Vegetation | Tree - fell into line | Conductor, Overhead | Broken, wire on ground | 2020 | Tier 3 - Extreme | Distribution Circuit | 7 | 10 | 2020-07-10 | 961356 | Sus | Y | Vegetation¦Treefellintoline¦ConductorOverhead¦Brokenwireonground
20-0083452 | Wildfire Mitigation | CWSP - Vegetation Removal | Secondary | Normal | 2020 | Tier 2 - Elevated | Transformer only | 8 | 14 | 2020-08-14 | 998015 | Sus | Y | WildfireMitigation¦CWSPVegetationRemoval¦Secondary¦Normal
20-0089058 | Environmental/External | Fire, Forest/Grass | Conductor, Overhead | Normal | 2020 | Tier 2 - Elevated | Distribution Circuit | 8 | 20 | 2020-08-20 | 1027677 | Sus | Y | EnvironmentalExternal¦FireForestGrass¦ConductorOverhead¦Normal
20-0090954 | Equipment Failure/Involved | Underground | Transformer (UG) | Failed/Faulted | 2020 | Tier 2 - Elevated | Distribution Circuit | 8 | 28 | 2020-08-28 | 1035526 | Sus | Y | EquipmentFailureInvolved¦Underground¦Transformer(UG)¦FailedFaulted
20-0098434 | Equipment Failure/Involved | Overhead | Pole-Wood | Deteriorated | 2020 | Tier 2 - Elevated | Distribution Circuit | 9 | 17 | 2020-09-17 | 1077713 | Sus | Y | EquipmentFailureInvolved¦Overhead¦PoleWood¦Deteriorated
20-0099842 | Unknown Cause | Patrol - found nothing |  |  | 2020 | Tier 2 - Elevated | Distribution Circuit | 9 | 21 | 2020-09-21 | 1086177 | Sus | Y | UnknownCause¦Patrolfoundnothing¦¦
20-0101780 | Vegetation | Tree - fell into line | Pole-Wood | Broken, wire on ground | 2020 | Tier 3 - Extreme | Distribution Circuit | 9 | 26 | 2020-09-26 | 1093682 | Sus | Y | Vegetation¦Treefellintoline¦PoleWood¦Brokenwireonground
20-0107364 | Vegetation | Tree - fell into line | Conductor, Overhead | Normal | 2020 | Tier 3 - Extreme | Distribution Circuit | 10 | 11 | 2020-10-11 | 1115376 | Sus | Y | Vegetation¦Treefellintoline¦ConductorOverhead¦Normal
20-0109150 | Unknown Cause | Patrol - found nothing |  |  | 2020 | Tier 2 - Elevated | Distribution Circuit | 10 | 15 | 2020-10-15 | 1118466 | Sus | Y | UnknownCause¦Patrolfoundnothing¦¦
20-0120842 | Animal | Squirrel | Pothead(Riser Termination) | Normal | 2020 | Tier 2 - Elevated | Distribution Circuit | 11 | 13 | 2020-11-13 | 1144339 | Sus | Y | Animal¦Squirrel¦Pothead(RiserTermination)¦Normal
20-0120942 | Unknown Cause | Patrol - not conducted |  |  | 2020 | Tier 2 - Elevated | Distribution Circuit | 11 | 14 | 2020-11-14 | 1144705 | Sus | Y | UnknownCause¦Patrolnotconducted¦¦
20-0121731 | Unknown Cause | Patrol - found nothing |  |  | 2020 | Tier 2 - Elevated | Distribution Circuit | 11 | 17 | 2020-11-17 | 1146875 | Sus | Y | UnknownCause¦Patrolfoundnothing¦¦
20-0122670 | Vegetation | Tree - cutting, PG&E contractor | Pole-Wood | Broken | 2020 | Tier 3 - Extreme | Distribution Circuit | 11 | 18 | 2020-11-18 | 1148982 | Sus | Y | Vegetation¦TreecuttingPG&Econtractor¦PoleWood¦Broken
20-0123715 | Unknown Cause | Patrol - found nothing |  |  | 2020 | Tier 2 - Elevated | Distribution Circuit | 11 | 21 | 2020-11-21 | 1150526 | Sus | Y | UnknownCause¦Patrolfoundnothing¦¦
20-0129155 | Animal | Squirrel | Fuse | Normal | 2020 | Tier 2 - Elevated | Distribution Circuit | 12 | 9 | 2020-12-09 | 1173512 | Sus | N | Animal¦Squirrel¦Fuse¦Normal
20-0131213 | Unknown Cause | Patrol - not conducted |  |  | 2020 | Tier 2 - Elevated | Distribution Circuit | 12 | 19 | 2020-12-19 | 1195673 | Sus | N | UnknownCause¦Patrolnotconducted¦¦
21-0007987 | Equipment Failure/Involved | Overhead | Insulator | Burned/flashed | 2021 | Tier 2 - Elevated | Distribution Circuit | 1 | 12 | 2021-01-12 | 1209401 | Sus | N | EquipmentFailureInvolved¦Overhead¦Insulator¦Burnedflashed
21-0009815 | Equipment Failure/Involved | Overhead | Conductor, Overhead | Broken, wire on ground | 2021 | Tier 2 - Elevated | Distribution Circuit | 1 | 18 | 2021-01-18 | 1212892 | Sus | N | EquipmentFailureInvolved¦Overhead¦ConductorOverhead¦Brokenwireonground
21-0012724 | Vegetation | Tree - fell into line | Conductor, Overhead | Broken, wire on ground | 2021 | Tier 3 - Extreme | Distribution Circuit | 1 | 19 | 2021-01-19 | 1221136 | Sus | N | Vegetation¦Treefellintoline¦ConductorOverhead¦Brokenwireonground
21-0014080 | Vegetation | Tree - fell into line | Conductor, Overhead | Broken, wire on ground | 2021 | Tier 2 - Elevated | Distribution Circuit | 1 | 25 | 2021-01-25 | 1223464 | Sus | N | Vegetation¦Treefellintoline¦ConductorOverhead¦Brokenwireonground
21-0015832 | Environmental/External | Ice or snow | Pole-Wood | Broken, wire on ground | 2021 | Tier 2 - Elevated | Distribution Circuit | 1 | 27 | 2021-01-27 | 1233339 | Sus | N | EnvironmentalExternal¦Iceorsnow¦PoleWood¦Brokenwireonground
21-0016203 | Vegetation | Tree - fell into line | Conductor, Overhead | Broken, wire on ground | 2021 | Tier 2 - Elevated | Distribution Circuit | 1 | 26 | 2021-01-26 | 1229054 | Sus | N | Vegetation¦Treefellintoline¦ConductorOverhead¦Brokenwireonground
21-0016561 | Vegetation | Tree - branch fell on line | Conductor, Overhead | Broken, wire on ground | 2021 | Tier 3 - Extreme | Distribution Circuit | 1 | 26 | 2021-01-26 | 1236420 | Sus | N | Vegetation¦Treebranchfellonline¦ConductorOverhead¦Brokenwireonground
21-0016614 | Vegetation | Tree - fell into line | Crossarm, Wood | Broken | 2021 | Tier 3 - Extreme | Distribution Circuit | 1 | 27 | 2021-01-27 | 1236151 | Sus | N | Vegetation¦Treefellintoline¦CrossarmWood¦Broken
21-0016838 | Vegetation | Tree - fell into line | Pole-Wood | Broken, wire on ground | 2021 | Tier 2 - Elevated | Distribution Circuit | 1 | 26 | 2021-01-26 | 1237462 | Sus | N | Vegetation¦Treefellintoline¦PoleWood¦Brokenwireonground
21-0017007 | Vegetation | Tree - fell into line | Pole-Wood | Broken | 2021 | Tier 2 - Elevated | Distribution Circuit | 1 | 27 | 2021-01-27 | 1237277 | Sus | N | Vegetation¦Treefellintoline¦PoleWood¦Broken
21-0017357 | Vegetation | Tree - branch fell on line | Conductor, Overhead | Normal | 2021 | Tier 3 - Extreme | Distribution Circuit | 1 | 28 | 2021-01-28 | 1239223 | Sus | N | Vegetation¦Treebranchfellonline¦ConductorOverhead¦Normal
21-0018196 | Unknown Cause | Patrol - found nothing |  |  | 2021 | Tier 3 - Extreme | Transformer only | 1 | 29 | 2021-01-29 | 1240956 | Sus | N | UnknownCause¦Patrolfoundnothing¦¦
21-0018307 | Unknown Cause | Patrol - not conducted |  |  | 2021 | Tier 3 - Extreme | Distribution Circuit | 1 | 29 | 2021-01-29 | 1241146 | Sus | N | UnknownCause¦Patrolnotconducted¦¦
21-0020993 | Vegetation | Tree - branch fell on line | Conductor, Overhead | Normal | 2021 | Tier 2 - Elevated | Distribution Circuit | 2 | 2 | 2021-02-02 | 1245805 | Sus | N | Vegetation¦Treebranchfellonline¦ConductorOverhead¦Normal
21-0030044 | Unknown Cause | Patrol - found nothing |  |  | 2021 | Tier 2 - Elevated | Distribution Circuit | 2 | 26 | 2021-02-26 | 1262997 | Sus | N | UnknownCause¦Patrolfoundnothing¦¦
21-0034634 | Unknown Cause | Patrol - found nothing |  |  | 2021 | Tier 3 - Extreme | Distribution Circuit | 3 | 10 | 2021-03-10 | 1276699 | Sus | N | UnknownCause¦Patrolfoundnothing¦¦
21-0035728 | Equipment Failure/Involved | Overhead | Jumper | Arcing | 2021 | Tier 3 - Extreme | Distribution Circuit | 3 | 12 | 2021-03-12 | 1279954 | Sus | N | EquipmentFailureInvolved¦Overhead¦Jumper¦Arcing
21-0037813 | Company Initiated | Construction Activity/equip, company | Fuse | Normal | 2021 | Tier 3 - Extreme | Distribution Circuit | 3 | 17 | 2021-03-17 | 1287425 | Sus | N | CompanyInitiated¦ConstructionActivityequipcompany¦Fuse¦Normal
21-0041862 | Equipment Failure/Involved | Overhead | Insulator | Broken | 2021 | Tier 3 - Extreme | Distribution Circuit | 3 | 27 | 2021-03-27 | 1301759 | Sus | N | EquipmentFailureInvolved¦Overhead¦Insulator¦Broken
21-0042243 | Equipment Failure/Involved | Overhead | Crossarm, Wood | Broken | 2021 | Tier 3 - Extreme | Distribution Circuit | 3 | 29 | 2021-03-29 | 1302603 | Sus | N | EquipmentFailureInvolved¦Overhead¦CrossarmWood¦Broken
21-0043167 | Unknown Cause | Patrol - found nothing |  |  | 2021 | Tier 2 - Elevated | Distribution Circuit | 3 | 31 | 2021-03-31 | 1304191 | Sus | N | UnknownCause¦Patrolfoundnothing¦¦
21-0047085 | Animal | Bird found | Conductor, Overhead | Normal | 2021 | Tier 2 - Elevated | Distribution Circuit | 4 | 10 | 2021-04-10 | 1312485 | Sus | N | Animal¦Birdfound¦ConductorOverhead¦Normal
21-0050101 | Unknown Cause | Patrol - found nothing |  |  | 2021 | Tier 2 - Elevated | Distribution Circuit | 4 | 18 | 2021-04-18 | 1322350 | Sus | N | UnknownCause¦Patrolfoundnothing¦¦
21-0059559 | Equipment Failure/Involved | Overhead |  | Failed/Faulted | 2021 | Tier 2 - Elevated | Transformer only | 5 | 10 | 2021-05-10 | 1345474 | Sus | Y | EquipmentFailureInvolved¦Overhead¦¦FailedFaulted
21-0074661 | Vegetation | Tree - branch fell on line | Conductor, Overhead | Normal | 2021 | Tier 2 - Elevated | Distribution Circuit | 6 | 15 | 2021-06-15 | 1374561 | Sus | Y | Vegetation¦Treebranchfellonline¦ConductorOverhead¦Normal
21-0101578 | Company Initiated | Personnel, company | Generator | Broken | 2021 | Tier 2 - Elevated | Distribution Circuit | 8 | 7 | 2021-08-07 | 1436727 | Sus | Y | CompanyInitiated¦Personnelcompany¦Generator¦Broken
21-0107131 | Company Initiated | Construction Activity/equip, company | Transformer (OH) | Normal | 2021 | Tier 2 - Elevated | Transformer only | 8 | 21 | 2021-08-21 | 1448222 | Sus | Y | CompanyInitiated¦ConstructionActivityequipcompany¦Transformer(OH)¦Normal
21-0113607 | Unknown Cause | Patrol - found nothing |  |  | 2021 | Tier 2 - Elevated | Distribution Circuit | 9 | 4 | 2021-09-04 | 1461886 | Sus | Y | UnknownCause¦Patrolfoundnothing¦¦
21-0118150 | Unknown Cause | Patrol - not conducted |  |  | 2021 | Tier 3 - Extreme | Distribution Circuit | 9 | 15 | 2021-09-15 | 1472793 | Sus | Y | UnknownCause¦Patrolnotconducted¦¦
21-0125331 | Equipment Failure/Involved | Overhead | Transformer | Failed/Faulted | 2021 | Tier 2 - Elevated | Transformer only | 10 | 3 | 2021-10-03 | 1486072 | Sus | Y | EquipmentFailureInvolved¦Overhead¦Transformer¦FailedFaulted
21-0134229 | Vegetation | Tree - branch fell on line | Conductor, Overhead | Normal | 2021 | Tier 2 - Elevated | Distribution Circuit | 10 | 21 | 2021-10-21 | 1504115 | Sus | Y | Vegetation¦Treebranchfellonline¦ConductorOverhead¦Normal
21-0136613 | Vegetation | Tree - branch fell on line | Crossarm, Wood | Broken, wire on ground | 2021 | Tier 2 - Elevated | Distribution Circuit | 10 | 24 | 2021-10-24 | 1514828 | Sus | Y | Vegetation¦Treebranchfellonline¦CrossarmWood¦Brokenwireonground
21-0136980 | Unknown Cause | Patrol - found nothing |  |  | 2021 | Tier 2 - Elevated | Distribution Circuit | 10 | 25 | 2021-10-25 | 1517547 | Sus | Y | UnknownCause¦Patrolfoundnothing¦¦
21-0137423 | Vegetation | Tree - fell into line | Conductor, Overhead | Broken, wire on ground | 2021 | Tier 3 - Extreme | Distribution Circuit | 10 | 25 | 2021-10-25 | 1518450 | Sus | Y | Vegetation¦Treefellintoline¦ConductorOverhead¦Brokenwireonground
21-0137720 | Equipment Failure/Involved | Overhead | Jumper | Broken | 2021 | Tier 2 - Elevated | Distribution Circuit | 10 | 24 | 2021-10-24 | 1520223 | Sus | Y | EquipmentFailureInvolved¦Overhead¦Jumper¦Broken
21-0139713 | Unknown Cause | Patrol - found nothing |  |  | 2021 | Tier 2 - Elevated | Distribution Circuit | 10 | 29 | 2021-10-29 | 1524924 | Sus | Y | UnknownCause¦Patrolfoundnothing¦¦
21-0142088 | Vegetation | Tree - branch fell on line | Secondary | Normal | 2021 | Tier 3 - Extreme | Transformer only | 11 | 4 | 2021-11-04 | 1534275 | Sus | Y | Vegetation¦Treebranchfellonline¦Secondary¦Normal
21-0142256 | Equipment Failure/Involved | Overhead | Transformer (OH) | Deteriorated | 2021 | Tier 2 - Elevated | Transformer only | 11 | 4 | 2021-11-04 | 1534695 | Sus | Y | EquipmentFailureInvolved¦Overhead¦Transformer(OH)¦Deteriorated
21-0143058 | Vegetation | Tree - fell into line | Conductor, Overhead | Normal | 2021 | Tier 3 - Extreme | Distribution Circuit | 11 | 6 | 2021-11-06 | 1536447 | Sus | Y | Vegetation¦Treefellintoline¦ConductorOverhead¦Normal
21-0151366 | Equipment Failure/Involved | Overhead | Lightning Arrestor | Failed/Faulted | 2021 | Tier 2 - Elevated | Distribution Circuit | 11 | 26 | 2021-11-26 | 1554728 | Sus | Y | EquipmentFailureInvolved¦Overhead¦LightningArrestor¦FailedFaulted
21-0156854 | Vegetation | Tree - branch fell on line | Conductor, Overhead | Normal | 2021 | Tier 3 - Extreme | Distribution Circuit | 12 | 12 | 2021-12-12 | 1565371 | Sus | N | Vegetation¦Treebranchfellonline¦ConductorOverhead¦Normal
21-0157859 | Vegetation | Tree - fell into line | Conductor, Overhead | Normal | 2021 | Tier 3 - Extreme | Distribution Circuit | 12 | 14 | 2021-12-14 | 1569650 | Sus | N | Vegetation¦Treefellintoline¦ConductorOverhead¦Normal
21-0158804 | Unknown Cause | Patrol - found nothing |  |  | 2021 | Tier 2 - Elevated | Distribution Circuit | 12 | 16 | 2021-12-16 | 1574126 | Sus | N | UnknownCause¦Patrolfoundnothing¦¦
21-0158961 | Equipment Failure/Involved | Overhead | Connector or Splice (OH) | Broken, wire on ground | 2021 | Tier 2 - Elevated | Distribution Circuit | 12 | 16 | 2021-12-16 | 1575080 | Sus | N | EquipmentFailureInvolved¦Overhead¦ConnectororSplice(OH)¦Brokenwireonground
21-0161052 | Vegetation | Tree - fell into line | Pole-Wood | Broken, wire on ground | 2021 | Tier 2 - Elevated | Distribution Circuit | 12 | 27 | 2021-12-27 | 1585363 | Sus | N | Vegetation¦Treefellintoline¦PoleWood¦Brokenwireonground
21-0161096 | Vegetation | Tree - fell into line | Conductor, Overhead | Broken, wire on ground | 2021 | Tier 3 - Extreme | Distribution Circuit | 12 | 27 | 2021-12-27 | 1585503 | Sus | N | Vegetation¦Treefellintoline¦ConductorOverhead¦Brokenwireonground
22-0005531 | Vegetation | Tree - fell into line | Conductor, Overhead | Broken, wire on ground | 2021 | Tier 3 - Extreme | Distribution Circuit | 12 | 26 | 2021-12-26 | 1593703 | Sus | N | Vegetation¦Treefellintoline¦ConductorOverhead¦Brokenwireonground
22-0005701 | Unknown Cause | Patrol - found nothing |  |  | 2022 | Tier 3 - Extreme | Distribution Circuit | 1 | 3 | 2022-01-03 | 1593375 | Sus | N | UnknownCause¦Patrolfoundnothing¦¦
22-0006180 | Vegetation | Tree - fell into line | Conductor, Overhead | Broken, wire on object | 2022 | Tier 2 - Elevated | Transformer only | 1 | 1 | 2022-01-01 | 1591820 | Sus | N | Vegetation¦Treefellintoline¦ConductorOverhead¦Brokenwireonobject
22-0010360 | Vegetation | Tree - fell into line | Conductor, Overhead | Broken, wire on ground | 2022 | Tier 3 - Extreme | Distribution Circuit | 1 | 16 | 2022-01-16 | 1603593 | Sus | N | Vegetation¦Treefellintoline¦ConductorOverhead¦Brokenwireonground
22-0013751 | Unknown Cause | Patrol - found nothing |  |  | 2022 | Tier 3 - Extreme | Distribution Circuit | 1 | 24 | 2022-01-24 | 1611148 | Sus | N | UnknownCause¦Patrolfoundnothing¦¦
22-0015836 | Equipment Failure/Involved | Overhead | Transformer (OH) | Failed/Faulted | 2022 | Tier 2 - Elevated | Transformer only | 1 | 28 | 2022-01-28 | 1615353 | Sus | N | EquipmentFailureInvolved¦Overhead¦Transformer(OH)¦FailedFaulted
22-0016818 | Vegetation | Tree - branch fell on line | Conductor, Overhead | Broken, wire on ground | 2022 | Tier 3 - Extreme | Distribution Circuit | 2 | 1 | 2022-02-01 | 1617856 | Sus | N | Vegetation¦Treebranchfellonline¦ConductorOverhead¦Brokenwireonground
22-0024578 | Equipment Failure/Involved | Overhead | Transformer (OH) | Leaking | 2022 | Tier 3 - Extreme | Transformer only | 2 | 20 | 2022-02-20 | 1632839 | Sus | N | EquipmentFailureInvolved¦Overhead¦Transformer(OH)¦Leaking
22-0033471 | Company Initiated | Personnel, company | Conductor, Overhead | Normal | 2022 | Tier 2 - Elevated | Distribution Circuit | 3 | 14 | 2022-03-14 | 1647976 | Sus | N | CompanyInitiated¦Personnelcompany¦ConductorOverhead¦Normal
22-0034458 | Unknown Cause | Patrol - found nothing |  |  | 2022 | Tier 2 - Elevated | Distribution Circuit | 3 | 16 | 2022-03-16 | 1649546 | Sus | N | UnknownCause¦Patrolfoundnothing¦¦
22-0036248 | Unknown Cause | Patrol - found nothing |  |  | 2022 | Tier 2 - Elevated | Distribution Circuit | 3 | 21 | 2022-03-21 | 1652274 | Sus | N | UnknownCause¦Patrolfoundnothing¦¦
22-0036383 | Equipment Failure/Involved | Overhead | Crossarm, Wood | Deteriorated | 2022 | Tier 2 - Elevated | Distribution Circuit | 3 | 21 | 2022-03-21 | 1652740 | Sus | N | EquipmentFailureInvolved¦Overhead¦CrossarmWood¦Deteriorated
22-0043707 | Unknown Cause | Patrol - found nothing |  |  | 2022 | Tier 2 - Elevated | Distribution Circuit | 4 | 6 | 2022-04-06 | 1664588 | Sus | N | UnknownCause¦Patrolfoundnothing¦¦
22-0052564 | 3rd Party | Vehicle | Conductor, Overhead | Normal | 2022 | Tier 2 - Elevated | Distribution Circuit | 4 | 21 | 2022-04-21 | 1678267 | Sus | N | 3rdParty¦Vehicle¦ConductorOverhead¦Normal
22-0053701 | Equipment Failure/Involved | Overhead | Transformer (OH) | Failed/Faulted | 2022 | Tier 2 - Elevated | Transformer only | 4 | 23 | 2022-04-23 | 1680067 | Sus | N | EquipmentFailureInvolved¦Overhead¦Transformer(OH)¦FailedFaulted
22-0054484 | Company Initiated | Personnel, company |  |  | 2022 | Tier 2 - Elevated | Distribution Circuit | 5 | 20 | 2022-05-20 | 1705695 | Sus | Y | CompanyInitiated¦Personnelcompany¦¦
22-0056845 | Equipment Failure/Involved | Overhead | Pole-Wood | Broken, wire on ground | 2022 | Tier 3 - Extreme | Distribution Circuit | 5 | 2 | 2022-05-02 | 1686019 | Sus | Y | EquipmentFailureInvolved¦Overhead¦PoleWood¦Brokenwireonground
22-0061542 | Equipment Failure/Involved | Overhead | Transformer (OH) | Leaking | 2022 | Tier 3 - Extreme | Transformer only | 5 | 12 | 2022-05-12 | 1694980 | Sus | Y | EquipmentFailureInvolved¦Overhead¦Transformer(OH)¦Leaking
22-0064918 | Unknown Cause | Patrol - found nothing |  |  | 2022 | Tier 2 - Elevated | Distribution Circuit | 5 | 21 | 2022-05-21 | 1707162 | Sus | Y | UnknownCause¦Patrolfoundnothing¦¦
22-0067057 | Animal | Bird found | Transformer (OH) | Normal | 2022 | Tier 2 - Elevated | Transformer only | 5 | 26 | 2022-05-26 | 1711706 | Sus | Y | Animal¦Birdfound¦Transformer(OH)¦Normal
22-0077656 | Unknown Cause | Patrol - found nothing |  |  | 2022 | Tier 3 - Extreme | Transformer only | 6 | 23 | 2022-06-23 | 1739695 | Sus | Y | UnknownCause¦Patrolfoundnothing¦¦
22-0077726 | Equipment Failure/Involved | Overhead | Transformer | Failed/Faulted | 2022 | Tier 2 - Elevated | Transformer only | 6 | 23 | 2022-06-23 | 1739809 | Sus | Y | EquipmentFailureInvolved¦Overhead¦Transformer¦FailedFaulted
22-0080753 | Unknown Cause | Patrol - found nothing |  |  | 2022 | Tier 2 - Elevated | Distribution Circuit | 6 | 30 | 2022-06-30 | 1746547 | Sus | Y | UnknownCause¦Patrolfoundnothing¦¦
22-0085438 | Vegetation | Tree - grew into line | Conductor, Overhead | Normal | 2022 | Tier 2 - Elevated | Distribution Circuit | 7 | 14 | 2022-07-14 | 1756314 | Sus | Y | Vegetation¦Treegrewintoline¦ConductorOverhead¦Normal
22-0086312 | Equipment Failure/Involved | Overhead | Transformer (OH) | Failed/Faulted | 2022 | Tier 3 - Extreme | Distribution Circuit | 7 | 17 | 2022-07-17 | 1758700 | Sus | Y | EquipmentFailureInvolved¦Overhead¦Transformer(OH)¦FailedFaulted
22-0092094 | Unknown Cause | Patrol - found nothing |  |  | 2022 | Tier 3 - Extreme | Distribution Circuit | 8 | 1 | 2022-08-01 | 1770280 | Sus | Y | UnknownCause¦Patrolfoundnothing¦¦
22-0092818 | Equipment Failure/Involved | Overhead | Transformer (OH) | Failed/Faulted | 2022 | Tier 2 - Elevated | Distribution Circuit | 8 | 2 | 2022-08-02 | 1771399 | Sus | Y | EquipmentFailureInvolved¦Overhead¦Transformer(OH)¦FailedFaulted
22-0098144 | Unknown Cause | Patrol - found nothing |  |  | 2022 | Tier 3 - Extreme | Distribution Circuit | 8 | 16 | 2022-08-16 | 1782345 | Sus | Y | UnknownCause¦Patrolfoundnothing¦¦
22-0107427 | Equipment Failure/Involved | Overhead | Fuse | Normal | 2022 | Tier 3 - Extreme | Transformer only | 9 | 7 | 2022-09-07 | 1804392 | Sus | Y | EquipmentFailureInvolved¦Overhead¦Fuse¦Normal
22-0108479 | Vegetation | Tree - branch fell on line | Conductor, Overhead | Normal | 2022 | Tier 3 - Extreme | Distribution Circuit | 9 | 9 | 2022-09-09 | 1806978 | Sus | Y | Vegetation¦Treebranchfellonline¦ConductorOverhead¦Normal
22-0110464 | Equipment Failure/Involved | Overhead | Connector or Splice (OH) | Deteriorated | 2022 | Tier 2 - Elevated | Transformer only | 9 | 14 | 2022-09-14 | 1811432 | Sus | Y | EquipmentFailureInvolved¦Overhead¦ConnectororSplice(OH)¦Deteriorated
22-0111617 | Unknown Cause | Patrol - found nothing |  |  | 2022 | Tier 2 - Elevated | Distribution Circuit | 9 | 18 | 2022-09-18 | 1814159 | Sus | Y | UnknownCause¦Patrolfoundnothing¦¦
22-0117345 | Vegetation | Tree - branch fell on line | Conductor, Overhead | Normal | 2022 | Tier 3 - Extreme | Distribution Circuit | 10 | 3 | 2022-10-03 | 1827052 | Sus | Y | Vegetation¦Treebranchfellonline¦ConductorOverhead¦Normal
22-0118296 | 3rd Party | Vehicle | Service conductor | Normal | 2022 | Tier 2 - Elevated | Distribution Circuit | 10 | 5 | 2022-10-05 | 1829696 | Sus | Y | 3rdParty¦Vehicle¦Serviceconductor¦Normal
22-0119418 | Unknown Cause | Patrol - found nothing |  |  | 2022 | Tier 2 - Elevated | Distribution Circuit | 10 | 8 | 2022-10-08 | 1831986 | Sus | Y | UnknownCause¦Patrolfoundnothing¦¦
22-0119938 | 3rd Party | Vehicle | Transformer (UG) | Broken | 2022 | Tier 3 - Extreme | Distribution Circuit | 10 | 11 | 2022-10-11 | 1834587 | Sus | Y | 3rdParty¦Vehicle¦Transformer(UG)¦Broken
22-0134031 | Equipment Failure/Involved | Overhead | Conductor, Overhead | Broken | 2022 | Tier 2 - Elevated | Distribution Circuit | 11 | 24 | 2022-11-24 | 1868717 | Sus | Y | EquipmentFailureInvolved¦Overhead¦ConductorOverhead¦Broken
22-0135807 | Equipment Failure/Involved | Overhead | Transformer (OH) | Failed/Faulted | 2022 | Tier 2 - Elevated | Transformer only | 12 | 1 | 2022-12-01 | 1873534 | Sus | N | EquipmentFailureInvolved¦Overhead¦Transformer(OH)¦FailedFaulted
22-0139027 | Vegetation | Tree - branch fell on line | Conductor, Overhead | Normal | 2022 | Tier 3 - Extreme | Distribution Circuit | 12 | 11 | 2022-12-11 | 1886135 | Sus | N | Vegetation¦Treebranchfellonline¦ConductorOverhead¦Normal
22-0139144 | Unknown Cause | Patrol - not conducted |  |  | 2022 | Tier 2 - Elevated | Distribution Circuit | 12 | 12 | 2022-12-12 | 1886772 | Sus | N | UnknownCause¦Patrolnotconducted¦¦
22-0139484 | Equipment Failure/Involved | Overhead | Pole-Wood | Normal | 2022 | Tier 3 - Extreme | Distribution Circuit | 12 | 13 | 2022-12-13 | 1888248 | Sus | N | EquipmentFailureInvolved¦Overhead¦PoleWood¦Normal
22-0141851 | Unknown Cause | Patrol - not conducted |  |  | 2022 | Tier 2 - Elevated | Distribution Circuit | 12 | 27 | 2022-12-27 | 1900003 | Sus | N | UnknownCause¦Patrolnotconducted¦¦
22-0142519 | 3rd Party | Vehicle | Conductor, Overhead | Broken, wire on ground | 2022 | Tier 2 - Elevated | Distribution Circuit | 12 | 31 | 2022-12-31 | 1903372 | Sus | N | 3rdParty¦Vehicle¦ConductorOverhead¦Brokenwireonground
15-0010648 | Vegetation | Tree - fell into line | Conductor, Overhead | Broken | 2015 | Tier 2 - Elevated | Distribution Circuit | 2 | 6 | 2015-02-06 | 1177031 | Sus | N | Vegetation¦Treefellintoline¦ConductorOverhead¦Broken
15-0011941 | Equipment Failure/Involved | Other | Conductor, Overhead | Broken, wire on ground | 2015 | Tier 2 - Elevated | Distribution Circuit | 2 | 8 | 2015-02-08 | 1185526 | Sus | N | EquipmentFailureInvolved¦Other¦ConductorOverhead¦Brokenwireonground
15-0034780 | Environmental/External | Lightning | Transformer (OH) | Failed/Faulted | 2015 | Tier 2 - Elevated | Transformer only | 5 | 17 | 2015-05-17 | 1236069 | Sus | Y | EnvironmentalExternal¦Lightning¦Transformer(OH)¦FailedFaulted
15-0038877 | Equipment Failure/Involved | Overhead | Insulator | Broken | 2015 | Tier 3 - Extreme | Distribution Circuit | 6 | 5 | 2015-06-05 | 1244357 | Sus | Y | EquipmentFailureInvolved¦Overhead¦Insulator¦Broken
15-0038961 | Vegetation | Tree - branch fell on line | Conductor, Overhead | Together | 2015 | Tier 2 - Elevated | Distribution Circuit | 6 | 5 | 2015-06-05 | 1244597 | Sus | Y | Vegetation¦Treebranchfellonline¦ConductorOverhead¦Together
15-0044541 | Vegetation | Tree - fell into line | Conductor, Overhead | Broken, wire on ground | 2015 | Tier 2 - Elevated | Distribution Circuit | 7 | 1 | 2015-07-01 | 1260299 | Sus | Y | Vegetation¦Treefellintoline¦ConductorOverhead¦Brokenwireonground
15-0046655 | Environmental/External | Lightning | Transformer | Failed/Faulted | 2015 | Tier 3 - Extreme | Transformer only | 7 | 9 | 2015-07-09 | 1265547 | Sus | Y | EnvironmentalExternal¦Lightning¦Transformer¦FailedFaulted
15-0046911 | Equipment Failure/Involved | Other | Customer Equipment | Malfunctioning | 2015 | Tier 3 - Extreme | Transformer only | 7 | 10 | 2015-07-10 | 1266410 | Sus | Y | EquipmentFailureInvolved¦Other¦CustomerEquipment¦Malfunctioning
15-0048851 | Unknown Cause | Patrol - found nothing |  |  | 2015 | Tier 3 - Extreme | Distribution Circuit | 7 | 19 | 2015-07-19 | 1271982 | Sus | Y | UnknownCause¦Patrolfoundnothing¦¦
15-0053724 | Environmental/External | Lightning | Transformer (UG) | Failed/Faulted | 2015 | Tier 2 - Elevated | Distribution Circuit | 8 | 7 | 2015-08-07 | 1284881 | Sus | Y | EnvironmentalExternal¦Lightning¦Transformer(UG)¦FailedFaulted
15-0059947 | Unknown Cause | Patrol - found nothing |  |  | 2015 | Tier 2 - Elevated | Distribution Circuit | 9 | 8 | 2015-09-08 | 1302027 | Sus | Y | UnknownCause¦Patrolfoundnothing¦¦
15-0060610 | Equipment Failure/Involved | Overhead | Conductor, Overhead | Broken, wire on ground | 2015 | Tier 3 - Extreme | Distribution Circuit | 9 | 10 | 2015-09-10 | 1303666 | Sus | Y | EquipmentFailureInvolved¦Overhead¦ConductorOverhead¦Brokenwireonground
15-0061076 | Unknown Cause | Patrol - found nothing |  |  | 2015 | Tier 2 - Elevated | Distribution Circuit | 9 | 13 | 2015-09-13 | 1304900 | Sus | Y | UnknownCause¦Patrolfoundnothing¦¦
15-0067725 | Vegetation | Tree - fell into line | Crossarm, Wood | Broken | 2015 | Tier 3 - Extreme | Distribution Circuit | 10 | 4 | 2015-10-04 | 1316416 | Sus | Y | Vegetation¦Treefellintoline¦CrossarmWood¦Broken
15-0074684 | Equipment Failure/Involved | Overhead | Insulator | Broken, wire on object | 2015 | Tier 3 - Extreme | Distribution Circuit | 11 | 2 | 2015-11-02 | 1332844 | Sus | Y | EquipmentFailureInvolved¦Overhead¦Insulator¦Brokenwireonobject
15-0077245 | 3rd Party | Gun Shot | Transformer (OH) | Leaking | 2015 | Tier 2 - Elevated | Transformer only | 11 | 11 | 2015-11-11 | 1339549 | Sus | Y | 3rdParty¦GunShot¦Transformer(OH)¦Leaking
15-0078459 | Equipment Failure/Involved | Electrical Overload | Cutout, fuse holder | Broken | 2015 | Tier 2 - Elevated | Transformer only | 11 | 16 | 2015-11-16 | 1343626 | Sus | Y | EquipmentFailureInvolved¦ElectricalOverload¦Cutoutfuseholder¦Broken
15-0078992 | 3rd Party | Metallic Balloon | Fuse | Normal | 2015 | Tier 2 - Elevated | Distribution Circuit | 11 | 18 | 2015-11-18 | 1344957 | Sus | Y | 3rdParty¦MetallicBalloon¦Fuse¦Normal
15-0081739 | Equipment Failure/Involved | Electrical Overload | Conductor, Overhead | Normal | 2015 | Tier 3 - Extreme | Distribution Circuit | 11 | 30 | 2015-11-30 | 1350578 | Sus | Y | EquipmentFailureInvolved¦ElectricalOverload¦ConductorOverhead¦Normal
15-0083529 | Vegetation | Tree - branch fell on line | Conductor, Overhead | Broken, wire on ground | 2015 | Tier 2 - Elevated | Transformer only | 12 | 9 | 2015-12-09 | 1356021 | Sus | N | Vegetation¦Treebranchfellonline¦ConductorOverhead¦Brokenwireonground
15-0083763 | Vegetation | Tree - fell into line | Conductor, Overhead | Broken, wire on ground | 2015 | Tier 3 - Extreme | Distribution Circuit | 12 | 10 | 2015-12-10 | 1356967 | Sus | N | Vegetation¦Treefellintoline¦ConductorOverhead¦Brokenwireonground
15-0083776 | Vegetation | Tree - branch fell on line | Conductor, Overhead | Broken, wire on ground | 2015 | Tier 3 - Extreme | Distribution Circuit | 12 | 10 | 2015-12-10 | 1356999 | Sus | N | Vegetation¦Treebranchfellonline¦ConductorOverhead¦Brokenwireonground
15-0084174 | Unknown Cause | Patrol - found nothing |  |  | 2015 | Tier 2 - Elevated | Distribution Circuit | 12 | 11 | 2015-12-11 | 1358382 | Sus | N | UnknownCause¦Patrolfoundnothing¦¦
15-0084394 | Vegetation | Tree - branch fell on line | Conductor, Overhead | Normal | 2015 | Tier 3 - Extreme | Distribution Circuit | 12 | 12 | 2015-12-12 | 1359359 | Sus | N | Vegetation¦Treebranchfellonline¦ConductorOverhead¦Normal
15-0084724 | Unknown Cause | Patrol - not conducted |  |  | 2015 | Tier 2 - Elevated | Distribution Circuit | 12 | 13 | 2015-12-13 | 1359971 | Sus | N | UnknownCause¦Patrolnotconducted¦¦
15-0086301 | Equipment Failure/Involved | Overhead | Connector or Splice (OH) | Broken, wire on object | 2015 | Tier 2 - Elevated | Distribution Circuit | 12 | 20 | 2015-12-20 | 1367052 | Sus | N | EquipmentFailureInvolved¦Overhead¦ConnectororSplice(OH)¦Brokenwireonobject
15-0087050 | Unknown Cause | Patrol - not conducted |  |  | 2015 | Tier 2 - Elevated | Transmission line | 12 | 24 | 2015-12-24 | 1370688 | Sus | N | UnknownCause¦Patrolnotconducted¦¦
15-0087275 | Unknown Cause | Patrol - not conducted |  |  | 2015 | Tier 2 - Elevated | Transmission line | 12 | 25 | 2015-12-25 | 1371661 | Sus | N | UnknownCause¦Patrolnotconducted¦¦
16-0004883 | Unknown Cause | Patrol - found nothing |  |  | 2016 | Tier 2 - Elevated | Distribution Circuit | 1 | 12 | 2016-01-12 | 1382355 | Sus | N | UnknownCause¦Patrolfoundnothing¦¦
16-0006134 | Equipment Failure/Involved | Underground | Conductor, Underground | Burned/flashed | 2016 | Tier 2 - Elevated | Transformer only | 1 | 18 | 2016-01-18 | 1386473 | Sus | N | EquipmentFailureInvolved¦Underground¦ConductorUnderground¦Burnedflashed
16-0011005 | Unknown Cause | Patrol - not conducted |  |  | 2016 | Tier 2 - Elevated | Distribution Circuit | 2 | 5 | 2016-02-05 | 1399142 | Sus | N | UnknownCause¦Patrolnotconducted¦¦
16-0012492 | Unknown Cause | Patrol - found nothing |  |  | 2016 | Tier 2 - Elevated | Distribution Circuit | 2 | 13 | 2016-02-13 | 1402983 | Sus | N | UnknownCause¦Patrolfoundnothing¦¦
16-0012580 | 3rd Party | Gun Shot | Conductor, Overhead | Broken, wire on ground | 2016 | Tier 3 - Extreme | Transmission line | 2 | 14 | 2016-02-14 | 1403301 | Sus | N | 3rdParty¦GunShot¦ConductorOverhead¦Brokenwireonground
16-0018286 | Unknown Cause | Patrol - found nothing |  |  | 2016 | Tier 3 - Extreme | Distribution Circuit | 3 | 5 | 2016-03-05 | 1418753 | Sus | N | UnknownCause¦Patrolfoundnothing¦¦
16-0018377 | Equipment Failure/Involved | Overhead | Conductor, Overhead | Broken, wire on ground | 2016 | Tier 2 - Elevated | Distribution Circuit | 3 | 6 | 2016-03-06 | 1421151 | Sus | N | EquipmentFailureInvolved¦Overhead¦ConductorOverhead¦Brokenwireonground
16-0018803 | Unknown Cause | Patrol - not conducted |  |  | 2016 | Tier 2 - Elevated | Distribution Circuit | 3 | 7 | 2016-03-07 | 1423099 | Sus | N | UnknownCause¦Patrolnotconducted¦¦
16-0021663 | Unknown Cause | Patrol - found nothing |  | Failed/Faulted | 2016 | Tier 2 - Elevated | Distribution Circuit | 3 | 15 | 2016-03-15 | 1431971 | Sus | N | UnknownCause¦Patrolfoundnothing¦¦FailedFaulted
16-0025998 | Vegetation | Tree - bark fell into line | Conductor, Overhead | Broken, wire on ground | 2016 | Tier 2 - Elevated | Distribution Circuit | 4 | 4 | 2016-04-04 | 1444166 | Sus | N | Vegetation¦Treebarkfellintoline¦ConductorOverhead¦Brokenwireonground
16-0029057 | Equipment Failure/Involved | Other |  | Broken | 2016 | Tier 2 - Elevated | Transformer only | 4 | 15 | 2016-04-15 | 1451715 | Sus | N | EquipmentFailureInvolved¦Other¦¦Broken
16-0031130 | Vegetation | Tree - branch fell on line | Conductor, Overhead | On Ground | 2016 | Tier 3 - Extreme | Distribution Circuit | 4 | 24 | 2016-04-24 | 1457731 | Sus | N | Vegetation¦Treebranchfellonline¦ConductorOverhead¦OnGround
16-0032875 | Vegetation | Tree - fell into line | Conductor, Overhead | Normal | 2016 | Tier 3 - Extreme | Distribution Circuit | 4 | 30 | 2016-04-30 | 1462265 | Sus | N | Vegetation¦Treefellintoline¦ConductorOverhead¦Normal
16-0033081 | Unknown Cause | Patrol - not conducted |  |  | 2016 | Tier 2 - Elevated | Distribution Circuit | 5 | 1 | 2016-05-01 | 1462823 | Sus | Y | UnknownCause¦Patrolnotconducted¦¦
16-0039503 | Equipment Failure/Involved | Overhead | Crossarm, Wood | Broken | 2016 | Tier 3 - Extreme | Distribution Circuit | 5 | 28 | 2016-05-28 | 1478499 | Sus | Y | EquipmentFailureInvolved¦Overhead¦CrossarmWood¦Broken
16-0042112 | Unknown Cause | Patrol - found nothing |  |  | 2016 | Tier 3 - Extreme | Distribution Circuit | 6 | 9 | 2016-06-09 | 1485693 | Sus | Y | UnknownCause¦Patrolfoundnothing¦¦
16-0047930 | Vegetation | Tree - fell into line | Conductor, Overhead | Broken, wire on ground | 2016 | Tier 3 - Extreme | Distribution Circuit | 7 | 5 | 2016-07-05 | 1501329 | Sus | Y | Vegetation¦Treefellintoline¦ConductorOverhead¦Brokenwireonground
16-0058713 | Unknown Cause | Patrol - found nothing |  |  | 2016 | Tier 2 - Elevated | Distribution Circuit | 8 | 19 | 2016-08-19 | 1529239 | Sus | Y | UnknownCause¦Patrolfoundnothing¦¦
16-0058821 | Equipment Failure/Involved | Overhead | Transformer | Failed/Faulted | 2016 | Tier 3 - Extreme | Distribution Circuit | 8 | 21 | 2016-08-21 | 1529639 | Sus | Y | EquipmentFailureInvolved¦Overhead¦Transformer¦FailedFaulted
16-0066485 | 3rd Party | Vehicle | Pole-Wood | Broken | 2016 | Tier 3 - Extreme | Transformer only | 9 | 22 | 2016-09-22 | 1546001 | Sus | Y | 3rdParty¦Vehicle¦PoleWood¦Broken
16-0069246 | Vegetation | Tree - fell into line | Conductor, Overhead | Normal | 2016 | Tier 3 - Extreme | Distribution Circuit | 10 | 3 | 2016-10-03 | 1552097 | Sus | Y | Vegetation¦Treefellintoline¦ConductorOverhead¦Normal
16-0069792 | Unknown Cause | Patrol - found nothing |  |  | 2016 | Tier 2 - Elevated | Distribution Circuit | 10 | 5 | 2016-10-05 | 1553261 | Sus | Y | UnknownCause¦Patrolfoundnothing¦¦
16-0072292 | Vegetation | Tree - fell into line | Conductor, Overhead | Normal | 2016 | Tier 2 - Elevated | Distribution Circuit | 10 | 14 | 2016-10-14 | 1559576 | Sus | Y | Vegetation¦Treefellintoline¦ConductorOverhead¦Normal
16-0073073 | Unknown Cause | Patrol - not conducted |  |  | 2016 | Tier 2 - Elevated | Distribution Circuit | 10 | 16 | 2016-10-16 | 1563716 | Sus | Y | UnknownCause¦Patrolnotconducted¦¦
16-0077480 | Equipment Failure/Involved | Overhead | Transformer | Failed/Faulted | 2016 | Tier 3 - Extreme | Transformer only | 11 | 2 | 2016-11-02 | 1575063 | Sus | Y | EquipmentFailureInvolved¦Overhead¦Transformer¦FailedFaulted
16-0078927 | 3rd Party | Tree - cutting, 3rd party | Conductor, Overhead | Broken, wire on ground | 2016 | Tier 3 - Extreme | Distribution Circuit | 11 | 9 | 2016-11-09 | 1578845 | Sus | Y | 3rdParty¦Treecutting3rdparty¦ConductorOverhead¦Brokenwireonground
16-0081046 | Vegetation | Tree - fell into line | Conductor, Overhead | Broken, wire on ground | 2016 | Tier 2 - Elevated | Distribution Circuit | 11 | 19 | 2016-11-19 | 1584648 | Sus | Y | Vegetation¦Treefellintoline¦ConductorOverhead¦Brokenwireonground
16-0082185 | Unknown Cause | Patrol - found nothing |  |  | 2016 | Tier 2 - Elevated | Distribution Circuit | 11 | 25 | 2016-11-25 | 1588545 | Sus | Y | UnknownCause¦Patrolfoundnothing¦¦
16-0082378 | Vegetation | Tree - fell into line | Conductor, Overhead | Together | 2016 | Tier 3 - Extreme | Distribution Circuit | 11 | 27 | 2016-11-27 | 1589566 | Sus | Y | Vegetation¦Treefellintoline¦ConductorOverhead¦Together
16-0082957 | 3rd Party | Tree - cutting, 3rd party | Pole-Wood | Broken, wire on ground | 2016 | Tier 3 - Extreme | Distribution Circuit | 11 | 29 | 2016-11-29 | 1591392 | Sus | Y | 3rdParty¦Treecutting3rdparty¦PoleWood¦Brokenwireonground
16-0083772 | Equipment Failure/Involved | Overhead | Cutout, fuse holder | Broken | 2016 | Tier 2 - Elevated | Transformer only | 12 | 3 | 2016-12-03 | 1594076 | Sus | N | EquipmentFailureInvolved¦Overhead¦Cutoutfuseholder¦Broken
16-0085750 | Vegetation | Tree - fell into line | Conductor, Overhead | Broken, wire on object | 2016 | Tier 3 - Extreme | Distribution Circuit | 12 | 15 | 2016-12-15 | 1602806 | Sus | N | Vegetation¦Treefellintoline¦ConductorOverhead¦Brokenwireonobject
16-0086916 | Company Initiated | Construction Activity/equip, company | Conductor, Overhead | Together | 2016 | Tier 2 - Elevated | Distribution Circuit | 12 | 24 | 2016-12-24 | 1610376 | Sus | N | CompanyInitiated¦ConstructionActivityequipcompany¦ConductorOverhead¦Together
16-0087244 | Vegetation | Tree - fell into line | Conductor, Overhead | Normal | 2016 | Tier 3 - Extreme | Distribution Circuit | 12 | 28 | 2016-12-28 | 1612292 | Sus | N | Vegetation¦Treefellintoline¦ConductorOverhead¦Normal
17-0005260 | Vegetation | Tree - fell into line | Conductor, Overhead | Broken, wire on ground | 2017 | Tier 2 - Elevated | Distribution Circuit | 1 | 8 | 2017-01-08 | 1624230 | Sus | N | Vegetation¦Treefellintoline¦ConductorOverhead¦Brokenwireonground
17-0005946 | Vegetation | Tree - branch fell on line | Conductor, Overhead | Together | 2017 | Tier 3 - Extreme | Distribution Circuit | 1 | 8 | 2017-01-08 | 1628403 | Sus | N | Vegetation¦Treebranchfellonline¦ConductorOverhead¦Together
17-0006086 | Unknown Cause | Patrol - found nothing |  |  | 2017 | Tier 2 - Elevated | Distribution Circuit | 1 | 8 | 2017-01-08 | 1629224 | Sus | N | UnknownCause¦Patrolfoundnothing¦¦
17-0007059 | Vegetation | Tree - branch fell on line | Conductor, Overhead | Broken, wire on ground | 2017 | Tier 2 - Elevated | Distribution Circuit | 1 | 10 | 2017-01-10 | 1636034 | Sus | N | Vegetation¦Treebranchfellonline¦ConductorOverhead¦Brokenwireonground
17-0007259 | Vegetation | Tree - fell into line | Conductor, Overhead | Broken | 2017 | Tier 3 - Extreme | Distribution Circuit | 1 | 10 | 2017-01-10 | 1636094 | Sus | N | Vegetation¦Treefellintoline¦ConductorOverhead¦Broken
17-0011703 | Vegetation | Tree - branch fell on line | Conductor, Overhead | Together | 2017 | Tier 2 - Elevated | Distribution Circuit | 1 | 20 | 2017-01-20 | 1653455 | Sus | N | Vegetation¦Treebranchfellonline¦ConductorOverhead¦Together
17-0012809 | Vegetation | Tree - branch fell on line | Conductor, Overhead | Broken, wire on ground | 2017 | Tier 2 - Elevated | Distribution Circuit | 1 | 22 | 2017-01-22 | 1658740 | Sus | N | Vegetation¦Treebranchfellonline¦ConductorOverhead¦Brokenwireonground
17-0013021 | Vegetation | Tree - fell into line | Conductor, Overhead | Broken, wire on ground | 2017 | Tier 2 - Elevated | Distribution Circuit | 1 | 22 | 2017-01-22 | 1660358 | Sus | N | Vegetation¦Treefellintoline¦ConductorOverhead¦Brokenwireonground
17-0013596 | Vegetation | Tree - fell into line | Conductor, Overhead | Broken, wire on ground | 2017 | Tier 2 - Elevated | Distribution Circuit | 1 | 23 | 2017-01-23 | 1662909 | Sus | N | Vegetation¦Treefellintoline¦ConductorOverhead¦Brokenwireonground
17-0013738 | Vegetation | Tree - branch fell on line | Fuse | Failed/Faulted | 2017 | Tier 3 - Extreme | Distribution Circuit | 1 | 23 | 2017-01-23 | 1663703 | Sus | N | Vegetation¦Treebranchfellonline¦Fuse¦FailedFaulted
17-0014232 | Unknown Cause | Patrol - found nothing |  |  | 2017 | Tier 3 - Extreme | Distribution Circuit | 1 | 23 | 2017-01-23 | 1664971 | Sus | N | UnknownCause¦Patrolfoundnothing¦¦
17-0015968 | Vegetation | Tree - fell into line | Conductor, Overhead | Broken, wire on ground | 2017 | Tier 2 - Elevated | Distribution Circuit | 1 | 30 | 2017-01-30 | 1670141 | Sus | N | Vegetation¦Treefellintoline¦ConductorOverhead¦Brokenwireonground
17-0017650 | Vegetation | Tree - branch fell on line | Conductor, Overhead | Broken, wire on ground | 2017 | Tier 2 - Elevated | Distribution Circuit | 2 | 6 | 2017-02-06 | 1675796 | Sus | N | Vegetation¦Treebranchfellonline¦ConductorOverhead¦Brokenwireonground
17-0018636 | Unknown Cause | Patrol - found nothing |  |  | 2017 | Tier 2 - Elevated | Distribution Circuit | 2 | 7 | 2017-02-07 | 1680112 | Sus | N | UnknownCause¦Patrolfoundnothing¦¦
17-0018800 | Vegetation | Tree - fell into line | Conductor, Overhead | Normal | 2017 | Tier 3 - Extreme | Distribution Circuit | 2 | 7 | 2017-02-07 | 1679528 | Sus | N | Vegetation¦Treefellintoline¦ConductorOverhead¦Normal
17-0019634 | Vegetation | Tree - fell into line | Conductor, Overhead | Broken, wire on ground | 2017 | Tier 2 - Elevated | Distribution Circuit | 2 | 9 | 2017-02-09 | 1684093 | Sus | N | Vegetation¦Treefellintoline¦ConductorOverhead¦Brokenwireonground
17-0019735 | Vegetation | Tree - fell into line | Conductor, Overhead | Normal | 2017 | Tier 2 - Elevated | Distribution Circuit | 2 | 10 | 2017-02-10 | 1684379 | Sus | N | Vegetation¦Treefellintoline¦ConductorOverhead¦Normal
17-0023879 | Vegetation | Tree - fell into line | Crossarm, Wood | Broken | 2017 | Tier 2 - Elevated | Transformer only | 2 | 19 | 2017-02-19 | 1703683 | Sus | N | Vegetation¦Treefellintoline¦CrossarmWood¦Broken
17-0023993 | Vegetation | Tree - fell into line | Conductor, Overhead | Broken, wire on ground | 2017 | Tier 3 - Extreme | Distribution Circuit | 2 | 20 | 2017-02-20 | 1704507 | Sus | N | Vegetation¦Treefellintoline¦ConductorOverhead¦Brokenwireonground
17-0024344 | Vegetation | Tree - fell into line | Pole-Wood | Broken | 2017 | Tier 3 - Extreme | Distribution Circuit | 2 | 20 | 2017-02-20 | 1706189 | Sus | N | Vegetation¦Treefellintoline¦PoleWood¦Broken
17-0024826 | Vegetation | Tree - fell into line | Conductor, Overhead | Normal | 2017 | Tier 2 - Elevated | Distribution Circuit | 2 | 20 | 2017-02-20 | 1706768 | Sus | N | Vegetation¦Treefellintoline¦ConductorOverhead¦Normal
17-0025377 | Vegetation | Tree - fell into line | Conductor, Overhead | Broken, wire on ground | 2017 | Tier 3 - Extreme | Distribution Circuit | 2 | 21 | 2017-02-21 | 1704677 | Sus | N | Vegetation¦Treefellintoline¦ConductorOverhead¦Brokenwireonground
17-0025771 | Vegetation | Tree - fell into line | Conductor, Overhead | Broken | 2017 | Tier 3 - Extreme | Transformer only | 2 | 21 | 2017-02-21 | 1709640 | Sus | N | Vegetation¦Treefellintoline¦ConductorOverhead¦Broken
17-0027443 | Equipment Failure/Involved | Overhead | Transformer | Failed/Faulted | 2017 | Tier 2 - Elevated | Transformer only | 2 | 28 | 2017-02-28 | 1716256 | Sus | N | EquipmentFailureInvolved¦Overhead¦Transformer¦FailedFaulted
17-0027900 | Animal | Bird found | Fuse | Failed/Faulted | 2017 | Tier 3 - Extreme | Distribution Circuit | 3 | 2 | 2017-03-02 | 1717908 | Sus | N | Animal¦Birdfound¦Fuse¦FailedFaulted
17-0029316 | Environmental/External | Flood/Erosion | Conductor, Overhead | Normal | 2017 | Tier 3 - Extreme | Distribution Circuit | 3 | 8 | 2017-03-08 | 1722366 | Sus | N | EnvironmentalExternal¦FloodErosion¦ConductorOverhead¦Normal
17-0029986 | Unknown Cause | Patrol - found nothing |  |  | 2017 | Tier 3 - Extreme | Distribution Circuit | 3 | 10 | 2017-03-10 | 1723994 | Sus | N | UnknownCause¦Patrolfoundnothing¦¦
17-0031513 | 3rd Party | Vehicle | Secondary | Broken, wire on ground | 2017 | Tier 2 - Elevated | Transformer only | 3 | 17 | 2017-03-17 | 1728939 | Sus | N | 3rdParty¦Vehicle¦Secondary¦Brokenwireonground
17-0032206 | Equipment Failure/Involved | Overhead | Pole-Wood | Broken | 2017 | Tier 2 - Elevated | Distribution Circuit | 3 | 21 | 2017-03-21 | 1731546 | Sus | N | EquipmentFailureInvolved¦Overhead¦PoleWood¦Broken
17-0034775 | Equipment Failure/Involved | Overhead | Transformer | Deteriorated | 2017 | Tier 2 - Elevated | Transformer only | 3 | 29 | 2017-03-29 | 1738383 | Sus | N | EquipmentFailureInvolved¦Overhead¦Transformer¦Deteriorated
17-0040026 | Environmental/External | Lightning | Transformer | Failed/Faulted | 2017 | Tier 3 - Extreme | Transformer only | 4 | 13 | 2017-04-13 | 1757181 | Sus | N | EnvironmentalExternal¦Lightning¦Transformer¦FailedFaulted
17-0045780 | Vegetation | Tree - branch fell on line | Fuse | Normal | 2017 | Tier 2 - Elevated | Distribution Circuit | 5 | 6 | 2017-05-06 | 1776131 | Sus | Y | Vegetation¦Treebranchfellonline¦Fuse¦Normal
17-0054113 | Vegetation | Tree - branch fell on line | Secondary | Broken, wire on ground | 2017 | Tier 2 - Elevated | Transformer only | 6 | 9 | 2017-06-09 | 1800700 | Sus | Y | Vegetation¦Treebranchfellonline¦Secondary¦Brokenwireonground
17-0056392 | Unknown Cause | Patrol - found nothing |  |  | 2017 | Tier 3 - Extreme | Distribution Circuit | 6 | 18 | 2017-06-18 | 1809853 | Sus | Y | UnknownCause¦Patrolfoundnothing¦¦
17-0059613 | Equipment Failure/Involved | Overhead | Transformer | Leaking | 2017 | Tier 3 - Extreme | Transformer only | 6 | 29 | 2017-06-29 | 1821033 | Sus | Y | EquipmentFailureInvolved¦Overhead¦Transformer¦Leaking
17-0065298 | Equipment Failure/Involved | Overhead | Transformer (OH) | Failed/Faulted | 2017 | Tier 2 - Elevated | Transformer only | 7 | 25 | 2017-07-25 | 1839351 | Sus | Y | EquipmentFailureInvolved¦Overhead¦Transformer(OH)¦FailedFaulted
17-0067528 | Equipment Failure/Involved | Overhead | Conductor, Overhead | Together | 2017 | Tier 3 - Extreme | Distribution Circuit | 8 | 2 | 2017-08-02 | 1844961 | Sus | Y | EquipmentFailureInvolved¦Overhead¦ConductorOverhead¦Together
17-0067662 | Equipment Failure/Involved | Overhead | Transformer (OH) | Failed/Faulted | 2017 | Tier 3 - Extreme | Distribution Circuit | 8 | 3 | 2017-08-03 | 1845384 | Sus | Y | EquipmentFailureInvolved¦Overhead¦Transformer(OH)¦FailedFaulted
17-0069926 | Equipment Failure/Involved | Overhead | Cutout, fuse holder | Broken | 2017 | Tier 2 - Elevated | Distribution Circuit | 8 | 13 | 2017-08-13 | 1851441 | Sus | Y | EquipmentFailureInvolved¦Overhead¦Cutoutfuseholder¦Broken
17-0070003 | Vegetation | Tree - fell into line | Pole-Wood | Broken, wire on ground | 2017 | Tier 2 - Elevated | Distribution Circuit | 8 | 14 | 2017-08-14 | 1851909 | Sus | Y | Vegetation¦Treefellintoline¦PoleWood¦Brokenwireonground
17-0071408 | Equipment Failure/Involved | Overhead | Conductor, Overhead | Burned/flashed | 2017 | Tier 2 - Elevated | Transformer only | 8 | 18 | 2017-08-18 | 1855024 | Sus | Y | EquipmentFailureInvolved¦Overhead¦ConductorOverhead¦Burnedflashed
17-0072946 | Unknown Cause | Patrol - not conducted |  |  | 2017 | Tier 3 - Extreme | Distribution Circuit | 8 | 25 | 2017-08-25 | 1859477 | Sus | Y | UnknownCause¦Patrolnotconducted¦¦
17-0074305 | Environmental/External | Fire, Forest/Grass | Conductor, Overhead | Broken, wire on ground | 2017 | Tier 3 - Extreme | Distribution Circuit | 8 | 30 | 2017-08-30 | 1863676 | Sus | Y | EnvironmentalExternal¦FireForestGrass¦ConductorOverhead¦Brokenwireonground
17-0077233 | Vegetation | Tree - fell into line | Pole-Wood | Broken | 2017 | Tier 2 - Elevated | Transformer only | 9 | 9 | 2017-09-09 | 1873984 | Sus | Y | Vegetation¦Treefellintoline¦PoleWood¦Broken
17-0078318 | Equipment Failure/Involved | Overhead | Transformer | Failed/Faulted | 2017 | Tier 3 - Extreme | Transformer only | 9 | 12 | 2017-09-12 | 1877487 | Sus | Y | EquipmentFailureInvolved¦Overhead¦Transformer¦FailedFaulted
17-0079286 | Vegetation | Tree - cutting, PG&E contractor | Conductor, Overhead | Normal | 2017 | Tier 3 - Extreme | Distribution Circuit | 9 | 15 | 2017-09-15 | 1879444 | Sus | Y | Vegetation¦TreecuttingPG&Econtractor¦ConductorOverhead¦Normal
17-0085274 | Vegetation | Tree - fell into line | Conductor, Overhead | Broken, wire on ground | 2017 | Tier 2 - Elevated | Distribution Circuit | 10 | 8 | 2017-10-08 | 1894014 | Sus | Y | Vegetation¦Treefellintoline¦ConductorOverhead¦Brokenwireonground
17-0085373 | Unknown Cause | Patrol - found nothing | Pole-Wood | Burned/flashed | 2017 | Tier 3 - Extreme | Distribution Circuit | 10 | 9 | 2017-10-09 | 1895477 | Sus | Y | UnknownCause¦Patrolfoundnothing¦PoleWood¦Burnedflashed
17-0086138 | Environmental/External | Fire, Forest/Grass | Conductor, Overhead | Normal | 2017 | Tier 2 - Elevated | Distribution Circuit | 10 | 8 | 2017-10-08 | 1897867 | Sus | Y | EnvironmentalExternal¦FireForestGrass¦ConductorOverhead¦Normal
17-0086489 | Environmental/External | Fire, Forest/Grass | Pole-Wood | Broken | 2017 | Tier 2 - Elevated | Distribution Circuit | 10 | 11 | 2017-10-11 | 1898929 | Sus | Y | EnvironmentalExternal¦FireForestGrass¦PoleWood¦Broken
17-0087250 | Environmental/External | Fire, Forest/Grass | Conductor, Overhead | Burned/flashed | 2017 | Tier 2 - Elevated | Distribution Circuit | 10 | 8 | 2017-10-08 | 1900478 | Sus | Y | EnvironmentalExternal¦FireForestGrass¦ConductorOverhead¦Burnedflashed
17-0087307 | Animal | Squirrel | Fuse | Failed/Faulted | 2017 | Tier 2 - Elevated | Distribution Circuit | 10 | 14 | 2017-10-14 | 1900577 | Sus | Y | Animal¦Squirrel¦Fuse¦FailedFaulted
17-0088409 | Environmental/External | Fire, Forest/Grass | Conductor, Overhead | Burned/flashed | 2017 | Tier 3 - Extreme | Distribution Circuit | 10 | 8 | 2017-10-08 | 1903603 | Sus | Y | EnvironmentalExternal¦FireForestGrass¦ConductorOverhead¦Burnedflashed
17-0090441 | Animal | Squirrel | Fuse | Normal | 2017 | Tier 3 - Extreme | Distribution Circuit | 10 | 26 | 2017-10-26 | 1909669 | Sus | Y | Animal¦Squirrel¦Fuse¦Normal
17-0090803 | Equipment Failure/Involved | Overhead | Transformer | Failed/Faulted | 2017 | Tier 2 - Elevated | Transformer only | 10 | 27 | 2017-10-27 | 1910684 | Sus | Y | EquipmentFailureInvolved¦Overhead¦Transformer¦FailedFaulted
17-0096686 | Vegetation | Tree - fell into line | Conductor, Overhead | Broken, wire on ground | 2017 | Tier 2 - Elevated | Distribution Circuit | 11 | 20 | 2017-11-20 | 1926857 | Sus | Y | Vegetation¦Treefellintoline¦ConductorOverhead¦Brokenwireonground
17-0099811 | Vegetation | Tree - fell into line | Pole-Wood | Broken, wire on ground | 2017 | Tier 3 - Extreme | Distribution Circuit | 12 | 4 | 2017-12-04 | 1936048 | Sus | N | Vegetation¦Treefellintoline¦PoleWood¦Brokenwireonground
17-0099815 | Vegetation | Tree - fell into line | Conductor, Overhead | On Ground | 2017 | Tier 3 - Extreme | Distribution Circuit | 12 | 4 | 2017-12-04 | 1935884 | Sus | N | Vegetation¦Treefellintoline¦ConductorOverhead¦OnGround
17-0101470 | Equipment Failure/Involved | Overhead | Transformer | Broken | 2017 | Tier 3 - Extreme | Transformer only | 12 | 13 | 2017-12-13 | 1941935 | Sus | N | EquipmentFailureInvolved¦Overhead¦Transformer¦Broken
17-0102382 | Vegetation | Tree - branch fell on line | Switch (OH) | Normal | 2017 | Tier 3 - Extreme | Distribution Circuit | 12 | 18 | 2017-12-18 | 1946490 | Sus | N | Vegetation¦Treebranchfellonline¦Switch(OH)¦Normal
17-0103581 | Animal | Squirrel | Recloser | Burned/flashed | 2017 | Tier 3 - Extreme | Distribution Circuit | 12 | 29 | 2017-12-29 | 1952874 | Sus | N | Animal¦Squirrel¦Recloser¦Burnedflashed
17-0103678 | Animal | Squirrel | Fuse | Failed/Faulted | 2017 | Tier 2 - Elevated | Distribution Circuit | 12 | 30 | 2017-12-30 | 1953463 | Sus | N | Animal¦Squirrel¦Fuse¦FailedFaulted
18-0003544 | Unknown Cause | Patrol - found nothing |  |  | 2018 | Tier 3 - Extreme | Distribution Circuit | 1 | 4 | 2018-01-04 | 1815 | Sus | N | UnknownCause¦Patrolfoundnothing¦¦
18-0004424 | Vegetation | Tree - fell into line | Conductor, Overhead | Normal | 2018 | Tier 3 - Extreme | Distribution Circuit | 1 | 8 | 2018-01-08 | 4074 | Sus | N | Vegetation¦Treefellintoline¦ConductorOverhead¦Normal
18-0009731 | Animal | Bird found | Fuse | Failed/Faulted | 2018 | Tier 3 - Extreme | Distribution Circuit | 1 | 29 | 2018-01-29 | 15615 | Sus | N | Animal¦Birdfound¦Fuse¦FailedFaulted
18-0010374 | 3rd Party | Other | Customer Equipment | Leaking | 2018 | Tier 3 - Extreme | Distribution Circuit | 1 | 31 | 2018-01-31 | 17107 | Sus | N | 3rdParty¦Other¦CustomerEquipment¦Leaking
18-0010426 | Unknown Cause | Patrol - found nothing |  |  | 2018 | Tier 2 - Elevated | Distribution Circuit | 1 | 31 | 2018-01-31 | 16954 | Sus | N | UnknownCause¦Patrolfoundnothing¦¦
18-0010618 | 3rd Party | Vehicle | Anchor or Guy | Broken | 2018 | Tier 2 - Elevated | Distribution Circuit | 1 | 31 | 2018-01-31 | 17321 | Sus | N | 3rdParty¦Vehicle¦AnchororGuy¦Broken
18-0015371 | Unknown Cause | Patrol - found nothing |  |  | 2018 | Tier 3 - Extreme | Distribution Circuit | 2 | 19 | 2018-02-19 | 27054 | Sus | N | UnknownCause¦Patrolfoundnothing¦¦
18-0015399 | Vegetation | Tree - branch fell on line | Conductor, Overhead | Broken, wire on ground | 2018 | Tier 3 - Extreme | Distribution Circuit | 2 | 19 | 2018-02-19 | 27195 | Sus | N | Vegetation¦Treebranchfellonline¦ConductorOverhead¦Brokenwireonground
18-0017085 | Equipment Failure/Involved | Overhead | Insulator | Broken, wire on object | 2018 | Tier 3 - Extreme | Distribution Circuit | 2 | 25 | 2018-02-25 | 31322 | Sus | N | EquipmentFailureInvolved¦Overhead¦Insulator¦Brokenwireonobject
18-0017360 | Vegetation | Tree - fell into line | Conductor, Overhead | Normal | 2018 | Tier 3 - Extreme | Distribution Circuit | 2 | 26 | 2018-02-26 | 31775 | Sus | N | Vegetation¦Treefellintoline¦ConductorOverhead¦Normal
18-0018950 | Vegetation | Tree - bark fell into line | Conductor, Overhead | Normal | 2018 | Tier 2 - Elevated | Distribution Circuit | 3 | 1 | 2018-03-01 | 35872 | Sus | N | Vegetation¦Treebarkfellintoline¦ConductorOverhead¦Normal
18-0019281 | Vegetation | Tree - branch fell on line | Conductor, Overhead | Normal | 2018 | Tier 3 - Extreme | Distribution Circuit | 3 | 2 | 2018-03-02 | 36813 | Sus | N | Vegetation¦Treebranchfellonline¦ConductorOverhead¦Normal
18-0019343 | Unknown Cause | Patrol - found nothing |  |  | 2018 | Tier 3 - Extreme | Distribution Circuit | 3 | 3 | 2018-03-03 | 37063 | Sus | N | UnknownCause¦Patrolfoundnothing¦¦
18-0019838 | Unknown Cause | Patrol - found nothing |  |  | 2018 | Tier 2 - Elevated | Distribution Circuit | 3 | 5 | 2018-03-05 | 38232 | Sus | N | UnknownCause¦Patrolfoundnothing¦¦
18-0022844 | Unknown Cause | Patrol - found nothing |  |  | 2018 | Tier 3 - Extreme | Distribution Circuit | 3 | 14 | 2018-03-14 | 44311 | Sus | N | UnknownCause¦Patrolfoundnothing¦¦
18-0023756 | Vegetation | Tree - fell into line | Conductor, Overhead | Normal | 2018 | Tier 3 - Extreme | Distribution Circuit | 3 | 16 | 2018-03-16 | 45893 | Sus | N | Vegetation¦Treefellintoline¦ConductorOverhead¦Normal
18-0025774 | Vegetation | Tree - fell into line | Conductor, Overhead | Broken, wire on ground | 2018 | Tier 2 - Elevated | Distribution Circuit | 3 | 22 | 2018-03-22 | 51218 | Sus | N | Vegetation¦Treefellintoline¦ConductorOverhead¦Brokenwireonground
18-0027390 | Unknown Cause | Patrol - found nothing |  |  | 2018 | Tier 2 - Elevated | Distribution Circuit | 3 | 28 | 2018-03-28 | 55030 | Sus | N | UnknownCause¦Patrolfoundnothing¦¦
18-0027555 | Unknown Cause | Patrol - found nothing |  |  | 2018 | Tier 2 - Elevated | Distribution Circuit | 3 | 28 | 2018-03-28 | 55534 | Sus | N | UnknownCause¦Patrolfoundnothing¦¦
18-0028833 | Animal | Squirrel | Conductor, Overhead | Normal | 2018 | Tier 3 - Extreme | Distribution Circuit | 4 | 3 | 2018-04-03 | 58410 | Sus | N | Animal¦Squirrel¦ConductorOverhead¦Normal
18-0031749 | Equipment Failure/Involved | Underground | Transformer | Failed/Faulted | 2018 | Tier 3 - Extreme | Distribution Circuit | 4 | 12 | 2018-04-12 | 65601 | Sus | N | EquipmentFailureInvolved¦Underground¦Transformer¦FailedFaulted
18-0037373 | Environmental/External | Lightning | Fuse | Failed/Faulted | 2018 | Tier 2 - Elevated | Distribution Circuit | 5 | 1 | 2018-05-01 | 77551 | Sus | Y | EnvironmentalExternal¦Lightning¦Fuse¦FailedFaulted
18-0046785 | Equipment Failure/Involved | Electrical Overload | Transformer | Failed/Faulted | 2018 | Tier 2 - Elevated | Transformer only | 6 | 3 | 2018-06-03 | 100206 | Sus | Y | EquipmentFailureInvolved¦ElectricalOverload¦Transformer¦FailedFaulted
18-0049376 | Unknown Cause | Patrol - found nothing |  |  | 2018 | Tier 2 - Elevated | Distribution Circuit | 6 | 10 | 2018-06-10 | 105583 | Sus | Y | UnknownCause¦Patrolfoundnothing¦¦
18-0050454 | Equipment Failure/Involved | Underground | Transformer (UG) | Leaking | 2018 | Tier 2 - Elevated | Distribution Circuit | 6 | 13 | 2018-06-13 | 107947 | Sus | Y | EquipmentFailureInvolved¦Underground¦Transformer(UG)¦Leaking
18-0057650 | Unknown Cause | Patrol - found nothing |  |  | 2018 | Tier 2 - Elevated | Distribution Circuit | 7 | 7 | 2018-07-07 | 125912 | Sus | Y | UnknownCause¦Patrolfoundnothing¦¦
18-0057696 | Equipment Failure/Involved | Overhead | Secondary | Normal | 2018 | Tier 2 - Elevated | Distribution Circuit | 7 | 7 | 2018-07-07 | 126191 | Sus | Y | EquipmentFailureInvolved¦Overhead¦Secondary¦Normal
18-0060326 | 3rd Party | Vehicle | Pole-Wood | Broken, wire on ground | 2018 | Tier 3 - Extreme | Distribution Circuit | 7 | 16 | 2018-07-16 | 133052 | Sus | Y | 3rdParty¦Vehicle¦PoleWood¦Brokenwireonground
18-0064843 | Vegetation | Tree - fell into line | Pole-Wood | Normal | 2018 | Tier 2 - Elevated | Distribution Circuit | 7 | 30 | 2018-07-30 | 144542 | Sus | Y | Vegetation¦Treefellintoline¦PoleWood¦Normal
18-0072849 | Company Initiated | Construction Activity/equip, company | Conductor, Overhead | Normal | 2018 | Tier 2 - Elevated | Distribution Circuit | 8 | 23 | 2018-08-23 | 161013 | Sus | Y | CompanyInitiated¦ConstructionActivityequipcompany¦ConductorOverhead¦Normal
18-0074118 | Vegetation | Tree - branch fell on line | Jumper | Broken | 2018 | Tier 3 - Extreme | Distribution Circuit | 8 | 28 | 2018-08-28 | 163646 | Sus | Y | Vegetation¦Treebranchfellonline¦Jumper¦Broken
18-0078356 | Equipment Failure/Involved | Overhead | Conductor, Overhead | Broken, wire on ground | 2018 | Tier 3 - Extreme | Distribution Circuit | 9 | 10 | 2018-09-10 | 171917 | Sus | Y | EquipmentFailureInvolved¦Overhead¦ConductorOverhead¦Brokenwireonground
18-0086517 | Environmental/External | Lightning | Transformer | Failed/Faulted | 2018 | Tier 2 - Elevated | Transformer only | 10 | 3 | 2018-10-03 | 187494 | Sus | Y | EnvironmentalExternal¦Lightning¦Transformer¦FailedFaulted
18-0098233 | Equipment Failure/Involved | Underground | Connector or Splice (UG) | Failed/Faulted | 2018 | Tier 2 - Elevated | Transformer only | 11 | 8 | 2018-11-08 | 211180 | Sus | Y | EquipmentFailureInvolved¦Underground¦ConnectororSplice(UG)¦FailedFaulted
18-0100830 | Environmental/External | Fire, Forest/Grass | Pole-Wood | Burned/flashed | 2018 | Tier 3 - Extreme | Distribution Circuit | 11 | 8 | 2018-11-08 | 217848 | Sus | Y | EnvironmentalExternal¦FireForestGrass¦PoleWood¦Burnedflashed
18-0101334 | Environmental/External | Fire, Forest/Grass | Pole-Wood | Burned/flashed | 2018 | Tier 3 - Extreme | Distribution Circuit | 11 | 8 | 2018-11-08 | 218775 | Sus | Y | EnvironmentalExternal¦FireForestGrass¦PoleWood¦Burnedflashed
18-0107547 | Vegetation | Tree - grew into line | Conductor, Overhead | Normal | 2018 | Tier 2 - Elevated | Distribution Circuit | 12 | 6 | 2018-12-06 | 234847 | Sus | N | Vegetation¦Treegrewintoline¦ConductorOverhead¦Normal
18-0107995 | Unknown Cause | Patrol - found nothing |  |  | 2018 | Tier 3 - Extreme | Distribution Circuit | 12 | 7 | 2018-12-07 | 235967 | Sus | N | UnknownCause¦Patrolfoundnothing¦¦
18-0109120 | Animal | Bird found | Conductor, Overhead | Broken, wire on ground | 2018 | Tier 2 - Elevated | Distribution Circuit | 12 | 14 | 2018-12-14 | 239805 | Sus | N | Animal¦Birdfound¦ConductorOverhead¦Brokenwireonground
19-0003419 | Vegetation | Tree - fell into line | Connector or Splice (OH) | Broken, wire on ground | 2019 | Tier 2 - Elevated | Distribution Circuit | 1 | 1 | 2019-01-01 | 251366 | Sus | N | Vegetation¦Treefellintoline¦ConnectororSplice(OH)¦Brokenwireonground
19-0004908 | Vegetation | Tree - fell into line | Conductor, Overhead | Together | 2019 | Tier 2 - Elevated | Distribution Circuit | 1 | 5 | 2019-01-05 | 254669 | Sus | N | Vegetation¦Treefellintoline¦ConductorOverhead¦Together
19-0005222 | Unknown Cause | Patrol - found nothing |  |  | 2019 | Tier 2 - Elevated | Distribution Circuit | 1 | 6 | 2019-01-06 | 255823 | Sus | N | UnknownCause¦Patrolfoundnothing¦¦
19-0005224 | Unknown Cause | Patrol - not conducted |  |  | 2019 | Tier 3 - Extreme | Distribution Circuit | 1 | 6 | 2019-01-06 | 255801 | Sus | N | UnknownCause¦Patrolnotconducted¦¦
19-0018127 | Unknown Cause | Patrol - not conducted |  |  | 2019 | Tier 2 - Elevated | Distribution Circuit | 2 | 4 | 2019-02-04 | 290562 | Sus | N | UnknownCause¦Patrolnotconducted¦¦
19-0018782 | Vegetation | Tree - fell into line | Pole-Wood | Broken | 2019 | Tier 2 - Elevated | Distribution Circuit | 2 | 5 | 2019-02-05 | 292207 | Sus | N | Vegetation¦Treefellintoline¦PoleWood¦Broken
19-0019760 | Vegetation | Tree - branch fell on line | Conductor, Overhead | Normal | 2019 | Tier 3 - Extreme | Distribution Circuit | 2 | 4 | 2019-02-04 | 295609 | Sus | N | Vegetation¦Treebranchfellonline¦ConductorOverhead¦Normal
19-0020478 | Vegetation | Tree - fell into line | Conductor, Overhead | Broken | 2019 | Tier 2 - Elevated | Distribution Circuit | 2 | 9 | 2019-02-09 | 297558 | Sus | N | Vegetation¦Treefellintoline¦ConductorOverhead¦Broken
19-0021212 | Unknown Cause | Patrol - found nothing |  |  | 2019 | Tier 2 - Elevated | Distribution Circuit | 2 | 11 | 2019-02-11 | 300187 | Sus | N | UnknownCause¦Patrolfoundnothing¦¦
19-0023247 | Environmental/External | Ice or snow | Conductor, Overhead | Normal | 2019 | Tier 2 - Elevated | Distribution Circuit | 2 | 13 | 2019-02-13 | 309169 | Sus | N | EnvironmentalExternal¦Iceorsnow¦ConductorOverhead¦Normal
19-0023329 | Unknown Cause | Patrol - not conducted |  |  | 2019 | Tier 3 - Extreme | Distribution Circuit | 2 | 13 | 2019-02-13 | 307069 | Sus | N | UnknownCause¦Patrolnotconducted¦¦
19-0024100 | Vegetation | Tree - fell into line | Conductor, Overhead | Broken, wire on ground | 2019 | Tier 2 - Elevated | Distribution Circuit | 2 | 13 | 2019-02-13 | 312287 | Sus | N | Vegetation¦Treefellintoline¦ConductorOverhead¦Brokenwireonground
19-0024513 | Environmental/External | Ice or snow | Other | Annealed | 2019 | Tier 3 - Extreme | Distribution Circuit | 2 | 16 | 2019-02-16 | 313655 | Sus | N | EnvironmentalExternal¦Iceorsnow¦Other¦Annealed
19-0025297 | Unknown Cause | Patrol - found nothing |  |  | 2019 | Tier 3 - Extreme | Distribution Circuit | 2 | 16 | 2019-02-16 | 315009 | Sus | N | UnknownCause¦Patrolfoundnothing¦¦
19-0025674 | Unknown Cause | Patrol - found nothing |  |  | 2019 | Tier 3 - Extreme | Distribution Circuit | 2 | 18 | 2019-02-18 | 317819 | Sus | N | UnknownCause¦Patrolfoundnothing¦¦
19-0025722 | 3rd Party | Tree - cutting, 3rd party | Conductor, Overhead | Broken, wire on ground | 2019 | Tier 3 - Extreme | Distribution Circuit | 2 | 18 | 2019-02-18 | 317976 | Sus | N | 3rdParty¦Treecutting3rdparty¦ConductorOverhead¦Brokenwireonground
19-0026758 | Equipment Failure/Involved | Overhead | Transformer | Failed/Faulted | 2019 | Tier 2 - Elevated | Distribution Circuit | 2 | 21 | 2019-02-21 | 320237 | Sus | N | EquipmentFailureInvolved¦Overhead¦Transformer¦FailedFaulted
19-0026911 | Unknown Cause | Patrol - found nothing |  |  | 2019 | Tier 2 - Elevated | Distribution Circuit | 2 | 21 | 2019-02-21 | 320218 | Sus | N | UnknownCause¦Patrolfoundnothing¦¦
19-0028379 | Vegetation | Tree - fell into line | Conductor, Overhead | Normal | 2019 | Tier 2 - Elevated | Distribution Circuit | 2 | 26 | 2019-02-26 | 324614 | Sus | N | Vegetation¦Treefellintoline¦ConductorOverhead¦Normal
19-0029026 | Vegetation | Tree - fell into line | Conductor, Overhead | Broken, wire on ground | 2019 | Tier 3 - Extreme | Distribution Circuit | 2 | 27 | 2019-02-27 | 326778 | Sus | N | Vegetation¦Treefellintoline¦ConductorOverhead¦Brokenwireonground
19-0032881 | Vegetation | Tree - branch fell on line | Conductor, Overhead | Broken, wire on ground | 2019 | Tier 2 - Elevated | Distribution Circuit | 3 | 12 | 2019-03-12 | 336788 | Sus | N | Vegetation¦Treebranchfellonline¦ConductorOverhead¦Brokenwireonground
19-0037641 | Unknown Cause | Patrol - found nothing |  |  | 2019 | Tier 2 - Elevated | Distribution Circuit | 3 | 27 | 2019-03-27 | 348688 | Sus | N | UnknownCause¦Patrolfoundnothing¦¦
19-0038912 | Company Initiated | Other Circuits | Circuit Breaker | Normal | 2019 | Tier 3 - Extreme | Substation - Distribution | 6 | 14 | 2019-06-14 | 411133 | Sus | Y | CompanyInitiated¦OtherCircuits¦CircuitBreaker¦Normal
19-0039305 | Equipment Failure/Involved | Overhead | Transformer (OH) | Failed/Faulted | 2019 | Tier 2 - Elevated | Transformer only | 4 | 2 | 2019-04-02 | 352765 | Sus | N | EquipmentFailureInvolved¦Overhead¦Transformer(OH)¦FailedFaulted
19-0043910 | Equipment Failure/Involved | Overhead | Pole-Wood | Deteriorated | 2019 | Tier 2 - Elevated | Distribution Circuit | 4 | 18 | 2019-04-18 | 362945 | Sus | N | EquipmentFailureInvolved¦Overhead¦PoleWood¦Deteriorated
19-0045240 | Equipment Failure/Involved | Overhead | Pole-Wood | Broken | 2019 | Tier 2 - Elevated | Transformer only | 4 | 23 | 2019-04-23 | 366333 | Sus | N | EquipmentFailureInvolved¦Overhead¦PoleWood¦Broken
19-0050595 | Unknown Cause | Patrol - found nothing |  |  | 2019 | Tier 2 - Elevated | Distribution Circuit | 5 | 9 | 2019-05-09 | 377455 | Sus | Y | UnknownCause¦Patrolfoundnothing¦¦
19-0052559 | Equipment Failure/Involved | Overhead | Jumper | Burned Open | 2019 | Tier 2 - Elevated | Distribution Circuit | 5 | 16 | 2019-05-16 | 381869 | Sus | Y | EquipmentFailureInvolved¦Overhead¦Jumper¦BurnedOpen
19-0054691 | Equipment Failure/Involved | Overhead | Lightning Arrestor | Failed/Faulted | 2019 | Tier 2 - Elevated | Distribution Circuit | 5 | 21 | 2019-05-21 | 386635 | Sus | Y | EquipmentFailureInvolved¦Overhead¦LightningArrestor¦FailedFaulted
19-0061545 | Environmental/External | Lightning | Fuse | Failed/Faulted | 2019 | Tier 3 - Extreme | Distribution Circuit | 6 | 2 | 2019-06-02 | 395890 | Sus | Y | EnvironmentalExternal¦Lightning¦Fuse¦FailedFaulted
19-0067635 | Vegetation | Tree - grew into line | Conductor, Overhead | Normal | 2019 | Tier 3 - Extreme | Distribution Circuit | 6 | 14 | 2019-06-14 | 410797 | Sus | Y | Vegetation¦Treegrewintoline¦ConductorOverhead¦Normal
19-0075890 | Vegetation | Tree - branch fell on line | Conductor, Overhead | Normal | 2019 | Tier 2 - Elevated | Transmission line | 7 | 10 | 2019-07-10 | 444164 | Sus | Y | Vegetation¦Treebranchfellonline¦ConductorOverhead¦Normal
19-0083884 | Vegetation | Tree - fell into line | Conductor, Overhead | Normal | 2019 | Tier 2 - Elevated | Distribution Circuit | 8 | 2 | 2019-08-02 | 478135 | Sus | Y | Vegetation¦Treefellintoline¦ConductorOverhead¦Normal
19-0114288 | Unknown Cause | Patrol - found nothing |  |  | 2019 | Tier 2 - Elevated | Distribution Circuit | 10 | 22 | 2019-10-22 | 676592 | Sus | Y | UnknownCause¦Patrolfoundnothing¦¦
19-0121261 | Unknown Cause | Patrol - found nothing |  |  | 2019 | Tier 3 - Extreme | Distribution Circuit | 11 | 5 | 2019-11-05 | 699878 | Sus | Y | UnknownCause¦Patrolfoundnothing¦¦
19-0128096 | Vegetation | Tree - branch fell on line | Transformer (OH) | Normal | 2019 | Tier 3 - Extreme | Transformer only | 11 | 24 | 2019-11-24 | 713806 | Sus | Y | Vegetation¦Treebranchfellonline¦Transformer(OH)¦Normal
19-0128634 | Unknown Cause | Patrol - found nothing |  |  | 2019 | Tier 2 - Elevated | Distribution Circuit | 11 | 25 | 2019-11-25 | 714815 | Sus | Y | UnknownCause¦Patrolfoundnothing¦¦
19-0131436 | Unknown Cause | Patrol - found nothing |  |  | 2019 | Tier 2 - Elevated | Distribution Circuit | 11 | 30 | 2019-11-30 | 724392 | Sus | Y | UnknownCause¦Patrolfoundnothing¦¦
19-0131791 | Vegetation | Tree - fell into line | Conductor, Overhead | Together | 2019 | Tier 2 - Elevated | Distribution Circuit | 11 | 30 | 2019-11-30 | 725352 | Sus | Y | Vegetation¦Treefellintoline¦ConductorOverhead¦Together
19-0132620 | Vegetation | Tree - branch fell on line | Crossarm, Wood | Broken | 2019 | Tier 3 - Extreme | Distribution Circuit | 12 | 2 | 2019-12-02 | 727984 | Sus | N | Vegetation¦Treebranchfellonline¦CrossarmWood¦Broken
20-0008776 | Animal | Squirrel | Cutout, fuse holder | Broken | 2020 | Tier 2 - Elevated | Transformer only | 1 | 14 | 2020-01-14 | 761016 | Sus | N | Animal¦Squirrel¦Cutoutfuseholder¦Broken
20-0010242 | Vegetation | Tree - fell into line | Conductor, Overhead | Normal | 2020 | Tier 3 - Extreme | Distribution Circuit | 1 | 16 | 2020-01-16 | 763003 | Sus | N | Vegetation¦Treefellintoline¦ConductorOverhead¦Normal
20-0011114 | Unknown Cause | Patrol - found nothing |  |  | 2020 | Tier 2 - Elevated | Distribution Circuit | 1 | 18 | 2020-01-18 | 765893 | Sus | N | UnknownCause¦Patrolfoundnothing¦¦
20-0011117 | Vegetation | Tree - fell into line | Conductor, Overhead | Normal | 2020 | Tier 2 - Elevated | Distribution Circuit | 1 | 18 | 2020-01-18 | 765825 | Sus | N | Vegetation¦Treefellintoline¦ConductorOverhead¦Normal
20-0011152 | Unknown Cause | Patrol - found nothing |  |  | 2020 | Tier 2 - Elevated | Distribution Circuit | 1 | 19 | 2020-01-19 | 766010 | Sus | N | UnknownCause¦Patrolfoundnothing¦¦
20-0012073 | Vegetation | Tree - fell into line | Crossarm, Wood | Broken, wire on ground | 2020 | Tier 3 - Extreme | Distribution Circuit | 1 | 22 | 2020-01-22 | 767637 | Sus | N | Vegetation¦Treefellintoline¦CrossarmWood¦Brokenwireonground
20-0018924 | Unknown Cause | Patrol - found nothing |  |  | 2020 | Tier 2 - Elevated | Distribution Circuit | 2 | 9 | 2020-02-09 | 781011 | Sus | N | UnknownCause¦Patrolfoundnothing¦¦
20-0019813 | Vegetation | Tree - branch fell on line | Conductor, Overhead | Broken, wire on ground | 2020 | Tier 3 - Extreme | Distribution Circuit | 2 | 9 | 2020-02-09 | 782984 | Sus | N | Vegetation¦Treebranchfellonline¦ConductorOverhead¦Brokenwireonground
20-0020769 | Vegetation | Tree - branch fell on line | Conductor, Overhead | Normal | 2020 | Tier 3 - Extreme | Distribution Circuit | 2 | 10 | 2020-02-10 | 787823 | Sus | N | Vegetation¦Treebranchfellonline¦ConductorOverhead¦Normal
20-0032249 | Vegetation | Tree - fell into line | Conductor, Overhead | Broken, wire on ground | 2020 | Tier 3 - Extreme | Distribution Circuit | 3 | 15 | 2020-03-15 | 852070 | Sus | N | Vegetation¦Treefellintoline¦ConductorOverhead¦Brokenwireonground
20-0032394 | Vegetation | Tree - fell into line | Conductor, Overhead | Normal | 2020 | Tier 3 - Extreme | Distribution Circuit | 3 | 15 | 2020-03-15 | 852517 | Sus | N | Vegetation¦Treefellintoline¦ConductorOverhead¦Normal
20-0033399 | Unknown Cause | Patrol - found nothing |  |  | 2020 | Tier 2 - Elevated | Distribution Circuit | 3 | 17 | 2020-03-17 | 856525 | Sus | N | UnknownCause¦Patrolfoundnothing¦¦
20-0034298 | Vegetation | Tree - branch fell on line | Conductor, Overhead | Normal | 2020 | Tier 3 - Extreme | Distribution Circuit | 3 | 16 | 2020-03-16 | 855154 | Sus | N | Vegetation¦Treebranchfellonline¦ConductorOverhead¦Normal
20-0035059 | Vegetation | Tree - fell into line | Crossarm, Wood | Broken | 2020 | Tier 3 - Extreme | Distribution Circuit | 3 | 22 | 2020-03-22 | 861380 | Sus | N | Vegetation¦Treefellintoline¦CrossarmWood¦Broken
20-0041578 | 3rd Party | Vehicle | Pole-Wood | Broken | 2020 | Tier 2 - Elevated | Distribution Circuit | 4 | 15 | 2020-04-15 | 895780 | Sus | N | 3rdParty¦Vehicle¦PoleWood¦Broken
20-0044460 | Vegetation | Tree - fell into line | Conductor, Overhead | Broken, wire on ground | 2020 | Tier 2 - Elevated | Distribution Circuit | 4 | 24 | 2020-04-24 | 900817 | Sus | N | Vegetation¦Treefellintoline¦ConductorOverhead¦Brokenwireonground
20-0044631 | Equipment Failure/Involved | Overhead | Transformer | Failed/Faulted | 2020 | Tier 2 - Elevated | Transformer only | 4 | 26 | 2020-04-26 | 901620 | Sus | N | EquipmentFailureInvolved¦Overhead¦Transformer¦FailedFaulted
20-0044939 | Equipment Failure/Involved | Overhead | Pole-Wood | Broken | 2020 | Tier 2 - Elevated | Transformer only | 4 | 27 | 2020-04-27 | 902416 | Sus | N | EquipmentFailureInvolved¦Overhead¦PoleWood¦Broken
20-0045453 | Equipment Failure/Involved | Overhead | Pole-Wood | Broken | 2020 | Tier 2 - Elevated | Distribution Circuit | 4 | 29 | 2020-04-29 | 903535 | Sus | N | EquipmentFailureInvolved¦Overhead¦PoleWood¦Broken
20-0045546 | 3rd Party | Gun Shot | Conductor, Overhead | Broken | 2020 | Tier 2 - Elevated | Distribution Circuit | 4 | 29 | 2020-04-29 | 903743 | Sus | N | 3rdParty¦GunShot¦ConductorOverhead¦Broken
20-0046854 | Unknown Cause | Patrol - not conducted |  |  | 2020 | Tier 3 - Extreme | Distribution Circuit | 5 | 4 | 2020-05-04 | 906593 | Sus | Y | UnknownCause¦Patrolnotconducted¦¦
20-0056684 | Equipment Failure/Involved | Overhead | Crossarm, Wood | Broken | 2020 | Tier 2 - Elevated | Distribution Circuit | 6 | 2 | 2020-06-02 | 928679 | Sus | Y | EquipmentFailureInvolved¦Overhead¦CrossarmWood¦Broken
20-0058562 | Environmental/External | Lightning | Insulator | Burned/flashed | 2020 | Tier 2 - Elevated | Distribution Circuit | 6 | 6 | 2020-06-06 | 933230 | Sus | Y | EnvironmentalExternal¦Lightning¦Insulator¦Burnedflashed
20-0060150 | Equipment Failure/Involved | Overhead | Connector or Splice (OH) | Arcing | 2020 | Tier 2 - Elevated | Transformer only | 6 | 11 | 2020-06-11 | 936651 | Sus | Y | EquipmentFailureInvolved¦Overhead¦ConnectororSplice(OH)¦Arcing
20-0060439 | Vegetation | Tree - fell into line | Conductor, Overhead | Broken, wire on ground | 2020 | Tier 2 - Elevated | Distribution Circuit | 6 | 11 | 2020-06-11 | 937286 | Sus | Y | Vegetation¦Treefellintoline¦ConductorOverhead¦Brokenwireonground
20-0060439 | Vegetation | Tree - fell into line | Conductor, Overhead | Broken, wire on ground | 2020 | Tier 2 - Elevated | Distribution Circuit | 6 | 11 | 2020-06-11 | 937286 | Sus | Y | Vegetation¦Treefellintoline¦ConductorOverhead¦Brokenwireonground
20-0073362 | Animal | Bird found | Transformer (OH) | Normal | 2020 | Tier 2 - Elevated | Distribution Circuit | 7 | 18 | 2020-07-18 | 967471 | Sus | Y | Animal¦Birdfound¦Transformer(OH)¦Normal
20-0084025 | Unknown Cause | Patrol - found nothing |  |  | 2020 | Tier 2 - Elevated | Distribution Circuit | 8 | 14 | 2020-08-14 | 999419 | Sus | Y | UnknownCause¦Patrolfoundnothing¦¦
20-0084181 | Animal | Bird found | Conductor, Overhead | Normal | 2020 | Tier 2 - Elevated | Distribution Circuit | 8 | 15 | 2020-08-15 | 1004459 | Sus | Y | Animal¦Birdfound¦ConductorOverhead¦Normal
20-0084667 | Unknown Cause | Patrol - found nothing |  |  | 2020 | Tier 2 - Elevated | Distribution Circuit | 8 | 16 | 2020-08-16 | 1010380 | Sus | Y | UnknownCause¦Patrolfoundnothing¦¦
20-0084892 | Unknown Cause | Patrol - found nothing |  |  | 2020 | Tier 2 - Elevated | Distribution Circuit | 8 | 16 | 2020-08-16 | 1011333 | Sus | Y | UnknownCause¦Patrolfoundnothing¦¦
20-0085467 | Unknown Cause | Patrol - found nothing |  |  | 2020 | Tier 2 - Elevated | Distribution Circuit | 8 | 17 | 2020-08-17 | 1014461 | Sus | Y | UnknownCause¦Patrolfoundnothing¦¦
20-0088893 | Equipment Failure/Involved | Overhead | Transformer (OH) | Failed/Faulted | 2020 | Tier 2 - Elevated | Transformer only | 8 | 22 | 2020-08-22 | 1027024 | Sus | Y | EquipmentFailureInvolved¦Overhead¦Transformer(OH)¦FailedFaulted
20-0092124 | Equipment Failure/Involved | Overhead | Transformer (OH) | Failed/Faulted | 2020 | Tier 2 - Elevated | Transformer only | 9 | 1 | 2020-09-01 | 1045453 | Sus | Y | EquipmentFailureInvolved¦Overhead¦Transformer(OH)¦FailedFaulted
20-0093094 | Equipment Failure/Involved | Overhead | Transformer (OH) | Failed/Faulted | 2020 | Tier 2 - Elevated | Transformer only | 9 | 3 | 2020-09-03 | 1052533 | Sus | Y | EquipmentFailureInvolved¦Overhead¦Transformer(OH)¦FailedFaulted
20-0096053 | 3rd Party | Vehicle | Pole-Wood | Broken, wire on ground | 2020 | Tier 3 - Extreme | Distribution Circuit | 9 | 10 | 2020-09-10 | 1063410 | Sus | Y | 3rdParty¦Vehicle¦PoleWood¦Brokenwireonground
20-0096985 | Environmental/External | Fire, Forest/Grass | Transformer | Normal | 2020 | Tier 3 - Extreme | Transformer only | 8 | 19 | 2020-08-19 | 1067353 | Sus | Y | EnvironmentalExternal¦FireForestGrass¦Transformer¦Normal
20-0099188 | Environmental/External | Fire, Forest/Grass | Conductor, Overhead | Normal | 2020 | Tier 3 - Extreme | Distribution Circuit | 9 | 7 | 2020-09-07 | 1082426 | Sus | Y | EnvironmentalExternal¦FireForestGrass¦ConductorOverhead¦Normal
20-0099530 | Equipment Failure/Involved | Overhead | Transformer (OH) | Broken | 2020 | Tier 3 - Extreme | Transformer only | 9 | 21 | 2020-09-21 | 1084058 | Sus | Y | EquipmentFailureInvolved¦Overhead¦Transformer(OH)¦Broken
20-0101854 | Vegetation | Tree - fell into line | Conductor, Overhead | Broken, wire on ground | 2020 | Tier 2 - Elevated | Distribution Circuit | 9 | 26 | 2020-09-26 | 1094134 | Sus | Y | Vegetation¦Treefellintoline¦ConductorOverhead¦Brokenwireonground
20-0103255 | Unknown Cause | Patrol - found nothing |  |  | 2020 | Tier 3 - Extreme | Distribution Circuit | 9 | 30 | 2020-09-30 | 1100840 | Sus | Y | UnknownCause¦Patrolfoundnothing¦¦
20-0108158 | Wildfire Mitigation | Public Safety Power Shut-off | Conductor, Overhead | Normal | 2020 | Tier 3 - Extreme | Distribution Circuit | 10 | 14 | 2020-10-14 | 1117724 | Sus | Y | WildfireMitigation¦PublicSafetyPowerShutoff¦ConductorOverhead¦Normal
20-0112376 | Wildfire Mitigation | Public Safety Power Shut-off | Conductor, Overhead | Normal | 2020 | Tier 2 - Elevated | Distribution Circuit | 10 | 25 | 2020-10-25 | 1126722 | Sus | Y | WildfireMitigation¦PublicSafetyPowerShutoff¦ConductorOverhead¦Normal
20-0112780 | Wildfire Mitigation | Public Safety Power Shut-off | Conductor, Overhead | Normal | 2020 | Tier 2 - Elevated | Distribution Circuit | 10 | 25 | 2020-10-25 | 1125753 | Sus | Y | WildfireMitigation¦PublicSafetyPowerShutoff¦ConductorOverhead¦Normal
20-0112892 | Unknown Cause | Patrol - found nothing |  |  | 2020 | Tier 3 - Extreme | Distribution Circuit | 10 | 24 | 2020-10-24 | 1124690 | Sus | Y | UnknownCause¦Patrolfoundnothing¦¦
20-0114768 | Unknown Cause | Patrol - found nothing |  |  | 2020 | Tier 3 - Extreme | Distribution Circuit | 10 | 28 | 2020-10-28 | 1131101 | Sus | Y | UnknownCause¦Patrolfoundnothing¦¦
20-0118407 | Vegetation | Tree - branch fell on line | Transformer (OH) | Broken | 2020 | Tier 3 - Extreme | Distribution Circuit | 11 | 8 | 2020-11-08 | 1139176 | Sus | Y | Vegetation¦Treebranchfellonline¦Transformer(OH)¦Broken
20-0121686 | 3rd Party | Other | Transformer (OH) | Failed/Faulted | 2020 | Tier 2 - Elevated | Distribution Circuit | 11 | 17 | 2020-11-17 | 1146690 | Sus | Y | 3rdParty¦Other¦Transformer(OH)¦FailedFaulted
20-0123856 | Equipment Failure/Involved | Overhead | Transformer (OH) | Normal | 2020 | Tier 3 - Extreme | Transformer only | 11 | 21 | 2020-11-21 | 1152508 | Sus | Y | EquipmentFailureInvolved¦Overhead¦Transformer(OH)¦Normal
20-0125438 | Equipment Failure/Involved | Overhead | Transformer (OH) | Failed/Faulted | 2020 | Tier 2 - Elevated | Transformer only | 11 | 26 | 2020-11-26 | 1155020 | Sus | Y | EquipmentFailureInvolved¦Overhead¦Transformer(OH)¦FailedFaulted
20-0128238 | Animal | Bird found | Conductor, Overhead | Normal | 2020 | Tier 2 - Elevated | Distribution Circuit | 12 | 6 | 2020-12-06 | 1166235 | Sus | N | Animal¦Birdfound¦ConductorOverhead¦Normal
20-0129083 | Equipment Failure/Involved | Overhead | Crossarm, Wood | Broken | 2020 | Tier 2 - Elevated | Distribution Circuit | 12 | 9 | 2020-12-09 | 1173131 | Sus | N | EquipmentFailureInvolved¦Overhead¦CrossarmWood¦Broken
20-0130566 | Equipment Failure/Involved | Overhead | Transformer (OH) | Failed/Faulted | 2020 | Tier 3 - Extreme | Transformer only | 12 | 15 | 2020-12-15 | 1187775 | Sus | N | EquipmentFailureInvolved¦Overhead¦Transformer(OH)¦FailedFaulted
21-0005846 | Vegetation | Tree - branch fell on line | Conductor, Overhead | Contaminated | 2021 | Tier 2 - Elevated | Distribution Circuit | 1 | 7 | 2021-01-07 | 1205680 | Sus | N | Vegetation¦Treebranchfellonline¦ConductorOverhead¦Contaminated
21-0006090 | Environmental/External | Fire, Forest/Grass | Pole-Wood | Deteriorated | 2021 | Tier 2 - Elevated | Distribution Circuit | 1 | 7 | 2021-01-07 | 1206243 | Sus | N | EnvironmentalExternal¦FireForestGrass¦PoleWood¦Deteriorated
21-0006658 | Equipment Failure/Involved | Overhead | Transformer (OH) | Failed/Faulted | 2021 | Tier 3 - Extreme | Distribution Circuit | 1 | 8 | 2021-01-08 | 1206606 | Sus | N | EquipmentFailureInvolved¦Overhead¦Transformer(OH)¦FailedFaulted
21-0011174 | Vegetation | Tree - fell into line | Conductor, Overhead | Broken, wire on ground | 2021 | Tier 3 - Extreme | Distribution Circuit | 1 | 19 | 2021-01-19 | 1218072 | Sus | N | Vegetation¦Treefellintoline¦ConductorOverhead¦Brokenwireonground
21-0011715 | Equipment Failure/Involved | Overhead | Transformer | Broken | 2021 | Tier 2 - Elevated | Transformer only | 1 | 19 | 2021-01-19 | 1217827 | Sus | N | EquipmentFailureInvolved¦Overhead¦Transformer¦Broken
21-0011823 | Unknown Cause | Patrol - found nothing |  |  | 2021 | Tier 3 - Extreme | Distribution Circuit | 1 | 18 | 2021-01-18 | 1219390 | Sus | N | UnknownCause¦Patrolfoundnothing¦¦
21-0012288 | Unknown Cause | Patrol - found nothing |  |  | 2021 | Tier 3 - Extreme | Distribution Circuit | 1 | 21 | 2021-01-21 | 1220211 | Sus | N | UnknownCause¦Patrolfoundnothing¦¦
21-0012371 | 3rd Party | Vehicle | Pole-Wood | Broken | 2021 | Tier 2 - Elevated | Distribution Circuit | 1 | 21 | 2021-01-21 | 1220359 | Sus | N | 3rdParty¦Vehicle¦PoleWood¦Broken
21-0013314 | Equipment Failure/Involved | Overhead | Transformer | Broken, wire on ground | 2021 | Tier 3 - Extreme | Transformer only | 1 | 23 | 2021-01-23 | 1221956 | Sus | N | EquipmentFailureInvolved¦Overhead¦Transformer¦Brokenwireonground
21-0014056 | Equipment Failure/Involved | Electrical Overload | Fuse | Broken | 2021 | Tier 2 - Elevated | Transformer only | 1 | 25 | 2021-01-25 | 1223808 | Sus | N | EquipmentFailureInvolved¦ElectricalOverload¦Fuse¦Broken
21-0014884 | Unknown Cause | Patrol - not conducted |  |  | 2021 | Tier 2 - Elevated | Distribution Circuit | 1 | 26 | 2021-01-26 | 1227431 | Sus | N | UnknownCause¦Patrolnotconducted¦¦
21-0015599 | Unknown Cause | Patrol - found nothing |  |  | 2021 | Tier 3 - Extreme | Distribution Circuit | 1 | 27 | 2021-01-27 | 1231968 | Sus | N | UnknownCause¦Patrolfoundnothing¦¦
21-0015680 | Environmental/External | Ice or snow | Transformer (OH) | Broken, wire on ground | 2021 | Tier 2 - Elevated | Distribution Circuit | 1 | 27 | 2021-01-27 | 1232967 | Sus | N | EnvironmentalExternal¦Iceorsnow¦Transformer(OH)¦Brokenwireonground
21-0016675 | Vegetation | Tree - fell into line | Conductor, Overhead | Together | 2021 | Tier 3 - Extreme | Distribution Circuit | 1 | 27 | 2021-01-27 | 1235435 | Sus | N | Vegetation¦Treefellintoline¦ConductorOverhead¦Together
21-0017052 | Vegetation | Tree - fell into line | Conductor, Overhead | Broken, wire on ground | 2021 | Tier 3 - Extreme | Distribution Circuit | 1 | 28 | 2021-01-28 | 1238204 | Sus | N | Vegetation¦Treefellintoline¦ConductorOverhead¦Brokenwireonground
21-0017246 | Vegetation | Tree - branch fell on line | Conductor, Overhead | Broken, wire on ground | 2021 | Tier 3 - Extreme | Distribution Circuit | 1 | 28 | 2021-01-28 | 1238876 | Sus | N | Vegetation¦Treebranchfellonline¦ConductorOverhead¦Brokenwireonground
21-0018187 | Unknown Cause | Patrol - found nothing |  |  | 2021 | Tier 2 - Elevated | Distribution Circuit | 1 | 29 | 2021-01-29 | 1241213 | Sus | N | UnknownCause¦Patrolfoundnothing¦¦
21-0020005 | Unknown Cause | Patrol - found nothing |  |  | 2021 | Tier 3 - Extreme | Distribution Circuit | 1 | 31 | 2021-01-31 | 1243861 | Sus | N | UnknownCause¦Patrolfoundnothing¦¦
21-0020023 | Vegetation | Tree - fell into line | Pole-Wood | Broken, wire on ground | 2021 | Tier 3 - Extreme | Distribution Circuit | 1 | 27 | 2021-01-27 | 1244065 | Sus | N | Vegetation¦Treefellintoline¦PoleWood¦Brokenwireonground
21-0020302 | Vegetation | Tree - fell into line | Conductor, Overhead | Broken | 2021 | Tier 2 - Elevated | Distribution Circuit | 1 | 26 | 2021-01-26 | 1244780 | Sus | N | Vegetation¦Treefellintoline¦ConductorOverhead¦Broken
21-0020470 | Unknown Cause | Patrol - not conducted |  |  | 2021 | Tier 2 - Elevated | Distribution Circuit | 2 | 1 | 2021-02-01 | 1244727 | Sus | N | UnknownCause¦Patrolnotconducted¦¦
21-0020481 | Equipment Failure/Involved | Overhead | Conductor, Overhead | Broken | 2021 | Tier 3 - Extreme | Distribution Circuit | 2 | 1 | 2021-02-01 | 1245051 | Sus | N | EquipmentFailureInvolved¦Overhead¦ConductorOverhead¦Broken
21-0022803 | Unknown Cause | Patrol - found nothing |  |  | 2021 | Tier 2 - Elevated | Distribution Circuit | 2 | 7 | 2021-02-07 | 1250092 | Sus | N | UnknownCause¦Patrolfoundnothing¦¦
21-0024829 | Equipment Failure/Involved | Overhead | Crossarm, Wood | Broken, wire on ground | 2021 | Tier 2 - Elevated | Distribution Circuit | 2 | 12 | 2021-02-12 | 1253457 | Sus | N | EquipmentFailureInvolved¦Overhead¦CrossarmWood¦Brokenwireonground
21-0029380 | Unknown Cause | Patrol - found nothing |  |  | 2021 | Tier 2 - Elevated | Distribution Circuit | 2 | 25 | 2021-02-25 | 1261854 | Sus | N | UnknownCause¦Patrolfoundnothing¦¦
21-0030465 | Unknown Cause | Patrol - found nothing |  |  | 2021 | Tier 3 - Extreme | Distribution Circuit | 2 | 28 | 2021-02-28 | 1264247 | Sus | N | UnknownCause¦Patrolfoundnothing¦¦
21-0034278 | Vegetation | Tree - fell into line | Conductor, Overhead | Broken, wire on ground | 2021 | Tier 3 - Extreme | Distribution Circuit | 3 | 9 | 2021-03-09 | 1276578 | Sus | N | Vegetation¦Treefellintoline¦ConductorOverhead¦Brokenwireonground
21-0034341 | Unknown Cause | Patrol - found nothing |  |  | 2021 | Tier 3 - Extreme | Distribution Circuit | 3 | 10 | 2021-03-10 | 1276647 | Sus | N | UnknownCause¦Patrolfoundnothing¦¦
21-0034346 | Unknown Cause | Patrol - found nothing |  |  | 2021 | Tier 3 - Extreme | Distribution Circuit | 3 | 10 | 2021-03-10 | 1276670 | Sus | N | UnknownCause¦Patrolfoundnothing¦¦
21-0034667 | Equipment Failure/Involved | Overhead | Connector or Splice (OH) | Broken | 2021 | Tier 2 - Elevated | Distribution Circuit | 3 | 10 | 2021-03-10 | 1277382 | Sus | N | EquipmentFailureInvolved¦Overhead¦ConnectororSplice(OH)¦Broken
21-0037551 | Equipment Failure/Involved | Overhead | Crossarm, Wood | Deteriorated | 2021 | Tier 3 - Extreme | Distribution Circuit | 3 | 17 | 2021-03-17 | 1286153 | Sus | N | EquipmentFailureInvolved¦Overhead¦CrossarmWood¦Deteriorated
21-0042664 | Animal | Squirrel | Transformer (OH) | Failed/Faulted | 2021 | Tier 3 - Extreme | Transformer only | 3 | 30 | 2021-03-30 | 1303241 | Sus | N | Animal¦Squirrel¦Transformer(OH)¦FailedFaulted
21-0044373 | Vegetation | Tree - fell into line | Secondary | Normal | 2021 | Tier 2 - Elevated | Distribution Circuit | 4 | 3 | 2021-04-03 | 1306155 | Sus | N | Vegetation¦Treefellintoline¦Secondary¦Normal
21-0045538 | Equipment Failure/Involved | Overhead | Transformer | Failed/Faulted | 2021 | Tier 2 - Elevated | Transformer only | 4 | 6 | 2021-04-06 | 1308417 | Sus | N | EquipmentFailureInvolved¦Overhead¦Transformer¦FailedFaulted
21-0048802 | Unknown Cause | Patrol - not conducted |  |  | 2021 | Tier 2 - Elevated | Distribution Circuit | 4 | 15 | 2021-04-15 | 1317279 | Sus | N | UnknownCause¦Patrolnotconducted¦¦
21-0049559 | Equipment Failure/Involved | Underground | Transformer (UG) | Deteriorated | 2021 | Tier 2 - Elevated | Distribution Circuit | 4 | 16 | 2021-04-16 | 1319762 | Sus | N | EquipmentFailureInvolved¦Underground¦Transformer(UG)¦Deteriorated
21-0053871 | Unknown Cause | Patrol - found nothing |  |  | 2021 | Tier 3 - Extreme | Distribution Circuit | 4 | 27 | 2021-04-27 | 1335390 | Sus | N | UnknownCause¦Patrolfoundnothing¦¦
21-0056503 | Unknown Cause | Patrol - found nothing |  |  | 2021 | Tier 3 - Extreme | Distribution Circuit | 5 | 4 | 2021-05-04 | 1340337 | Sus | Y | UnknownCause¦Patrolfoundnothing¦¦
21-0059013 | Unknown Cause | Patrol - found nothing |  |  | 2021 | Tier 2 - Elevated | Distribution Circuit | 5 | 9 | 2021-05-09 | 1344462 | Sus | Y | UnknownCause¦Patrolfoundnothing¦¦
21-0064694 | Equipment Failure/Involved | Overhead | Pole-Wood | Broken | 2021 | Tier 2 - Elevated | Transformer only | 5 | 22 | 2021-05-22 | 1356175 | Sus | Y | EquipmentFailureInvolved¦Overhead¦PoleWood¦Broken
21-0065438 | Equipment Failure/Involved | Overhead | Transformer (OH) | Failed/Faulted | 2021 | Tier 2 - Elevated | Distribution Circuit | 5 | 24 | 2021-05-24 | 1357664 | Sus | Y | EquipmentFailureInvolved¦Overhead¦Transformer(OH)¦FailedFaulted
21-0070652 | Unknown Cause | Patrol - found nothing |  |  | 2021 | Tier 2 - Elevated | Distribution Circuit | 6 | 6 | 2021-06-06 | 1367092 | Sus | Y | UnknownCause¦Patrolfoundnothing¦¦
21-0076470 | Unknown Cause | Patrol - found nothing |  |  | 2021 | Tier 2 - Elevated | Distribution Circuit | 6 | 18 | 2021-06-18 | 1378423 | Sus | Y | UnknownCause¦Patrolfoundnothing¦¦
21-0081457 | 3rd Party | Metallic Balloon | Conductor, Overhead | Normal | 2021 | Tier 3 - Extreme | Distribution Circuit | 6 | 29 | 2021-06-29 | 1388105 | Sus | Y | 3rdParty¦MetallicBalloon¦ConductorOverhead¦Normal
21-0081702 | Equipment Failure/Involved | Overhead | Secondary | Broken | 2021 | Tier 2 - Elevated | Transformer only | 6 | 29 | 2021-06-29 | 1388340 | Sus | Y | EquipmentFailureInvolved¦Overhead¦Secondary¦Broken
21-0091222 | Equipment Failure/Involved | Overhead | Transformer (OH) | Failed/Faulted | 2021 | Tier 2 - Elevated | Transformer only | 7 | 17 | 2021-07-17 | 1406608 | Sus | Y | EquipmentFailureInvolved¦Overhead¦Transformer(OH)¦FailedFaulted
21-0091905 | Unknown Cause | Patrol - found nothing |  |  | 2021 | Tier 2 - Elevated | Distribution Circuit | 7 | 19 | 2021-07-19 | 1408263 | Sus | Y | UnknownCause¦Patrolfoundnothing¦¦
21-0095880 | Vegetation | Tree - branch fell on line | Conductor, Overhead | Normal | 2021 | Tier 3 - Extreme | Distribution Circuit | 7 | 28 | 2021-07-28 | 1416859 | Sus | Y | Vegetation¦Treebranchfellonline¦ConductorOverhead¦Normal
21-0098180 | Animal | Squirrel | Fuse | Failed/Faulted | 2021 | Tier 3 - Extreme | Distribution Circuit | 8 | 1 | 2021-08-01 | 1428019 | Sus | Y | Animal¦Squirrel¦Fuse¦FailedFaulted
21-0102401 | Equipment Failure/Involved | Overhead | Service conductor | Deteriorated | 2021 | Tier 2 - Elevated | Transformer only | 8 | 10 | 2021-08-10 | 1438985 | Sus | Y | EquipmentFailureInvolved¦Overhead¦Serviceconductor¦Deteriorated
21-0109338 | Environmental/External | Fire, Forest/Grass | Pole-Wood | Deteriorated | 2021 | Tier 3 - Extreme | Distribution Circuit | 8 | 25 | 2021-08-25 | 1453253 | Sus | Y | EnvironmentalExternal¦FireForestGrass¦PoleWood¦Deteriorated
21-0111713 | Vegetation | Tree - fell into line | Conductor, Overhead | Broken, wire on ground | 2021 | Tier 2 - Elevated | Distribution Circuit | 8 | 31 | 2021-08-31 | 1459233 | Sus | Y | Vegetation¦Treefellintoline¦ConductorOverhead¦Brokenwireonground
21-0116552 | Equipment Failure/Involved | Overhead | Transformer (OH) | Failed/Faulted | 2021 | Tier 3 - Extreme | Transformer only | 9 | 12 | 2021-09-12 | 1470183 | Sus | Y | EquipmentFailureInvolved¦Overhead¦Transformer(OH)¦FailedFaulted
21-0118935 | Unknown Cause | Patrol - found nothing |  |  | 2021 | Tier 2 - Elevated | Distribution Circuit | 9 | 17 | 2021-09-17 | 1473900 | Sus | Y | UnknownCause¦Patrolfoundnothing¦¦
21-0120015 | 3rd Party | Vehicle | Pole-Wood | Broken | 2021 | Tier 2 - Elevated | Distribution Circuit | 9 | 20 | 2021-09-20 | 1476515 | Sus | Y | 3rdParty¦Vehicle¦PoleWood¦Broken
21-0120850 | Equipment Failure/Involved | Overhead | Transformer | Failed/Faulted | 2021 | Tier 3 - Extreme | Transformer only | 9 | 22 | 2021-09-22 | 1477666 | Sus | Y | EquipmentFailureInvolved¦Overhead¦Transformer¦FailedFaulted
21-0125802 | Unknown Cause | Patrol - found nothing |  |  | 2021 | Tier 3 - Extreme | Distribution Circuit | 10 | 4 | 2021-10-04 | 1486655 | Sus | Y | UnknownCause¦Patrolfoundnothing¦¦
21-0135360 | Equipment Failure/Involved | Overhead | Transformer (OH) | Broken | 2021 | Tier 3 - Extreme | Transformer only | 10 | 23 | 2021-10-23 | 1506438 | Sus | Y | EquipmentFailureInvolved¦Overhead¦Transformer(OH)¦Broken
21-0135665 | Vegetation | Tree - branch fell on line | Conductor, Overhead | Normal | 2021 | Tier 2 - Elevated | Distribution Circuit | 10 | 24 | 2021-10-24 | 1508132 | Sus | Y | Vegetation¦Treebranchfellonline¦ConductorOverhead¦Normal
21-0135731 | Vegetation | Tree - fell into line | Transformer (OH) | Broken, wire on ground | 2021 | Tier 3 - Extreme | Transformer only | 10 | 24 | 2021-10-24 | 1507772 | Sus | Y | Vegetation¦Treefellintoline¦Transformer(OH)¦Brokenwireonground
21-0135995 | Vegetation | Tree - branch fell on line | Crossarm, Wood | Broken | 2021 | Tier 3 - Extreme | Transformer only | 10 | 24 | 2021-10-24 | 1509184 | Sus | Y | Vegetation¦Treebranchfellonline¦CrossarmWood¦Broken
21-0136522 | Vegetation | Tree - fell into line | Conductor, Overhead | Broken, wire on ground | 2021 | Tier 3 - Extreme | Distribution Circuit | 10 | 24 | 2021-10-24 | 1514552 | Sus | Y | Vegetation¦Treefellintoline¦ConductorOverhead¦Brokenwireonground
21-0137273 | Vegetation | Tree - branch fell on line | Conductor, Overhead | Broken, wire on ground | 2021 | Tier 3 - Extreme | Distribution Circuit | 10 | 25 | 2021-10-25 | 1518476 | Sus | Y | Vegetation¦Treebranchfellonline¦ConductorOverhead¦Brokenwireonground
21-0137468 | Equipment Failure/Involved | Overhead | Transformer (OH) | Failed/Faulted | 2021 | Tier 2 - Elevated | Transformer only | 10 | 25 | 2021-10-25 | 1516966 | Sus | Y | EquipmentFailureInvolved¦Overhead¦Transformer(OH)¦FailedFaulted
21-0138225 | Equipment Failure/Involved | Overhead | Pole-Wood | Broken, wire on ground | 2021 | Tier 3 - Extreme | Distribution Circuit | 10 | 25 | 2021-10-25 | 1518848 | Sus | Y | EquipmentFailureInvolved¦Overhead¦PoleWood¦Brokenwireonground
21-0140909 | Vegetation | Tree - branch fell on line | Transformer | Broken, wire on ground | 2021 | Tier 2 - Elevated | Transformer only | 11 | 1 | 2021-11-01 | 1527532 | Sus | Y | Vegetation¦Treebranchfellonline¦Transformer¦Brokenwireonground
21-0143204 | 3rd Party | Vehicle | Pole-Wood | Broken | 2021 | Tier 2 - Elevated | Distribution Circuit | 11 | 8 | 2021-11-08 | 1537026 | Sus | Y | 3rdParty¦Vehicle¦PoleWood¦Broken
21-0144312 | Unknown Cause | Patrol - found nothing |  |  | 2021 | Tier 2 - Elevated | Distribution Circuit | 11 | 10 | 2021-11-10 | 1539481 | Sus | Y | UnknownCause¦Patrolfoundnothing¦¦
21-0157737 | Unknown Cause | Patrol - found nothing |  |  | 2021 | Tier 2 - Elevated | Distribution Circuit | 12 | 14 | 2021-12-14 | 1569440 | Sus | N | UnknownCause¦Patrolfoundnothing¦¦
21-0157918 | Vegetation | Tree - fell into line | Pole-Wood | Broken | 2021 | Tier 2 - Elevated | Distribution Circuit | 12 | 13 | 2021-12-13 | 1568647 | Sus | N | Vegetation¦Treefellintoline¦PoleWood¦Broken
21-0159340 | Vegetation | Tree - fell into line | Other | Arcing | 2021 | Tier 3 - Extreme | Transformer only | 12 | 17 | 2021-12-17 | 1575633 | Sus | N | Vegetation¦Treefellintoline¦Other¦Arcing
21-0161905 | Vegetation | Tree - fell into line | Conductor, Overhead | Normal | 2021 | Tier 3 - Extreme | Distribution Circuit | 12 | 30 | 2021-12-30 | 1589851 | Sus | N | Vegetation¦Treefellintoline¦ConductorOverhead¦Normal
22-0005752 | Environmental/External | Ice or snow | Conductor, Overhead | Broken, wire on ground | 2021 | Tier 3 - Extreme | Distribution Circuit | 12 | 27 | 2021-12-27 | 1594286 | Sus | N | EnvironmentalExternal¦Iceorsnow¦ConductorOverhead¦Brokenwireonground
22-0005910 | Vegetation | Tree - fell into line | Conductor, Overhead | Broken, wire on ground | 2021 | Tier 2 - Elevated | Distribution Circuit | 12 | 27 | 2021-12-27 | 1585611 | Sus | N | Vegetation¦Treefellintoline¦ConductorOverhead¦Brokenwireonground
22-0017392 | Unknown Cause | Patrol - found nothing |  |  | 2022 | Tier 2 - Elevated | Distribution Circuit | 2 | 1 | 2022-02-01 | 1618775 | Sus | N | UnknownCause¦Patrolfoundnothing¦¦
22-0024937 | Vegetation | Tree - fell into line | Conductor, Overhead | Normal | 2022 | Tier 3 - Extreme | Distribution Circuit | 2 | 22 | 2022-02-22 | 1633729 | Sus | N | Vegetation¦Treefellintoline¦ConductorOverhead¦Normal
22-0030333 | Environmental/External | Lightning | Transformer (OH) | Failed/Faulted | 2022 | Tier 2 - Elevated | Transformer only | 3 | 5 | 2022-03-05 | 1642949 | Sus | N | EnvironmentalExternal¦Lightning¦Transformer(OH)¦FailedFaulted
22-0030343 | Unknown Cause | Patrol - found nothing |  |  | 2022 | Tier 2 - Elevated | Distribution Circuit | 3 | 5 | 2022-03-05 | 1643076 | Sus | N | UnknownCause¦Patrolfoundnothing¦¦
22-0031135 | Unknown Cause | Patrol - found nothing |  |  | 2022 | Tier 2 - Elevated | Distribution Circuit | 3 | 8 | 2022-03-08 | 1644488 | Sus | N | UnknownCause¦Patrolfoundnothing¦¦
22-0033083 | Equipment Failure/Involved | Overhead | Connector or Splice (OH) | Broken | 2022 | Tier 2 - Elevated | Distribution Circuit | 3 | 11 | 2022-03-11 | 1646965 | Sus | N | EquipmentFailureInvolved¦Overhead¦ConnectororSplice(OH)¦Broken
22-0034903 | 3rd Party | Vehicle | Pole-Wood | Broken | 2022 | Tier 3 - Extreme | Distribution Circuit | 3 | 16 | 2022-03-16 | 1650201 | Sus | N | 3rdParty¦Vehicle¦PoleWood¦Broken
22-0042340 | Unknown Cause | Patrol - found nothing |  |  | 2022 | Tier 3 - Extreme | Distribution Circuit | 4 | 4 | 2022-04-04 | 1662331 | Sus | N | UnknownCause¦Patrolfoundnothing¦¦
22-0047069 | Equipment Failure/Involved | Overhead | Cutout, fuse holder | Failed/Faulted | 2022 | Tier 2 - Elevated | Distribution Circuit | 4 | 12 | 2022-04-12 | 1670997 | Sus | N | EquipmentFailureInvolved¦Overhead¦Cutoutfuseholder¦FailedFaulted
22-0047103 | Vegetation | Tree - branch fell on line | Secondary | Normal | 2022 | Tier 3 - Extreme | Transformer only | 4 | 12 | 2022-04-12 | 1671002 | Sus | N | Vegetation¦Treebranchfellonline¦Secondary¦Normal
22-0050571 | Unknown Cause | Patrol - found nothing |  |  | 2022 | Tier 2 - Elevated | Distribution Circuit | 4 | 16 | 2022-04-16 | 1674423 | Sus | N | UnknownCause¦Patrolfoundnothing¦¦
22-0054541 | Equipment Failure/Involved | Overhead | Connector or Splice (OH) | Contaminated | 2022 | Tier 3 - Extreme | Transformer only | 4 | 26 | 2022-04-26 | 1681620 | Sus | N | EquipmentFailureInvolved¦Overhead¦ConnectororSplice(OH)¦Contaminated
22-0060963 | Unknown Cause | Patrol - found nothing |  |  | 2022 | Tier 3 - Extreme | Distribution Circuit | 5 | 11 | 2022-05-11 | 1694154 | Sus | Y | UnknownCause¦Patrolfoundnothing¦¦
22-0066599 | 3rd Party | Vehicle | Pole-Wood | Broken | 2022 | Tier 2 - Elevated | Distribution Circuit | 5 | 25 | 2022-05-25 | 1710806 | Sus | Y | 3rdParty¦Vehicle¦PoleWood¦Broken
22-0068242 | Company Initiated | Coordination failure | Recloser | Normal | 2022 | Tier 2 - Elevated | Distribution Circuit | 5 | 31 | 2022-05-31 | 1714528 | Sus | Y | CompanyInitiated¦Coordinationfailure¦Recloser¦Normal
22-0068722 | Vegetation | Tree - fell into line | Conductor, Overhead | Together | 2022 | Tier 2 - Elevated | Distribution Circuit | 6 | 1 | 2022-06-01 | 1715477 | Sus | Y | Vegetation¦Treefellintoline¦ConductorOverhead¦Together
22-0071119 | Vegetation | Tree - grew into line | Conductor, Overhead | Normal | 2022 | Tier 2 - Elevated | Transformer only | 6 | 7 | 2022-06-07 | 1721582 | Sus | Y | Vegetation¦Treegrewintoline¦ConductorOverhead¦Normal
22-0073831 | Equipment Failure/Involved | Overhead | Conductor, Overhead | Broken, wire on ground | 2022 | Tier 2 - Elevated | Distribution Circuit | 6 | 13 | 2022-06-13 | 1730482 | Sus | Y | EquipmentFailureInvolved¦Overhead¦ConductorOverhead¦Brokenwireonground
22-0076101 | Vegetation | Tree - fell into line | Conductor, Overhead | Burned/flashed | 2022 | Tier 3 - Extreme | Distribution Circuit | 6 | 20 | 2022-06-20 | 1735567 | Sus | Y | Vegetation¦Treefellintoline¦ConductorOverhead¦Burnedflashed
22-0088574 | Vegetation | Tree - branch fell on line | Conductor, Overhead | Broken, wire on ground | 2022 | Tier 2 - Elevated | Distribution Circuit | 7 | 22 | 2022-07-22 | 1763013 | Sus | Y | Vegetation¦Treebranchfellonline¦ConductorOverhead¦Brokenwireonground
22-0089742 | Equipment Failure/Involved | Overhead | Conductor, Overhead | Deteriorated | 2022 | Tier 2 - Elevated | Distribution Circuit | 7 | 26 | 2022-07-26 | 1765867 | Sus | Y | EquipmentFailureInvolved¦Overhead¦ConductorOverhead¦Deteriorated
22-0095564 | Equipment Failure/Involved | Overhead | Transformer (OH) | Failed/Faulted | 2022 | Tier 3 - Extreme | Distribution Circuit | 8 | 9 | 2022-08-09 | 1777271 | Sus | Y | EquipmentFailureInvolved¦Overhead¦Transformer(OH)¦FailedFaulted
22-0097787 | Vegetation | Tree - branch fell on line | Conductor, Overhead | Broken, wire on ground | 2022 | Tier 2 - Elevated | Transformer only | 8 | 15 | 2022-08-15 | 1781612 | Sus | Y | Vegetation¦Treebranchfellonline¦ConductorOverhead¦Brokenwireonground
22-0098464 | Unknown Cause | Patrol - found nothing |  |  | 2022 | Tier 3 - Extreme | Distribution Circuit | 8 | 17 | 2022-08-17 | 1783131 | Sus | Y | UnknownCause¦Patrolfoundnothing¦¦
22-0102629 | Vegetation | Tree - fell into line | Conductor, Overhead | Broken, wire on ground | 2022 | Tier 3 - Extreme | Distribution Circuit | 8 | 27 | 2022-08-27 | 1792671 | Sus | Y | Vegetation¦Treefellintoline¦ConductorOverhead¦Brokenwireonground
22-0103789 | Equipment Failure/Involved | Overhead | Pole-Wood | Broken | 2022 | Tier 2 - Elevated | Distribution Circuit | 8 | 30 | 2022-08-30 | 1795286 | Sus | Y | EquipmentFailureInvolved¦Overhead¦PoleWood¦Broken
22-0109624 | Unknown Cause | Patrol - found nothing |  |  | 2022 | Tier 2 - Elevated | Distribution Circuit | 9 | 13 | 2022-09-13 | 1810077 | Sus | Y | UnknownCause¦Patrolfoundnothing¦¦
22-0109769 | Unknown Cause | Patrol - found nothing |  |  | 2022 | Tier 2 - Elevated | Distribution Circuit | 9 | 13 | 2022-09-13 | 1810314 | Sus | Y | UnknownCause¦Patrolfoundnothing¦¦
22-0113140 | Equipment Failure/Involved | Overhead | Transformer (OH) | Failed/Faulted | 2022 | Tier 2 - Elevated | Transformer only | 9 | 21 | 2022-09-21 | 1818329 | Sus | Y | EquipmentFailureInvolved¦Overhead¦Transformer(OH)¦FailedFaulted
22-0128980 | Equipment Failure/Involved | Overhead | Fuse | Failed/Faulted | 2022 | Tier 3 - Extreme | Transformer only | 11 | 8 | 2022-11-08 | 1857156 | Sus | Y | EquipmentFailureInvolved¦Overhead¦Fuse¦FailedFaulted
22-0129849 | Vegetation | Tree - fell into line | Conductor, Overhead | Normal | 2022 | Tier 2 - Elevated | Distribution Circuit | 11 | 9 | 2022-11-09 | 1859617 | Sus | Y | Vegetation¦Treefellintoline¦ConductorOverhead¦Normal
22-0134007 | Vegetation | Tree - fell into line | Conductor, Overhead | Arcing | 2022 | Tier 3 - Extreme | Distribution Circuit | 11 | 24 | 2022-11-24 | 1868725 | Sus | Y | Vegetation¦Treefellintoline¦ConductorOverhead¦Arcing
22-0142146 | Unknown Cause | Patrol - not conducted |  |  | 2022 | Tier 2 - Elevated | Distribution Circuit | 12 | 30 | 2022-12-30 | 1901751 | Sus | N | UnknownCause¦Patrolnotconducted¦¦
22-0142646 | Equipment Failure/Involved | Overhead | Insulator | Broken | 2022 | Tier 2 - Elevated | Distribution Circuit | 12 | 31 | 2022-12-31 | 1904864 | Sus | N | EquipmentFailureInvolved¦Overhead¦Insulator¦Broken
15-0010799 | Unknown Cause | Patrol - found nothing |  |  | 2015 | Tier 2 - Elevated | Distribution Circuit | 2 | 6 | 2015-02-06 | 1177570 | Sus | N | UnknownCause¦Patrolfoundnothing¦¦
15-0011763 | Vegetation | Tree - fell into line | Secondary | Broken, wire on ground | 2015 | Tier 2 - Elevated | Distribution Circuit | 2 | 8 | 2015-02-08 | 1183854 | Sus | N | Vegetation¦Treefellintoline¦Secondary¦Brokenwireonground
15-0012619 | Equipment Failure/Involved | Other | Secondary | Malfunctioning | 2015 | Tier 2 - Elevated | Transformer only | 2 | 9 | 2015-02-09 | 1185737 | Sus | N | EquipmentFailureInvolved¦Other¦Secondary¦Malfunctioning
15-0012772 | Equipment Failure/Involved | Lightning | Transformer | Failed/Faulted | 2015 | Tier 2 - Elevated | Transformer only | 2 | 11 | 2015-02-11 | 1188576 | Sus | N | EquipmentFailureInvolved¦Lightning¦Transformer¦FailedFaulted
15-0020932 | Equipment Failure/Involved | Other | Transformer | Malfunctioning | 2015 | Tier 3 - Extreme | Distribution Circuit | 3 | 20 | 2015-03-20 | 1205883 | Sus | N | EquipmentFailureInvolved¦Other¦Transformer¦Malfunctioning
15-0026027 | Vegetation | Tree - fell into line | Conductor, Overhead | Normal | 2015 | Tier 3 - Extreme | Distribution Circuit | 4 | 11 | 2015-04-11 | 1217447 | Sus | N | Vegetation¦Treefellintoline¦ConductorOverhead¦Normal
15-0027524 | Equipment Failure/Involved | Other | Transformer | Broken | 2015 | Tier 2 - Elevated | Transformer only | 4 | 17 | 2015-04-17 | 1221011 | Sus | N | EquipmentFailureInvolved¦Other¦Transformer¦Broken
15-0033444 | Equipment Failure/Involved | Fire, pole | Pole-Wood | Burned/flashed | 2015 | Tier 2 - Elevated | Distribution Circuit | 5 | 11 | 2015-05-11 | 1232988 | Sus | Y | EquipmentFailureInvolved¦Firepole¦PoleWood¦Burnedflashed
15-0046466 | Unknown Cause | Patrol - found nothing |  |  | 2015 | Tier 3 - Extreme | Distribution Circuit | 7 | 9 | 2015-07-09 | 1265325 | Sus | Y | UnknownCause¦Patrolfoundnothing¦¦
15-0048381 | Animal | Squirrel | Cutout, fuse holder | Broken | 2015 | Tier 3 - Extreme | Transformer only | 7 | 18 | 2015-07-18 | 1270035 | Sus | Y | Animal¦Squirrel¦Cutoutfuseholder¦Broken
15-0048930 | Environmental/External | Lightning | Conductor, Overhead | Broken, wire on ground | 2015 | Tier 2 - Elevated | Distribution Circuit | 7 | 19 | 2015-07-19 | 1272537 | Sus | Y | EnvironmentalExternal¦Lightning¦ConductorOverhead¦Brokenwireonground
15-0050181 | Environmental/External | Lightning | Transformer | Failed/Faulted | 2015 | Tier 3 - Extreme | Transformer only | 7 | 23 | 2015-07-23 | 1276254 | Sus | Y | EnvironmentalExternal¦Lightning¦Transformer¦FailedFaulted
15-0050308 | Unknown Cause | Patrol - found nothing |  | Failed/Faulted | 2015 | Tier 2 - Elevated | Distribution Circuit | 7 | 24 | 2015-07-24 | 1276588 | Sus | Y | UnknownCause¦Patrolfoundnothing¦¦FailedFaulted
15-0055384 | Vegetation | Tree - branch fell on line | Conductor, Overhead | Normal | 2015 | Tier 3 - Extreme | Distribution Circuit | 8 | 16 | 2015-08-16 | 1289574 | Sus | Y | Vegetation¦Treebranchfellonline¦ConductorOverhead¦Normal
15-0056762 | Environmental/External | Fire, Forest/Grass | Conductor, Overhead | Normal | 2015 | Tier 3 - Extreme | Distribution Circuit | 8 | 22 | 2015-08-22 | 1293073 | Sus | Y | EnvironmentalExternal¦FireForestGrass¦ConductorOverhead¦Normal
15-0061367 | Vegetation | Tree - fell into line | Insulator | Broken | 2015 | Tier 3 - Extreme | Distribution Circuit | 9 | 14 | 2015-09-14 | 1305870 | Sus | Y | Vegetation¦Treefellintoline¦Insulator¦Broken
15-0062320 | Environmental/External | Fire, Forest/Grass | Pole-Wood | Burned/flashed | 2015 | Tier 2 - Elevated | Distribution Circuit | 9 | 10 | 2015-09-10 | 1308738 | Sus | Y | EnvironmentalExternal¦FireForestGrass¦PoleWood¦Burnedflashed
15-0067806 | Environmental/External | Fire, Forest/Grass | Pole-Wood | Burned/flashed | 2015 | Tier 3 - Extreme | Distribution Circuit | 10 | 4 | 2015-10-04 | 1316712 | Sus | Y | EnvironmentalExternal¦FireForestGrass¦PoleWood¦Burnedflashed
15-0068873 | Equipment Failure/Involved | Fire, pole | Pole-Wood | Burned/flashed | 2015 | Tier 3 - Extreme | Distribution Circuit | 10 | 8 | 2015-10-08 | 1318689 | Sus | Y | EquipmentFailureInvolved¦Firepole¦PoleWood¦Burnedflashed
15-0076139 | Equipment Failure/Involved | Overhead | Crossarm, Wood | Broken | 2015 | Tier 3 - Extreme | Distribution Circuit | 11 | 6 | 2015-11-06 | 1336485 | Sus | Y | EquipmentFailureInvolved¦Overhead¦CrossarmWood¦Broken
15-0078366 | Vegetation | Tree - branch fell on line | Fuse | Failed/Faulted | 2015 | Tier 2 - Elevated | Distribution Circuit | 11 | 16 | 2015-11-16 | 1342967 | Sus | Y | Vegetation¦Treebranchfellonline¦Fuse¦FailedFaulted
15-0078477 | Vegetation | Tree - fell into line | Fuse | Failed/Faulted | 2015 | Tier 3 - Extreme | Distribution Circuit | 11 | 16 | 2015-11-16 | 1343666 | Sus | Y | Vegetation¦Treefellintoline¦Fuse¦FailedFaulted
15-0081635 | Equipment Failure/Involved | Overhead | Jumper | Burned Open | 2015 | Tier 2 - Elevated | Distribution Circuit | 11 | 29 | 2015-11-29 | 1350264 | Sus | Y | EquipmentFailureInvolved¦Overhead¦Jumper¦BurnedOpen
15-0082558 | Equipment Failure/Involved | Overhead | Conductor, Overhead | Broken, wire on ground | 2015 | Tier 3 - Extreme | Distribution Circuit | 12 | 3 | 2015-12-03 | 1352970 | Sus | N | EquipmentFailureInvolved¦Overhead¦ConductorOverhead¦Brokenwireonground
15-0082662 | Equipment Failure/Involved | Electrical Overload | Transformer | Failed/Faulted | 2015 | Tier 3 - Extreme | Transformer only | 12 | 3 | 2015-12-03 | 1353514 | Sus | N | EquipmentFailureInvolved¦ElectricalOverload¦Transformer¦FailedFaulted
15-0083854 | Vegetation | Other ground vegetation | Crossarm, Wood | Broken | 2015 | Tier 2 - Elevated | Distribution Circuit | 12 | 10 | 2015-12-10 | 1357184 | Sus | N | Vegetation¦Othergroundvegetation¦CrossarmWood¦Broken
15-0084096 | Environmental/External | Lightning | Transformer | Failed/Faulted | 2015 | Tier 3 - Extreme | Transformer only | 12 | 10 | 2015-12-10 | 1358128 | Sus | N | EnvironmentalExternal¦Lightning¦Transformer¦FailedFaulted
15-0084761 | Unknown Cause | Patrol - found nothing |  |  | 2015 | Tier 2 - Elevated | Distribution Circuit | 12 | 13 | 2015-12-13 | 1360070 | Sus | N | UnknownCause¦Patrolfoundnothing¦¦
15-0084910 | Vegetation | Tree - fell into line | Conductor, Overhead | Broken, wire on ground | 2015 | Tier 2 - Elevated | Distribution Circuit | 12 | 13 | 2015-12-13 | 1362083 | Sus | N | Vegetation¦Treefellintoline¦ConductorOverhead¦Brokenwireonground
15-0084963 | Vegetation | Tree - branch fell on line | Conductor, Overhead | Normal | 2015 | Tier 3 - Extreme | Distribution Circuit | 12 | 13 | 2015-12-13 | 1362137 | Sus | N | Vegetation¦Treebranchfellonline¦ConductorOverhead¦Normal
15-0085008 | Vegetation | Tree - branch fell on line | Transformer | Broken, wire on object | 2015 | Tier 3 - Extreme | Transformer only | 12 | 13 | 2015-12-13 | 1361838 | Sus | N | Vegetation¦Treebranchfellonline¦Transformer¦Brokenwireonobject
15-0086143 | Unknown Cause | Patrol - not conducted |  |  | 2015 | Tier 2 - Elevated | Distribution Circuit | 12 | 18 | 2015-12-18 | 1366403 | Sus | N | UnknownCause¦Patrolnotconducted¦¦
16-0002435 | Equipment Failure/Involved | Overhead | Secondary | Broken, wire on ground | 2016 | Tier 3 - Extreme | Distribution Circuit | 1 | 1 | 2016-01-01 | 1375606 | Sus | N | EquipmentFailureInvolved¦Overhead¦Secondary¦Brokenwireonground
16-0007722 | Vegetation | Tree - branch fell on line | Conductor, Overhead | Normal | 2016 | Tier 3 - Extreme | Distribution Circuit | 1 | 23 | 2016-01-23 | 1390636 | Sus | N | Vegetation¦Treebranchfellonline¦ConductorOverhead¦Normal
16-0007817 | Unknown Cause | Patrol - not conducted |  |  | 2016 | Tier 2 - Elevated | Transmission line | 1 | 23 | 2016-01-23 | 1391022 | Sus | N | UnknownCause¦Patrolnotconducted¦¦
16-0009945 | Equipment Failure/Involved | Overhead | Secondary | Deteriorated | 2016 | Tier 2 - Elevated | Transformer only | 2 | 1 | 2016-02-01 | 1396754 | Sus | N | EquipmentFailureInvolved¦Overhead¦Secondary¦Deteriorated
16-0013201 | Vegetation | Tree - branch fell on line | Fuse | Failed/Faulted | 2016 | Tier 3 - Extreme | Distribution Circuit | 2 | 17 | 2016-02-17 | 1405290 | Sus | N | Vegetation¦Treebranchfellonline¦Fuse¦FailedFaulted
16-0013847 | Unknown Cause | Patrol - found nothing |  |  | 2016 | Tier 2 - Elevated | Distribution Circuit | 2 | 18 | 2016-02-18 | 1407736 | Sus | N | UnknownCause¦Patrolfoundnothing¦¦
16-0016104 | Equipment Failure/Involved | Overhead | Cutout, fuse holder | Broken | 2016 | Tier 2 - Elevated | Distribution Circuit | 2 | 28 | 2016-02-28 | 1413325 | Sus | N | EquipmentFailureInvolved¦Overhead¦Cutoutfuseholder¦Broken
16-0017265 | Vegetation | Tree - branch fell on line | Conductor, Overhead | Normal | 2016 | Tier 3 - Extreme | Distribution Circuit | 3 | 4 | 2016-03-04 | 1415910 | Sus | N | Vegetation¦Treebranchfellonline¦ConductorOverhead¦Normal
16-0017541 | Vegetation | Tree - branch fell on line | Conductor, Overhead | Normal | 2016 | Tier 2 - Elevated | Distribution Circuit | 3 | 5 | 2016-03-05 | 1416869 | Sus | N | Vegetation¦Treebranchfellonline¦ConductorOverhead¦Normal
16-0017555 | Unknown Cause | Patrol - found nothing |  |  | 2016 | Tier 3 - Extreme | Distribution Circuit | 3 | 5 | 2016-03-05 | 1416819 | Sus | N | UnknownCause¦Patrolfoundnothing¦¦
16-0017757 | Vegetation | Tree - fell into line | Conductor, Overhead | Broken, wire on ground | 2016 | Tier 2 - Elevated | Distribution Circuit | 3 | 5 | 2016-03-05 | 1418672 | Sus | N | Vegetation¦Treefellintoline¦ConductorOverhead¦Brokenwireonground
16-0018093 | Vegetation | Tree - fell into line | Conductor, Overhead | Broken, wire on ground | 2016 | Tier 3 - Extreme | Distribution Circuit | 3 | 5 | 2016-03-05 | 1420616 | Sus | N | Vegetation¦Treefellintoline¦ConductorOverhead¦Brokenwireonground
16-0019027 | Vegetation | Tree - fell into line | Conductor, Overhead | Broken, wire on ground | 2016 | Tier 3 - Extreme | Distribution Circuit | 3 | 7 | 2016-03-07 | 1424432 | Sus | N | Vegetation¦Treefellintoline¦ConductorOverhead¦Brokenwireonground
16-0020310 | Vegetation | Tree - fell into line | Conductor, Overhead | Normal | 2016 | Tier 2 - Elevated | Distribution Circuit | 3 | 11 | 2016-03-11 | 1427322 | Sus | N | Vegetation¦Treefellintoline¦ConductorOverhead¦Normal
16-0020924 | Vegetation | Tree - fell into line | Conductor, Overhead | Broken, wire on ground | 2016 | Tier 3 - Extreme | Distribution Circuit | 3 | 13 | 2016-03-13 | 1429913 | Sus | N | Vegetation¦Treefellintoline¦ConductorOverhead¦Brokenwireonground
16-0025695 | Unknown Cause | Patrol - found nothing |  |  | 2016 | Tier 3 - Extreme | Distribution Circuit | 4 | 2 | 2016-04-02 | 1443166 | Sus | N | UnknownCause¦Patrolfoundnothing¦¦
16-0025751 | 3rd Party | Vehicle | Pole-Wood | Broken | 2016 | Tier 2 - Elevated | Distribution Circuit | 4 | 3 | 2016-04-03 | 1443466 | Sus | N | 3rdParty¦Vehicle¦PoleWood¦Broken
16-0031862 | Animal | Squirrel | Fuse | Failed/Faulted | 2016 | Tier 2 - Elevated | Distribution Circuit | 4 | 27 | 2016-04-27 | 1459907 | Sus | N | Animal¦Squirrel¦Fuse¦FailedFaulted
16-0038483 | Environmental/External | Lightning | Transformer | Failed/Faulted | 2016 | Tier 2 - Elevated | Transformer only | 5 | 25 | 2016-05-25 | 1476736 | Sus | Y | EnvironmentalExternal¦Lightning¦Transformer¦FailedFaulted
16-0040347 | Vegetation | Tree - fell into line | Conductor, Overhead | On Ground | 2016 | Tier 3 - Extreme | Distribution Circuit | 6 | 1 | 2016-06-01 | 1481004 | Sus | Y | Vegetation¦Treefellintoline¦ConductorOverhead¦OnGround
16-0052571 | Unknown Cause | Patrol - found nothing |  |  | 2016 | Tier 2 - Elevated | Distribution Circuit | 7 | 26 | 2016-07-26 | 1516177 | Sus | Y | UnknownCause¦Patrolfoundnothing¦¦
16-0057171 | Equipment Failure/Involved | Underground | Transformer (UG) | Broken | 2016 | Tier 2 - Elevated | Distribution Circuit | 8 | 14 | 2016-08-14 | 1526031 | Sus | Y | EquipmentFailureInvolved¦Underground¦Transformer(UG)¦Broken
16-0067313 | Unknown Cause | Patrol - found nothing |  |  | 2016 | Tier 3 - Extreme | Distribution Circuit | 9 | 25 | 2016-09-25 | 1547273 | Sus | Y | UnknownCause¦Patrolfoundnothing¦¦
16-0072420 | Unknown Cause | Patrol - found nothing |  |  | 2016 | Tier 2 - Elevated | Distribution Circuit | 10 | 15 | 2016-10-15 | 1560698 | Sus | Y | UnknownCause¦Patrolfoundnothing¦¦
16-0076009 | Equipment Failure/Involved | Overhead | Cutout, fuse holder | Broken | 2016 | Tier 2 - Elevated | Transformer only | 10 | 27 | 2016-10-27 | 1570679 | Sus | Y | EquipmentFailureInvolved¦Overhead¦Cutoutfuseholder¦Broken
16-0081167 | 3rd Party | Vehicle | Pole-Wood | Broken, wire on ground | 2016 | Tier 2 - Elevated | Distribution Circuit | 11 | 19 | 2016-11-19 | 1585328 | Sus | Y | 3rdParty¦Vehicle¦PoleWood¦Brokenwireonground
16-0081839 | Equipment Failure/Involved | Overhead | Fuse | Failed/Faulted | 2016 | Tier 2 - Elevated | Distribution Circuit | 11 | 22 | 2016-11-22 | 1587452 | Sus | Y | EquipmentFailureInvolved¦Overhead¦Fuse¦FailedFaulted
16-0083740 | Equipment Failure/Involved | Overhead | Transformer (OH) | Failed/Faulted | 2016 | Tier 2 - Elevated | Distribution Circuit | 12 | 3 | 2016-12-03 | 1593932 | Sus | N | EquipmentFailureInvolved¦Overhead¦Transformer(OH)¦FailedFaulted
16-0085606 | Equipment Failure/Involved | Electrical Overload | Other | Failed/Faulted | 2016 | Tier 2 - Elevated | Transformer only | 12 | 14 | 2016-12-14 | 1602023 | Sus | N | EquipmentFailureInvolved¦ElectricalOverload¦Other¦FailedFaulted
17-0002759 | Equipment Failure/Involved | Overhead | Transformer (OH) | Broken | 2017 | Tier 2 - Elevated | Transformer only | 1 | 1 | 2017-01-01 | 1614408 | Sus | N | EquipmentFailureInvolved¦Overhead¦Transformer(OH)¦Broken
17-0004027 | Equipment Failure/Involved | Overhead | Transformer | Failed/Faulted | 2017 | Tier 2 - Elevated | Transformer only | 1 | 5 | 2017-01-05 | 1619295 | Sus | N | EquipmentFailureInvolved¦Overhead¦Transformer¦FailedFaulted
17-0004360 | Vegetation | Tree - branch fell on line | Fuse | Failed/Faulted | 2017 | Tier 2 - Elevated | Distribution Circuit | 1 | 6 | 2017-01-06 | 1620393 | Sus | N | Vegetation¦Treebranchfellonline¦Fuse¦FailedFaulted
17-0004745 | Vegetation | Tree - fell into line | Pole-Wood | Broken, wire on ground | 2017 | Tier 3 - Extreme | Distribution Circuit | 1 | 7 | 2017-01-07 | 1622006 | Sus | N | Vegetation¦Treefellintoline¦PoleWood¦Brokenwireonground
17-0005833 | Unknown Cause | Patrol - not conducted |  |  | 2017 | Tier 2 - Elevated | Distribution Circuit | 1 | 8 | 2017-01-08 | 1629743 | Sus | N | UnknownCause¦Patrolnotconducted¦¦
17-0006785 | Vegetation | Tree - branch fell on line | Conductor, Overhead | Normal | 2017 | Tier 3 - Extreme | Distribution Circuit | 1 | 10 | 2017-01-10 | 1634056 | Sus | N | Vegetation¦Treebranchfellonline¦ConductorOverhead¦Normal
17-0007170 | Unknown Cause | Patrol - not conducted |  |  | 2017 | Tier 2 - Elevated | Distribution Circuit | 1 | 10 | 2017-01-10 | 1637663 | Sus | N | UnknownCause¦Patrolnotconducted¦¦
17-0008854 | Vegetation | Tree - branch fell on line | Conductor, Overhead | Normal | 2017 | Tier 3 - Extreme | Distribution Circuit | 1 | 14 | 2017-01-14 | 1643122 | Sus | N | Vegetation¦Treebranchfellonline¦ConductorOverhead¦Normal
17-0010786 | Vegetation | Tree - fell into line | Conductor, Overhead | Broken, wire on ground | 2017 | Tier 2 - Elevated | Distribution Circuit | 1 | 19 | 2017-01-19 | 1650642 | Sus | N | Vegetation¦Treefellintoline¦ConductorOverhead¦Brokenwireonground
17-0011539 | Unknown Cause | Patrol - found nothing |  |  | 2017 | Tier 3 - Extreme | Distribution Circuit | 1 | 20 | 2017-01-20 | 1653853 | Sus | N | UnknownCause¦Patrolfoundnothing¦¦
17-0011830 | Equipment Failure/Involved | Overhead | Transformer (OH) | Deteriorated | 2017 | Tier 2 - Elevated | Transformer only | 1 | 20 | 2017-01-20 | 1654460 | Sus | N | EquipmentFailureInvolved¦Overhead¦Transformer(OH)¦Deteriorated
17-0012146 | 3rd Party | Vehicle | Fuse | Normal | 2017 | Tier 2 - Elevated | Distribution Circuit | 1 | 21 | 2017-01-21 | 1657070 | Sus | N | 3rdParty¦Vehicle¦Fuse¦Normal
17-0013985 | Vegetation | Tree - branch fell on line | Conductor, Overhead | Broken, wire on ground | 2017 | Tier 3 - Extreme | Distribution Circuit | 1 | 23 | 2017-01-23 | 1664724 | Sus | N | Vegetation¦Treebranchfellonline¦ConductorOverhead¦Brokenwireonground
17-0014353 | Equipment Failure/Involved | Overhead | Insulator | Broken | 2017 | Tier 2 - Elevated | Distribution Circuit | 1 | 24 | 2017-01-24 | 1665661 | Sus | N | EquipmentFailureInvolved¦Overhead¦Insulator¦Broken
17-0016170 | Equipment Failure/Involved | Overhead | Transformer | Failed/Faulted | 2017 | Tier 2 - Elevated | Transformer only | 1 | 30 | 2017-01-30 | 1670867 | Sus | N | EquipmentFailureInvolved¦Overhead¦Transformer¦FailedFaulted
17-0017412 | Vegetation | Tree - fell into line | Conductor, Overhead | Broken, wire on object | 2017 | Tier 3 - Extreme | Distribution Circuit | 2 | 4 | 2017-02-04 | 1674548 | Sus | N | Vegetation¦Treefellintoline¦ConductorOverhead¦Brokenwireonobject
17-0019036 | Unknown Cause | Patrol - found nothing |  |  | 2017 | Tier 2 - Elevated | Distribution Circuit | 2 | 8 | 2017-02-08 | 1681476 | Sus | N | UnknownCause¦Patrolfoundnothing¦¦
17-0019708 | Vegetation | Tree - fell into line | Conductor, Overhead | Broken, wire on ground | 2017 | Tier 2 - Elevated | Distribution Circuit | 2 | 9 | 2017-02-09 | 1684259 | Sus | N | Vegetation¦Treefellintoline¦ConductorOverhead¦Brokenwireonground
17-0019925 | Vegetation | Tree - fell into line | Conductor, Overhead | Normal | 2017 | Tier 3 - Extreme | Distribution Circuit | 2 | 10 | 2017-02-10 | 1685076 | Sus | N | Vegetation¦Treefellintoline¦ConductorOverhead¦Normal
17-0022809 | Vegetation | Tree - fell into line | Conductor, Overhead | Broken, wire on ground | 2017 | Tier 2 - Elevated | Distribution Circuit | 2 | 17 | 2017-02-17 | 1694214 | Sus | N | Vegetation¦Treefellintoline¦ConductorOverhead¦Brokenwireonground
17-0022913 | Equipment Failure/Involved | Overhead | Anchor or Guy | Broken | 2017 | Tier 3 - Extreme | Distribution Circuit | 2 | 17 | 2017-02-17 | 1693208 | Sus | N | EquipmentFailureInvolved¦Overhead¦AnchororGuy¦Broken
17-0024916 | Environmental/External | Flood/Erosion | Conductor, Overhead | Broken, wire on ground | 2017 | Tier 3 - Extreme | Distribution Circuit | 2 | 20 | 2017-02-20 | 1705660 | Sus | N | EnvironmentalExternal¦FloodErosion¦ConductorOverhead¦Brokenwireonground
17-0025179 | Vegetation | Tree - fell into line | Conductor, Overhead | Broken, wire on ground | 2017 | Tier 2 - Elevated | Distribution Circuit | 2 | 21 | 2017-02-21 | 1708392 | Sus | N | Vegetation¦Treefellintoline¦ConductorOverhead¦Brokenwireonground
17-0025848 | Unknown Cause | Patrol - found nothing |  |  | 2017 | Tier 2 - Elevated | Distribution Circuit | 2 | 22 | 2017-02-22 | 1710911 | Sus | N | UnknownCause¦Patrolfoundnothing¦¦
17-0028667 | Vegetation | Tree - fell into line | Conductor, Overhead | Normal | 2017 | Tier 2 - Elevated | Distribution Circuit | 3 | 6 | 2017-03-06 | 1720546 | Sus | N | Vegetation¦Treefellintoline¦ConductorOverhead¦Normal
17-0028703 | Vegetation | Tree - fell into line | Conductor, Overhead | Broken, wire on ground | 2017 | Tier 2 - Elevated | Distribution Circuit | 3 | 6 | 2017-03-06 | 1720892 | Sus | N | Vegetation¦Treefellintoline¦ConductorOverhead¦Brokenwireonground
17-0032524 | Environmental/External | Lightning | Transformer (OH) | Failed/Faulted | 2017 | Tier 2 - Elevated | Transformer only | 3 | 21 | 2017-03-21 | 1732450 | Sus | N | EnvironmentalExternal¦Lightning¦Transformer(OH)¦FailedFaulted
17-0033859 | Equipment Failure/Involved | Overhead | Crossarm, Wood | Burned/flashed | 2017 | Tier 2 - Elevated | Distribution Circuit | 3 | 26 | 2017-03-26 | 1735915 | Sus | N | EquipmentFailureInvolved¦Overhead¦CrossarmWood¦Burnedflashed
17-0037326 | Vegetation | Tree - branch fell on line | Conductor, Overhead | Together | 2017 | Tier 2 - Elevated | Distribution Circuit | 4 | 6 | 2017-04-06 | 1746505 | Sus | N | Vegetation¦Treebranchfellonline¦ConductorOverhead¦Together
17-0037878 | Vegetation | Tree - bark fell into line | Fuse | Failed/Faulted | 2017 | Tier 3 - Extreme | Distribution Circuit | 4 | 6 | 2017-04-06 | 1748516 | Sus | N | Vegetation¦Treebarkfellintoline¦Fuse¦FailedFaulted
17-0040496 | Vegetation | Tree - fell into line | Conductor, Overhead | Normal | 2017 | Tier 3 - Extreme | Distribution Circuit | 4 | 15 | 2017-04-15 | 1758553 | Sus | N | Vegetation¦Treefellintoline¦ConductorOverhead¦Normal
17-0040803 | Equipment Failure/Involved | Overhead | Transformer | Failed/Faulted | 2017 | Tier 2 - Elevated | Transformer only | 4 | 17 | 2017-04-17 | 1759240 | Sus | N | EquipmentFailureInvolved¦Overhead¦Transformer¦FailedFaulted
17-0042117 | Vegetation | Tree - grew into line | Conductor, Overhead | Broken, wire on ground | 2017 | Tier 3 - Extreme | Transformer only | 4 | 22 | 2017-04-22 | 1764817 | Sus | N | Vegetation¦Treegrewintoline¦ConductorOverhead¦Brokenwireonground
17-0043544 | 3rd Party | Vehicle | Pole-Wood | Broken | 2017 | Tier 2 - Elevated | Distribution Circuit | 4 | 28 | 2017-04-28 | 1769417 | Sus | N | 3rdParty¦Vehicle¦PoleWood¦Broken
17-0045736 | Vegetation | Tree - branch fell on line | Conductor, Overhead | Together | 2017 | Tier 3 - Extreme | Distribution Circuit | 5 | 6 | 2017-05-06 | 1775975 | Sus | Y | Vegetation¦Treebranchfellonline¦ConductorOverhead¦Together
17-0045847 | Vegetation | Tree - branch fell on line | Conductor, Overhead | Broken, wire on ground | 2017 | Tier 2 - Elevated | Distribution Circuit | 5 | 6 | 2017-05-06 | 1776598 | Sus | Y | Vegetation¦Treebranchfellonline¦ConductorOverhead¦Brokenwireonground
17-0045919 | Unknown Cause | Patrol - found nothing |  |  | 2017 | Tier 3 - Extreme | Distribution Circuit | 5 | 6 | 2017-05-06 | 1776726 | Sus | Y | UnknownCause¦Patrolfoundnothing¦¦
17-0047586 | Equipment Failure/Involved | Overhead | Connector or Splice (OH) | Broken | 2017 | Tier 2 - Elevated | Distribution Circuit | 5 | 12 | 2017-05-12 | 1780830 | Sus | Y | EquipmentFailureInvolved¦Overhead¦ConnectororSplice(OH)¦Broken
17-0051237 | Equipment Failure/Involved | Overhead | Transformer (OH) | Broken | 2017 | Tier 3 - Extreme | Transformer only | 5 | 28 | 2017-05-28 | 1792270 | Sus | Y | EquipmentFailureInvolved¦Overhead¦Transformer(OH)¦Broken
17-0051884 | Vegetation | Tree - fell into line | Conductor, Overhead | Normal | 2017 | Tier 2 - Elevated | Distribution Circuit | 5 | 31 | 2017-05-31 | 1794217 | Sus | Y | Vegetation¦Treefellintoline¦ConductorOverhead¦Normal
17-0053463 | 3rd Party | Vehicle | Pole-Wood | Broken | 2017 | Tier 3 - Extreme | Distribution Circuit | 6 | 7 | 2017-06-07 | 1799111 | Sus | Y | 3rdParty¦Vehicle¦PoleWood¦Broken
17-0054180 | Unknown Cause | Patrol - not conducted |  |  | 2017 | Tier 2 - Elevated | Distribution Circuit | 6 | 10 | 2017-06-10 | 1801079 | Sus | Y | UnknownCause¦Patrolnotconducted¦¦
17-0056785 | Equipment Failure/Involved | Overhead | Transformer | Failed/Faulted | 2017 | Tier 2 - Elevated | Transformer only | 6 | 19 | 2017-06-19 | 1811628 | Sus | Y | EquipmentFailureInvolved¦Overhead¦Transformer¦FailedFaulted
17-0061326 | Unknown Cause | Patrol - found nothing |  |  | 2017 | Tier 2 - Elevated | Distribution Circuit | 7 | 7 | 2017-07-07 | 1825761 | Sus | Y | UnknownCause¦Patrolfoundnothing¦¦
17-0061559 | Equipment Failure/Involved | Overhead | Service conductor | Burned Open | 2017 | Tier 2 - Elevated | Transformer only | 7 | 9 | 2017-07-09 | 1827542 | Sus | Y | EquipmentFailureInvolved¦Overhead¦Serviceconductor¦BurnedOpen
17-0062314 | Equipment Failure/Involved | Overhead | Pole-Wood | Broken | 2017 | Tier 3 - Extreme | Distribution Circuit | 7 | 12 | 2017-07-12 | 1829823 | Sus | Y | EquipmentFailureInvolved¦Overhead¦PoleWood¦Broken
17-0072598 | Unknown Cause | Patrol - not conducted |  |  | 2017 | Tier 2 - Elevated | Distribution Circuit | 8 | 24 | 2017-08-24 | 1858442 | Sus | Y | UnknownCause¦Patrolnotconducted¦¦
17-0073262 | Unknown Cause | Patrol - found nothing |  |  | 2017 | Tier 2 - Elevated | Distribution Circuit | 8 | 27 | 2017-08-27 | 1860937 | Sus | Y | UnknownCause¦Patrolfoundnothing¦¦
17-0081597 | Environmental/External | Lightning | Transformer | Failed/Faulted | 2017 | Tier 2 - Elevated | Transformer only | 9 | 25 | 2017-09-25 | 1885598 | Sus | Y | EnvironmentalExternal¦Lightning¦Transformer¦FailedFaulted
17-0082260 | Equipment Failure/Involved | Overhead | Crossarm, Wood | Broken | 2017 | Tier 3 - Extreme | Distribution Circuit | 9 | 27 | 2017-09-27 | 1887007 | Sus | Y | EquipmentFailureInvolved¦Overhead¦CrossarmWood¦Broken
17-0082806 | Company Initiated | Improper Construction | Fuse | Failed/Faulted | 2017 | Tier 2 - Elevated | Distribution Circuit | 9 | 29 | 2017-09-29 | 1888026 | Sus | Y | CompanyInitiated¦ImproperConstruction¦Fuse¦FailedFaulted
17-0085290 | Unknown Cause | Patrol - found nothing |  |  | 2017 | Tier 2 - Elevated | Distribution Circuit | 10 | 8 | 2017-10-08 | 1894154 | Sus | Y | UnknownCause¦Patrolfoundnothing¦¦
17-0085334 | Equipment Failure/Involved | Overhead | Other | Broken | 2017 | Tier 3 - Extreme | Distribution Circuit | 10 | 9 | 2017-10-09 | 1894887 | Sus | Y | EquipmentFailureInvolved¦Overhead¦Other¦Broken
17-0085728 | Unknown Cause | Patrol - found nothing |  |  | 2017 | Tier 3 - Extreme | Distribution Circuit | 10 | 9 | 2017-10-09 | 1896436 | Sus | Y | UnknownCause¦Patrolfoundnothing¦¦
17-0087523 | Environmental/External | Fire, Forest/Grass | Pole-Wood | Burned/flashed | 2017 | Tier 2 - Elevated | Distribution Circuit | 10 | 8 | 2017-10-08 | 1901329 | Sus | Y | EnvironmentalExternal¦FireForestGrass¦PoleWood¦Burnedflashed
17-0089082 | Environmental/External | Fire, Forest/Grass | Transformer (UG) | Burned/flashed | 2017 | Tier 3 - Extreme | Distribution Circuit | 10 | 8 | 2017-10-08 | 1905926 | Sus | Y | EnvironmentalExternal¦FireForestGrass¦Transformer(UG)¦Burnedflashed
17-0095794 | 3rd Party | Vehicle | Pole-Wood | Broken | 2017 | Tier 2 - Elevated | Distribution Circuit | 11 | 17 | 2017-11-17 | 1924485 | Sus | Y | 3rdParty¦Vehicle¦PoleWood¦Broken
17-0101051 | Equipment Failure/Involved | Overhead | Conductor, Overhead | Broken, wire on ground | 2017 | Tier 3 - Extreme | Distribution Circuit | 12 | 10 | 2017-12-10 | 1940158 | Sus | N | EquipmentFailureInvolved¦Overhead¦ConductorOverhead¦Brokenwireonground
18-0004049 | Unknown Cause | Patrol - not conducted |  |  | 2018 | Tier 3 - Extreme | Distribution Circuit | 1 | 6 | 2018-01-06 | 3255 | Sus | N | UnknownCause¦Patrolnotconducted¦¦
18-0007981 | Vegetation | Tree - bark fell into line | Conductor, Overhead | Normal | 2018 | Tier 2 - Elevated | Distribution Circuit | 1 | 22 | 2018-01-22 | 12082 | Sus | N | Vegetation¦Treebarkfellintoline¦ConductorOverhead¦Normal
18-0012747 | Animal | Bird found | Conductor, Overhead | Normal | 2018 | Tier 2 - Elevated | Distribution Circuit | 2 | 9 | 2018-02-09 | 21766 | Sus | N | Animal¦Birdfound¦ConductorOverhead¦Normal
18-0018721 | Vegetation | Tree - fell into line | Pole-Wood | Broken, wire on ground | 2018 | Tier 3 - Extreme | Distribution Circuit | 3 | 1 | 2018-03-01 | 35170 | Sus | N | Vegetation¦Treefellintoline¦PoleWood¦Brokenwireonground
18-0021655 | Unknown Cause | Patrol - found nothing |  |  | 2018 | Tier 3 - Extreme | Distribution Circuit | 3 | 11 | 2018-03-11 | 41884 | Sus | N | UnknownCause¦Patrolfoundnothing¦¦
18-0022588 | Equipment Failure/Involved | Overhead | Customer Equipment | Arcing | 2018 | Tier 2 - Elevated | Distribution Circuit | 3 | 14 | 2018-03-14 | 43763 | Sus | N | EquipmentFailureInvolved¦Overhead¦CustomerEquipment¦Arcing
18-0023401 | Unknown Cause | Patrol - not conducted |  |  | 2018 | Tier 3 - Extreme | Distribution Circuit | 3 | 16 | 2018-03-16 | 45667 | Sus | N | UnknownCause¦Patrolnotconducted¦¦
18-0024359 | Equipment Failure/Involved | Overhead | Crossarm, Wood | Broken | 2018 | Tier 3 - Extreme | Transformer only | 3 | 20 | 2018-03-20 | 48477 | Sus | N | EquipmentFailureInvolved¦Overhead¦CrossarmWood¦Broken
18-0025861 | Unknown Cause | Patrol - found nothing |  |  | 2018 | Tier 2 - Elevated | Distribution Circuit | 3 | 23 | 2018-03-23 | 51440 | Sus | N | UnknownCause¦Patrolfoundnothing¦¦
18-0026583 | Unknown Cause | Patrol - found nothing |  |  | 2018 | Tier 2 - Elevated | Distribution Circuit | 3 | 26 | 2018-03-26 | 53306 | Sus | N | UnknownCause¦Patrolfoundnothing¦¦
18-0028145 | Unknown Cause | Patrol - found nothing |  |  | 2018 | Tier 2 - Elevated | Distribution Circuit | 3 | 31 | 2018-03-31 | 57033 | Sus | N | UnknownCause¦Patrolfoundnothing¦¦
18-0029369 | Equipment Failure/Involved | Overhead | Transformer | Failed/Faulted | 2018 | Tier 2 - Elevated | Transformer only | 4 | 4 | 2018-04-04 | 59768 | Sus | N | EquipmentFailureInvolved¦Overhead¦Transformer¦FailedFaulted
18-0039891 | Vegetation | Tree - branch fell on line | Conductor, Overhead | Normal | 2018 | Tier 2 - Elevated | Distribution Circuit | 5 | 10 | 2018-05-10 | 83165 | Sus | Y | Vegetation¦Treebranchfellonline¦ConductorOverhead¦Normal
18-0051058 | Equipment Failure/Involved | Overhead | Cutout, fuse holder | Broken | 2018 | Tier 2 - Elevated | Distribution Circuit | 6 | 14 | 2018-06-14 | 109198 | Sus | Y | EquipmentFailureInvolved¦Overhead¦Cutoutfuseholder¦Broken
18-0060193 | Animal | Other | Fuse | Failed/Faulted | 2018 | Tier 2 - Elevated | Transformer only | 7 | 16 | 2018-07-16 | 132841 | Sus | Y | Animal¦Other¦Fuse¦FailedFaulted
18-0061308 | Vegetation | Tree - fell into line | Pole-Wood | Broken, wire on ground | 2018 | Tier 2 - Elevated | Distribution Circuit | 7 | 19 | 2018-07-19 | 135273 | Sus | Y | Vegetation¦Treefellintoline¦PoleWood¦Brokenwireonground
18-0066268 | Environmental/External | Fire, Forest/Grass | Pole-Wood | Burned/flashed | 2018 | Tier 3 - Extreme | Distribution Circuit | 7 | 26 | 2018-07-26 | 147832 | Sus | Y | EnvironmentalExternal¦FireForestGrass¦PoleWood¦Burnedflashed
18-0067658 | Unknown Cause | Patrol - found nothing |  |  | 2018 | Tier 2 - Elevated | Distribution Circuit | 8 | 7 | 2018-08-07 | 150985 | Sus | Y | UnknownCause¦Patrolfoundnothing¦¦
18-0068476 | Animal | Squirrel | Conductor, Overhead | Normal | 2018 | Tier 3 - Extreme | Distribution Circuit | 8 | 9 | 2018-08-09 | 152291 | Sus | Y | Animal¦Squirrel¦ConductorOverhead¦Normal
18-0068497 | Vegetation | Tree - fell into line | Conductor, Overhead | Normal | 2018 | Tier 2 - Elevated | Distribution Circuit | 8 | 9 | 2018-08-09 | 152606 | Sus | Y | Vegetation¦Treefellintoline¦ConductorOverhead¦Normal
18-0070651 | Animal | Squirrel | Transformer (OH) | Normal | 2018 | Tier 2 - Elevated | Distribution Circuit | 8 | 16 | 2018-08-16 | 156278 | Sus | Y | Animal¦Squirrel¦Transformer(OH)¦Normal
18-0077732 | Animal | Bird found | Bushing | Burned/flashed | 2018 | Tier 2 - Elevated | Distribution Circuit | 9 | 7 | 2018-09-07 | 170296 | Sus | Y | Animal¦Birdfound¦Bushing¦Burnedflashed
18-0081549 | Animal | Squirrel | Fuse | Failed/Faulted | 2018 | Tier 3 - Extreme | Distribution Circuit | 9 | 20 | 2018-09-20 | 177839 | Sus | Y | Animal¦Squirrel¦Fuse¦FailedFaulted
18-0086174 | Animal | Squirrel | Conductor, Overhead | Normal | 2018 | Tier 3 - Extreme | Distribution Circuit | 10 | 3 | 2018-10-03 | 187142 | Sus | Y | Animal¦Squirrel¦ConductorOverhead¦Normal
18-0087280 | Vegetation | Tree - branch fell on line | Conductor, Overhead | Normal | 2018 | Tier 2 - Elevated | Distribution Circuit | 10 | 5 | 2018-10-05 | 189017 | Sus | Y | Vegetation¦Treebranchfellonline¦ConductorOverhead¦Normal
18-0089313 | Unknown Cause | Patrol - found nothing |  |  | 2018 | Tier 3 - Extreme | Distribution Circuit | 10 | 11 | 2018-10-11 | 192908 | Sus | Y | UnknownCause¦Patrolfoundnothing¦¦
18-0090389 | Vegetation | Tree - fell into line | Conductor, Overhead | Normal | 2018 | Tier 3 - Extreme | Distribution Circuit | 10 | 15 | 2018-10-15 | 195209 | Sus | Y | Vegetation¦Treefellintoline¦ConductorOverhead¦Normal
18-0100869 | Environmental/External | Fire, Forest/Grass | Pole-Wood | Burned/flashed | 2018 | Tier 3 - Extreme | Distribution Circuit | 11 | 8 | 2018-11-08 | 217929 | Sus | Y | EnvironmentalExternal¦FireForestGrass¦PoleWood¦Burnedflashed
18-0101465 | Environmental/External | Fire, Forest/Grass | Pole-Wood | Burned/flashed | 2018 | Tier 3 - Extreme | Distribution Circuit | 11 | 8 | 2018-11-08 | 219098 | Sus | Y | EnvironmentalExternal¦FireForestGrass¦PoleWood¦Burnedflashed
18-0103765 | Environmental/External | Fire, Forest/Grass | Pole-Wood | Burned/flashed | 2018 | Tier 3 - Extreme | Distribution Circuit | 11 | 8 | 2018-11-08 | 225507 | Sus | Y | EnvironmentalExternal¦FireForestGrass¦PoleWood¦Burnedflashed
18-0109470 | Vegetation | Tree - fell into line | Conductor, Overhead | Broken | 2018 | Tier 2 - Elevated | Distribution Circuit | 12 | 16 | 2018-12-16 | 241407 | Sus | N | Vegetation¦Treefellintoline¦ConductorOverhead¦Broken
18-0110541 | Unknown Cause | Patrol - found nothing |  |  | 2018 | Tier 2 - Elevated | Distribution Circuit | 12 | 24 | 2018-12-24 | 246593 | Sus | N | UnknownCause¦Patrolfoundnothing¦¦
18-0110647 | Equipment Failure/Involved | Overhead | Cutout, fuse holder | Burned/flashed | 2018 | Tier 2 - Elevated | Transformer only | 12 | 25 | 2018-12-25 | 247086 | Sus | N | EquipmentFailureInvolved¦Overhead¦Cutoutfuseholder¦Burnedflashed
18-0110665 | Equipment Failure/Involved | Overhead | Crossarm, Wood | Broken | 2018 | Tier 2 - Elevated | Distribution Circuit | 12 | 25 | 2018-12-25 | 247163 | Sus | N | EquipmentFailureInvolved¦Overhead¦CrossarmWood¦Broken
19-0003522 | Unknown Cause | Patrol - not conducted |  |  | 2019 | Tier 2 - Elevated | Distribution Circuit | 1 | 2 | 2019-01-02 | 251682 | Sus | N | UnknownCause¦Patrolnotconducted¦¦
19-0010321 | Vegetation | Tree - branch fell on line | Conductor, Overhead | Normal | 2019 | Tier 2 - Elevated | Distribution Circuit | 1 | 16 | 2019-01-16 | 271424 | Sus | N | Vegetation¦Treebranchfellonline¦ConductorOverhead¦Normal
19-0011388 | Vegetation | Tree - fell into line | Conductor, Overhead | Broken, wire on ground | 2019 | Tier 2 - Elevated | Distribution Circuit | 1 | 17 | 2019-01-17 | 273552 | Sus | N | Vegetation¦Treefellintoline¦ConductorOverhead¦Brokenwireonground
19-0012600 | Vegetation | Tree - bark fell into line | Conductor, Overhead | Normal | 2019 | Tier 3 - Extreme | Distribution Circuit | 1 | 20 | 2019-01-20 | 277319 | Sus | N | Vegetation¦Treebarkfellintoline¦ConductorOverhead¦Normal
19-0017545 | Environmental/External | Lightning | Transformer | Failed/Faulted | 2019 | Tier 2 - Elevated | Transformer only | 2 | 3 | 2019-02-03 | 288740 | Sus | N | EnvironmentalExternal¦Lightning¦Transformer¦FailedFaulted
19-0018778 | Vegetation | Tree - fell into line | Conductor, Overhead | Normal | 2019 | Tier 2 - Elevated | Distribution Circuit | 2 | 5 | 2019-02-05 | 292897 | Sus | N | Vegetation¦Treefellintoline¦ConductorOverhead¦Normal
19-0019177 | Vegetation | Tree - fell into line | Pole-Wood | Broken, wire on ground | 2019 | Tier 2 - Elevated | Distribution Circuit | 2 | 4 | 2019-02-04 | 294337 | Sus | N | Vegetation¦Treefellintoline¦PoleWood¦Brokenwireonground
19-0020268 | Equipment Failure/Involved | Underground | Secondary | Normal | 2019 | Tier 2 - Elevated | Transformer only | 2 | 8 | 2019-02-08 | 296640 | Sus | N | EquipmentFailureInvolved¦Underground¦Secondary¦Normal
19-0021438 | Vegetation | Tree - branch fell on line | Connector or Splice (OH) | Broken | 2019 | Tier 2 - Elevated | Transformer only | 2 | 12 | 2019-02-12 | 300601 | Sus | N | Vegetation¦Treebranchfellonline¦ConnectororSplice(OH)¦Broken
19-0021932 | Unknown Cause | Patrol - found nothing |  |  | 2019 | Tier 2 - Elevated | Distribution Circuit | 2 | 13 | 2019-02-13 | 303353 | Sus | N | UnknownCause¦Patrolfoundnothing¦¦
19-0023167 | Unknown Cause | Patrol - found nothing |  |  | 2019 | Tier 2 - Elevated | Distribution Circuit | 2 | 13 | 2019-02-13 | 305710 | Sus | N | UnknownCause¦Patrolfoundnothing¦¦
19-0023325 | Unknown Cause | Patrol - found nothing |  |  | 2019 | Tier 3 - Extreme | Distribution Circuit | 2 | 14 | 2019-02-14 | 307677 | Sus | N | UnknownCause¦Patrolfoundnothing¦¦
19-0023409 | Unknown Cause | Patrol - found nothing |  |  | 2019 | Tier 2 - Elevated | Distribution Circuit | 2 | 13 | 2019-02-13 | 309793 | Sus | N | UnknownCause¦Patrolfoundnothing¦¦
19-0023587 | Vegetation | Tree - fell into line | Conductor, Overhead | Broken, wire on ground | 2019 | Tier 3 - Extreme | Distribution Circuit | 2 | 14 | 2019-02-14 | 306350 | Sus | N | Vegetation¦Treefellintoline¦ConductorOverhead¦Brokenwireonground
19-0030601 | Equipment Failure/Involved | Overhead | Jumper | Burned Open | 2019 | Tier 2 - Elevated | Distribution Circuit | 3 | 4 | 2019-03-04 | 330855 | Sus | N | EquipmentFailureInvolved¦Overhead¦Jumper¦BurnedOpen
19-0031360 | Vegetation | Tree - branch fell on line | Secondary | Normal | 2019 | Tier 2 - Elevated | Distribution Circuit | 3 | 6 | 2019-03-06 | 332852 | Sus | N | Vegetation¦Treebranchfellonline¦Secondary¦Normal
19-0039607 | Equipment Failure/Involved | Overhead | Crossarm, Wood | Broken | 2019 | Tier 2 - Elevated | Transformer only | 4 | 3 | 2019-04-03 | 353457 | Sus | N | EquipmentFailureInvolved¦Overhead¦CrossarmWood¦Broken
19-0040142 | Equipment Failure/Involved | Overhead | Transformer | Failed/Faulted | 2019 | Tier 2 - Elevated | Transformer only | 4 | 5 | 2019-04-05 | 354453 | Sus | N | EquipmentFailureInvolved¦Overhead¦Transformer¦FailedFaulted
19-0042798 | Unknown Cause | Patrol - found nothing |  |  | 2019 | Tier 2 - Elevated | Distribution Circuit | 4 | 16 | 2019-04-16 | 361578 | Sus | N | UnknownCause¦Patrolfoundnothing¦¦
19-0046780 | Vegetation | Tree - fell into line | Conductor, Overhead | Broken, wire on ground | 2019 | Tier 2 - Elevated | Distribution Circuit | 4 | 27 | 2019-04-27 | 369333 | Sus | N | Vegetation¦Treefellintoline¦ConductorOverhead¦Brokenwireonground
19-0046908 | Vegetation | Tree - branch fell on line | Conductor, Overhead | Normal | 2019 | Tier 2 - Elevated | Distribution Circuit | 4 | 29 | 2019-04-29 | 369785 | Sus | N | Vegetation¦Treebranchfellonline¦ConductorOverhead¦Normal
19-0046919 | Animal | Bird found | Conductor, Overhead | Broken, wire on ground | 2019 | Tier 2 - Elevated | Distribution Circuit | 4 | 29 | 2019-04-29 | 369820 | Sus | N | Animal¦Birdfound¦ConductorOverhead¦Brokenwireonground
19-0047213 | Equipment Failure/Involved | Overhead | Cutout, fuse holder | Broken | 2019 | Tier 3 - Extreme | Transformer only | 4 | 29 | 2019-04-29 | 370430 | Sus | N | EquipmentFailureInvolved¦Overhead¦Cutoutfuseholder¦Broken
19-0053633 | Vegetation | Tree - cutting, PG&E contractor | Conductor, Overhead | Broken, wire on ground | 2019 | Tier 2 - Elevated | Distribution Circuit | 5 | 18 | 2019-05-18 | 384173 | Sus | Y | Vegetation¦TreecuttingPG&Econtractor¦ConductorOverhead¦Brokenwireonground
19-0057576 | Unknown Cause | Patrol - found nothing |  |  | 2019 | Tier 2 - Elevated | Distribution Circuit | 5 | 25 | 2019-05-25 | 389966 | Sus | Y | UnknownCause¦Patrolfoundnothing¦¦
19-0060263 | Equipment Failure/Involved | Overhead | Transformer | Failed/Faulted | 2019 | Tier 2 - Elevated | Transformer only | 5 | 30 | 2019-05-30 | 393703 | Sus | Y | EquipmentFailureInvolved¦Overhead¦Transformer¦FailedFaulted
19-0060969 | Vegetation | Tree - fell into line | Conductor, Overhead | Normal | 2019 | Tier 2 - Elevated | Distribution Circuit | 5 | 31 | 2019-05-31 | 394849 | Sus | Y | Vegetation¦Treefellintoline¦ConductorOverhead¦Normal
19-0061102 | Equipment Failure/Involved | Overhead | Pole-Wood | Deteriorated | 2019 | Tier 2 - Elevated | Distribution Circuit | 6 | 1 | 2019-06-01 | 395019 | Sus | Y | EquipmentFailureInvolved¦Overhead¦PoleWood¦Deteriorated
19-0074889 | Equipment Failure/Involved | Underground | Conductor, Underground | Burned/flashed | 2019 | Tier 2 - Elevated | Transformer only | 7 | 5 | 2019-07-05 | 441638 | Sus | Y | EquipmentFailureInvolved¦Underground¦ConductorUnderground¦Burnedflashed
19-0074906 | Unknown Cause | Patrol - found nothing |  |  | 2019 | Tier 2 - Elevated | Distribution Circuit | 7 | 6 | 2019-07-06 | 441676 | Sus | Y | UnknownCause¦Patrolfoundnothing¦¦
19-0075624 | Vegetation | Tree - branch fell on line | Conductor, Overhead | Normal | 2019 | Tier 3 - Extreme | Distribution Circuit | 7 | 9 | 2019-07-09 | 443572 | Sus | Y | Vegetation¦Treebranchfellonline¦ConductorOverhead¦Normal
19-0075624 | Vegetation | Tree - branch fell on line | Conductor, Overhead | Normal | 2019 | Tier 3 - Extreme | Distribution Circuit | 7 | 9 | 2019-07-09 | 443572 | Sus | Y | Vegetation¦Treebranchfellonline¦ConductorOverhead¦Normal
19-0076156 | 3rd Party | Other | Conductor, Overhead | Normal | 2019 | Tier 3 - Extreme | Distribution Circuit | 7 | 10 | 2019-07-10 | 444687 | Sus | Y | 3rdParty¦Other¦ConductorOverhead¦Normal
19-0079583 | Vegetation | Tree - fell into line | Conductor, Overhead | Broken, wire on ground | 2019 | Tier 2 - Elevated | Distribution Circuit | 7 | 21 | 2019-07-21 | 465041 | Sus | Y | Vegetation¦Treefellintoline¦ConductorOverhead¦Brokenwireonground
19-0082154 | Equipment Failure/Involved | Overhead | Transformer (OH) | Broken | 2019 | Tier 2 - Elevated | Transformer only | 7 | 29 | 2019-07-29 | 474628 | Sus | Y | EquipmentFailureInvolved¦Overhead¦Transformer(OH)¦Broken
19-0086685 | Vegetation | Tree - branch fell on line | Conductor, Overhead | Bent or Twisted | 2019 | Tier 3 - Extreme | Transformer only | 8 | 11 | 2019-08-11 | 502067 | Sus | Y | Vegetation¦Treebranchfellonline¦ConductorOverhead¦BentorTwisted
19-0087961 | Vegetation | Tree - fell into line | Conductor, Overhead | Broken, wire on ground | 2019 | Tier 3 - Extreme | Distribution Circuit | 8 | 14 | 2019-08-14 | 509973 | Sus | Y | Vegetation¦Treefellintoline¦ConductorOverhead¦Brokenwireonground
19-0088059 | Unknown Cause | Patrol - found nothing |  |  | 2019 | Tier 2 - Elevated | Distribution Circuit | 8 | 14 | 2019-08-14 | 511274 | Sus | Y | UnknownCause¦Patrolfoundnothing¦¦
19-0099990 | Unknown Cause | Patrol - found nothing |  |  | 2019 | Tier 2 - Elevated | Distribution Circuit | 9 | 17 | 2019-09-17 | 585652 | Sus | Y | UnknownCause¦Patrolfoundnothing¦¦
19-0101481 | Equipment Failure/Involved | Overhead | Transformer | Failed/Faulted | 2019 | Tier 2 - Elevated | Transformer only | 9 | 19 | 2019-09-19 | 595353 | Sus | Y | EquipmentFailureInvolved¦Overhead¦Transformer¦FailedFaulted
19-0110133 | 3rd Party | Tree - cutting, 3rd party | Conductor, Overhead | Broken, wire on ground | 2019 | Tier 3 - Extreme | Distribution Circuit | 10 | 10 | 2019-10-10 | 653377 | Sus | Y | 3rdParty¦Treecutting3rdparty¦ConductorOverhead¦Brokenwireonground
19-0112472 | Company Initiated | Construction Activity/equip, company | Recloser | Normal | 2019 | Tier 2 - Elevated | Distribution Circuit | 10 | 16 | 2019-10-16 | 661674 | Sus | Y | CompanyInitiated¦ConstructionActivityequipcompany¦Recloser¦Normal
19-0115441 | Equipment Failure/Involved | Overhead | Lightning Arrestor | Broken | 2019 | Tier 2 - Elevated | Distribution Circuit | 10 | 24 | 2019-10-24 | 679330 | Sus | Y | EquipmentFailureInvolved¦Overhead¦LightningArrestor¦Broken
19-0117503 | Wildfire Mitigation | Public Safety Power Shut-off | Conductor, Overhead | Broken, wire on ground | 2019 | Tier 3 - Extreme | Distribution Circuit | 10 | 26 | 2019-10-26 |  | Sus | Y | WildfireMitigation¦PublicSafetyPowerShutoff¦ConductorOverhead¦Brokenwireonground
19-0118267 | Vegetation | Tree - bark fell into line | Fuse | Normal | 2019 | Tier 3 - Extreme | Distribution Circuit | 10 | 28 | 2019-10-28 | 692731 | Sus | Y | Vegetation¦Treebarkfellintoline¦Fuse¦Normal
19-0123468 | Animal | Bird found | Insulator | Broken | 2019 | Tier 2 - Elevated | Distribution Circuit | 11 | 11 | 2019-11-11 | 704217 | Sus | Y | Animal¦Birdfound¦Insulator¦Broken
19-0123785 | Animal | Squirrel | Bushing | Normal | 2019 | Tier 3 - Extreme | Distribution Circuit | 11 | 12 | 2019-11-12 | 704695 | Sus | Y | Animal¦Squirrel¦Bushing¦Normal
19-0124614 | Equipment Failure/Involved | Overhead | Transformer | Failed/Faulted | 2019 | Tier 2 - Elevated | Transformer only | 11 | 14 | 2019-11-14 | 706547 | Sus | Y | EquipmentFailureInvolved¦Overhead¦Transformer¦FailedFaulted
19-0129167 | Vegetation | Tree - fell into line | Conductor, Overhead | Broken, wire on ground | 2019 | Tier 2 - Elevated | Distribution Circuit | 11 | 26 | 2019-11-26 | 715999 | Sus | Y | Vegetation¦Treefellintoline¦ConductorOverhead¦Brokenwireonground
19-0129301 | Vegetation | Tree - fell into line | Pole-Wood | Broken | 2019 | Tier 2 - Elevated | Distribution Circuit | 11 | 26 | 2019-11-26 | 716740 | Sus | Y | Vegetation¦Treefellintoline¦PoleWood¦Broken
19-0129333 | Equipment Failure/Involved | Overhead | Cutout, fuse holder | Burned/flashed | 2019 | Tier 2 - Elevated | Distribution Circuit | 11 | 26 | 2019-11-26 | 716928 | Sus | Y | EquipmentFailureInvolved¦Overhead¦Cutoutfuseholder¦Burnedflashed
19-0129727 | Vegetation | Tree - fell into line | Conductor, Overhead | Broken, wire on ground | 2019 | Tier 2 - Elevated | Distribution Circuit | 11 | 26 | 2019-11-26 | 716166 | Sus | Y | Vegetation¦Treefellintoline¦ConductorOverhead¦Brokenwireonground
19-0130804 | Equipment Failure/Involved | Overhead | Jumper | Broken | 2019 | Tier 3 - Extreme | Distribution Circuit | 11 | 28 | 2019-11-28 | 722743 | Sus | Y | EquipmentFailureInvolved¦Overhead¦Jumper¦Broken
19-0130804 | Equipment Failure/Involved | Overhead | Jumper | Broken | 2019 | Tier 2 - Elevated | Distribution Circuit | 11 | 28 | 2019-11-28 | 722743 | Sus | Y | EquipmentFailureInvolved¦Overhead¦Jumper¦Broken
19-0131068 | Vegetation | Tree - fell into line | Conductor, Overhead | Broken, wire on ground | 2019 | Tier 2 - Elevated | Distribution Circuit | 11 | 29 | 2019-11-29 | 723581 | Sus | Y | Vegetation¦Treefellintoline¦ConductorOverhead¦Brokenwireonground
19-0134738 | Unknown Cause | Patrol - not conducted |  |  | 2019 | Tier 2 - Elevated | Distribution Circuit | 12 | 7 | 2019-12-07 | 732479 | Sus | N | UnknownCause¦Patrolnotconducted¦¦
19-0136479 | Equipment Failure/Involved | Overhead | Crossarm, Wood | Broken, wire on object | 2019 | Tier 3 - Extreme | Distribution Circuit | 12 | 13 | 2019-12-13 | 738454 | Sus | N | EquipmentFailureInvolved¦Overhead¦CrossarmWood¦Brokenwireonobject
20-0005153 | Unknown Cause | Patrol - found nothing |  |  | 2020 | Tier 2 - Elevated | Distribution Circuit | 1 | 4 | 2020-01-04 | 754717 | Sus | N | UnknownCause¦Patrolfoundnothing¦¦
20-0008099 | Equipment Failure/Involved | Overhead | Transformer | Failed/Faulted | 2020 | Tier 2 - Elevated | Transformer only | 1 | 13 | 2020-01-13 | 760046 | Sus | N | EquipmentFailureInvolved¦Overhead¦Transformer¦FailedFaulted
20-0018520 | Company Initiated | Improper Construction | Conductor, Overhead | Normal | 2020 | Tier 2 - Elevated | Transformer only | 2 | 7 | 2020-02-07 | 780095 | Sus | N | CompanyInitiated¦ImproperConstruction¦ConductorOverhead¦Normal
20-0019045 | Vegetation | Tree - fell into line | Pole-Wood | Broken, wire on ground | 2020 | Tier 3 - Extreme | Distribution Circuit | 2 | 9 | 2020-02-09 | 781821 | Sus | N | Vegetation¦Treefellintoline¦PoleWood¦Brokenwireonground
20-0019325 | Vegetation | Tree - branch fell on line | Fuse | Failed/Faulted | 2020 | Tier 2 - Elevated | Distribution Circuit | 2 | 9 | 2020-02-09 | 783041 | Sus | N | Vegetation¦Treebranchfellonline¦Fuse¦FailedFaulted
20-0019825 | Unknown Cause | Patrol - found nothing |  |  | 2020 | Tier 3 - Extreme | Distribution Circuit | 2 | 9 | 2020-02-09 | 784640 | Sus | N | UnknownCause¦Patrolfoundnothing¦¦
20-0020387 | Animal | Other | Transformer (OH) | Failed/Faulted | 2020 | Tier 3 - Extreme | Distribution Circuit | 2 | 11 | 2020-02-11 | 788440 | Sus | N | Animal¦Other¦Transformer(OH)¦FailedFaulted
20-0032444 | Unknown Cause | Patrol - found nothing |  |  | 2020 | Tier 2 - Elevated | Distribution Circuit | 3 | 15 | 2020-03-15 | 852815 | Sus | N | UnknownCause¦Patrolfoundnothing¦¦
20-0032568 | Vegetation | Tree - fell into line | Conductor, Overhead | Broken, wire on ground | 2020 | Tier 3 - Extreme | Distribution Circuit | 3 | 16 | 2020-03-16 | 853342 | Sus | N | Vegetation¦Treefellintoline¦ConductorOverhead¦Brokenwireonground
20-0034637 | Equipment Failure/Involved | Overhead | Transformer (OH) | Leaking | 2020 | Tier 3 - Extreme | Distribution Circuit | 3 | 20 | 2020-03-20 | 859438 | Sus | N | EquipmentFailureInvolved¦Overhead¦Transformer(OH)¦Leaking
20-0036457 | Environmental/External | Lightning | Conductor, Overhead | Normal | 2020 | Tier 3 - Extreme | Distribution Circuit | 3 | 26 | 2020-03-26 | 867559 | Sus | N | EnvironmentalExternal¦Lightning¦ConductorOverhead¦Normal
20-0040607 | Equipment Failure/Involved | Overhead | Transformer (OH) | Failed/Faulted | 2020 | Tier 2 - Elevated | Transformer only | 4 | 11 | 2020-04-11 | 893899 | Sus | N | EquipmentFailureInvolved¦Overhead¦Transformer(OH)¦FailedFaulted
20-0042371 | Equipment Failure/Involved | Overhead | Transformer (OH) | Leaking | 2020 | Tier 3 - Extreme | Transformer only | 4 | 17 | 2020-04-17 | 897103 | Sus | N | EquipmentFailureInvolved¦Overhead¦Transformer(OH)¦Leaking
20-0042456 | Unknown Cause | Patrol - found nothing |  |  | 2020 | Tier 3 - Extreme | Distribution Circuit | 4 | 17 | 2020-04-17 | 897215 | Sus | N | UnknownCause¦Patrolfoundnothing¦¦
20-0050299 | Equipment Failure/Involved | Overhead | Transformer (OH) | Leaking | 2020 | Tier 3 - Extreme | Distribution Circuit | 5 | 14 | 2020-05-14 | 913766 | Sus | Y | EquipmentFailureInvolved¦Overhead¦Transformer(OH)¦Leaking
20-0051563 | Unknown Cause | Patrol - not conducted |  |  | 2020 | Tier 2 - Elevated | Distribution Circuit | 5 | 18 | 2020-05-18 | 917129 | Sus | Y | UnknownCause¦Patrolnotconducted¦¦
20-0056005 | Vegetation | Tree - branch fell on line | Conductor, Overhead | Broken, wire on ground | 2020 | Tier 2 - Elevated | Distribution Circuit | 5 | 30 | 2020-05-30 | 926636 | Sus | Y | Vegetation¦Treebranchfellonline¦ConductorOverhead¦Brokenwireonground
20-0058719 | Animal | Squirrel | Pothead(Riser Termination) | Normal | 2020 | Tier 2 - Elevated | Distribution Circuit | 6 | 8 | 2020-06-08 | 933813 | Sus | Y | Animal¦Squirrel¦Pothead(RiserTermination)¦Normal
20-0063743 | Vegetation | Tree - branch fell on line | Fuse | Failed/Faulted | 2020 | Tier 3 - Extreme | Distribution Circuit | 6 | 22 | 2020-06-22 | 944668 | Sus | Y | Vegetation¦Treebranchfellonline¦Fuse¦FailedFaulted
20-0072473 | Unknown Cause | Patrol - found nothing |  |  | 2020 | Tier 2 - Elevated | Distribution Circuit | 7 | 16 | 2020-07-16 | 965674 | Sus | Y | UnknownCause¦Patrolfoundnothing¦¦
20-0075165 | Unknown Cause | Patrol - found nothing |  |  | 2020 | Tier 3 - Extreme | Distribution Circuit | 7 | 23 | 2020-07-23 | 970560 | Sus | Y | UnknownCause¦Patrolfoundnothing¦¦
20-0077419 | Unknown Cause | Patrol - found nothing |  |  | 2020 | Tier 3 - Extreme | Distribution Circuit | 7 | 29 | 2020-07-29 | 974218 | Sus | Y | UnknownCause¦Patrolfoundnothing¦¦
20-0083313 | Equipment Failure/Involved | Electrical Overload | Recloser | Normal | 2020 | Tier 2 - Elevated | Distribution Circuit | 8 | 13 | 2020-08-13 | 996936 | Sus | Y | EquipmentFailureInvolved¦ElectricalOverload¦Recloser¦Normal
20-0089151 | Environmental/External | Lightning | Transformer | Failed/Faulted | 2020 | Tier 3 - Extreme | Transformer only | 8 | 24 | 2020-08-24 | 1028070 | Sus | Y | EnvironmentalExternal¦Lightning¦Transformer¦FailedFaulted
20-0090219 | Environmental/External | Fire, Forest/Grass | Pole-Wood | Burned/flashed | 2020 | Tier 3 - Extreme | Distribution Circuit | 8 | 19 | 2020-08-19 | 1032477 | Sus | Y | EnvironmentalExternal¦FireForestGrass¦PoleWood¦Burnedflashed
20-0090756 | 3rd Party | Vehicle | Conductor, Overhead | Broken, wire on ground | 2020 | Tier 2 - Elevated | Distribution Circuit | 8 | 27 | 2020-08-27 | 1034975 | Sus | Y | 3rdParty¦Vehicle¦ConductorOverhead¦Brokenwireonground
20-0092651 | Environmental/External | Fire, Forest/Grass | Conductor, Overhead | Normal | 2020 | Tier 3 - Extreme | Distribution Circuit | 8 | 19 | 2020-08-19 | 1049512 | Sus | Y | EnvironmentalExternal¦FireForestGrass¦ConductorOverhead¦Normal
20-0095155 | Animal | Squirrel | Fuse | Burned Open | 2020 | Tier 3 - Extreme | Distribution Circuit | 9 | 8 | 2020-09-08 | 1060866 | Sus | Y | Animal¦Squirrel¦Fuse¦BurnedOpen
20-0099340 | Unknown Cause | Patrol - found nothing |  |  | 2020 | Tier 2 - Elevated | Distribution Circuit | 9 | 20 | 2020-09-20 | 1083407 | Sus | Y | UnknownCause¦Patrolfoundnothing¦¦
20-0100860 | Equipment Failure/Involved | Overhead | Transformer (OH) | Leaking | 2020 | Tier 2 - Elevated | Distribution Circuit | 9 | 24 | 2020-09-24 | 1090795 | Sus | Y | EquipmentFailureInvolved¦Overhead¦Transformer(OH)¦Leaking
20-0104729 | Equipment Failure/Involved | Overhead | Jumper | Burned/flashed | 2020 | Tier 3 - Extreme | Distribution Circuit | 10 | 3 | 2020-10-03 | 1108773 | Sus | Y | EquipmentFailureInvolved¦Overhead¦Jumper¦Burnedflashed
20-0104810 | Vegetation | Tree - fell into line | Conductor, Overhead | Broken, wire on ground | 2020 | Tier 3 - Extreme | Distribution Circuit | 10 | 3 | 2020-10-03 | 1109736 | Sus | Y | Vegetation¦Treefellintoline¦ConductorOverhead¦Brokenwireonground
20-0113013 | Wildfire Mitigation | Public Safety Power Shut-off | Conductor, Overhead | Normal | 2020 | Tier 2 - Elevated | Distribution Circuit | 10 | 25 | 2020-10-25 | 1125596 | Sus | Y | WildfireMitigation¦PublicSafetyPowerShutoff¦ConductorOverhead¦Normal
20-0113103 | Company Initiated | Other Circuits |  |  | 2020 | Tier 2 - Elevated | Transmission line | 10 | 25 | 2020-10-25 | 1125256 | Sus | Y | CompanyInitiated¦OtherCircuits¦¦
20-0119209 | Equipment Failure/Involved | Overhead | Transformer (OH) | Failed/Faulted | 2020 | Tier 3 - Extreme | Distribution Circuit | 11 | 10 | 2020-11-10 | 1140848 | Sus | Y | EquipmentFailureInvolved¦Overhead¦Transformer(OH)¦FailedFaulted
20-0122832 | Unknown Cause | Patrol - found nothing |  |  | 2020 | Tier 3 - Extreme | Distribution Circuit | 11 | 19 | 2020-11-19 | 1149299 | Sus | Y | UnknownCause¦Patrolfoundnothing¦¦
20-0130489 | Unknown Cause | Patrol - found nothing |  |  | 2020 | Tier 2 - Elevated | Distribution Circuit | 12 | 15 | 2020-12-15 | 1185994 | Sus | N | UnknownCause¦Patrolfoundnothing¦¦
20-0130545 | Animal | Bird found | Fuse | Burned Open | 2020 | Tier 2 - Elevated | Transformer only | 12 | 15 | 2020-12-15 | 1186782 | Sus | N | Animal¦Birdfound¦Fuse¦BurnedOpen
20-0131211 | Vegetation | Tree - grew into line | Conductor, Overhead | Broken, wire on ground | 2020 | Tier 3 - Extreme | Distribution Circuit | 12 | 19 | 2020-12-19 | 1195724 | Sus | N | Vegetation¦Treegrewintoline¦ConductorOverhead¦Brokenwireonground
20-0131499 | Unknown Cause | Patrol - found nothing |  |  | 2020 | Tier 2 - Elevated | Distribution Circuit | 12 | 22 | 2020-12-22 | 1197196 | Sus | N | UnknownCause¦Patrolfoundnothing¦¦
21-0005414 | Vegetation | Tree - fell into line | Conductor, Overhead | Broken | 2021 | Tier 3 - Extreme | Distribution Circuit | 1 | 5 | 2021-01-05 | 1204918 | Sus | N | Vegetation¦Treefellintoline¦ConductorOverhead¦Broken
21-0005693 | Equipment Failure/Involved | Underground | Transformer (UG) | Broken | 2021 | Tier 2 - Elevated | Distribution Circuit | 1 | 6 | 2021-01-06 | 1205649 | Sus | N | EquipmentFailureInvolved¦Underground¦Transformer(UG)¦Broken
21-0009573 | Vegetation | Tree - fell into line | Conductor, Overhead | Broken, wire on ground | 2021 | Tier 2 - Elevated | Distribution Circuit | 1 | 18 | 2021-01-18 | 1212078 | Sus | N | Vegetation¦Treefellintoline¦ConductorOverhead¦Brokenwireonground
21-0010453 | Vegetation | Tree - fell into line | Pole-Wood | Broken, wire on ground | 2021 | Tier 2 - Elevated | Distribution Circuit | 1 | 19 | 2021-01-19 | 1214938 | Sus | N | Vegetation¦Treefellintoline¦PoleWood¦Brokenwireonground
21-0012028 | Vegetation | Tree - fell into line | Conductor, Overhead | Broken, wire on ground | 2021 | Tier 3 - Extreme | Distribution Circuit | 1 | 19 | 2021-01-19 | 1219782 | Sus | N | Vegetation¦Treefellintoline¦ConductorOverhead¦Brokenwireonground
21-0014033 | Equipment Failure/Involved | Overhead | Transformer (OH) | Failed/Faulted | 2021 | Tier 2 - Elevated | Distribution Circuit | 1 | 25 | 2021-01-25 | 1224827 | Sus | N | EquipmentFailureInvolved¦Overhead¦Transformer(OH)¦FailedFaulted
21-0014147 | Unknown Cause | Patrol - found nothing |  |  | 2021 | Tier 2 - Elevated | Distribution Circuit | 1 | 25 | 2021-01-25 | 1224143 | Sus | N | UnknownCause¦Patrolfoundnothing¦¦
21-0016111 | Equipment Failure/Involved | Overhead | Pole-Wood | Broken | 2021 | Tier 2 - Elevated | Distribution Circuit | 1 | 27 | 2021-01-27 | 1235058 | Sus | N | EquipmentFailureInvolved¦Overhead¦PoleWood¦Broken
21-0018592 | Vegetation | Tree - fell into line | Conductor, Overhead | Broken, wire on ground | 2021 | Tier 3 - Extreme | Distribution Circuit | 1 | 26 | 2021-01-26 | 1242247 | Sus | N | Vegetation¦Treefellintoline¦ConductorOverhead¦Brokenwireonground
21-0026472 | Unknown Cause | Patrol - found nothing |  |  | 2021 | Tier 2 - Elevated | Distribution Circuit | 2 | 17 | 2021-02-17 | 1256303 | Sus | N | UnknownCause¦Patrolfoundnothing¦¦
21-0030207 | Unknown Cause | Patrol - found nothing |  |  | 2021 | Tier 2 - Elevated | Distribution Circuit | 2 | 27 | 2021-02-27 | 1263355 | Sus | N | UnknownCause¦Patrolfoundnothing¦¦
21-0033028 | Equipment Failure/Involved | Fire, pole | Conductor, Overhead | Normal | 2021 | Tier 3 - Extreme | Transmission line | 3 | 6 | 2021-03-06 | 1271666 | Sus | N | EquipmentFailureInvolved¦Firepole¦ConductorOverhead¦Normal
21-0033604 | Equipment Failure/Involved | Overhead | Service conductor | Burned Open | 2021 | Tier 3 - Extreme | Transformer only | 3 | 8 | 2021-03-08 | 1273450 | Sus | N | EquipmentFailureInvolved¦Overhead¦Serviceconductor¦BurnedOpen
21-0047686 | Unknown Cause | Patrol - found nothing |  |  | 2021 | Tier 2 - Elevated | Distribution Circuit | 4 | 12 | 2021-04-12 | 1313801 | Sus | N | UnknownCause¦Patrolfoundnothing¦¦
21-0054496 | Unknown Cause | Patrol - found nothing |  |  | 2021 | Tier 3 - Extreme | Distribution Circuit | 4 | 28 | 2021-04-28 | 1336280 | Sus | N | UnknownCause¦Patrolfoundnothing¦¦
21-0055832 | Vegetation | Tree - branch fell on line | Conductor, Overhead | Normal | 2021 | Tier 2 - Elevated | Distribution Circuit | 5 | 2 | 2021-05-02 | 1339030 | Sus | Y | Vegetation¦Treebranchfellonline¦ConductorOverhead¦Normal
21-0056942 | Equipment Failure/Involved | Overhead | Transformer (OH) | Broken | 2021 | Tier 2 - Elevated | Distribution Circuit | 5 | 4 | 2021-05-04 | 1340818 | Sus | Y | EquipmentFailureInvolved¦Overhead¦Transformer(OH)¦Broken
21-0056971 | Equipment Failure/Involved | Overhead | Transformer (OH) | Failed/Faulted | 2021 | Tier 2 - Elevated | Transformer only | 5 | 4 | 2021-05-04 | 1340991 | Sus | Y | EquipmentFailureInvolved¦Overhead¦Transformer(OH)¦FailedFaulted
21-0060052 | Unknown Cause | Patrol - found nothing |  |  | 2021 | Tier 2 - Elevated | Distribution Circuit | 5 | 12 | 2021-05-12 | 1346498 | Sus | Y | UnknownCause¦Patrolfoundnothing¦¦
21-0060573 | Vegetation | Tree - fell into line | Service conductor | Broken, wire on ground | 2021 | Tier 3 - Extreme | Transformer only | 5 | 12 | 2021-05-12 | 1347080 | Sus | Y | Vegetation¦Treefellintoline¦Serviceconductor¦Brokenwireonground
21-0061753 | Unknown Cause | Patrol - not conducted |  |  | 2021 | Tier 2 - Elevated | Transmission line | 5 | 15 | 2021-05-15 | 1349780 | Sus | Y | UnknownCause¦Patrolnotconducted¦¦
21-0063560 | Animal | Bird found | Fuse | Burned Open | 2021 | Tier 3 - Extreme | Transformer only | 5 | 19 | 2021-05-19 | 1353848 | Sus | Y | Animal¦Birdfound¦Fuse¦BurnedOpen
21-0067457 | Vegetation | Tree - fell into line | Service conductor | Broken | 2021 | Tier 2 - Elevated | Transformer only | 5 | 28 | 2021-05-28 | 1360662 | Sus | Y | Vegetation¦Treefellintoline¦Serviceconductor¦Broken
21-0077862 | Equipment Failure/Involved | Overhead | Jumper | Broken | 2021 | Tier 3 - Extreme | Transformer only | 6 | 23 | 2021-06-23 | 1382784 | Sus | Y | EquipmentFailureInvolved¦Overhead¦Jumper¦Broken
21-0080824 | Company Initiated | Construction Activity/equip, company | Anchor or Guy | Normal | 2021 | Tier 3 - Extreme | Distribution Circuit | 6 | 28 | 2021-06-28 | 1386984 | Sus | Y | CompanyInitiated¦ConstructionActivityequipcompany¦AnchororGuy¦Normal
21-0084808 | 3rd Party | Customer Equipment | Customer Equipment | Burned/flashed | 2021 | Tier 2 - Elevated | Distribution Circuit | 7 | 4 | 2021-07-04 | 1392013 | Sus | Y | 3rdParty¦CustomerEquipment¦CustomerEquipment¦Burnedflashed
21-0085161 | Animal | Squirrel | Transformer (OH) | Normal | 2021 | Tier 3 - Extreme | Transformer only | 7 | 6 | 2021-07-06 | 1392666 | Sus | Y | Animal¦Squirrel¦Transformer(OH)¦Normal
21-0087421 | Animal | Squirrel | Conductor, Overhead | Normal | 2021 | Tier 2 - Elevated | Distribution Circuit | 7 | 10 | 2021-07-10 | 1396862 | Sus | Y | Animal¦Squirrel¦ConductorOverhead¦Normal
21-0097660 | Unknown Cause | Patrol - found nothing |  |  | 2021 | Tier 3 - Extreme | Transformer only | 7 | 30 | 2021-07-30 | 1423287 | Sus | Y | UnknownCause¦Patrolfoundnothing¦¦
21-0098160 | Equipment Failure/Involved | Overhead | Transformer (OH) | Failed/Faulted | 2021 | Tier 3 - Extreme | Transformer only | 8 | 1 | 2021-08-01 | 1427937 | Sus | Y | EquipmentFailureInvolved¦Overhead¦Transformer(OH)¦FailedFaulted
21-0098236 | Unknown Cause | Patrol - found nothing |  |  | 2021 | Tier 2 - Elevated | Distribution Circuit | 8 | 1 | 2021-08-01 | 1428204 | Sus | Y | UnknownCause¦Patrolfoundnothing¦¦
21-0101227 | Unknown Cause | Patrol - found nothing |  |  | 2021 | Tier 2 - Elevated | Distribution Circuit | 8 | 9 | 2021-08-09 | 1438088 | Sus | Y | UnknownCause¦Patrolfoundnothing¦¦
21-0105084 | Equipment Failure/Involved | Overhead | Transformer | Failed/Faulted | 2021 | Tier 2 - Elevated | Transformer only | 8 | 16 | 2021-08-16 | 1444001 | Sus | Y | EquipmentFailureInvolved¦Overhead¦Transformer¦FailedFaulted
21-0105635 | Wildfire Mitigation | Public Safety Power Shut-off | Conductor, Overhead | Normal | 2021 | Tier 3 - Extreme | Distribution Circuit | 8 | 17 | 2021-08-17 | 1445790 | Sus | Y | WildfireMitigation¦PublicSafetyPowerShutoff¦ConductorOverhead¦Normal
21-0110770 | Animal | Squirrel | Transformer (OH) | Normal | 2021 | Tier 3 - Extreme | Distribution Circuit | 8 | 29 | 2021-08-29 | 1457443 | Sus | Y | Animal¦Squirrel¦Transformer(OH)¦Normal
21-0111369 | Unknown Cause | Patrol - found nothing |  |  | 2021 | Tier 3 - Extreme | Distribution Circuit | 8 | 30 | 2021-08-30 | 1458672 | Sus | Y | UnknownCause¦Patrolfoundnothing¦¦
21-0118662 | Equipment Failure/Involved | Overhead | Transformer (OH) | Failed/Faulted | 2021 | Tier 2 - Elevated | Transformer only | 9 | 16 | 2021-09-16 | 1473446 | Sus | Y | EquipmentFailureInvolved¦Overhead¦Transformer(OH)¦FailedFaulted
21-0123445 | Unknown Cause | Patrol - found nothing |  |  | 2021 | Tier 2 - Elevated | Distribution Circuit | 9 | 28 | 2021-09-28 | 1482817 | Sus | Y | UnknownCause¦Patrolfoundnothing¦¦
21-0129585 | Equipment Failure/Involved | Overhead | Insulator | Broken | 2021 | Tier 2 - Elevated | Distribution Circuit | 10 | 12 | 2021-10-12 | 1494306 | Sus | Y | EquipmentFailureInvolved¦Overhead¦Insulator¦Broken
21-0130190 | Vegetation | Tree - branch fell on line | Secondary | Normal | 2021 | Tier 3 - Extreme | Transformer only | 10 | 12 | 2021-10-12 | 1495756 | Sus | Y | Vegetation¦Treebranchfellonline¦Secondary¦Normal
21-0135675 | Vegetation | Tree - branch fell on line | Conductor, Overhead | Normal | 2021 | Tier 3 - Extreme | Distribution Circuit | 10 | 24 | 2021-10-24 | 1508178 | Sus | Y | Vegetation¦Treebranchfellonline¦ConductorOverhead¦Normal
21-0135917 | Vegetation | Tree - branch fell on line | Conductor, Overhead | Broken, wire on ground | 2021 | Tier 2 - Elevated | Distribution Circuit | 10 | 24 | 2021-10-24 | 1508214 | Sus | Y | Vegetation¦Treebranchfellonline¦ConductorOverhead¦Brokenwireonground
21-0137908 | Unknown Cause | Patrol - found nothing |  |  | 2021 | Tier 2 - Elevated | Distribution Circuit | 10 | 26 | 2021-10-26 | 1520691 | Sus | Y | UnknownCause¦Patrolfoundnothing¦¦
21-0137968 | Vegetation | Tree - fell into line | Conductor, Overhead | Broken, wire on object | 2021 | Tier 3 - Extreme | Distribution Circuit | 10 | 25 | 2021-10-25 | 1520842 | Sus | Y | Vegetation¦Treefellintoline¦ConductorOverhead¦Brokenwireonobject
21-0140306 | Vegetation | Tree - fell into line | Conductor, Overhead | Broken, wire on ground | 2021 | Tier 2 - Elevated | Distribution Circuit | 10 | 30 | 2021-10-30 | 1526209 | Sus | Y | Vegetation¦Treefellintoline¦ConductorOverhead¦Brokenwireonground
21-0145745 | Equipment Failure/Involved | Overhead | Transformer | Failed/Faulted | 2021 | Tier 2 - Elevated | Transformer only | 11 | 15 | 2021-11-15 | 1544940 | Sus | Y | EquipmentFailureInvolved¦Overhead¦Transformer¦FailedFaulted
21-0156368 | Vegetation | Tree - branch fell on line | Conductor, Overhead | Broken, wire on ground | 2021 | Tier 2 - Elevated | Distribution Circuit | 12 | 9 | 2021-12-09 | 1563111 | Sus | N | Vegetation¦Treebranchfellonline¦ConductorOverhead¦Brokenwireonground
21-0157438 | Vegetation | Tree - fell into line | Conductor, Overhead | Broken, wire on ground | 2021 | Tier 3 - Extreme | Distribution Circuit | 12 | 13 | 2021-12-13 | 1567880 | Sus | N | Vegetation¦Treefellintoline¦ConductorOverhead¦Brokenwireonground
21-0157495 | Vegetation | Tree - fell into line | Conductor, Overhead | Broken, wire on ground | 2021 | Tier 3 - Extreme | Distribution Circuit | 12 | 13 | 2021-12-13 | 1568314 | Sus | N | Vegetation¦Treefellintoline¦ConductorOverhead¦Brokenwireonground
21-0157749 | Equipment Failure/Involved | Overhead | Crossarm, Wood | Broken, wire on ground | 2021 | Tier 3 - Extreme | Distribution Circuit | 12 | 13 | 2021-12-13 | 1569001 | Sus | N | EquipmentFailureInvolved¦Overhead¦CrossarmWood¦Brokenwireonground
21-0158026 | Unknown Cause | Patrol - found nothing |  |  | 2021 | Tier 3 - Extreme | Transformer only | 12 | 14 | 2021-12-14 | 1570742 | Sus | N | UnknownCause¦Patrolfoundnothing¦¦
21-0159863 | Unknown Cause | Patrol - found nothing |  |  | 2021 | Tier 2 - Elevated | Distribution Circuit | 12 | 20 | 2021-12-20 | 1578100 | Sus | N | UnknownCause¦Patrolfoundnothing¦¦
21-0160878 | Vegetation | Tree - fell into line | Conductor, Overhead | Broken, wire on ground | 2021 | Tier 3 - Extreme | Transmission line | 12 | 26 | 2021-12-26 | 1583192 | Sus | N | Vegetation¦Treefellintoline¦ConductorOverhead¦Brokenwireonground
21-0161624 | Unknown Cause | Patrol - found nothing |  |  | 2021 | Tier 2 - Elevated | Distribution Circuit | 12 | 29 | 2021-12-29 | 1588413 | Sus | N | UnknownCause¦Patrolfoundnothing¦¦
21-0161713 | Vegetation | Tree - fell into line | Conductor, Overhead | Broken, wire on ground | 2021 | Tier 3 - Extreme | Distribution Circuit | 12 | 29 | 2021-12-29 | 1589247 | Sus | N | Vegetation¦Treefellintoline¦ConductorOverhead¦Brokenwireonground
22-0006206 | Equipment Failure/Involved | Overhead | Fuse | Burned Open | 2022 | Tier 2 - Elevated | Transformer only | 1 | 4 | 2022-01-04 | 1594932 | Sus | N | EquipmentFailureInvolved¦Overhead¦Fuse¦BurnedOpen
22-0006827 | Equipment Failure/Involved | Overhead | Fuse | Burned Open | 2022 | Tier 3 - Extreme | Transformer only | 1 | 6 | 2022-01-06 | 1596515 | Sus | N | EquipmentFailureInvolved¦Overhead¦Fuse¦BurnedOpen
22-0007796 | Equipment Failure/Involved | Overhead |  | Failed/Faulted | 2022 | Tier 2 - Elevated | Transformer only | 1 | 9 | 2022-01-09 | 1598772 | Sus | N | EquipmentFailureInvolved¦Overhead¦¦FailedFaulted
22-0013668 | Equipment Failure/Involved | Overhead | Anchor or Guy | Deteriorated | 2022 | Tier 2 - Elevated | Transformer only | 1 | 24 | 2022-01-24 | 1611160 | Sus | N | EquipmentFailureInvolved¦Overhead¦AnchororGuy¦Deteriorated
22-0014068 | 3rd Party | Vehicle | Transformer (UG) | Broken | 2022 | Tier 3 - Extreme | Distribution Circuit | 1 | 25 | 2022-01-25 | 1611951 | Sus | N | 3rdParty¦Vehicle¦Transformer(UG)¦Broken
22-0016123 | Animal | Squirrel | Insulator | Broken | 2022 | Tier 3 - Extreme | Substation - Distribution | 1 | 30 | 2022-01-30 | 1616577 | Sus | N | Animal¦Squirrel¦Insulator¦Broken
22-0016998 | Unknown Cause | Patrol - found nothing |  |  | 2022 | Tier 2 - Elevated | Distribution Circuit | 2 | 1 | 2022-02-01 | 1618114 | Sus | N | UnknownCause¦Patrolfoundnothing¦¦
22-0018811 | Vegetation | Tree - grew into line | Conductor, Overhead | Normal | 2022 | Tier 3 - Extreme | Distribution Circuit | 2 | 4 | 2022-02-04 | 1621351 | Sus | N | Vegetation¦Treegrewintoline¦ConductorOverhead¦Normal
22-0029079 | Equipment Failure/Involved | Overhead | Bushing | Burned/flashed | 2022 | Tier 3 - Extreme | Distribution Circuit | 3 | 3 | 2022-03-03 | 1641179 | Sus | N | EquipmentFailureInvolved¦Overhead¦Bushing¦Burnedflashed
22-0033580 | Vegetation | Tree - branch fell on line | Conductor, Overhead | Together | 2022 | Tier 2 - Elevated | Distribution Circuit | 3 | 14 | 2022-03-14 | 1648213 | Sus | N | Vegetation¦Treebranchfellonline¦ConductorOverhead¦Together
22-0038308 | Vegetation | Tree - fell into line | Conductor, Overhead | Broken, wire on ground | 2022 | Tier 2 - Elevated | Distribution Circuit | 3 | 25 | 2022-03-25 | 1655492 | Sus | N | Vegetation¦Treefellintoline¦ConductorOverhead¦Brokenwireonground
22-0042782 | Equipment Failure/Involved | Overhead | Crossarm, Wood | Broken | 2022 | Tier 2 - Elevated | Distribution Circuit | 4 | 5 | 2022-04-05 | 1663320 | Sus | N | EquipmentFailureInvolved¦Overhead¦CrossarmWood¦Broken
22-0044340 | Vegetation | Tree - fell into line | Pole-Wood | Broken | 2022 | Tier 3 - Extreme | Transformer only | 4 | 8 | 2022-04-08 | 1665685 | Sus | N | Vegetation¦Treefellintoline¦PoleWood¦Broken
22-0054571 | Unknown Cause | Patrol - found nothing |  |  | 2022 | Tier 2 - Elevated | Distribution Circuit | 4 | 26 | 2022-04-26 | 1681770 | Sus | N | UnknownCause¦Patrolfoundnothing¦¦
22-0059969 | Equipment Failure/Involved | Overhead | Secondary | Broken | 2022 | Tier 2 - Elevated | Transformer only | 5 | 9 | 2022-05-09 | 1692494 | Sus | Y | EquipmentFailureInvolved¦Overhead¦Secondary¦Broken
22-0061195 | Unknown Cause | Patrol - found nothing |  |  | 2022 | Tier 2 - Elevated | Distribution Circuit | 5 | 12 | 2022-05-12 | 1694610 | Sus | Y | UnknownCause¦Patrolfoundnothing¦¦
22-0063544 | Equipment Failure/Involved | Overhead | Regulator | Leaking | 2022 | Tier 3 - Extreme | Distribution Circuit | 5 | 18 | 2022-05-18 | 1702181 | Sus | Y | EquipmentFailureInvolved¦Overhead¦Regulator¦Leaking
22-0064904 | Unknown Cause | Patrol - found nothing |  |  | 2022 | Tier 2 - Elevated | Distribution Circuit | 5 | 21 | 2022-05-21 | 1707123 | Sus | Y | UnknownCause¦Patrolfoundnothing¦¦
22-0075220 | Vegetation | Tree - branch fell on line | Conductor, Overhead | Normal | 2022 | Tier 2 - Elevated | Distribution Circuit | 6 | 16 | 2022-06-16 | 1733169 | Sus | Y | Vegetation¦Treebranchfellonline¦ConductorOverhead¦Normal
22-0078308 | Vegetation | Tree - fell into line | Conductor, Overhead | Broken, wire on ground | 2022 | Tier 2 - Elevated | Distribution Circuit | 6 | 24 | 2022-06-24 | 1741388 | Sus | Y | Vegetation¦Treefellintoline¦ConductorOverhead¦Brokenwireonground
22-0081102 | Unknown Cause | Patrol - found nothing |  |  | 2022 | Tier 2 - Elevated | Distribution Circuit | 7 | 1 | 2022-07-01 | 1747180 | Sus | Y | UnknownCause¦Patrolfoundnothing¦¦
22-0084582 | Equipment Failure/Involved | Overhead | Jumper | Burned Open | 2022 | Tier 3 - Extreme | Distribution Circuit | 7 | 13 | 2022-07-13 | 1754968 | Sus | Y | EquipmentFailureInvolved¦Overhead¦Jumper¦BurnedOpen
22-0088002 | Animal | Bird found | Conductor, Overhead | Normal | 2022 | Tier 2 - Elevated | Distribution Circuit | 7 | 21 | 2022-07-21 | 1762033 | Sus | Y | Animal¦Birdfound¦ConductorOverhead¦Normal
22-0089264 | Unknown Cause | Patrol - found nothing |  |  | 2022 | Tier 2 - Elevated | Distribution Circuit | 7 | 25 | 2022-07-25 | 1764717 | Sus | Y | UnknownCause¦Patrolfoundnothing¦¦
22-0090846 | Vegetation | Tree - cutting, PG&E contractor | Conductor, Overhead | Normal | 2022 | Tier 3 - Extreme | Distribution Circuit | 7 | 28 | 2022-07-28 | 1767223 | Sus | Y | Vegetation¦TreecuttingPG&Econtractor¦ConductorOverhead¦Normal
22-0097283 | Animal | Bird found | Conductor, Overhead | Normal | 2022 | Tier 2 - Elevated | Distribution Circuit | 8 | 14 | 2022-08-14 | 1780554 | Sus | Y | Animal¦Birdfound¦ConductorOverhead¦Normal
22-0106086 | Equipment Failure/Involved | Overhead | Transformer (OH) | Failed/Faulted | 2022 | Tier 2 - Elevated | Transformer only | 9 | 5 | 2022-09-05 | 1800463 | Sus | Y | EquipmentFailureInvolved¦Overhead¦Transformer(OH)¦FailedFaulted
22-0108793 | 3rd Party | Tree - cutting, 3rd party | Conductor, Overhead | Broken, wire on ground | 2022 | Tier 3 - Extreme | Distribution Circuit | 9 | 10 | 2022-09-10 | 1807782 | Sus | Y | 3rdParty¦Treecutting3rdparty¦ConductorOverhead¦Brokenwireonground
22-0110876 | Unknown Cause | Patrol - found nothing |  |  | 2022 | Tier 2 - Elevated | Distribution Circuit | 9 | 15 | 2022-09-15 | 1811986 | Sus | Y | UnknownCause¦Patrolfoundnothing¦¦
22-0124754 | Vegetation | Tree - branch fell on line | Conductor, Overhead | Normal | 2022 | Tier 2 - Elevated | Distribution Circuit | 10 | 25 | 2022-10-25 | 1845338 | Sus | Y | Vegetation¦Treebranchfellonline¦ConductorOverhead¦Normal
22-0126447 | Equipment Failure/Involved | Overhead | Conductor, Overhead | Broken, wire on ground | 2022 | Tier 2 - Elevated | Distribution Circuit | 11 | 1 | 2022-11-01 | 1850002 | Sus | Y | EquipmentFailureInvolved¦Overhead¦ConductorOverhead¦Brokenwireonground
22-0128865 | Unknown Cause | Patrol - found nothing |  |  | 2022 | Tier 2 - Elevated | Distribution Circuit | 11 | 8 | 2022-11-08 | 1856900 | Sus | Y | UnknownCause¦Patrolfoundnothing¦¦
22-0131601 | Equipment Failure/Involved | Overhead | Transformer (OH) | Deteriorated | 2022 | Tier 2 - Elevated | Transformer only | 11 | 16 | 2022-11-16 | 1863860 | Sus | Y | EquipmentFailureInvolved¦Overhead¦Transformer(OH)¦Deteriorated
22-0135578 | Unknown Cause | Patrol - found nothing |  |  | 2022 | Tier 2 - Elevated | Distribution Circuit | 12 | 1 | 2022-12-01 | 1873166 | Sus | N | UnknownCause¦Patrolfoundnothing¦¦
22-0136214 | Equipment Failure/Involved | Underground | Transformer (UG) | Deteriorated | 2022 | Tier 2 - Elevated | Distribution Circuit | 12 | 2 | 2022-12-02 | 1874704 | Sus | N | EquipmentFailureInvolved¦Underground¦Transformer(UG)¦Deteriorated
22-0136349 | Vegetation | Tree - fell into line | Conductor, Overhead | Bent or Twisted | 2022 | Tier 2 - Elevated | Distribution Circuit | 12 | 3 | 2022-12-03 | 1875389 | Sus | N | Vegetation¦Treefellintoline¦ConductorOverhead¦BentorTwisted
22-0138014 | Animal | Squirrel | Fuse | Failed/Faulted | 2022 | Tier 3 - Extreme | Transformer only | 12 | 9 | 2022-12-09 | 1879868 | Sus | N | Animal¦Squirrel¦Fuse¦FailedFaulted
22-0138340 | Unknown Cause | Patrol - found nothing |  |  | 2022 | Tier 2 - Elevated | Distribution Circuit | 12 | 10 | 2022-12-10 | 1880918 | Sus | N | UnknownCause¦Patrolfoundnothing¦¦
22-0141712 | Vegetation | Tree - branch fell on line | Conductor, Overhead | Broken, wire on ground | 2022 | Tier 2 - Elevated | Distribution Circuit | 12 | 27 | 2022-12-27 | 1899359 | Sus | N | Vegetation¦Treebranchfellonline¦ConductorOverhead¦Brokenwireonground
22-0142035 | Unknown Cause | Patrol - found nothing |  |  | 2022 | Tier 2 - Elevated | Distribution Circuit | 12 | 29 | 2022-12-29 | 1901116 | Sus | N | UnknownCause¦Patrolfoundnothing¦¦
22-0142143 | Vegetation | Tree - fell into line | Pole-Wood | Broken | 2022 | Tier 3 - Extreme | Distribution Circuit | 12 | 29 | 2022-12-29 | 1901690 | Sus | N | Vegetation¦Treefellintoline¦PoleWood¦Broken
22-0142979 | 3rd Party | Other | Fuse | Normal | 2022 | Tier 2 - Elevated | Distribution Circuit | 12 | 31 | 2022-12-31 | 1907505 | Sus | N | 3rdParty¦Other¦Fuse¦Normal
15-0005394 | Vegetation | Tree - fell into line | Pole-Wood | Broken, wire on ground | 2015 | Tier 2 - Elevated | Distribution Circuit | 1 | 17 | 2015-01-17 | 1165141 | Sus | N | Vegetation¦Treefellintoline¦PoleWood¦Brokenwireonground
15-0009479 | Equipment Failure/Involved | Other | Connector or Splice (OH) | Broken, wire on ground | 2015 | Tier 2 - Elevated | Distribution Circuit | 2 | 5 | 2015-02-05 | 1172571 | Sus | N | EquipmentFailureInvolved¦Other¦ConnectororSplice(OH)¦Brokenwireonground
15-0013383 | Equipment Failure/Involved | Other | Transformer | Malfunctioning | 2015 | Tier 2 - Elevated | Transformer only | 2 | 14 | 2015-02-14 | 1190212 | Sus | N | EquipmentFailureInvolved¦Other¦Transformer¦Malfunctioning
15-0025138 | Equipment Failure/Involved | Lightning | Transformer | Failed/Faulted | 2015 | Tier 2 - Elevated | Transformer only | 4 | 7 | 2015-04-07 | 1215475 | Sus | N | EquipmentFailureInvolved¦Lightning¦Transformer¦FailedFaulted
15-0025147 | Equipment Failure/Involved | Lightning | Cutout, Fused, Distribution | Failed/Faulted | 2015 | Tier 2 - Elevated | Distribution Circuit | 4 | 7 | 2015-04-07 | 1215537 | Sus | N | EquipmentFailureInvolved¦Lightning¦CutoutFusedDistribution¦FailedFaulted
15-0030648 | Equipment Failure/Involved | Other | Pole-Wood | Broken | 2015 | Tier 2 - Elevated | Distribution Circuit | 4 | 30 | 2015-04-30 | 1227255 | Sus | N | EquipmentFailureInvolved¦Other¦PoleWood¦Broken
15-0032759 | Vegetation | Tree - branch fell on line | Conductor, Overhead | Normal | 2015 | Tier 3 - Extreme | Distribution Circuit | 5 | 7 | 2015-05-07 | 1231329 | Sus | Y | Vegetation¦Treebranchfellonline¦ConductorOverhead¦Normal
15-0038303 | Equipment Failure/Involved | Overhead | Fuse | Failed/Faulted | 2015 | Tier 3 - Extreme | Distribution Circuit | 6 | 4 | 2015-06-04 | 1243347 | Sus | Y | EquipmentFailureInvolved¦Overhead¦Fuse¦FailedFaulted
15-0049321 | Environmental/External | Lightning | Transformer | Failed/Faulted | 2015 | Tier 2 - Elevated | Transformer only | 7 | 20 | 2015-07-20 | 1274071 | Sus | Y | EnvironmentalExternal¦Lightning¦Transformer¦FailedFaulted
15-0054144 | Vegetation | Tree - cutting, PG&E contractor | Fuse | Failed/Faulted | 2015 | Tier 3 - Extreme | Distribution Circuit | 8 | 10 | 2015-08-10 | 1286057 | Sus | Y | Vegetation¦TreecuttingPG&Econtractor¦Fuse¦FailedFaulted
15-0057108 | Animal | Squirrel | Bushing | Normal | 2015 | Tier 3 - Extreme | Distribution Circuit | 8 | 25 | 2015-08-25 | 1294032 | Sus | Y | Animal¦Squirrel¦Bushing¦Normal
15-0059725 | Unknown Cause | Patrol - found nothing |  |  | 2015 | Tier 2 - Elevated | Distribution Circuit | 9 | 8 | 2015-09-08 | 1301508 | Sus | Y | UnknownCause¦Patrolfoundnothing¦¦
15-0059957 | Equipment Failure/Involved | Overhead | Conductor, Overhead | Broken, wire on ground | 2015 | Tier 3 - Extreme | Transformer only | 9 | 9 | 2015-09-09 | 1302070 | Sus | Y | EquipmentFailureInvolved¦Overhead¦ConductorOverhead¦Brokenwireonground
15-0061066 | Environmental/External | Fire, Forest/Grass | Pole-Wood | Burned/flashed | 2015 | Tier 2 - Elevated | Distribution Circuit | 9 | 10 | 2015-09-10 | 1304899 | Sus | Y | EnvironmentalExternal¦FireForestGrass¦PoleWood¦Burnedflashed
15-0061552 | Unknown Cause | Patrol - found nothing |  |  | 2015 | Tier 2 - Elevated | Distribution Circuit | 9 | 15 | 2015-09-15 | 1306363 | Sus | Y | UnknownCause¦Patrolfoundnothing¦¦
15-0062620 | Unknown Cause | Patrol - found nothing |  |  | 2015 | Tier 2 - Elevated | Distribution Circuit | 9 | 22 | 2015-09-22 | 1309875 | Sus | Y | UnknownCause¦Patrolfoundnothing¦¦
15-0065964 | Unknown Cause | Patrol - not conducted |  |  | 2015 | Tier 2 - Elevated | Distribution Circuit | 9 | 27 | 2015-09-27 | 1312847 | Sus | Y | UnknownCause¦Patrolnotconducted¦¦
15-0071105 | Vegetation | Tree - fell into line | Conductor, Overhead | Normal | 2015 | Tier 3 - Extreme | Distribution Circuit | 10 | 16 | 2015-10-16 | 1323640 | Sus | Y | Vegetation¦Treefellintoline¦ConductorOverhead¦Normal
15-0078402 | Equipment Failure/Involved | Overhead | Cutout, fuse holder | Broken | 2015 | Tier 2 - Elevated | Transformer only | 11 | 16 | 2015-11-16 | 1343272 | Sus | Y | EquipmentFailureInvolved¦Overhead¦Cutoutfuseholder¦Broken
15-0079828 | Environmental/External | Lightning | Other | Failed/Faulted | 2015 | Tier 3 - Extreme | Transformer only | 11 | 20 | 2015-11-20 | 1346246 | Sus | Y | EnvironmentalExternal¦Lightning¦Other¦FailedFaulted
15-0081097 | Vegetation | Tree - fell into line | Insulator | Broken | 2015 | Tier 2 - Elevated | Distribution Circuit | 11 | 25 | 2015-11-25 | 1348609 | Sus | Y | Vegetation¦Treefellintoline¦Insulator¦Broken
15-0082626 | Unknown Cause | Patrol - found nothing |  |  | 2015 | Tier 3 - Extreme | Distribution Circuit | 12 | 3 | 2015-12-03 | 1353358 | Sus | N | UnknownCause¦Patrolfoundnothing¦¦
15-0083381 | Equipment Failure/Involved | Overhead | Connector or Splice (OH) | Broken | 2015 | Tier 2 - Elevated | Distribution Circuit | 12 | 8 | 2015-12-08 | 1355474 | Sus | N | EquipmentFailureInvolved¦Overhead¦ConnectororSplice(OH)¦Broken
15-0085210 | Vegetation | Tree - fell into line | Conductor, Overhead | Broken, wire on ground | 2015 | Tier 2 - Elevated | Distribution Circuit | 12 | 13 | 2015-12-13 | 1361267 | Sus | N | Vegetation¦Treefellintoline¦ConductorOverhead¦Brokenwireonground
15-0085942 | Equipment Failure/Involved | Underground | Transformer | Broken | 2015 | Tier 3 - Extreme | Transformer only | 12 | 17 | 2015-12-17 | 1365438 | Sus | N | EquipmentFailureInvolved¦Underground¦Transformer¦Broken
15-0086538 | Equipment Failure/Involved | Overhead | Conductor, Overhead | Broken, wire on ground | 2015 | Tier 2 - Elevated | Distribution Circuit | 12 | 21 | 2015-12-21 | 1368128 | Sus | N | EquipmentFailureInvolved¦Overhead¦ConductorOverhead¦Brokenwireonground
16-0003460 | Equipment Failure/Involved | Overhead | Lightning Arrestor | Failed/Faulted | 2016 | Tier 3 - Extreme | Distribution Circuit | 1 | 6 | 2016-01-06 | 1378468 | Sus | N | EquipmentFailureInvolved¦Overhead¦LightningArrestor¦FailedFaulted
16-0004918 | Unknown Cause | Patrol - found nothing |  |  | 2016 | Tier 2 - Elevated | Distribution Circuit | 1 | 12 | 2016-01-12 | 1382408 | Sus | N | UnknownCause¦Patrolfoundnothing¦¦
16-0005191 | Unknown Cause | Patrol - found nothing |  |  | 2016 | Tier 3 - Extreme | Distribution Circuit | 1 | 13 | 2016-01-13 | 1383121 | Sus | N | UnknownCause¦Patrolfoundnothing¦¦
16-0006050 | Vegetation | Tree - fell into line |  | Burned Open | 2016 | Tier 2 - Elevated | Transformer only | 1 | 18 | 2016-01-18 | 1386063 | Sus | N | Vegetation¦Treefellintoline¦¦BurnedOpen
16-0006112 | Equipment Failure/Involved | Electrical Overload | Transformer | Failed/Faulted | 2016 | Tier 2 - Elevated | Transformer only | 1 | 18 | 2016-01-18 | 1386331 | Sus | N | EquipmentFailureInvolved¦ElectricalOverload¦Transformer¦FailedFaulted
16-0006565 | Vegetation | Tree - fell into line | Conductor, Overhead | Broken, wire on ground | 2016 | Tier 2 - Elevated | Distribution Circuit | 1 | 19 | 2016-01-19 | 1387831 | Sus | N | Vegetation¦Treefellintoline¦ConductorOverhead¦Brokenwireonground
16-0006814 | Unknown Cause | Patrol - found nothing |  |  | 2016 | Tier 2 - Elevated | Distribution Circuit | 1 | 20 | 2016-01-20 | 1388491 | Sus | N | UnknownCause¦Patrolfoundnothing¦¦
16-0007664 | Vegetation | Tree - fell into line | Conductor, Overhead | Broken, wire on ground | 2016 | Tier 3 - Extreme | Distribution Circuit | 1 | 22 | 2016-01-22 | 1390420 | Sus | N | Vegetation¦Treefellintoline¦ConductorOverhead¦Brokenwireonground
16-0009529 | Vegetation | Tree - fell into line | Transformer | Broken, wire on ground | 2016 | Tier 2 - Elevated | Transformer only | 1 | 31 | 2016-01-31 | 1395482 | Sus | N | Vegetation¦Treefellintoline¦Transformer¦Brokenwireonground
16-0011592 | Equipment Failure/Involved | Overhead | Pole-Wood | Broken | 2016 | Tier 3 - Extreme | Distribution Circuit | 2 | 9 | 2016-02-09 | 1400823 | Sus | N | EquipmentFailureInvolved¦Overhead¦PoleWood¦Broken
16-0013023 | Unknown Cause | Patrol - found nothing |  |  | 2016 | Tier 3 - Extreme | Distribution Circuit | 2 | 17 | 2016-02-17 | 1404707 | Sus | N | UnknownCause¦Patrolfoundnothing¦¦
16-0015372 | Equipment Failure/Involved | Overhead | Secondary | Deteriorated | 2016 | Tier 2 - Elevated | Transformer only | 2 | 24 | 2016-02-24 | 1411678 | Sus | N | EquipmentFailureInvolved¦Overhead¦Secondary¦Deteriorated
16-0016603 | Unknown Cause | Patrol - found nothing |  |  | 2016 | Tier 3 - Extreme | Distribution Circuit | 3 | 1 | 2016-03-01 | 1414340 | Sus | N | UnknownCause¦Patrolfoundnothing¦¦
16-0018036 | Vegetation | Tree - branch fell on line | Conductor, Overhead | Broken, wire on ground | 2016 | Tier 2 - Elevated | Distribution Circuit | 3 | 5 | 2016-03-05 | 1419310 | Sus | N | Vegetation¦Treebranchfellonline¦ConductorOverhead¦Brokenwireonground
16-0019210 | Equipment Failure/Involved | Overhead | Secondary | On Ground | 2016 | Tier 2 - Elevated | Distribution Circuit | 3 | 8 | 2016-03-08 | 1424943 | Sus | N | EquipmentFailureInvolved¦Overhead¦Secondary¦OnGround
16-0019300 | Equipment Failure/Involved | Overhead | Conductor, Overhead | Broken | 2016 | Tier 2 - Elevated | Distribution Circuit | 3 | 8 | 2016-03-08 | 1425142 | Sus | N | EquipmentFailureInvolved¦Overhead¦ConductorOverhead¦Broken
16-0019970 | Equipment Failure/Involved | Overhead | Connector or Splice (OH) | Broken, wire on ground | 2016 | Tier 3 - Extreme | Distribution Circuit | 3 | 10 | 2016-03-10 | 1426468 | Sus | N | EquipmentFailureInvolved¦Overhead¦ConnectororSplice(OH)¦Brokenwireonground
16-0020561 | Unknown Cause | Patrol - found nothing |  |  | 2016 | Tier 3 - Extreme | Distribution Circuit | 3 | 11 | 2016-03-11 | 1428104 | Sus | N | UnknownCause¦Patrolfoundnothing¦¦
16-0020594 | Vegetation | Tree - branch fell on line | Conductor, Overhead | Broken, wire on ground | 2016 | Tier 3 - Extreme | Distribution Circuit | 3 | 11 | 2016-03-11 | 1428097 | Sus | N | Vegetation¦Treebranchfellonline¦ConductorOverhead¦Brokenwireonground
16-0026976 | Equipment Failure/Involved | Overhead | Transformer (OH) | Broken | 2016 | Tier 2 - Elevated | Transformer only | 4 | 7 | 2016-04-07 | 1446558 | Sus | N | EquipmentFailureInvolved¦Overhead¦Transformer(OH)¦Broken
16-0028932 | Vegetation | Tree - branch fell on line | Conductor, Overhead | Together | 2016 | Tier 3 - Extreme | Distribution Circuit | 4 | 15 | 2016-04-15 | 1451298 | Sus | N | Vegetation¦Treebranchfellonline¦ConductorOverhead¦Together
16-0029234 | Animal | Bird found |  | Failed/Faulted | 2016 | Tier 2 - Elevated | Transformer only | 4 | 17 | 2016-04-17 | 1452511 | Sus | N | Animal¦Birdfound¦¦FailedFaulted
16-0030755 | Equipment Failure/Involved | Overhead | Transformer (OH) | Broken | 2016 | Tier 2 - Elevated | Distribution Circuit | 4 | 22 | 2016-04-22 | 1455788 | Sus | N | EquipmentFailureInvolved¦Overhead¦Transformer(OH)¦Broken
16-0030819 | Unknown Cause | Patrol - found nothing |  |  | 2016 | Tier 2 - Elevated | Distribution Circuit | 4 | 22 | 2016-04-22 | 1456253 | Sus | N | UnknownCause¦Patrolfoundnothing¦¦
16-0031107 | Unknown Cause | Patrol - not conducted |  |  | 2016 | Tier 3 - Extreme | Distribution Circuit | 4 | 24 | 2016-04-24 | 1457444 | Sus | N | UnknownCause¦Patrolnotconducted¦¦
16-0035988 | Unknown Cause | Patrol - found nothing |  |  | 2016 | Tier 2 - Elevated | Distribution Circuit | 5 | 13 | 2016-05-13 | 1469461 | Sus | Y | UnknownCause¦Patrolfoundnothing¦¦
16-0037510 | Equipment Failure/Involved | Overhead | Transformer (OH) | Broken | 2016 | Tier 2 - Elevated | Transformer only | 5 | 20 | 2016-05-20 | 1473664 | Sus | Y | EquipmentFailureInvolved¦Overhead¦Transformer(OH)¦Broken
16-0042860 | Equipment Failure/Involved | Overhead | Transformer | Broken | 2016 | Tier 3 - Extreme | Transformer only | 6 | 13 | 2016-06-13 | 1488051 | Sus | Y | EquipmentFailureInvolved¦Overhead¦Transformer¦Broken
16-0044493 | Unknown Cause | Patrol - found nothing |  | Failed/Faulted | 2016 | Tier 2 - Elevated | Distribution Circuit | 6 | 20 | 2016-06-20 | 1492625 | Sus | Y | UnknownCause¦Patrolfoundnothing¦¦FailedFaulted
16-0047337 | Equipment Failure/Involved | Overhead | Conductor, Overhead | Broken | 2016 | Tier 2 - Elevated | Transformer only | 7 | 1 | 2016-07-01 | 1499347 | Sus | Y | EquipmentFailureInvolved¦Overhead¦ConductorOverhead¦Broken
16-0049065 | Equipment Failure/Involved | Overhead |  | Failed/Faulted | 2016 | Tier 2 - Elevated | Transformer only | 7 | 11 | 2016-07-11 | 1508214 | Sus | Y | EquipmentFailureInvolved¦Overhead¦¦FailedFaulted
16-0050507 | Unknown Cause | Patrol - found nothing |  |  | 2016 | Tier 2 - Elevated | Distribution Circuit | 7 | 18 | 2016-07-18 | 1511618 | Sus | Y | UnknownCause¦Patrolfoundnothing¦¦
16-0051828 | Vegetation | Tree - branch fell on line | Conductor, Overhead | Normal | 2016 | Tier 3 - Extreme | Distribution Circuit | 7 | 22 | 2016-07-22 | 1514253 | Sus | Y | Vegetation¦Treebranchfellonline¦ConductorOverhead¦Normal
16-0052101 | Vegetation | Tree - fell into line | Conductor, Overhead | Normal | 2016 | Tier 3 - Extreme | Transformer only | 7 | 24 | 2016-07-24 | 1515058 | Sus | Y | Vegetation¦Treefellintoline¦ConductorOverhead¦Normal
16-0053677 | Vegetation | Tree - cutting, PG&E contractor | Conductor, Overhead | Normal | 2016 | Tier 2 - Elevated | Distribution Circuit | 7 | 29 | 2016-07-29 | 1518590 | Sus | Y | Vegetation¦TreecuttingPG&Econtractor¦ConductorOverhead¦Normal
16-0053843 | Unknown Cause | Patrol - found nothing |  |  | 2016 | Tier 2 - Elevated | Distribution Circuit | 7 | 30 | 2016-07-30 | 1518992 | Sus | Y | UnknownCause¦Patrolfoundnothing¦¦
16-0062403 | 3rd Party | Metallic Balloon | Conductor, Overhead | Normal | 2016 | Tier 2 - Elevated | Distribution Circuit | 9 | 5 | 2016-09-05 | 1536886 | Sus | Y | 3rdParty¦MetallicBalloon¦ConductorOverhead¦Normal
16-0066335 | Vegetation | Tree - fell into line | Service conductor | Broken, wire on ground | 2016 | Tier 2 - Elevated | Transformer only | 9 | 21 | 2016-09-21 | 1545455 | Sus | Y | Vegetation¦Treefellintoline¦Serviceconductor¦Brokenwireonground
16-0069003 | Unknown Cause | Patrol - found nothing |  |  | 2016 | Tier 3 - Extreme | Distribution Circuit | 10 | 2 | 2016-10-02 | 1551224 | Sus | Y | UnknownCause¦Patrolfoundnothing¦¦
16-0069167 | Equipment Failure/Involved | Overhead | Transformer | Failed/Faulted | 2016 | Tier 2 - Elevated | Transformer only | 10 | 3 | 2016-10-03 | 1551839 | Sus | Y | EquipmentFailureInvolved¦Overhead¦Transformer¦FailedFaulted
16-0072608 | Unknown Cause | Patrol - found nothing |  |  | 2016 | Tier 3 - Extreme | Transformer only | 10 | 15 | 2016-10-15 | 1561488 | Sus | Y | UnknownCause¦Patrolfoundnothing¦¦
16-0075152 | Animal | Squirrel |  | Failed/Faulted | 2016 | Tier 3 - Extreme | Transformer only | 10 | 24 | 2016-10-24 | 1568832 | Sus | Y | Animal¦Squirrel¦¦FailedFaulted
16-0076257 | Equipment Failure/Involved | Overhead | Connector or Splice (OH) | Broken | 2016 | Tier 3 - Extreme | Transformer only | 10 | 28 | 2016-10-28 | 1571461 | Sus | Y | EquipmentFailureInvolved¦Overhead¦ConnectororSplice(OH)¦Broken
16-0080912 | Unknown Cause | Patrol - found nothing |  |  | 2016 | Tier 2 - Elevated | Distribution Circuit | 11 | 18 | 2016-11-18 | 1584060 | Sus | Y | UnknownCause¦Patrolfoundnothing¦¦
16-0081134 | Vegetation | Tree - fell into line | Service conductor | Broken, wire on ground | 2016 | Tier 3 - Extreme | Transformer only | 11 | 19 | 2016-11-19 | 1584901 | Sus | Y | Vegetation¦Treefellintoline¦Serviceconductor¦Brokenwireonground
16-0081188 | Equipment Failure/Involved | Overhead | Fuse | Broken | 2016 | Tier 3 - Extreme | Distribution Circuit | 11 | 19 | 2016-11-19 | 1585360 | Sus | Y | EquipmentFailureInvolved¦Overhead¦Fuse¦Broken
16-0082411 | Animal | Bird found | Conductor, Overhead | Broken, wire on ground | 2016 | Tier 2 - Elevated | Distribution Circuit | 11 | 27 | 2016-11-27 | 1589715 | Sus | Y | Animal¦Birdfound¦ConductorOverhead¦Brokenwireonground
16-0084863 | Vegetation | Tree - branch fell on line | Conductor, Overhead | Normal | 2016 | Tier 2 - Elevated | Distribution Circuit | 12 | 10 | 2016-12-10 | 1598160 | Sus | N | Vegetation¦Treebranchfellonline¦ConductorOverhead¦Normal
17-0002908 | Vegetation | Tree - fell into line | Conductor, Overhead | Broken, wire on ground | 2017 | Tier 3 - Extreme | Distribution Circuit | 1 | 3 | 2017-01-03 | 1615461 | Sus | N | Vegetation¦Treefellintoline¦ConductorOverhead¦Brokenwireonground
17-0003023 | Vegetation | Tree - fell into line | Pole-Wood | Broken | 2017 | Tier 2 - Elevated | Distribution Circuit | 1 | 3 | 2017-01-03 | 1615682 | Sus | N | Vegetation¦Treefellintoline¦PoleWood¦Broken
17-0005494 | Equipment Failure/Involved | Overhead | Transformer | Failed/Faulted | 2017 | Tier 2 - Elevated | Transformer only | 1 | 8 | 2017-01-08 | 1623687 | Sus | N | EquipmentFailureInvolved¦Overhead¦Transformer¦FailedFaulted
17-0005497 | Vegetation | Tree - fell into line | Conductor, Overhead | Normal | 2017 | Tier 3 - Extreme | Distribution Circuit | 1 | 8 | 2017-01-08 | 1627240 | Sus | N | Vegetation¦Treefellintoline¦ConductorOverhead¦Normal
17-0005743 | Vegetation | Tree - fell into line | Conductor, Overhead | Arcing | 2017 | Tier 2 - Elevated | Distribution Circuit | 1 | 8 | 2017-01-08 | 1629619 | Sus | N | Vegetation¦Treefellintoline¦ConductorOverhead¦Arcing
17-0005797 | Equipment Failure/Involved | Overhead | Insulator | Broken | 2017 | Tier 3 - Extreme | Distribution Circuit | 1 | 8 | 2017-01-08 | 1628811 | Sus | N | EquipmentFailureInvolved¦Overhead¦Insulator¦Broken
17-0005949 | Vegetation | Tree - branch fell on line | Transformer | Normal | 2017 | Tier 2 - Elevated | Transformer only | 1 | 8 | 2017-01-08 | 1629560 | Sus | N | Vegetation¦Treebranchfellonline¦Transformer¦Normal
17-0006370 | Vegetation | Tree - branch fell on line | Secondary | Broken, wire on object | 2017 | Tier 3 - Extreme | Transformer only | 1 | 8 | 2017-01-08 | 1624014 | Sus | N | Vegetation¦Treebranchfellonline¦Secondary¦Brokenwireonobject
17-0006545 | Equipment Failure/Involved | Overhead | Fuse | Failed/Faulted | 2017 | Tier 3 - Extreme | Distribution Circuit | 1 | 10 | 2017-01-10 | 1632843 | Sus | N | EquipmentFailureInvolved¦Overhead¦Fuse¦FailedFaulted
17-0006581 | Equipment Failure/Involved | Overhead | Conductor, Overhead | Broken, wire on ground | 2017 | Tier 2 - Elevated | Distribution Circuit | 1 | 10 | 2017-01-10 | 1632488 | Sus | N | EquipmentFailureInvolved¦Overhead¦ConductorOverhead¦Brokenwireonground
17-0008811 | Vegetation | Tree - branch fell on line | Conductor, Overhead | Broken, wire on ground | 2017 | Tier 2 - Elevated | Distribution Circuit | 1 | 13 | 2017-01-13 | 1642541 | Sus | N | Vegetation¦Treebranchfellonline¦ConductorOverhead¦Brokenwireonground
17-0009380 | Equipment Failure/Involved | Overhead | Transformer | Failed/Faulted | 2017 | Tier 3 - Extreme | Transformer only | 1 | 16 | 2017-01-16 | 1644320 | Sus | N | EquipmentFailureInvolved¦Overhead¦Transformer¦FailedFaulted
17-0011538 | Vegetation | Tree - fell into line | Crossarm, Wood | Broken, wire on ground | 2017 | Tier 2 - Elevated | Distribution Circuit | 1 | 20 | 2017-01-20 | 1653644 | Sus | N | Vegetation¦Treefellintoline¦CrossarmWood¦Brokenwireonground
17-0011748 | Vegetation | Tree - grew into line | Conductor, Overhead | Normal | 2017 | Tier 2 - Elevated | Distribution Circuit | 1 | 20 | 2017-01-20 | 1654754 | Sus | N | Vegetation¦Treegrewintoline¦ConductorOverhead¦Normal
17-0011991 | Vegetation | Tree - fell into line | Conductor, Overhead | Broken, wire on ground | 2017 | Tier 3 - Extreme | Distribution Circuit | 1 | 21 | 2017-01-21 | 1655833 | Sus | N | Vegetation¦Treefellintoline¦ConductorOverhead¦Brokenwireonground
17-0012688 | Equipment Failure/Involved | Overhead | Crossarm, Wood | Broken, wire on ground | 2017 | Tier 2 - Elevated | Distribution Circuit | 1 | 22 | 2017-01-22 | 1658391 | Sus | N | EquipmentFailureInvolved¦Overhead¦CrossarmWood¦Brokenwireonground
17-0013005 | Vegetation | Tree - fell into line | Conductor, Overhead | On Ground | 2017 | Tier 2 - Elevated | Distribution Circuit | 1 | 22 | 2017-01-22 | 1659369 | Sus | N | Vegetation¦Treefellintoline¦ConductorOverhead¦OnGround
17-0013142 | Vegetation | Tree - fell into line | Conductor, Overhead | Broken, wire on ground | 2017 | Tier 3 - Extreme | Distribution Circuit | 1 | 22 | 2017-01-22 | 1660882 | Sus | N | Vegetation¦Treefellintoline¦ConductorOverhead¦Brokenwireonground
17-0013585 | Vegetation | Tree - fell into line | Conductor, Overhead | Normal | 2017 | Tier 3 - Extreme | Distribution Circuit | 1 | 23 | 2017-01-23 | 1662708 | Sus | N | Vegetation¦Treefellintoline¦ConductorOverhead¦Normal
17-0013791 | Vegetation | Tree - branch fell on line | Conductor, Overhead | Normal | 2017 | Tier 3 - Extreme | Distribution Circuit | 1 | 23 | 2017-01-23 | 1663423 | Sus | N | Vegetation¦Treebranchfellonline¦ConductorOverhead¦Normal
17-0013977 | Unknown Cause | Patrol - not conducted |  |  | 2017 | Tier 2 - Elevated | Distribution Circuit | 1 | 23 | 2017-01-23 | 1663182 | Sus | N | UnknownCause¦Patrolnotconducted¦¦
17-0017450 | Unknown Cause | Patrol - found nothing |  |  | 2017 | Tier 2 - Elevated | Distribution Circuit | 2 | 4 | 2017-02-04 | 1674638 | Sus | N | UnknownCause¦Patrolfoundnothing¦¦
17-0018486 | Vegetation | Tree - fell into line | Pole-Wood | Broken, wire on ground | 2017 | Tier 3 - Extreme | Distribution Circuit | 2 | 7 | 2017-02-07 | 1679879 | Sus | N | Vegetation¦Treefellintoline¦PoleWood¦Brokenwireonground
17-0019494 | Vegetation | Tree - fell into line | Conductor, Overhead | Broken, wire on ground | 2017 | Tier 2 - Elevated | Distribution Circuit | 2 | 9 | 2017-02-09 | 1683371 | Sus | N | Vegetation¦Treefellintoline¦ConductorOverhead¦Brokenwireonground
17-0019787 | Environmental/External | Flood/Erosion | Pole-Wood | Broken | 2017 | Tier 2 - Elevated | Distribution Circuit | 2 | 10 | 2017-02-10 | 1684642 | Sus | N | EnvironmentalExternal¦FloodErosion¦PoleWood¦Broken
17-0021305 | Equipment Failure/Involved | Overhead | Transformer (OH) | Broken | 2017 | Tier 3 - Extreme | Transformer only | 2 | 15 | 2017-02-15 | 1689386 | Sus | N | EquipmentFailureInvolved¦Overhead¦Transformer(OH)¦Broken
17-0021840 | Vegetation | Tree - fell into line | Conductor, Overhead | Together | 2017 | Tier 2 - Elevated | Transformer only | 2 | 17 | 2017-02-17 | 1690877 | Sus | N | Vegetation¦Treefellintoline¦ConductorOverhead¦Together
17-0022728 | Unknown Cause | Patrol - found nothing |  |  | 2017 | Tier 2 - Elevated | Distribution Circuit | 2 | 17 | 2017-02-17 | 1698108 | Sus | N | UnknownCause¦Patrolfoundnothing¦¦
17-0024758 | Vegetation | Tree - fell into line | Conductor, Overhead | Normal | 2017 | Tier 2 - Elevated | Distribution Circuit | 2 | 20 | 2017-02-20 | 1706170 | Sus | N | Vegetation¦Treefellintoline¦ConductorOverhead¦Normal
17-0028570 | 3rd Party | Other | Transformer (OH) | Normal | 2017 | Tier 2 - Elevated | Distribution Circuit | 3 | 5 | 2017-03-05 | 1720457 | Sus | N | 3rdParty¦Other¦Transformer(OH)¦Normal
17-0030553 | Equipment Failure/Involved | Underground | Cable Termination(live front) | Burned/flashed | 2017 | Tier 2 - Elevated | Distribution Circuit | 3 | 13 | 2017-03-13 | 1726713 | Sus | N | EquipmentFailureInvolved¦Underground¦CableTermination(livefront)¦Burnedflashed
17-0033817 | Unknown Cause | Patrol - found nothing |  |  | 2017 | Tier 3 - Extreme | Distribution Circuit | 3 | 26 | 2017-03-26 | 1735744 | Sus | N | UnknownCause¦Patrolfoundnothing¦¦
17-0035424 | Unknown Cause | Patrol - found nothing |  |  | 2017 | Tier 2 - Elevated | Distribution Circuit | 3 | 31 | 2017-03-31 | 1740718 | Sus | N | UnknownCause¦Patrolfoundnothing¦¦
17-0037279 | Vegetation | Tree - fell into line | Pole-Wood | Broken, wire on ground | 2017 | Tier 3 - Extreme | Distribution Circuit | 4 | 6 | 2017-04-06 | 1746810 | Sus | N | Vegetation¦Treefellintoline¦PoleWood¦Brokenwireonground
17-0037572 | Vegetation | Tree - fell into line | Conductor, Overhead | Broken, wire on ground | 2017 | Tier 3 - Extreme | Distribution Circuit | 4 | 7 | 2017-04-07 | 1749374 | Sus | N | Vegetation¦Treefellintoline¦ConductorOverhead¦Brokenwireonground
17-0038027 | Vegetation | Tree - fell into line | Conductor, Overhead | Arcing | 2017 | Tier 2 - Elevated | Distribution Circuit | 4 | 7 | 2017-04-07 | 1750679 | Sus | N | Vegetation¦Treefellintoline¦ConductorOverhead¦Arcing
17-0038159 | Vegetation | Tree - fell into line | Conductor, Overhead | Broken, wire on ground | 2017 | Tier 2 - Elevated | Distribution Circuit | 4 | 7 | 2017-04-07 | 1751947 | Sus | N | Vegetation¦Treefellintoline¦ConductorOverhead¦Brokenwireonground
17-0040102 | Animal | Bird found | Conductor, Overhead | Normal | 2017 | Tier 2 - Elevated | Distribution Circuit | 4 | 13 | 2017-04-13 | 1757365 | Sus | N | Animal¦Birdfound¦ConductorOverhead¦Normal
17-0040165 | Vegetation | Tree - fell into line | Conductor, Overhead | Broken, wire on ground | 2017 | Tier 2 - Elevated | Distribution Circuit | 4 | 13 | 2017-04-13 | 1757554 | Sus | N | Vegetation¦Treefellintoline¦ConductorOverhead¦Brokenwireonground
17-0040612 | 3rd Party | Vehicle | Pole-Wood | Broken | 2017 | Tier 2 - Elevated | Distribution Circuit | 4 | 16 | 2017-04-16 | 1758915 | Sus | N | 3rdParty¦Vehicle¦PoleWood¦Broken
17-0041258 | Unknown Cause | Patrol - not conducted |  |  | 2017 | Tier 2 - Elevated | Distribution Circuit | 4 | 18 | 2017-04-18 | 1760373 | Sus | N | UnknownCause¦Patrolnotconducted¦¦
17-0042215 | Vegetation | Tree - fell into line | Conductor, Overhead | Broken, wire on ground | 2017 | Tier 2 - Elevated | Distribution Circuit | 4 | 23 | 2017-04-23 | 1765235 | Sus | N | Vegetation¦Treefellintoline¦ConductorOverhead¦Brokenwireonground
17-0048353 | Equipment Failure/Involved | Underground | Conductor, Underground | Burned/flashed | 2017 | Tier 3 - Extreme | Distribution Circuit | 5 | 16 | 2017-05-16 | 1783394 | Sus | Y | EquipmentFailureInvolved¦Underground¦ConductorUnderground¦Burnedflashed
17-0049031 | Equipment Failure/Involved | Electrical Overload | Transformer | Failed/Faulted | 2017 | Tier 3 - Extreme | Transformer only | 5 | 18 | 2017-05-18 | 1785182 | Sus | Y | EquipmentFailureInvolved¦ElectricalOverload¦Transformer¦FailedFaulted
17-0050465 | 3rd Party | Vehicle | Pole-Wood | Broken, wire on ground | 2017 | Tier 2 - Elevated | Distribution Circuit | 5 | 24 | 2017-05-24 | 1789788 | Sus | Y | 3rdParty¦Vehicle¦PoleWood¦Brokenwireonground
17-0051319 | Equipment Failure/Involved | Overhead | Other | Failed/Faulted | 2017 | Tier 3 - Extreme | Transformer only | 5 | 29 | 2017-05-29 | 1792734 | Sus | Y | EquipmentFailureInvolved¦Overhead¦Other¦FailedFaulted
17-0055718 | Unknown Cause | Patrol - found nothing |  |  | 2017 | Tier 2 - Elevated | Distribution Circuit | 6 | 16 | 2017-06-16 | 1805595 | Sus | Y | UnknownCause¦Patrolfoundnothing¦¦
17-0063848 | Unknown Cause | Patrol - found nothing |  |  | 2017 | Tier 2 - Elevated | Distribution Circuit | 7 | 19 | 2017-07-19 | 1835456 | Sus | Y | UnknownCause¦Patrolfoundnothing¦¦
17-0066858 | Equipment Failure/Involved | Overhead | Crossarm, Wood | Broken | 2017 | Tier 2 - Elevated | Distribution Circuit | 7 | 31 | 2017-07-31 | 1843507 | Sus | Y | EquipmentFailureInvolved¦Overhead¦CrossarmWood¦Broken
17-0076238 | Animal | Bird found | Conductor, Overhead | Normal | 2017 | Tier 2 - Elevated | Distribution Circuit | 9 | 5 | 2017-09-05 | 1871084 | Sus | Y | Animal¦Birdfound¦ConductorOverhead¦Normal
17-0077469 | Equipment Failure/Involved | Overhead | Other | Broken | 2017 | Tier 2 - Elevated | Distribution Circuit | 9 | 11 | 2017-09-11 | 1874804 | Sus | Y | EquipmentFailureInvolved¦Overhead¦Other¦Broken
17-0081204 | Vegetation | Tree - branch fell on line | Conductor, Overhead | Together | 2017 | Tier 3 - Extreme | Distribution Circuit | 9 | 23 | 2017-09-23 | 1884601 | Sus | Y | Vegetation¦Treebranchfellonline¦ConductorOverhead¦Together
17-0082742 | Equipment Failure/Involved | Overhead | Transformer (OH) | Failed/Faulted | 2017 | Tier 2 - Elevated | Distribution Circuit | 9 | 29 | 2017-09-29 | 1887912 | Sus | Y | EquipmentFailureInvolved¦Overhead¦Transformer(OH)¦FailedFaulted
17-0087162 | Equipment Failure/Involved | Other | Customer Equipment | Malfunctioning | 2017 | Tier 3 - Extreme | Transformer only | 10 | 13 | 2017-10-13 | 1900214 | Sus | Y | EquipmentFailureInvolved¦Other¦CustomerEquipment¦Malfunctioning
17-0087885 | Environmental/External | Fire, Forest/Grass | Conductor, Overhead | Normal | 2017 | Tier 2 - Elevated | Distribution Circuit | 10 | 14 | 2017-10-14 | 1902326 | Sus | Y | EnvironmentalExternal¦FireForestGrass¦ConductorOverhead¦Normal
17-0091575 | Environmental/External | Fire, Forest/Grass | Pole-Wood | Burned/flashed | 2017 | Tier 3 - Extreme | Distribution Circuit | 10 | 24 | 2017-10-24 | 1913141 | Sus | Y | EnvironmentalExternal¦FireForestGrass¦PoleWood¦Burnedflashed
17-0096102 | Vegetation | Tree - fell into line | Secondary | Broken, wire on ground | 2017 | Tier 3 - Extreme | Transformer only | 11 | 17 | 2017-11-17 | 1925293 | Sus | Y | Vegetation¦Treefellintoline¦Secondary¦Brokenwireonground
17-0102075 | Vegetation | Tree - fell into line | Pole-Wood | Broken | 2017 | Tier 3 - Extreme | Distribution Circuit | 12 | 16 | 2017-12-16 | 1944926 | Sus | N | Vegetation¦Treefellintoline¦PoleWood¦Broken
17-0102332 | Unknown Cause | Patrol - found nothing |  |  | 2017 | Tier 2 - Elevated | Distribution Circuit | 12 | 17 | 2017-12-17 | 1946259 | Sus | N | UnknownCause¦Patrolfoundnothing¦¦
17-0103462 | Unknown Cause | Patrol - not conducted |  |  | 2017 | Tier 2 - Elevated | Distribution Circuit | 12 | 27 | 2017-12-27 | 1952222 | Sus | N | UnknownCause¦Patrolnotconducted¦¦
18-0003201 | Vegetation | Tree - fell into line | Conductor, Overhead | Normal | 2018 | Tier 3 - Extreme | Distribution Circuit | 1 | 3 | 2018-01-03 | 982 | Sus | N | Vegetation¦Treefellintoline¦ConductorOverhead¦Normal
18-0004144 | Unknown Cause | Patrol - found nothing |  |  | 2018 | Tier 3 - Extreme | Distribution Circuit | 1 | 7 | 2018-01-07 | 3536 | Sus | N | UnknownCause¦Patrolfoundnothing¦¦
18-0006269 | Unknown Cause | Patrol - found nothing |  |  | 2018 | Tier 2 - Elevated | Distribution Circuit | 1 | 16 | 2018-01-16 | 8673 | Sus | N | UnknownCause¦Patrolfoundnothing¦¦
18-0023329 | Vegetation | Tree - branch fell on line | Conductor, Overhead | Broken, wire on ground | 2018 | Tier 2 - Elevated | Distribution Circuit | 3 | 16 | 2018-03-16 | 45480 | Sus | N | Vegetation¦Treebranchfellonline¦ConductorOverhead¦Brokenwireonground
18-0023445 | Unknown Cause | Patrol - found nothing |  |  | 2018 | Tier 2 - Elevated | Distribution Circuit | 3 | 16 | 2018-03-16 | 45849 | Sus | N | UnknownCause¦Patrolfoundnothing¦¦
18-0023959 | Vegetation | Tree - fell into line | Conductor, Overhead | Broken, wire on ground | 2018 | Tier 3 - Extreme | Transformer only | 3 | 18 | 2018-03-18 | 47524 | Sus | N | Vegetation¦Treefellintoline¦ConductorOverhead¦Brokenwireonground
18-0025576 | Unknown Cause | Patrol - found nothing |  |  | 2018 | Tier 3 - Extreme | Distribution Circuit | 3 | 22 | 2018-03-22 | 50819 | Sus | N | UnknownCause¦Patrolfoundnothing¦¦
18-0025751 | Environmental/External | Lightning | Transformer (OH) | Failed/Faulted | 2018 | Tier 2 - Elevated | Transformer only | 3 | 22 | 2018-03-22 | 51140 | Sus | N | EnvironmentalExternal¦Lightning¦Transformer(OH)¦FailedFaulted
18-0026138 | Vegetation | Tree - branch fell on line | Conductor, Overhead | Normal | 2018 | Tier 2 - Elevated | Distribution Circuit | 3 | 23 | 2018-03-23 | 52125 | Sus | N | Vegetation¦Treebranchfellonline¦ConductorOverhead¦Normal
18-0026648 | Equipment Failure/Involved | Overhead | Conductor, Overhead | Broken | 2018 | Tier 2 - Elevated | Distribution Circuit | 3 | 26 | 2018-03-26 | 53534 | Sus | N | EquipmentFailureInvolved¦Overhead¦ConductorOverhead¦Broken
18-0037409 | Equipment Failure/Involved | Overhead | Crossarm, Wood | Broken | 2018 | Tier 2 - Elevated | Distribution Circuit | 5 | 1 | 2018-05-01 | 77758 | Sus | Y | EquipmentFailureInvolved¦Overhead¦CrossarmWood¦Broken
18-0039800 | Unknown Cause | Patrol - found nothing |  |  | 2018 | Tier 2 - Elevated | Distribution Circuit | 5 | 10 | 2018-05-10 | 82830 | Sus | Y | UnknownCause¦Patrolfoundnothing¦¦
18-0043020 | Unknown Cause | Patrol - not conducted |  |  | 2018 | Tier 2 - Elevated | Distribution Circuit | 5 | 21 | 2018-05-21 | 91288 | Sus | Y | UnknownCause¦Patrolnotconducted¦¦
18-0044609 | Equipment Failure/Involved | Overhead | Transformer | Failed/Faulted | 2018 | Tier 2 - Elevated | Transformer only | 5 | 26 | 2018-05-26 | 94341 | Sus | Y | EquipmentFailureInvolved¦Overhead¦Transformer¦FailedFaulted
18-0046320 | Unknown Cause | Patrol - found nothing |  |  | 2018 | Tier 2 - Elevated | Distribution Circuit | 6 | 1 | 2018-06-01 | 98566 | Sus | Y | UnknownCause¦Patrolfoundnothing¦¦
18-0054568 | Unknown Cause | Patrol - found nothing |  |  | 2018 | Tier 2 - Elevated | Distribution Circuit | 6 | 26 | 2018-06-26 | 118302 | Sus | Y | UnknownCause¦Patrolfoundnothing¦¦
18-0057299 | Animal | Squirrel | Fuse | Normal | 2018 | Tier 3 - Extreme | Distribution Circuit | 7 | 5 | 2018-07-05 | 125158 | Sus | Y | Animal¦Squirrel¦Fuse¦Normal
18-0060007 | 3rd Party | Vehicle | Pole-Wood | Broken, wire on ground | 2018 | Tier 2 - Elevated | Distribution Circuit | 7 | 15 | 2018-07-15 | 132357 | Sus | Y | 3rdParty¦Vehicle¦PoleWood¦Brokenwireonground
18-0063510 | Equipment Failure/Involved | Overhead | Transformer | Failed/Faulted | 2018 | Tier 2 - Elevated | Transformer only | 7 | 25 | 2018-07-25 | 139968 | Sus | Y | EquipmentFailureInvolved¦Overhead¦Transformer¦FailedFaulted
18-0067041 | Unknown Cause | Patrol - not conducted |  |  | 2018 | Tier 2 - Elevated | Distribution Circuit | 8 | 6 | 2018-08-06 | 149662 | Sus | Y | UnknownCause¦Patrolnotconducted¦¦
18-0075799 | Unknown Cause | Patrol - not conducted |  |  | 2018 | Tier 2 - Elevated | Distribution Circuit | 9 | 1 | 2018-09-01 | 166661 | Sus | Y | UnknownCause¦Patrolnotconducted¦¦
18-0079955 | Unknown Cause | Patrol - not conducted |  |  | 2018 | Tier 2 - Elevated | Distribution Circuit | 9 | 15 | 2018-09-15 | 174719 | Sus | Y | UnknownCause¦Patrolnotconducted¦¦
18-0080058 | Vegetation | Tree - branch fell on line | Conductor, Overhead | Normal | 2018 | Tier 3 - Extreme | Distribution Circuit | 9 | 15 | 2018-09-15 | 175025 | Sus | Y | Vegetation¦Treebranchfellonline¦ConductorOverhead¦Normal
18-0081752 | Unknown Cause | Patrol - found nothing |  |  | 2018 | Tier 2 - Elevated | Distribution Circuit | 9 | 20 | 2018-09-20 | 178210 | Sus | Y | UnknownCause¦Patrolfoundnothing¦¦
18-0086336 | Unknown Cause | Patrol - not conducted |  |  | 2018 | Tier 2 - Elevated | Distribution Circuit | 10 | 3 | 2018-10-03 | 187263 | Sus | Y | UnknownCause¦Patrolnotconducted¦¦
18-0089261 | Vegetation | Tree - branch fell on line | Conductor, Overhead | Broken, wire on ground | 2018 | Tier 2 - Elevated | Distribution Circuit | 10 | 10 | 2018-10-10 | 192731 | Sus | Y | Vegetation¦Treebranchfellonline¦ConductorOverhead¦Brokenwireonground
18-0090638 | Equipment Failure/Involved | Overhead | Crossarm, Wood | Broken | 2018 | Tier 3 - Extreme | Distribution Circuit | 10 | 14 | 2018-10-14 | 195782 | Sus | Y | EquipmentFailureInvolved¦Overhead¦CrossarmWood¦Broken
18-0093454 | Animal | Squirrel |  | Failed/Faulted | 2018 | Tier 2 - Elevated | Transformer only | 10 | 23 | 2018-10-23 | 200901 | Sus | Y | Animal¦Squirrel¦¦FailedFaulted
18-0095895 | Equipment Failure/Involved | Overhead | Secondary | Broken | 2018 | Tier 3 - Extreme | Transformer only | 10 | 31 | 2018-10-31 | 206295 | Sus | Y | EquipmentFailureInvolved¦Overhead¦Secondary¦Broken
18-0096783 | 3rd Party | Vehicle | Pole-Wood | Broken, wire on object | 2018 | Tier 3 - Extreme | Distribution Circuit | 11 | 3 | 2018-11-03 | 208092 | Sus | Y | 3rdParty¦Vehicle¦PoleWood¦Brokenwireonobject
18-0100870 | Environmental/External | Fire, Forest/Grass | Pole-Wood | Burned/flashed | 2018 | Tier 3 - Extreme | Distribution Circuit | 11 | 8 | 2018-11-08 | 217930 | Sus | Y | EnvironmentalExternal¦FireForestGrass¦PoleWood¦Burnedflashed
18-0102266 | Vegetation | Tree - branch fell on line | Conductor, Overhead | Normal | 2018 | Tier 2 - Elevated | Distribution Circuit | 11 | 22 | 2018-11-22 | 221298 | Sus | Y | Vegetation¦Treebranchfellonline¦ConductorOverhead¦Normal
18-0109359 | Equipment Failure/Involved | Overhead | Transformer (OH) | Deteriorated | 2018 | Tier 3 - Extreme | Transformer only | 12 | 15 | 2018-12-15 | 240986 | Sus | N | EquipmentFailureInvolved¦Overhead¦Transformer(OH)¦Deteriorated
18-0109439 | Vegetation | Tree - branch fell on line | Conductor, Overhead | Normal | 2018 | Tier 2 - Elevated | Distribution Circuit | 12 | 16 | 2018-12-16 | 241281 | Sus | N | Vegetation¦Treebranchfellonline¦ConductorOverhead¦Normal
19-0004707 | Vegetation | Tree - branch fell on line | Conductor, Overhead | Normal | 2019 | Tier 3 - Extreme | Distribution Circuit | 1 | 5 | 2019-01-05 | 253482 | Sus | N | Vegetation¦Treebranchfellonline¦ConductorOverhead¦Normal
19-0005332 | Vegetation | Tree - fell into line | Conductor, Overhead | Broken, wire on ground | 2019 | Tier 3 - Extreme | Distribution Circuit | 1 | 6 | 2019-01-06 | 256412 | Sus | N | Vegetation¦Treefellintoline¦ConductorOverhead¦Brokenwireonground
19-0009930 | Equipment Failure/Involved | Overhead | Conductor, Overhead | Broken, wire on ground | 2019 | Tier 2 - Elevated | Distribution Circuit | 1 | 16 | 2019-01-16 | 267187 | Sus | N | EquipmentFailureInvolved¦Overhead¦ConductorOverhead¦Brokenwireonground
19-0010090 | Vegetation | Tree - branch fell on line | Conductor, Overhead | Broken, wire on ground | 2019 | Tier 2 - Elevated | Distribution Circuit | 1 | 16 | 2019-01-16 | 267478 | Sus | N | Vegetation¦Treebranchfellonline¦ConductorOverhead¦Brokenwireonground
19-0010389 | Vegetation | Tree - fell into line | Conductor, Overhead | On Ground | 2019 | Tier 3 - Extreme | Distribution Circuit | 1 | 16 | 2019-01-16 | 271848 | Sus | N | Vegetation¦Treefellintoline¦ConductorOverhead¦OnGround
19-0010568 | Vegetation | Tree - fell into line | Conductor, Overhead | Together | 2019 | Tier 2 - Elevated | Distribution Circuit | 1 | 16 | 2019-01-16 | 271385 | Sus | N | Vegetation¦Treefellintoline¦ConductorOverhead¦Together
19-0017778 | Unknown Cause | Patrol - found nothing |  |  | 2019 | Tier 3 - Extreme | Distribution Circuit | 2 | 4 | 2019-02-04 | 289385 | Sus | N | UnknownCause¦Patrolfoundnothing¦¦
19-0020685 | Vegetation | Tree - fell into line | Conductor, Overhead | Together | 2019 | Tier 3 - Extreme | Distribution Circuit | 2 | 10 | 2019-02-10 | 298872 | Sus | N | Vegetation¦Treefellintoline¦ConductorOverhead¦Together
19-0020714 | Vegetation | Tree - fell into line | Conductor, Overhead | Broken, wire on ground | 2019 | Tier 3 - Extreme | Distribution Circuit | 2 | 10 | 2019-02-10 | 298957 | Sus | N | Vegetation¦Treefellintoline¦ConductorOverhead¦Brokenwireonground
19-0021780 | Unknown Cause | Patrol - not conducted |  |  | 2019 | Tier 3 - Extreme | Distribution Circuit | 2 | 13 | 2019-02-13 | 301787 | Sus | N | UnknownCause¦Patrolnotconducted¦¦
19-0022970 | Equipment Failure/Involved | Overhead | Pole-Wood | Broken | 2019 | Tier 2 - Elevated | Distribution Circuit | 2 | 14 | 2019-02-14 | 306832 | Sus | N | EquipmentFailureInvolved¦Overhead¦PoleWood¦Broken
19-0023542 | Equipment Failure/Involved | Overhead | Connector or Splice (OH) | Broken, wire on ground | 2019 | Tier 2 - Elevated | Distribution Circuit | 2 | 14 | 2019-02-14 | 310308 | Sus | N | EquipmentFailureInvolved¦Overhead¦ConnectororSplice(OH)¦Brokenwireonground
19-0023949 | Vegetation | Tree - fell into line | Conductor, Overhead | Together | 2019 | Tier 3 - Extreme | Distribution Circuit | 2 | 14 | 2019-02-14 | 309623 | Sus | N | Vegetation¦Treefellintoline¦ConductorOverhead¦Together
19-0024356 | Vegetation | Tree - fell into line | Conductor, Overhead | Broken, wire on ground | 2019 | Tier 2 - Elevated | Distribution Circuit | 2 | 15 | 2019-02-15 | 313086 | Sus | N | Vegetation¦Treefellintoline¦ConductorOverhead¦Brokenwireonground
19-0025241 | Equipment Failure/Involved | Overhead | Transformer (OH) | Failed/Faulted | 2019 | Tier 2 - Elevated | Transformer only | 2 | 14 | 2019-02-14 | 308204 | Sus | N | EquipmentFailureInvolved¦Overhead¦Transformer(OH)¦FailedFaulted
19-0027776 | 3rd Party | Customer Equipment | Customer Equipment | Malfunctioning | 2019 | Tier 2 - Elevated | Distribution Circuit | 2 | 25 | 2019-02-25 | 322935 | Sus | N | 3rdParty¦CustomerEquipment¦CustomerEquipment¦Malfunctioning
19-0028270 | Equipment Failure/Involved | Substation | Insulator | Failed/Faulted | 2019 | Tier 2 - Elevated | Transmission line | 2 | 26 | 2019-02-26 | 324387 | Sus | N | EquipmentFailureInvolved¦Substation¦Insulator¦FailedFaulted
19-0028693 | Vegetation | Tree - branch fell on line | Conductor, Overhead | Normal | 2019 | Tier 2 - Elevated | Distribution Circuit | 2 | 26 | 2019-02-26 | 325791 | Sus | N | Vegetation¦Treebranchfellonline¦ConductorOverhead¦Normal
19-0030859 | Unknown Cause | Patrol - found nothing |  |  | 2019 | Tier 3 - Extreme | Distribution Circuit | 3 | 5 | 2019-03-05 | 331456 | Sus | N | UnknownCause¦Patrolfoundnothing¦¦
19-0052827 | Vegetation | Tree - fell into line | Conductor, Overhead | Broken, wire on ground | 2019 | Tier 2 - Elevated | Distribution Circuit | 5 | 16 | 2019-05-16 | 382467 | Sus | Y | Vegetation¦Treefellintoline¦ConductorOverhead¦Brokenwireonground
19-0068102 | Vegetation | Tree - fell into line | Conductor, Overhead | Broken, wire on ground | 2019 | Tier 2 - Elevated | Distribution Circuit | 6 | 15 | 2019-06-15 | 415133 | Sus | Y | Vegetation¦Treefellintoline¦ConductorOverhead¦Brokenwireonground
19-0068740 | Equipment Failure/Involved | Overhead | Secondary | Broken, wire on ground | 2019 | Tier 3 - Extreme | Transformer only | 6 | 17 | 2019-06-17 | 417829 | Sus | Y | EquipmentFailureInvolved¦Overhead¦Secondary¦Brokenwireonground
19-0069121 | Equipment Failure/Involved | Overhead | Pole-Wood | Deteriorated | 2019 | Tier 2 - Elevated | Distribution Circuit | 6 | 18 | 2019-06-18 | 418875 | Sus | Y | EquipmentFailureInvolved¦Overhead¦PoleWood¦Deteriorated
19-0078786 | Unknown Cause | Patrol - found nothing |  |  | 2019 | Tier 2 - Elevated | Distribution Circuit | 7 | 18 | 2019-07-18 | 457755 | Sus | Y | UnknownCause¦Patrolfoundnothing¦¦
19-0079946 | Vegetation | Tree - fell into line | Crossarm, Wood | Broken, wire on ground | 2019 | Tier 2 - Elevated | Distribution Circuit | 7 | 22 | 2019-07-22 | 467755 | Sus | Y | Vegetation¦Treefellintoline¦CrossarmWood¦Brokenwireonground
19-0080510 | Wildfire Mitigation | CWSP - Vegetation Removal | Conductor, Overhead | Normal | 2019 | Tier 2 - Elevated | Distribution Circuit | 7 | 24 | 2019-07-24 | 469914 | Sus | Y | WildfireMitigation¦CWSPVegetationRemoval¦ConductorOverhead¦Normal
19-0083426 | Equipment Failure/Involved | Electrical Overload | Transformer | Malfunctioning | 2019 | Tier 2 - Elevated | Transformer only | 8 | 1 | 2019-08-01 | 477227 | Sus | Y | EquipmentFailureInvolved¦ElectricalOverload¦Transformer¦Malfunctioning
19-0084176 | Unknown Cause | Patrol - found nothing |  |  | 2019 | Tier 2 - Elevated | Distribution Circuit | 8 | 4 | 2019-08-04 | 482447 | Sus | Y | UnknownCause¦Patrolfoundnothing¦¦
19-0086538 | Unknown Cause | Patrol - found nothing |  |  | 2019 | Tier 2 - Elevated | Distribution Circuit | 8 | 10 | 2019-08-10 | 499602 | Sus | Y | UnknownCause¦Patrolfoundnothing¦¦
19-0086913 | Vegetation | Tree - fell into line | Conductor, Overhead | Broken, wire on ground | 2019 | Tier 3 - Extreme | Distribution Circuit | 8 | 12 | 2019-08-12 | 503677 | Sus | Y | Vegetation¦Treefellintoline¦ConductorOverhead¦Brokenwireonground
19-0095866 | Unknown Cause | Patrol - found nothing |  |  | 2019 | Tier 2 - Elevated | Distribution Circuit | 9 | 6 | 2019-09-06 | 556968 | Sus | Y | UnknownCause¦Patrolfoundnothing¦¦
19-0097367 | Equipment Failure/Involved | Overhead | Insulator | Broken | 2019 | Tier 2 - Elevated | Distribution Circuit | 9 | 10 | 2019-09-10 | 568955 | Sus | Y | EquipmentFailureInvolved¦Overhead¦Insulator¦Broken
19-0099031 | Unknown Cause | Patrol - found nothing |  |  | 2019 | Tier 2 - Elevated | Distribution Circuit | 9 | 13 | 2019-09-13 | 579658 | Sus | Y | UnknownCause¦Patrolfoundnothing¦¦
19-0102193 | Equipment Failure/Involved | Overhead | Transformer | Failed/Faulted | 2019 | Tier 2 - Elevated | Transformer only | 9 | 21 | 2019-09-21 | 603211 | Sus | Y | EquipmentFailureInvolved¦Overhead¦Transformer¦FailedFaulted
19-0104849 | 3rd Party | Vehicle | Pole-Wood | Broken | 2019 | Tier 2 - Elevated | Distribution Circuit | 9 | 28 | 2019-09-28 | 624186 | Sus | Y | 3rdParty¦Vehicle¦PoleWood¦Broken
19-0109399 | Wildfire Mitigation | Public Safety Power Shut-off | Conductor, Overhead | Normal | 2019 | Tier 2 - Elevated | Distribution Circuit | 10 | 9 | 2019-10-09 | 650333 | Sus | Y | WildfireMitigation¦PublicSafetyPowerShutoff¦ConductorOverhead¦Normal
19-0110359 | Unknown Cause | Patrol - found nothing |  |  | 2019 | Tier 3 - Extreme | Distribution Circuit | 10 | 11 | 2019-10-11 | 654226 | Sus | Y | UnknownCause¦Patrolfoundnothing¦¦
19-0112574 | Equipment Failure/Involved | Overhead | Transformer | Leaking | 2019 | Tier 2 - Elevated | Transformer only | 10 | 16 | 2019-10-16 | 663224 | Sus | Y | EquipmentFailureInvolved¦Overhead¦Transformer¦Leaking
19-0113672 | Vegetation | Tree - fell into line | Conductor, Overhead | Broken, wire on ground | 2019 | Tier 2 - Elevated | Distribution Circuit | 10 | 19 | 2019-10-19 | 671355 | Sus | Y | Vegetation¦Treefellintoline¦ConductorOverhead¦Brokenwireonground
19-0114762 | Equipment Failure/Involved | Overhead | Pole-Wood | Broken | 2019 | Tier 2 - Elevated | Distribution Circuit | 10 | 22 | 2019-10-22 | 677177 | Sus | Y | EquipmentFailureInvolved¦Overhead¦PoleWood¦Broken
19-0114837 | Equipment Failure/Involved | Overhead | Transformer | Failed/Faulted | 2019 | Tier 3 - Extreme | Transformer only | 10 | 22 | 2019-10-22 | 677136 | Sus | Y | EquipmentFailureInvolved¦Overhead¦Transformer¦FailedFaulted
19-0115264 | Wildfire Mitigation | CWSP - Vegetation Removal | Conductor, Overhead | Normal | 2019 | Tier 3 - Extreme | Distribution Circuit | 10 | 23 | 2019-10-23 | 678237 | Sus | Y | WildfireMitigation¦CWSPVegetationRemoval¦ConductorOverhead¦Normal
19-0121471 | 3rd Party | Gun Shot | Conductor, Overhead | Broken, wire on ground | 2019 | Tier 2 - Elevated | Distribution Circuit | 11 | 5 | 2019-11-05 | 700188 | Sus | Y | 3rdParty¦GunShot¦ConductorOverhead¦Brokenwireonground
19-0123986 | Animal | Squirrel | Fuse | Failed/Faulted | 2019 | Tier 3 - Extreme | Distribution Circuit | 11 | 12 | 2019-11-12 | 705467 | Sus | Y | Animal¦Squirrel¦Fuse¦FailedFaulted
19-0125031 | Unknown Cause | Patrol - found nothing |  |  | 2019 | Tier 2 - Elevated | Distribution Circuit | 11 | 15 | 2019-11-15 | 707256 | Sus | Y | UnknownCause¦Patrolfoundnothing¦¦
19-0128123 | Unknown Cause | Patrol - found nothing |  |  | 2019 | Tier 2 - Elevated | Distribution Circuit | 11 | 24 | 2019-11-24 | 713959 | Sus | Y | UnknownCause¦Patrolfoundnothing¦¦
19-0130174 | Vegetation | Tree - fell into line | Conductor, Overhead | Broken, wire on ground | 2019 | Tier 3 - Extreme | Distribution Circuit | 11 | 26 | 2019-11-26 | 718035 | Sus | Y | Vegetation¦Treefellintoline¦ConductorOverhead¦Brokenwireonground
19-0130905 | Vegetation | Tree - fell into line | Conductor, Overhead | Normal | 2019 | Tier 3 - Extreme | Distribution Circuit | 11 | 28 | 2019-11-28 | 723097 | Sus | Y | Vegetation¦Treefellintoline¦ConductorOverhead¦Normal
19-0131966 | Equipment Failure/Involved | Overhead | Jumper | Broken | 2019 | Tier 2 - Elevated | Distribution Circuit | 12 | 1 | 2019-12-01 | 726049 | Sus | N | EquipmentFailureInvolved¦Overhead¦Jumper¦Broken
19-0134413 | Equipment Failure/Involved | Overhead | Transformer | Failed/Faulted | 2019 | Tier 3 - Extreme | Transformer only | 12 | 6 | 2019-12-06 | 731486 | Sus | N | EquipmentFailureInvolved¦Overhead¦Transformer¦FailedFaulted
19-0134748 | Equipment Failure/Involved | Overhead | Insulator | Broken | 2019 | Tier 2 - Elevated | Distribution Circuit | 12 | 7 | 2019-12-07 | 732503 | Sus | N | EquipmentFailureInvolved¦Overhead¦Insulator¦Broken
19-0134831 | Vegetation | Tree - branch fell on line | Fuse | Failed/Faulted | 2019 | Tier 3 - Extreme | Distribution Circuit | 12 | 7 | 2019-12-07 | 732869 | Sus | N | Vegetation¦Treebranchfellonline¦Fuse¦FailedFaulted
19-0134925 | Environmental/External | Lightning | Transformer | Failed/Faulted | 2019 | Tier 2 - Elevated | Transformer only | 12 | 7 | 2019-12-07 | 733374 | Sus | N | EnvironmentalExternal¦Lightning¦Transformer¦FailedFaulted
19-0135714 | Vegetation | Tree - grew into line | Conductor, Overhead | Normal | 2019 | Tier 3 - Extreme | Distribution Circuit | 12 | 10 | 2019-12-10 | 735983 | Sus | N | Vegetation¦Treegrewintoline¦ConductorOverhead¦Normal
19-0137539 | Unknown Cause | Patrol - found nothing |  |  | 2019 | Tier 2 - Elevated | Distribution Circuit | 12 | 22 | 2019-12-22 | 748242 | Sus | N | UnknownCause¦Patrolfoundnothing¦¦
19-0137661 | Equipment Failure/Involved | Overhead | Transformer | Failed/Faulted | 2019 | Tier 2 - Elevated | Transformer only | 12 | 22 | 2019-12-22 | 748877 | Sus | N | EquipmentFailureInvolved¦Overhead¦Transformer¦FailedFaulted
19-0138214 | Unknown Cause | Patrol - found nothing |  |  | 2019 | Tier 2 - Elevated | Distribution Circuit | 12 | 30 | 2019-12-30 | 752345 | Sus | N | UnknownCause¦Patrolfoundnothing¦¦
20-0009481 | Vegetation | Tree - fell into line | Conductor, Overhead | Broken, wire on ground | 2020 | Tier 3 - Extreme | Distribution Circuit | 1 | 16 | 2020-01-16 | 761887 | Sus | N | Vegetation¦Treefellintoline¦ConductorOverhead¦Brokenwireonground
20-0010148 | Vegetation | Tree - branch fell on line | Conductor, Overhead | Normal | 2020 | Tier 3 - Extreme | Distribution Circuit | 1 | 16 | 2020-01-16 | 762530 | Sus | N | Vegetation¦Treebranchfellonline¦ConductorOverhead¦Normal
20-0012836 | 3rd Party | Vehicle | Conductor, Overhead | Together | 2020 | Tier 2 - Elevated | Distribution Circuit | 1 | 23 | 2020-01-23 | 768668 | Sus | N | 3rdParty¦Vehicle¦ConductorOverhead¦Together
20-0013976 | Equipment Failure/Involved | Overhead | Transformer | Failed/Faulted | 2020 | Tier 3 - Extreme | Transformer only | 1 | 27 | 2020-01-27 | 770825 | Sus | N | EquipmentFailureInvolved¦Overhead¦Transformer¦FailedFaulted
20-0016878 | Vegetation | Tree - fell into line | Service conductor | Broken, wire on ground | 2020 | Tier 2 - Elevated | Distribution Circuit | 2 | 3 | 2020-02-03 | 776989 | Sus | N | Vegetation¦Treefellintoline¦Serviceconductor¦Brokenwireonground
20-0018336 | Vegetation | Tree - fell into line | Pole-Wood | Broken, wire on ground | 2020 | Tier 3 - Extreme | Distribution Circuit | 2 | 6 | 2020-02-06 | 779704 | Sus | N | Vegetation¦Treefellintoline¦PoleWood¦Brokenwireonground
20-0019040 | Vegetation | Tree - bark fell into line | Pole-Wood | Broken, wire on ground | 2020 | Tier 3 - Extreme | Distribution Circuit | 2 | 9 | 2020-02-09 | 781007 | Sus | N | Vegetation¦Treebarkfellintoline¦PoleWood¦Brokenwireonground
20-0019493 | Vegetation | Tree - branch fell on line | Conductor, Overhead | Broken, wire on ground | 2020 | Tier 3 - Extreme | Distribution Circuit | 2 | 9 | 2020-02-09 | 785891 | Sus | N | Vegetation¦Treebranchfellonline¦ConductorOverhead¦Brokenwireonground
20-0020776 | Vegetation | Tree - branch fell on line | Transformer | Normal | 2020 | Tier 3 - Extreme | Transformer only | 2 | 11 | 2020-02-11 | 789154 | Sus | N | Vegetation¦Treebranchfellonline¦Transformer¦Normal
20-0021656 | Unknown Cause | Patrol - found nothing |  |  | 2020 | Tier 2 - Elevated | Distribution Circuit | 2 | 13 | 2020-02-13 | 790079 | Sus | N | UnknownCause¦Patrolfoundnothing¦¦
20-0022657 | Equipment Failure/Involved | Overhead | Transformer | Failed/Faulted | 2020 | Tier 3 - Extreme | Transformer only | 2 | 16 | 2020-02-16 | 792051 | Sus | N | EquipmentFailureInvolved¦Overhead¦Transformer¦FailedFaulted
20-0031211 | Environmental/External | Lightning | Transformer | Failed/Faulted | 2020 | Tier 2 - Elevated | Transformer only | 3 | 11 | 2020-03-11 | 844962 | Sus | N | EnvironmentalExternal¦Lightning¦Transformer¦FailedFaulted
20-0032384 | Unknown Cause | Patrol - not conducted |  |  | 2020 | Tier 3 - Extreme | Transmission line | 3 | 15 | 2020-03-15 | 852565 | Sus | N | UnknownCause¦Patrolnotconducted¦¦
20-0033064 | Vegetation | Tree - fell into line | Conductor, Overhead | Broken, wire on ground | 2020 | Tier 3 - Extreme | Distribution Circuit | 3 | 16 | 2020-03-16 | 855943 | Sus | N | Vegetation¦Treefellintoline¦ConductorOverhead¦Brokenwireonground
20-0033085 | Vegetation | Tree - fell into line | Conductor, Overhead | Broken, wire on ground | 2020 | Tier 3 - Extreme | Distribution Circuit | 3 | 16 | 2020-03-16 | 856033 | Sus | N | Vegetation¦Treefellintoline¦ConductorOverhead¦Brokenwireonground
20-0033515 | Unknown Cause | Patrol - found nothing |  |  | 2020 | Tier 2 - Elevated | Distribution Circuit | 3 | 16 | 2020-03-16 | 853580 | Sus | N | UnknownCause¦Patrolfoundnothing¦¦
20-0035526 | Unknown Cause | Patrol - found nothing |  |  | 2020 | Tier 2 - Elevated | Transformer only | 3 | 24 | 2020-03-24 | 862775 | Sus | N | UnknownCause¦Patrolfoundnothing¦¦
20-0037048 | 3rd Party | Vehicle | Pole-Wood | Broken | 2020 | Tier 2 - Elevated | Distribution Circuit | 3 | 30 | 2020-03-30 | 869443 | Sus | N | 3rdParty¦Vehicle¦PoleWood¦Broken
20-0042376 | Equipment Failure/Involved | Overhead | Pole-Wood | Broken | 2020 | Tier 3 - Extreme | Transformer only | 4 | 17 | 2020-04-17 | 896974 | Sus | N | EquipmentFailureInvolved¦Overhead¦PoleWood¦Broken
20-0049946 | Equipment Failure/Involved | Overhead | Bus | Failed/Faulted | 2020 | Tier 2 - Elevated | Transformer only | 5 | 13 | 2020-05-13 | 913271 | Sus | Y | EquipmentFailureInvolved¦Overhead¦Bus¦FailedFaulted
20-0050947 | Vegetation | Tree - bark fell into line | Conductor, Overhead | Normal | 2020 | Tier 2 - Elevated | Distribution Circuit | 5 | 17 | 2020-05-17 | 914952 | Sus | Y | Vegetation¦Treebarkfellintoline¦ConductorOverhead¦Normal
20-0053346 | 3rd Party | Vehicle | Pole-Wood | Broken | 2020 | Tier 2 - Elevated | Distribution Circuit | 5 | 22 | 2020-05-22 | 919679 | Sus | Y | 3rdParty¦Vehicle¦PoleWood¦Broken
20-0058798 | Unknown Cause | Patrol - found nothing |  |  | 2020 | Tier 3 - Extreme | Distribution Circuit | 6 | 8 | 2020-06-08 | 934224 | Sus | Y | UnknownCause¦Patrolfoundnothing¦¦
20-0061004 | Equipment Failure/Involved | Overhead | Conductor, Overhead | Broken, wire on ground | 2020 | Tier 2 - Elevated | Distribution Circuit | 6 | 14 | 2020-06-14 | 938840 | Sus | Y | EquipmentFailureInvolved¦Overhead¦ConductorOverhead¦Brokenwireonground
20-0062276 | Vegetation | Tree - fell into line | Conductor, Overhead | Broken, wire on ground | 2020 | Tier 3 - Extreme | Distribution Circuit | 6 | 17 | 2020-06-17 | 941267 | Sus | Y | Vegetation¦Treefellintoline¦ConductorOverhead¦Brokenwireonground
20-0064147 | Unknown Cause | Patrol - found nothing |  |  | 2020 | Tier 2 - Elevated | Distribution Circuit | 6 | 23 | 2020-06-23 | 945516 | Sus | Y | UnknownCause¦Patrolfoundnothing¦¦
20-0072624 | Equipment Failure/Involved | Overhead | Transformer | Failed/Faulted | 2020 | Tier 2 - Elevated | Transformer only | 7 | 16 | 2020-07-16 | 965695 | Sus | Y | EquipmentFailureInvolved¦Overhead¦Transformer¦FailedFaulted
20-0077184 | Unknown Cause | Patrol - found nothing |  |  | 2020 | Tier 3 - Extreme | Distribution Circuit | 7 | 28 | 2020-07-28 | 973997 | Sus | Y | UnknownCause¦Patrolfoundnothing¦¦
20-0089690 | Equipment Failure/Involved | Overhead | Cutout, fuse holder | Broken | 2020 | Tier 3 - Extreme | Distribution Circuit | 8 | 25 | 2020-08-25 | 1028956 | Sus | Y | EquipmentFailureInvolved¦Overhead¦Cutoutfuseholder¦Broken
20-0090421 | Environmental/External | Fire, Forest/Grass | Pole-Wood | Broken, wire on ground | 2020 | Tier 3 - Extreme | Distribution Circuit | 8 | 19 | 2020-08-19 | 1033297 | Sus | Y | EnvironmentalExternal¦FireForestGrass¦PoleWood¦Brokenwireonground
20-0090507 | Equipment Failure/Involved | Overhead | Crossarm, Wood | Broken, wire on object | 2020 | Tier 3 - Extreme | Distribution Circuit | 8 | 26 | 2020-08-26 | 1033423 | Sus | Y | EquipmentFailureInvolved¦Overhead¦CrossarmWood¦Brokenwireonobject
20-0093394 | Animal | Bird found | Conductor, Overhead | Normal | 2020 | Tier 2 - Elevated | Distribution Circuit | 9 | 4 | 2020-09-04 | 1053496 | Sus | Y | Animal¦Birdfound¦ConductorOverhead¦Normal
20-0096607 | Vegetation | Tree - fell into line | Conductor, Overhead | Normal | 2020 | Tier 3 - Extreme | Distribution Circuit | 9 | 11 | 2020-09-11 | 1064815 | Sus | Y | Vegetation¦Treefellintoline¦ConductorOverhead¦Normal
20-0100723 | Environmental/External | Fire, Forest/Grass | Conductor, Overhead | Burned/flashed | 2020 | Tier 2 - Elevated | Distribution Circuit | 8 | 19 | 2020-08-19 | 1090494 | Sus | Y | EnvironmentalExternal¦FireForestGrass¦ConductorOverhead¦Burnedflashed
20-0108156 | Wildfire Mitigation | Public Safety Power Shut-off | Conductor, Overhead | Normal | 2020 | Tier 2 - Elevated | Distribution Circuit | 10 | 14 | 2020-10-14 | 1119453 | Sus | Y | WildfireMitigation¦PublicSafetyPowerShutoff¦ConductorOverhead¦Normal
20-0109432 | Wildfire Mitigation | Public Safety Power Shut-off | Fuse | Normal | 2020 | Tier 3 - Extreme | Distribution Circuit | 10 | 15 | 2020-10-15 | 1118998 | Sus | Y | WildfireMitigation¦PublicSafetyPowerShutoff¦Fuse¦Normal
20-0112708 | Animal | Squirrel | Lightning Arrestor | Failed/Faulted | 2020 | Tier 2 - Elevated | Distribution Circuit | 10 | 24 | 2020-10-24 | 1124473 | Sus | Y | Animal¦Squirrel¦LightningArrestor¦FailedFaulted
20-0114372 | Unknown Cause | Patrol - found nothing |  |  | 2020 | Tier 2 - Elevated | Transformer only | 10 | 28 | 2020-10-28 | 1130549 | Sus | Y | UnknownCause¦Patrolfoundnothing¦¦
20-0115310 | Unknown Cause | Patrol - not conducted |  |  | 2020 | Tier 2 - Elevated | Distribution Circuit | 10 | 30 | 2020-10-30 | 1132110 | Sus | Y | UnknownCause¦Patrolnotconducted¦¦
20-0118428 | Unknown Cause | Patrol - found nothing |  |  | 2020 | Tier 3 - Extreme | Transformer only | 11 | 8 | 2020-11-08 | 1139104 | Sus | Y | UnknownCause¦Patrolfoundnothing¦¦
20-0120881 | Unknown Cause | Patrol - found nothing |  |  | 2020 | Tier 3 - Extreme | Distribution Circuit | 11 | 13 | 2020-11-13 | 1144111 | Sus | Y | UnknownCause¦Patrolfoundnothing¦¦
20-0125974 | Animal | Squirrel | Fuse | Normal | 2020 | Tier 3 - Extreme | Distribution Circuit | 11 | 30 | 2020-11-30 | 1156390 | Sus | Y | Animal¦Squirrel¦Fuse¦Normal
20-0131584 | Equipment Failure/Involved | Overhead | Cutout, fuse holder | Broken | 2020 | Tier 3 - Extreme | Transformer only | 12 | 23 | 2020-12-23 | 1197672 | Sus | N | EquipmentFailureInvolved¦Overhead¦Cutoutfuseholder¦Broken
20-0131844 | Vegetation | Tree - branch fell on line | Conductor, Overhead | Normal | 2020 | Tier 2 - Elevated | Distribution Circuit | 12 | 25 | 2020-12-25 | 1198809 | Sus | N | Vegetation¦Treebranchfellonline¦ConductorOverhead¦Normal
21-0000048 | Company Initiated | Operating error | Circuit Breaker | Normal | 2021 | Tier 3 - Extreme | Distribution Circuit | 1 | 7 | 2021-01-07 | 1205839 | Sus | N | CompanyInitiated¦Operatingerror¦CircuitBreaker¦Normal
21-0005656 | Vegetation | Tree - fell into line | Crossarm, Wood | Broken, wire on ground | 2021 | Tier 2 - Elevated | Distribution Circuit | 1 | 6 | 2021-01-06 | 1205236 | Sus | N | Vegetation¦Treefellintoline¦CrossarmWood¦Brokenwireonground
21-0007275 | Animal | Squirrel |  | Failed/Faulted | 2021 | Tier 3 - Extreme | Transformer only | 1 | 11 | 2021-01-11 | 1208022 | Sus | N | Animal¦Squirrel¦¦FailedFaulted
21-0009923 | Vegetation | Tree - fell into line | Conductor, Overhead | Broken, wire on ground | 2021 | Tier 2 - Elevated | Distribution Circuit | 1 | 18 | 2021-01-18 | 1213322 | Sus | N | Vegetation¦Treefellintoline¦ConductorOverhead¦Brokenwireonground
21-0011719 | Equipment Failure/Involved | Overhead | Conductor, Overhead | Broken, wire on ground | 2021 | Tier 3 - Extreme | Distribution Circuit | 1 | 19 | 2021-01-19 | 1219191 | Sus | N | EquipmentFailureInvolved¦Overhead¦ConductorOverhead¦Brokenwireonground
21-0012083 | Unknown Cause | Patrol - found nothing |  |  | 2021 | Tier 2 - Elevated | Distribution Circuit | 1 | 19 | 2021-01-19 | 1217681 | Sus | N | UnknownCause¦Patrolfoundnothing¦¦
21-0013189 | Unknown Cause | Patrol - found nothing |  |  | 2021 | Tier 3 - Extreme | Distribution Circuit | 1 | 22 | 2021-01-22 | 1221271 | Sus | N | UnknownCause¦Patrolfoundnothing¦¦
21-0014254 | Equipment Failure/Involved | Overhead | Transformer (OH) | Broken | 2021 | Tier 2 - Elevated | Transformer only | 1 | 26 | 2021-01-26 | 1225453 | Sus | N | EquipmentFailureInvolved¦Overhead¦Transformer(OH)¦Broken
21-0014921 | Vegetation | Tree - branch fell on line | Conductor, Overhead | Normal | 2021 | Tier 3 - Extreme | Distribution Circuit | 1 | 26 | 2021-01-26 | 1227696 | Sus | N | Vegetation¦Treebranchfellonline¦ConductorOverhead¦Normal
21-0015501 | Vegetation | Tree - fell into line | Conductor, Overhead | Broken, wire on ground | 2021 | Tier 2 - Elevated | Distribution Circuit | 1 | 27 | 2021-01-27 | 1231910 | Sus | N | Vegetation¦Treefellintoline¦ConductorOverhead¦Brokenwireonground
21-0016234 | Equipment Failure/Involved | Overhead | Crossarm, Wood | Broken, wire on ground | 2021 | Tier 3 - Extreme | Distribution Circuit | 1 | 27 | 2021-01-27 | 1233126 | Sus | N | EquipmentFailureInvolved¦Overhead¦CrossarmWood¦Brokenwireonground
21-0016334 | Equipment Failure/Involved | Overhead | Crossarm, Wood | Broken | 2021 | Tier 3 - Extreme | Distribution Circuit | 1 | 27 | 2021-01-27 | 1234299 | Sus | N | EquipmentFailureInvolved¦Overhead¦CrossarmWood¦Broken
21-0019275 | Equipment Failure/Involved | Overhead | Conductor, Overhead | Broken, wire on ground | 2021 | Tier 2 - Elevated | Distribution Circuit | 1 | 26 | 2021-01-26 | 1243099 | Sus | N | EquipmentFailureInvolved¦Overhead¦ConductorOverhead¦Brokenwireonground
21-0019286 | Vegetation | Tree - fell into line | Crossarm, Wood | Broken | 2021 | Tier 2 - Elevated | Distribution Circuit | 1 | 30 | 2021-01-30 | 1243090 | Sus | N | Vegetation¦Treefellintoline¦CrossarmWood¦Broken
21-0019997 | Equipment Failure/Involved | Overhead | Pole-Wood | Broken | 2021 | Tier 3 - Extreme | Distribution Circuit | 1 | 27 | 2021-01-27 | 1243899 | Sus | N | EquipmentFailureInvolved¦Overhead¦PoleWood¦Broken
21-0020540 | Vegetation | Tree - fell into line | Crossarm, Wood | Broken, wire on ground | 2021 | Tier 2 - Elevated | Distribution Circuit | 1 | 26 | 2021-01-26 | 1228607 | Sus | N | Vegetation¦Treefellintoline¦CrossarmWood¦Brokenwireonground
21-0021656 | 3rd Party | Vehicle | Pole-Wood | Broken | 2021 | Tier 2 - Elevated | Distribution Circuit | 2 | 4 | 2021-02-04 | 1247608 | Sus | N | 3rdParty¦Vehicle¦PoleWood¦Broken
21-0029324 | Equipment Failure/Involved | Overhead | Insulator | Broken | 2021 | Tier 2 - Elevated | Distribution Circuit | 2 | 24 | 2021-02-24 | 1261580 | Sus | N | EquipmentFailureInvolved¦Overhead¦Insulator¦Broken
21-0034323 | Unknown Cause | Patrol - found nothing |  |  | 2021 | Tier 3 - Extreme | Distribution Circuit | 3 | 10 | 2021-03-10 | 1276666 | Sus | N | UnknownCause¦Patrolfoundnothing¦¦
21-0034662 | Vegetation | Tree - branch fell on line | Conductor, Overhead | Normal | 2021 | Tier 3 - Extreme | Distribution Circuit | 3 | 10 | 2021-03-10 | 1277238 | Sus | N | Vegetation¦Treebranchfellonline¦ConductorOverhead¦Normal
21-0036527 | Vegetation | Tree - branch fell on line | Conductor, Overhead | Normal | 2021 | Tier 2 - Elevated | Distribution Circuit | 3 | 15 | 2021-03-15 | 1282909 | Sus | N | Vegetation¦Treebranchfellonline¦ConductorOverhead¦Normal
21-0047051 | Unknown Cause | Patrol - found nothing |  |  | 2021 | Tier 2 - Elevated | Distribution Circuit | 4 | 9 | 2021-04-09 | 1312363 | Sus | N | UnknownCause¦Patrolfoundnothing¦¦
21-0052990 | Equipment Failure/Involved | Overhead | Connector or Splice (OH) | Broken, wire on ground | 2021 | Tier 2 - Elevated | Distribution Circuit | 4 | 26 | 2021-04-26 | 1333841 | Sus | N | EquipmentFailureInvolved¦Overhead¦ConnectororSplice(OH)¦Brokenwireonground
21-0056409 | Equipment Failure/Involved | Overhead | Transformer (OH) | Failed/Faulted | 2021 | Tier 3 - Extreme | Transformer only | 5 | 3 | 2021-05-03 | 1340226 | Sus | Y | EquipmentFailureInvolved¦Overhead¦Transformer(OH)¦FailedFaulted
21-0058841 | 3rd Party | Metallic Balloon | Conductor, Overhead | Together | 2021 | Tier 2 - Elevated | Distribution Circuit | 5 | 8 | 2021-05-08 | 1343896 | Sus | Y | 3rdParty¦MetallicBalloon¦ConductorOverhead¦Together
21-0061233 | Vegetation | Tree - fell into line | Conductor, Overhead | Broken, wire on ground | 2021 | Tier 3 - Extreme | Distribution Circuit | 5 | 13 | 2021-05-13 | 1348555 | Sus | Y | Vegetation¦Treefellintoline¦ConductorOverhead¦Brokenwireonground
21-0061233 | Vegetation | Tree - fell into line | Conductor, Overhead | Broken, wire on ground | 2021 | Tier 3 - Extreme | Distribution Circuit | 5 | 13 | 2021-05-13 | 1348555 | Sus | Y | Vegetation¦Treefellintoline¦ConductorOverhead¦Brokenwireonground
21-0064785 | Vegetation | Tree - branch fell on line | Secondary | Broken, wire on ground | 2021 | Tier 2 - Elevated | Transformer only | 5 | 22 | 2021-05-22 | 1356631 | Sus | Y | Vegetation¦Treebranchfellonline¦Secondary¦Brokenwireonground
21-0068579 | Equipment Failure/Involved | Electrical Overload | Transformer | Failed/Faulted | 2021 | Tier 2 - Elevated | Transformer only | 6 | 1 | 2021-06-01 | 1363227 | Sus | Y | EquipmentFailureInvolved¦ElectricalOverload¦Transformer¦FailedFaulted
21-0068657 | Equipment Failure/Involved | Overhead | Connector or Splice (OH) | Arcing | 2021 | Tier 2 - Elevated | Transformer only | 6 | 2 | 2021-06-02 | 1363593 | Sus | Y | EquipmentFailureInvolved¦Overhead¦ConnectororSplice(OH)¦Arcing
21-0069671 | Vegetation | Tree - fell into line | Conductor, Overhead | Broken, wire on ground | 2021 | Tier 3 - Extreme | Distribution Circuit | 6 | 3 | 2021-06-03 | 1365016 | Sus | Y | Vegetation¦Treefellintoline¦ConductorOverhead¦Brokenwireonground
21-0071698 | Vegetation | Tree - branch fell on line | Conductor, Overhead | Normal | 2021 | Tier 2 - Elevated | Distribution Circuit | 6 | 8 | 2021-06-08 | 1368629 | Sus | Y | Vegetation¦Treebranchfellonline¦ConductorOverhead¦Normal
21-0073432 | 3rd Party | Customer Equipment | Conductor, Overhead | Normal | 2021 | Tier 2 - Elevated | Distribution Circuit | 6 | 12 | 2021-06-12 | 1371374 | Sus | Y | 3rdParty¦CustomerEquipment¦ConductorOverhead¦Normal
21-0074453 | Equipment Failure/Involved | Overhead | Crossarm, Wood | Broken | 2021 | Tier 3 - Extreme | Transformer only | 6 | 15 | 2021-06-15 | 1374308 | Sus | Y | EquipmentFailureInvolved¦Overhead¦CrossarmWood¦Broken
21-0080344 | Equipment Failure/Involved | Overhead | Transformer (OH) | Failed/Faulted | 2021 | Tier 2 - Elevated | Transformer only | 6 | 26 | 2021-06-26 | 1385837 | Sus | Y | EquipmentFailureInvolved¦Overhead¦Transformer(OH)¦FailedFaulted
21-0085422 | Vegetation | Tree - fell into line | Conductor, Overhead | Broken, wire on ground | 2021 | Tier 2 - Elevated | Distribution Circuit | 7 | 6 | 2021-07-06 | 1393012 | Sus | Y | Vegetation¦Treefellintoline¦ConductorOverhead¦Brokenwireonground
21-0087570 | Unknown Cause | Patrol - found nothing |  |  | 2021 | Tier 3 - Extreme | Distribution Circuit | 7 | 10 | 2021-07-10 | 1398771 | Sus | Y | UnknownCause¦Patrolfoundnothing¦¦
21-0087586 | Equipment Failure/Involved | Overhead | Transformer (OH) | Failed/Faulted | 2021 | Tier 2 - Elevated | Transformer only | 7 | 10 | 2021-07-10 | 1398789 | Sus | Y | EquipmentFailureInvolved¦Overhead¦Transformer(OH)¦FailedFaulted
21-0088830 | Company Initiated | Operating error | Conductor, Overhead | Normal | 2021 | Tier 3 - Extreme | Distribution Circuit | 7 | 13 | 2021-07-13 | 1403304 | Sus | Y | CompanyInitiated¦Operatingerror¦ConductorOverhead¦Normal
21-0090813 | 3rd Party | Vehicle | Pole-Wood | Broken | 2021 | Tier 3 - Extreme | Distribution Circuit | 7 | 16 | 2021-07-16 | 1406083 | Sus | Y | 3rdParty¦Vehicle¦PoleWood¦Broken
21-0091257 | Equipment Failure/Involved | Overhead | Jumper | Burned Open | 2021 | Tier 2 - Elevated | Distribution Circuit | 7 | 17 | 2021-07-17 | 1406890 | Sus | Y | EquipmentFailureInvolved¦Overhead¦Jumper¦BurnedOpen
21-0092229 | Environmental/External | Fire, Forest/Grass | Conductor, Overhead | Normal | 2021 | Tier 3 - Extreme | Distribution Circuit | 7 | 20 | 2021-07-20 | 1408998 | Sus | Y | EnvironmentalExternal¦FireForestGrass¦ConductorOverhead¦Normal
21-0100660 | Unknown Cause | Patrol - found nothing |  |  | 2021 | Tier 3 - Extreme | Distribution Circuit | 8 | 5 | 2021-08-05 | 1435152 | Sus | Y | UnknownCause¦Patrolfoundnothing¦¦
21-0101036 | Equipment Failure/Involved | Underground | Transformer (UG) | Failed/Faulted | 2021 | Tier 2 - Elevated | Distribution Circuit | 8 | 6 | 2021-08-06 | 1435816 | Sus | Y | EquipmentFailureInvolved¦Underground¦Transformer(UG)¦FailedFaulted
21-0105457 | Unknown Cause | Patrol - found nothing |  |  | 2021 | Tier 2 - Elevated | Distribution Circuit | 8 | 17 | 2021-08-17 | 1444618 | Sus | Y | UnknownCause¦Patrolfoundnothing¦¦
21-0106053 | Vegetation | Tree - branch fell on line | Conductor, Overhead | Normal | 2021 | Tier 2 - Elevated | Distribution Circuit | 8 | 17 | 2021-08-17 | 1446159 | Sus | Y | Vegetation¦Treebranchfellonline¦ConductorOverhead¦Normal
21-0113678 | Equipment Failure/Involved | Underground | Conductor, Underground | Burned/flashed | 2021 | Tier 2 - Elevated | Distribution Circuit | 9 | 4 | 2021-09-04 | 1462138 | Sus | Y | EquipmentFailureInvolved¦Underground¦ConductorUnderground¦Burnedflashed
21-0122429 | Unknown Cause | Patrol - found nothing |  |  | 2021 | Tier 3 - Extreme | Distribution Circuit | 9 | 26 | 2021-09-26 | 1480770 | Sus | Y | UnknownCause¦Patrolfoundnothing¦¦
21-0125182 | Vegetation | Tree - fell into line | Conductor, Overhead | Normal | 2021 | Tier 3 - Extreme | Distribution Circuit | 10 | 2 | 2021-10-02 | 1485481 | Sus | Y | Vegetation¦Treefellintoline¦ConductorOverhead¦Normal
21-0126646 | Unknown Cause | Patrol - found nothing |  |  | 2021 | Tier 3 - Extreme | Distribution Circuit | 10 | 6 | 2021-10-06 | 1488781 | Sus | Y | UnknownCause¦Patrolfoundnothing¦¦
21-0131731 | Vegetation | Tree - fell into line | Conductor, Overhead | Broken, wire on ground | 2021 | Tier 3 - Extreme | Distribution Circuit | 10 | 15 | 2021-10-15 | 1498457 | Sus | Y | Vegetation¦Treefellintoline¦ConductorOverhead¦Brokenwireonground
21-0136088 | Equipment Failure/Involved | Overhead | Fuse | Normal | 2021 | Tier 3 - Extreme | Distribution Circuit | 10 | 24 | 2021-10-24 | 1508171 | Sus | Y | EquipmentFailureInvolved¦Overhead¦Fuse¦Normal
21-0139293 | Unknown Cause | Patrol - not conducted |  |  | 2021 | Tier 2 - Elevated | Distribution Circuit | 10 | 28 | 2021-10-28 | 1524112 | Sus | Y | UnknownCause¦Patrolnotconducted¦¦
21-0140333 | Equipment Failure/Involved | Electrical Overload | Fuse | Failed/Faulted | 2021 | Tier 2 - Elevated | Distribution Circuit | 10 | 31 | 2021-10-31 | 1526392 | Sus | Y | EquipmentFailureInvolved¦ElectricalOverload¦Fuse¦FailedFaulted
21-0142085 | Unknown Cause | Patrol - found nothing |  |  | 2021 | Tier 3 - Extreme | Distribution Circuit | 11 | 4 | 2021-11-04 | 1534393 | Sus | Y | UnknownCause¦Patrolfoundnothing¦¦
21-0156276 | Equipment Failure/Involved | Overhead | Lightning Arrestor | Normal | 2021 | Tier 2 - Elevated | Transformer only | 12 | 9 | 2021-12-09 | 1562900 | Sus | N | EquipmentFailureInvolved¦Overhead¦LightningArrestor¦Normal
21-0156726 | Vegetation | Tree - fell into line | Conductor, Overhead | Normal | 2021 | Tier 3 - Extreme | Distribution Circuit | 12 | 11 | 2021-12-11 | 1564863 | Sus | N | Vegetation¦Treefellintoline¦ConductorOverhead¦Normal
21-0158646 | Vegetation | Tree - fell into line | Conductor, Overhead | Broken, wire on ground | 2021 | Tier 2 - Elevated | Distribution Circuit | 12 | 15 | 2021-12-15 | 1572813 | Sus | N | Vegetation¦Treefellintoline¦ConductorOverhead¦Brokenwireonground
21-0160292 | Vegetation | Tree - branch fell on line | Conductor, Overhead | Arcing | 2021 | Tier 2 - Elevated | Distribution Circuit | 12 | 23 | 2021-12-23 | 1579989 | Sus | N | Vegetation¦Treebranchfellonline¦ConductorOverhead¦Arcing
21-0160947 | Vegetation | Tree - fell into line | Conductor, Overhead | Broken, wire on ground | 2021 | Tier 2 - Elevated | Distribution Circuit | 12 | 27 | 2021-12-27 | 1583825 | Sus | N | Vegetation¦Treefellintoline¦ConductorOverhead¦Brokenwireonground
21-0161125 | Vegetation | Tree - fell into line | Conductor, Overhead | On Ground | 2021 | Tier 2 - Elevated | Distribution Circuit | 12 | 27 | 2021-12-27 | 1584795 | Sus | N | Vegetation¦Treefellintoline¦ConductorOverhead¦OnGround
21-0161341 | Environmental/External | Ice or snow | Pole-Wood | Broken, wire on ground | 2021 | Tier 3 - Extreme | Distribution Circuit | 12 | 28 | 2021-12-28 | 1586820 | Sus | N | EnvironmentalExternal¦Iceorsnow¦PoleWood¦Brokenwireonground
21-0162041 | Vegetation | Tree - fell into line | Conductor, Overhead | Normal | 2021 | Tier 3 - Extreme | Distribution Circuit | 12 | 28 | 2021-12-28 | 1587087 | Sus | N | Vegetation¦Treefellintoline¦ConductorOverhead¦Normal
22-0007605 | Environmental/External | Ice or snow | Fuse | Normal | 2021 | Tier 2 - Elevated | Distribution Circuit | 12 | 27 | 2021-12-27 | 1598192 | Sus | N | EnvironmentalExternal¦Iceorsnow¦Fuse¦Normal
22-0021888 | Unknown Cause | Patrol - found nothing |  |  | 2022 | Tier 2 - Elevated | Distribution Circuit | 2 | 13 | 2022-02-13 | 1626598 | Sus | N | UnknownCause¦Patrolfoundnothing¦¦
22-0034826 | Equipment Failure/Involved | Overhead | Transformer (OH) | Failed/Faulted | 2022 | Tier 2 - Elevated | Transformer only | 3 | 16 | 2022-03-16 | 1650068 | Sus | N | EquipmentFailureInvolved¦Overhead¦Transformer(OH)¦FailedFaulted
22-0041977 | Equipment Failure/Involved | Overhead | Pole-Wood | Deteriorated | 2022 | Tier 2 - Elevated | Distribution Circuit | 4 | 2 | 2022-04-02 | 1661542 | Sus | N | EquipmentFailureInvolved¦Overhead¦PoleWood¦Deteriorated
22-0046687 | Vegetation | Tree - fell into line | Conductor, Overhead | Normal | 2022 | Tier 3 - Extreme | Distribution Circuit | 4 | 12 | 2022-04-12 | 1670636 | Sus | N | Vegetation¦Treefellintoline¦ConductorOverhead¦Normal
22-0056475 | Vegetation | Tree - branch fell on line | Service conductor | Broken, wire on ground | 2022 | Tier 3 - Extreme | Transformer only | 4 | 30 | 2022-04-30 | 1685250 | Sus | N | Vegetation¦Treebranchfellonline¦Serviceconductor¦Brokenwireonground
22-0058577 | Equipment Failure/Involved | Overhead | Pole-Wood | Deteriorated | 2022 | Tier 3 - Extreme | Distribution Circuit | 5 | 5 | 2022-05-05 | 1689391 | Sus | Y | EquipmentFailureInvolved¦Overhead¦PoleWood¦Deteriorated
22-0062671 | 3rd Party | Vehicle | Pole-Wood | Broken | 2022 | Tier 3 - Extreme | Distribution Circuit | 5 | 16 | 2022-05-16 | 1697853 | Sus | Y | 3rdParty¦Vehicle¦PoleWood¦Broken
22-0064120 | Equipment Failure/Involved | Overhead | Cutout, fuse holder | Broken | 2022 | Tier 2 - Elevated | Transformer only | 5 | 19 | 2022-05-19 | 1704749 | Sus | Y | EquipmentFailureInvolved¦Overhead¦Cutoutfuseholder¦Broken
22-0072943 | Equipment Failure/Involved | Overhead | Transformer | Failed/Faulted | 2022 | Tier 2 - Elevated | Transformer only | 6 | 10 | 2022-06-10 | 1727269 | Sus | Y | EquipmentFailureInvolved¦Overhead¦Transformer¦FailedFaulted
22-0077972 | Equipment Failure/Involved | Overhead | Pole-Wood | Broken | 2022 | Tier 2 - Elevated | Distribution Circuit | 6 | 23 | 2022-06-23 | 1740594 | Sus | Y | EquipmentFailureInvolved¦Overhead¦PoleWood¦Broken
22-0083188 | Unknown Cause | Patrol - found nothing |  |  | 2022 | Tier 2 - Elevated | Distribution Circuit | 7 | 8 | 2022-07-08 | 1751399 | Sus | Y | UnknownCause¦Patrolfoundnothing¦¦
22-0083640 | Equipment Failure/Involved | Overhead | Pole-Wood | Broken | 2022 | Tier 3 - Extreme | Transformer only | 7 | 10 | 2022-07-10 | 1752538 | Sus | Y | EquipmentFailureInvolved¦Overhead¦PoleWood¦Broken
22-0084933 | Equipment Failure/Involved | Overhead | Secondary | Broken | 2022 | Tier 2 - Elevated | Transformer only | 7 | 13 | 2022-07-13 | 1755620 | Sus | Y | EquipmentFailureInvolved¦Overhead¦Secondary¦Broken
22-0085770 | Vegetation | Tree - fell into line | Conductor, Overhead | Broken, wire on ground | 2022 | Tier 2 - Elevated | Distribution Circuit | 7 | 15 | 2022-07-15 | 1757018 | Sus | Y | Vegetation¦Treefellintoline¦ConductorOverhead¦Brokenwireonground
22-0085949 | Equipment Failure/Involved | Overhead | Bushing | Broken | 2022 | Tier 3 - Extreme | Distribution Circuit | 7 | 15 | 2022-07-15 | 1757231 | Sus | Y | EquipmentFailureInvolved¦Overhead¦Bushing¦Broken
22-0089469 | Equipment Failure/Involved | Overhead | Insulator | Broken | 2022 | Tier 2 - Elevated | Distribution Circuit | 7 | 25 | 2022-07-25 | 1765223 | Sus | Y | EquipmentFailureInvolved¦Overhead¦Insulator¦Broken
22-0095239 | Equipment Failure/Involved | Overhead | Fuse | Burned Open | 2022 | Tier 2 - Elevated | Transformer only | 8 | 9 | 2022-08-09 | 1776541 | Sus | Y | EquipmentFailureInvolved¦Overhead¦Fuse¦BurnedOpen
22-0096558 | Company Initiated | Personnel, company | Conductor, Overhead | Normal | 2022 | Tier 3 - Extreme | Distribution Circuit | 8 | 11 | 2022-08-11 | 1778943 | Sus | Y | CompanyInitiated¦Personnelcompany¦ConductorOverhead¦Normal
22-0103965 | Equipment Failure/Involved | Overhead | Secondary | Broken | 2022 | Tier 3 - Extreme | Transformer only | 8 | 31 | 2022-08-31 | 1795657 | Sus | Y | EquipmentFailureInvolved¦Overhead¦Secondary¦Broken
22-0104065 | Equipment Failure/Involved | Overhead | Transformer | Broken | 2022 | Tier 2 - Elevated | Distribution Circuit | 8 | 31 | 2022-08-31 | 1795682 | Sus | Y | EquipmentFailureInvolved¦Overhead¦Transformer¦Broken
22-0104911 | Animal | Squirrel | Conductor, Overhead | Normal | 2022 | Tier 3 - Extreme | Distribution Circuit | 9 | 1 | 2022-09-01 | 1797187 | Sus | Y | Animal¦Squirrel¦ConductorOverhead¦Normal
22-0107414 | Company Initiated | Improper Construction | Fuse | Burned Open | 2022 | Tier 2 - Elevated | Distribution Circuit | 10 | 12 | 2022-10-12 | 1835858 | Sus | Y | CompanyInitiated¦ImproperConstruction¦Fuse¦BurnedOpen
22-0111538 | Vegetation | Tree - fell into line | Conductor, Overhead | Normal | 2022 | Tier 2 - Elevated | Distribution Circuit | 9 | 18 | 2022-09-18 | 1813673 | Sus | Y | Vegetation¦Treefellintoline¦ConductorOverhead¦Normal
22-0112863 | Environmental/External | Lightning | Transformer (OH) | Failed/Faulted | 2022 | Tier 3 - Extreme | Distribution Circuit | 9 | 20 | 2022-09-20 | 1817892 | Sus | Y | EnvironmentalExternal¦Lightning¦Transformer(OH)¦FailedFaulted
22-0115456 | Unknown Cause | Patrol - found nothing |  |  | 2022 | Tier 2 - Elevated | Distribution Circuit | 9 | 27 | 2022-09-27 | 1822813 | Sus | Y | UnknownCause¦Patrolfoundnothing¦¦
22-0124029 | Unknown Cause | Patrol - found nothing |  |  | 2022 | Tier 2 - Elevated | Distribution Circuit | 10 | 23 | 2022-10-23 | 1843361 | Sus | Y | UnknownCause¦Patrolfoundnothing¦¦
22-0125727 | Environmental/External | Fire, Forest/Grass | Conductor, Overhead | Normal | 2022 | Tier 2 - Elevated | Distribution Circuit | 10 | 28 | 2022-10-28 | 1847749 | Sus | Y | EnvironmentalExternal¦FireForestGrass¦ConductorOverhead¦Normal
22-0125911 | Unknown Cause | Patrol - found nothing |  |  | 2022 | Tier 2 - Elevated | Distribution Circuit | 10 | 29 | 2022-10-29 | 1848280 | Sus | Y | UnknownCause¦Patrolfoundnothing¦¦
22-0126719 | Equipment Failure/Involved | Overhead | Regulator | Arcing | 2022 | Tier 3 - Extreme | Distribution Circuit | 11 | 1 | 2022-11-01 | 1850725 | Sus | Y | EquipmentFailureInvolved¦Overhead¦Regulator¦Arcing
22-0126987 | Equipment Failure/Involved | Overhead | Transformer (OH) | Broken | 2022 | Tier 2 - Elevated | Transformer only | 11 | 2 | 2022-11-02 | 1851365 | Sus | Y | EquipmentFailureInvolved¦Overhead¦Transformer(OH)¦Broken
22-0127108 | Vegetation | Tree - fell into line | Conductor, Overhead | Normal | 2022 | Tier 3 - Extreme | Distribution Circuit | 11 | 2 | 2022-11-02 | 1851706 | Sus | Y | Vegetation¦Treefellintoline¦ConductorOverhead¦Normal
22-0130583 | Vegetation | Tree - branch fell on line | Fuse | Failed/Faulted | 2022 | Tier 3 - Extreme | Transformer only | 11 | 12 | 2022-11-12 | 1861146 | Sus | Y | Vegetation¦Treebranchfellonline¦Fuse¦FailedFaulted
22-0132712 | Equipment Failure/Involved | Underground | Conductor, Underground | Broken | 2022 | Tier 3 - Extreme | Distribution Circuit | 11 | 18 | 2022-11-18 | 1865680 | Sus | Y | EquipmentFailureInvolved¦Underground¦ConductorUnderground¦Broken
22-0134287 | Equipment Failure/Involved | Underground | Conductor, Underground | Broken | 2022 | Tier 2 - Elevated | Distribution Circuit | 11 | 27 | 2022-11-27 | 1869757 | Sus | Y | EquipmentFailureInvolved¦Underground¦ConductorUnderground¦Broken
22-0136347 | Equipment Failure/Involved | Overhead | Recloser | Malfunctioning | 2022 | Tier 2 - Elevated | Distribution Circuit | 12 | 3 | 2022-12-03 | 1875414 | Sus | N | EquipmentFailureInvolved¦Overhead¦Recloser¦Malfunctioning
22-0139239 | Equipment Failure/Involved | Overhead | Conductor, Overhead | Broken, wire on ground | 2022 | Tier 3 - Extreme | Distribution Circuit | 12 | 12 | 2022-12-12 | 1887181 | Sus | N | EquipmentFailureInvolved¦Overhead¦ConductorOverhead¦Brokenwireonground
22-0139251 | Equipment Failure/Involved | Overhead | Fuse | Normal | 2022 | Tier 3 - Extreme | Transformer only | 12 | 12 | 2022-12-12 | 1887138 | Sus | N | EquipmentFailureInvolved¦Overhead¦Fuse¦Normal
22-0139932 | Equipment Failure/Involved | Overhead | Conductor, Overhead | Broken, wire on ground | 2022 | Tier 3 - Extreme | Distribution Circuit | 12 | 13 | 2022-12-13 | 1889360 | Sus | N | EquipmentFailureInvolved¦Overhead¦ConductorOverhead¦Brokenwireonground
23-0004484 | Environmental/External | Flood/Erosion | Pole-Wood | Broken, wire on ground | 2022 | Tier 3 - Extreme | Distribution Circuit | 12 | 31 | 2022-12-31 | 1905541 | Sus | N | EnvironmentalExternal¦FloodErosion¦PoleWood¦Brokenwireonground
15-0010339 | Vegetation | Tree - fell into line | Conductor, Overhead | Broken, wire on ground | 2015 | Tier 2 - Elevated | Distribution Circuit | 2 | 6 | 2015-02-06 | 1176004 | Sus | N | Vegetation¦Treefellintoline¦ConductorOverhead¦Brokenwireonground
15-0010690 | Vegetation | Tree - branch fell on line | Conductor, Overhead | Normal | 2015 | Tier 3 - Extreme | Distribution Circuit | 2 | 6 | 2015-02-06 | 1176159 | Sus | N | Vegetation¦Treebranchfellonline¦ConductorOverhead¦Normal
15-0010992 | Equipment Failure/Involved | Other | Connector or Splice (OH) | Broken | 2015 | Tier 3 - Extreme | Distribution Circuit | 2 | 7 | 2015-02-07 | 1179933 | Sus | N | EquipmentFailureInvolved¦Other¦ConnectororSplice(OH)¦Broken
15-0011183 | Equipment Failure/Involved | Other | Crossarm, Wood | Broken | 2015 | Tier 3 - Extreme | Distribution Circuit | 2 | 6 | 2015-02-06 | 1178911 | Sus | N | EquipmentFailureInvolved¦Other¦CrossarmWood¦Broken
15-0013141 | Unknown Cause | Patrol - found nothing |  |  | 2015 | Tier 2 - Elevated | Distribution Circuit | 2 | 13 | 2015-02-13 | 1189559 | Sus | N | UnknownCause¦Patrolfoundnothing¦¦
15-0019556 | Vegetation | Tree - fell into line | Conductor, Overhead | Broken, wire on ground | 2015 | Tier 3 - Extreme | Distribution Circuit | 3 | 14 | 2015-03-14 | 1203405 | Sus | N | Vegetation¦Treefellintoline¦ConductorOverhead¦Brokenwireonground
15-0034762 | Unknown Cause | Patrol - not conducted |  |  | 2015 | Tier 2 - Elevated | Transmission line | 5 | 17 | 2015-05-17 | 1236028 | Sus | Y | UnknownCause¦Patrolnotconducted¦¦
15-0038592 | Environmental/External | Lightning | Transformer (OH) | Failed/Faulted | 2015 | Tier 2 - Elevated | Transformer only | 6 | 4 | 2015-06-04 | 1243834 | Sus | Y | EnvironmentalExternal¦Lightning¦Transformer(OH)¦FailedFaulted
15-0038759 | Equipment Failure/Involved | Overhead | Pole-Wood | Deteriorated | 2015 | Tier 3 - Extreme | Distribution Circuit | 6 | 5 | 2015-06-05 | 1244115 | Sus | Y | EquipmentFailureInvolved¦Overhead¦PoleWood¦Deteriorated
15-0044318 | Animal | Bird found | Fuse | Failed/Faulted | 2015 | Tier 2 - Elevated | Distribution Circuit | 6 | 30 | 2015-06-30 | 1259439 | Sus | Y | Animal¦Birdfound¦Fuse¦FailedFaulted
15-0045001 | Unknown Cause | Patrol - found nothing |  |  | 2015 | Tier 3 - Extreme | Distribution Circuit | 7 | 2 | 2015-07-02 | 1261725 | Sus | Y | UnknownCause¦Patrolfoundnothing¦¦
15-0045456 | Animal | Bird found | Conductor, Overhead | Normal | 2015 | Tier 2 - Elevated | Distribution Circuit | 7 | 4 | 2015-07-04 | 1262761 | Sus | Y | Animal¦Birdfound¦ConductorOverhead¦Normal
15-0045880 | Unknown Cause | Patrol - found nothing |  |  | 2015 | Tier 2 - Elevated | Distribution Circuit | 7 | 7 | 2015-07-07 | 1263951 | Sus | Y | UnknownCause¦Patrolfoundnothing¦¦
15-0046549 | Equipment Failure/Involved | Overhead | Transformer (OH) | Failed/Faulted | 2015 | Tier 2 - Elevated | Distribution Circuit | 7 | 9 | 2015-07-09 | 1265461 | Sus | Y | EquipmentFailureInvolved¦Overhead¦Transformer(OH)¦FailedFaulted
15-0048350 | Animal | Other | Pole-Wood | Broken | 2015 | Tier 2 - Elevated | Distribution Circuit | 7 | 18 | 2015-07-18 | 1269996 | Sus | Y | Animal¦Other¦PoleWood¦Broken
15-0048694 | Environmental/External | Lightning | Transformer (OH) | Failed/Faulted | 2015 | Tier 2 - Elevated | Distribution Circuit | 7 | 19 | 2015-07-19 | 1271824 | Sus | Y | EnvironmentalExternal¦Lightning¦Transformer(OH)¦FailedFaulted
15-0049323 | Animal | Bird found | Transformer (OH) | Normal | 2015 | Tier 3 - Extreme | Distribution Circuit | 7 | 20 | 2015-07-20 | 1274232 | Sus | Y | Animal¦Birdfound¦Transformer(OH)¦Normal
15-0050436 | Unknown Cause | Patrol - found nothing |  |  | 2015 | Tier 2 - Elevated | Distribution Circuit | 7 | 24 | 2015-07-24 | 1276814 | Sus | Y | UnknownCause¦Patrolfoundnothing¦¦
15-0050591 | Company Initiated | Other Circuits | Other | Normal | 2015 | Tier 3 - Extreme | Transmission line | 7 | 27 | 2015-07-27 | 1277626 | Sus | Y | CompanyInitiated¦OtherCircuits¦Other¦Normal
15-0051657 | Unknown Cause | Patrol - found nothing |  |  | 2015 | Tier 3 - Extreme | Distribution Circuit | 7 | 30 | 2015-07-30 | 1280176 | Sus | Y | UnknownCause¦Patrolfoundnothing¦¦
15-0058703 | Equipment Failure/Involved | Overhead | Transformer | Failed/Faulted | 2015 | Tier 2 - Elevated | Transformer only | 9 | 1 | 2015-09-01 | 1298323 | Sus | Y | EquipmentFailureInvolved¦Overhead¦Transformer¦FailedFaulted
15-0061408 | Vegetation | Tree - fell into line | Conductor, Overhead | Broken, wire on ground | 2015 | Tier 3 - Extreme | Distribution Circuit | 9 | 15 | 2015-09-15 | 1305885 | Sus | Y | Vegetation¦Treefellintoline¦ConductorOverhead¦Brokenwireonground
15-0072731 | Unknown Cause | Patrol - found nothing |  |  | 2015 | Tier 2 - Elevated | Distribution Circuit | 10 | 22 | 2015-10-22 | 1327706 | Sus | Y | UnknownCause¦Patrolfoundnothing¦¦
15-0074381 | Animal | Squirrel | Cutout, fuse holder | Normal | 2015 | Tier 3 - Extreme | Distribution Circuit | 10 | 30 | 2015-10-30 | 1331733 | Sus | Y | Animal¦Squirrel¦Cutoutfuseholder¦Normal
15-0075374 | Unknown Cause | Patrol - found nothing |  |  | 2015 | Tier 2 - Elevated | Distribution Circuit | 11 | 3 | 2015-11-03 | 1334785 | Sus | Y | UnknownCause¦Patrolfoundnothing¦¦
15-0077084 | Unknown Cause | Patrol - found nothing |  |  | 2015 | Tier 3 - Extreme | Distribution Circuit | 11 | 10 | 2015-11-10 | 1338856 | Sus | Y | UnknownCause¦Patrolfoundnothing¦¦
15-0077826 | Vegetation | Tree - branch fell on line | Conductor, Overhead | Normal | 2015 | Tier 3 - Extreme | Distribution Circuit | 11 | 15 | 2015-11-15 | 1341379 | Sus | Y | Vegetation¦Treebranchfellonline¦ConductorOverhead¦Normal
15-0077843 | Vegetation | Tree - bark fell into line | Conductor, Overhead | Contaminated | 2015 | Tier 2 - Elevated | Distribution Circuit | 11 | 15 | 2015-11-15 | 1341429 | Sus | Y | Vegetation¦Treebarkfellintoline¦ConductorOverhead¦Contaminated
15-0081699 | Unknown Cause | Patrol - not conducted |  |  | 2015 | Tier 3 - Extreme | Distribution Circuit | 11 | 30 | 2015-11-30 | 1350533 | Sus | Y | UnknownCause¦Patrolnotconducted¦¦
15-0082490 | Vegetation | Tree - fell into line | Conductor, Overhead | Broken, wire on ground | 2015 | Tier 3 - Extreme | Distribution Circuit | 12 | 3 | 2015-12-03 | 1352818 | Sus | N | Vegetation¦Treefellintoline¦ConductorOverhead¦Brokenwireonground
15-0085189 | Equipment Failure/Involved | Overhead | Transformer | Failed/Faulted | 2015 | Tier 2 - Elevated | Transformer only | 12 | 13 | 2015-12-13 | 1362999 | Sus | N | EquipmentFailureInvolved¦Overhead¦Transformer¦FailedFaulted
15-0085314 | Vegetation | Tree - fell into line | Conductor, Overhead | Broken | 2015 | Tier 3 - Extreme | Distribution Circuit | 12 | 14 | 2015-12-14 | 1363450 | Sus | N | Vegetation¦Treefellintoline¦ConductorOverhead¦Broken
15-0086975 | Equipment Failure/Involved | Overhead | Transformer | Failed/Faulted | 2015 | Tier 2 - Elevated | Distribution Circuit | 12 | 23 | 2015-12-23 | 1370393 | Sus | N | EquipmentFailureInvolved¦Overhead¦Transformer¦FailedFaulted
15-0087631 | Environmental/External | Lightning | Transformer (OH) | Failed/Faulted | 2015 | Tier 2 - Elevated | Distribution Circuit | 12 | 28 | 2015-12-28 | 1373314 | Sus | N | EnvironmentalExternal¦Lightning¦Transformer(OH)¦FailedFaulted
16-0003602 | Unknown Cause | Patrol - found nothing |  |  | 2016 | Tier 2 - Elevated | Distribution Circuit | 1 | 6 | 2016-01-06 | 1378952 | Sus | N | UnknownCause¦Patrolfoundnothing¦¦
16-0004618 | Unknown Cause | Patrol - found nothing |  |  | 2016 | Tier 3 - Extreme | Distribution Circuit | 1 | 11 | 2016-01-11 | 1381720 | Sus | N | UnknownCause¦Patrolfoundnothing¦¦
16-0004938 | Equipment Failure/Involved | Overhead |  | Broken | 2016 | Tier 2 - Elevated | Transformer only | 1 | 13 | 2016-01-13 | 1382476 | Sus | N | EquipmentFailureInvolved¦Overhead¦¦Broken
16-0006179 | Vegetation | Tree - branch fell on line | Conductor, Overhead | Broken, wire on ground | 2016 | Tier 2 - Elevated | Distribution Circuit | 1 | 19 | 2016-01-19 | 1386723 | Sus | N | Vegetation¦Treebranchfellonline¦ConductorOverhead¦Brokenwireonground
16-0006630 | Equipment Failure/Involved | Overhead | Pole-Wood | Broken, wire on ground | 2016 | Tier 3 - Extreme | Distribution Circuit | 1 | 19 | 2016-01-19 | 1387998 | Sus | N | EquipmentFailureInvolved¦Overhead¦PoleWood¦Brokenwireonground
16-0006701 | Vegetation | Tree - branch fell on line | Conductor, Overhead | Broken, wire on object | 2016 | Tier 3 - Extreme | Distribution Circuit | 1 | 20 | 2016-01-20 | 1388252 | Sus | N | Vegetation¦Treebranchfellonline¦ConductorOverhead¦Brokenwireonobject
16-0009642 | Vegetation | Tree - branch fell on line | Conductor, Overhead | Normal | 2016 | Tier 3 - Extreme | Distribution Circuit | 2 | 1 | 2016-02-01 | 1395955 | Sus | N | Vegetation¦Treebranchfellonline¦ConductorOverhead¦Normal
16-0015214 | Company Initiated | Return Circuit Normal | Other | Normal | 2016 | Tier 3 - Extreme | Distribution Circuit | 3 | 2 | 2016-03-02 | 1414512 | Sus | N | CompanyInitiated¦ReturnCircuitNormal¦Other¦Normal
16-0015214 | Company Initiated | Return Circuit Normal | Other | Normal | 2016 | Tier 3 - Extreme | Distribution Circuit | 3 | 2 | 2016-03-02 | 1414512 | Sus | N | CompanyInitiated¦ReturnCircuitNormal¦Other¦Normal
16-0017683 | Vegetation | Tree - branch fell on line | Conductor, Overhead | Broken, wire on ground | 2016 | Tier 3 - Extreme | Distribution Circuit | 3 | 5 | 2016-03-05 | 1418145 | Sus | N | Vegetation¦Treebranchfellonline¦ConductorOverhead¦Brokenwireonground
16-0017949 | Unknown Cause | Patrol - found nothing |  |  | 2016 | Tier 2 - Elevated | Distribution Circuit | 3 | 5 | 2016-03-05 | 1417629 | Sus | N | UnknownCause¦Patrolfoundnothing¦¦
16-0018124 | Equipment Failure/Involved | Overhead | Conductor, Overhead | Broken | 2016 | Tier 2 - Elevated | Distribution Circuit | 3 | 5 | 2016-03-05 | 1418120 | Sus | N | EquipmentFailureInvolved¦Overhead¦ConductorOverhead¦Broken
16-0018265 | Unknown Cause | Patrol - found nothing |  |  | 2016 | Tier 2 - Elevated | Distribution Circuit | 3 | 6 | 2016-03-06 | 1421098 | Sus | N | UnknownCause¦Patrolfoundnothing¦¦
16-0020435 | Vegetation | Tree - fell into line | Conductor, Overhead | Broken, wire on object | 2016 | Tier 3 - Extreme | Distribution Circuit | 3 | 11 | 2016-03-11 | 1427727 | Sus | N | Vegetation¦Treefellintoline¦ConductorOverhead¦Brokenwireonobject
16-0020746 | Vegetation | Tree - branch fell on line | Conductor, Overhead | Normal | 2016 | Tier 3 - Extreme | Distribution Circuit | 3 | 12 | 2016-03-12 | 1429094 | Sus | N | Vegetation¦Treebranchfellonline¦ConductorOverhead¦Normal
16-0022917 | Environmental/External | Lightning | Cutout, fuse holder | Broken | 2016 | Tier 2 - Elevated | Distribution Circuit | 3 | 21 | 2016-03-21 | 1435095 | Sus | N | EnvironmentalExternal¦Lightning¦Cutoutfuseholder¦Broken
16-0025410 | Vegetation | Tree - fell into line | Conductor, Overhead | Broken, wire on ground | 2016 | Tier 2 - Elevated | Distribution Circuit | 3 | 31 | 2016-03-31 | 1442457 | Sus | N | Vegetation¦Treefellintoline¦ConductorOverhead¦Brokenwireonground
16-0027583 | Unknown Cause | Patrol - found nothing |  |  | 2016 | Tier 2 - Elevated | Distribution Circuit | 4 | 10 | 2016-04-10 | 1448133 | Sus | N | UnknownCause¦Patrolfoundnothing¦¦
16-0030423 | Vegetation | Tree - branch fell on line | Pole-Wood | Broken, wire on ground | 2016 | Tier 2 - Elevated | Distribution Circuit | 4 | 22 | 2016-04-22 | 1455394 | Sus | N | Vegetation¦Treebranchfellonline¦PoleWood¦Brokenwireonground
16-0032571 | Animal | Other | Pole-Wood | Broken | 2016 | Tier 2 - Elevated | Distribution Circuit | 4 | 29 | 2016-04-29 | 1461430 | Sus | N | Animal¦Other¦PoleWood¦Broken
16-0047555 | Equipment Failure/Involved | Overhead | Transformer | Leaking | 2016 | Tier 2 - Elevated | Transformer only | 7 | 2 | 2016-07-02 | 1499919 | Sus | Y | EquipmentFailureInvolved¦Overhead¦Transformer¦Leaking
16-0049431 | Unknown Cause | Patrol - found nothing |  |  | 2016 | Tier 3 - Extreme | Distribution Circuit | 7 | 12 | 2016-07-12 | 1508953 | Sus | Y | UnknownCause¦Patrolfoundnothing¦¦
16-0050078 | Unknown Cause | Patrol - found nothing |  |  | 2016 | Tier 2 - Elevated | Distribution Circuit | 7 | 14 | 2016-07-14 | 1510273 | Sus | Y | UnknownCause¦Patrolfoundnothing¦¦
16-0050460 | Vegetation | Tree - fell into line | Conductor, Overhead | Broken, wire on ground | 2016 | Tier 3 - Extreme | Distribution Circuit | 7 | 17 | 2016-07-17 | 1511469 | Sus | Y | Vegetation¦Treefellintoline¦ConductorOverhead¦Brokenwireonground
16-0060426 | Vegetation | Tree - fell into line | Conductor, Overhead | Broken, wire on ground | 2016 | Tier 2 - Elevated | Distribution Circuit | 8 | 26 | 2016-08-26 | 1532842 | Sus | Y | Vegetation¦Treefellintoline¦ConductorOverhead¦Brokenwireonground
16-0060865 | Unknown Cause | Patrol - found nothing |  |  | 2016 | Tier 2 - Elevated | Distribution Circuit | 8 | 29 | 2016-08-29 | 1534049 | Sus | Y | UnknownCause¦Patrolfoundnothing¦¦
16-0069539 | 3rd Party | Tree - cutting, 3rd party | Fuse | Failed/Faulted | 2016 | Tier 3 - Extreme | Distribution Circuit | 10 | 4 | 2016-10-04 | 1552566 | Sus | Y | 3rdParty¦Treecutting3rdparty¦Fuse¦FailedFaulted
16-0069850 | Animal | Bird found | Conductor, Overhead | Normal | 2016 | Tier 2 - Elevated | Distribution Circuit | 10 | 5 | 2016-10-05 | 1553343 | Sus | Y | Animal¦Birdfound¦ConductorOverhead¦Normal
16-0070674 | Equipment Failure/Involved | Overhead | Transformer | Leaking | 2016 | Tier 2 - Elevated | Transformer only | 10 | 9 | 2016-10-09 | 1555489 | Sus | Y | EquipmentFailureInvolved¦Overhead¦Transformer¦Leaking
16-0079294 | Equipment Failure/Involved | Overhead | Transformer | Failed/Faulted | 2016 | Tier 2 - Elevated | Transformer only | 11 | 10 | 2016-11-10 | 1579486 | Sus | Y | EquipmentFailureInvolved¦Overhead¦Transformer¦FailedFaulted
16-0083107 | Vegetation | Tree - fell into line | Transformer | Broken, wire on ground | 2016 | Tier 2 - Elevated | Transformer only | 11 | 30 | 2016-11-30 | 1591805 | Sus | Y | Vegetation¦Treefellintoline¦Transformer¦Brokenwireonground
16-0083455 | Vegetation | Tree - branch fell on line | Transformer (OH) | Broken | 2016 | Tier 2 - Elevated | Distribution Circuit | 12 | 1 | 2016-12-01 | 1592810 | Sus | N | Vegetation¦Treebranchfellonline¦Transformer(OH)¦Broken
16-0084170 | Animal | Squirrel | Fuse | Failed/Faulted | 2016 | Tier 3 - Extreme | Distribution Circuit | 12 | 6 | 2016-12-06 | 1595515 | Sus | N | Animal¦Squirrel¦Fuse¦FailedFaulted
16-0085047 | Equipment Failure/Involved | Underground | Secondary | Deteriorated | 2016 | Tier 2 - Elevated | Transformer only | 12 | 10 | 2016-12-10 | 1599046 | Sus | N | EquipmentFailureInvolved¦Underground¦Secondary¦Deteriorated
16-0085071 | Equipment Failure/Involved | Underground | Other | Burned/flashed | 2016 | Tier 2 - Elevated | Distribution Circuit | 12 | 10 | 2016-12-10 | 1599444 | Sus | N | EquipmentFailureInvolved¦Underground¦Other¦Burnedflashed
16-0087029 | Vegetation | Tree - branch fell on line | Conductor, Overhead | Broken, wire on ground | 2016 | Tier 2 - Elevated | Distribution Circuit | 12 | 26 | 2016-12-26 | 1610914 | Sus | N | Vegetation¦Treebranchfellonline¦ConductorOverhead¦Brokenwireonground
17-0003223 | Vegetation | Tree - fell into line | Conductor, Overhead | Broken, wire on ground | 2017 | Tier 2 - Elevated | Distribution Circuit | 1 | 3 | 2017-01-03 | 1616675 | Sus | N | Vegetation¦Treefellintoline¦ConductorOverhead¦Brokenwireonground
17-0003280 | Unknown Cause | Patrol - found nothing |  |  | 2017 | Tier 2 - Elevated | Distribution Circuit | 1 | 3 | 2017-01-03 | 1616672 | Sus | N | UnknownCause¦Patrolfoundnothing¦¦
17-0003301 | Unknown Cause | Patrol - found nothing |  |  | 2017 | Tier 2 - Elevated | Distribution Circuit | 1 | 3 | 2017-01-03 | 1617131 | Sus | N | UnknownCause¦Patrolfoundnothing¦¦
17-0004696 | Equipment Failure/Involved | Overhead | Conductor, Overhead | Broken, wire on ground | 2017 | Tier 2 - Elevated | Distribution Circuit | 1 | 7 | 2017-01-07 | 1621766 | Sus | N | EquipmentFailureInvolved¦Overhead¦ConductorOverhead¦Brokenwireonground
17-0005250 | Vegetation | Tree - fell into line | Pole-Wood | Broken | 2017 | Tier 2 - Elevated | Distribution Circuit | 1 | 8 | 2017-01-08 | 1626018 | Sus | N | Vegetation¦Treefellintoline¦PoleWood¦Broken
17-0006006 | Equipment Failure/Involved | Overhead | Conductor, Overhead | Broken, wire on ground | 2017 | Tier 2 - Elevated | Distribution Circuit | 1 | 9 | 2017-01-09 | 1630345 | Sus | N | EquipmentFailureInvolved¦Overhead¦ConductorOverhead¦Brokenwireonground
17-0006353 | Vegetation | Tree - fell into line | Conductor, Overhead | Broken, wire on ground | 2017 | Tier 2 - Elevated | Distribution Circuit | 1 | 9 | 2017-01-09 | 1632387 | Sus | N | Vegetation¦Treefellintoline¦ConductorOverhead¦Brokenwireonground
17-0007808 | Vegetation | Tree - branch fell on line | Conductor, Overhead | Normal | 2017 | Tier 3 - Extreme | Distribution Circuit | 1 | 10 | 2017-01-10 | 1634302 | Sus | N | Vegetation¦Treebranchfellonline¦ConductorOverhead¦Normal
17-0008629 | Vegetation | Tree - fell into line | Pole-Wood | Broken, wire on ground | 2017 | Tier 3 - Extreme | Distribution Circuit | 1 | 12 | 2017-01-12 | 1641991 | Sus | N | Vegetation¦Treefellintoline¦PoleWood¦Brokenwireonground
17-0013178 | Unknown Cause | Patrol - found nothing |  |  | 2017 | Tier 3 - Extreme | Distribution Circuit | 1 | 21 | 2017-01-21 | 1661173 | Sus | N | UnknownCause¦Patrolfoundnothing¦¦
17-0013754 | Equipment Failure/Involved | Underground | Connector or Splice (UG) | Failed/Faulted | 2017 | Tier 3 - Extreme | Distribution Circuit | 1 | 23 | 2017-01-23 | 1663679 | Sus | N | EquipmentFailureInvolved¦Underground¦ConnectororSplice(UG)¦FailedFaulted
17-0013757 | Equipment Failure/Involved | Overhead | Cutout, fuse holder | Broken | 2017 | Tier 3 - Extreme | Transformer only | 1 | 22 | 2017-01-22 | 1663766 | Sus | N | EquipmentFailureInvolved¦Overhead¦Cutoutfuseholder¦Broken
17-0013767 | Vegetation | Tree - fell into line | Conductor, Overhead | Broken, wire on ground | 2017 | Tier 3 - Extreme | Distribution Circuit | 1 | 23 | 2017-01-23 | 1663256 | Sus | N | Vegetation¦Treefellintoline¦ConductorOverhead¦Brokenwireonground
17-0017136 | Animal | Squirrel | Conductor, Overhead | Normal | 2017 | Tier 2 - Elevated | Distribution Circuit | 2 | 3 | 2017-02-03 | 1673593 | Sus | N | Animal¦Squirrel¦ConductorOverhead¦Normal
17-0018056 | Vegetation | Tree - fell into line | Pole-Wood | Broken | 2017 | Tier 2 - Elevated | Distribution Circuit | 2 | 7 | 2017-02-07 | 1677345 | Sus | N | Vegetation¦Treefellintoline¦PoleWood¦Broken
17-0019146 | Equipment Failure/Involved | Overhead | Conductor, Overhead | Broken, wire on ground | 2017 | Tier 3 - Extreme | Distribution Circuit | 2 | 8 | 2017-02-08 | 1681895 | Sus | N | EquipmentFailureInvolved¦Overhead¦ConductorOverhead¦Brokenwireonground
17-0019624 | Vegetation | Tree - fell into line | Crossarm, Wood | Broken | 2017 | Tier 2 - Elevated | Distribution Circuit | 2 | 9 | 2017-02-09 | 1684107 | Sus | N | Vegetation¦Treefellintoline¦CrossarmWood¦Broken
17-0025938 | Vegetation | Tree - fell into line | Conductor, Overhead | Normal | 2017 | Tier 2 - Elevated | Distribution Circuit | 2 | 23 | 2017-02-23 | 1711659 | Sus | N | Vegetation¦Treefellintoline¦ConductorOverhead¦Normal
17-0028273 | Vegetation | Tree - fell into line | Pole-Wood | Broken, wire on ground | 2017 | Tier 3 - Extreme | Distribution Circuit | 3 | 4 | 2017-03-04 | 1719029 | Sus | N | Vegetation¦Treefellintoline¦PoleWood¦Brokenwireonground
17-0031402 | Unknown Cause | Patrol - found nothing |  |  | 2017 | Tier 2 - Elevated | Distribution Circuit | 3 | 16 | 2017-03-16 | 1728744 | Sus | N | UnknownCause¦Patrolfoundnothing¦¦
17-0032522 | Environmental/External | Lightning | Transformer (OH) | Failed/Faulted | 2017 | Tier 2 - Elevated | Transformer only | 3 | 21 | 2017-03-21 | 1732448 | Sus | N | EnvironmentalExternal¦Lightning¦Transformer(OH)¦FailedFaulted
17-0032556 | Environmental/External | Lightning | Transformer (OH) | Failed/Faulted | 2017 | Tier 3 - Extreme | Distribution Circuit | 3 | 21 | 2017-03-21 | 1732468 | Sus | N | EnvironmentalExternal¦Lightning¦Transformer(OH)¦FailedFaulted
17-0032611 | Vegetation | Tree - fell into line | Conductor, Overhead | Broken, wire on ground | 2017 | Tier 2 - Elevated | Distribution Circuit | 3 | 22 | 2017-03-22 | 1732616 | Sus | N | Vegetation¦Treefellintoline¦ConductorOverhead¦Brokenwireonground
17-0033145 | Equipment Failure/Involved | Overhead | Crossarm, Wood | Broken | 2017 | Tier 3 - Extreme | Distribution Circuit | 3 | 23 | 2017-03-23 | 1733716 | Sus | N | EquipmentFailureInvolved¦Overhead¦CrossarmWood¦Broken
17-0035215 | Company Initiated | Improper Construction | Anchor or Guy | Broken | 2017 | Tier 2 - Elevated | Distribution Circuit | 3 | 30 | 2017-03-30 | 1739883 | Sus | N | CompanyInitiated¦ImproperConstruction¦AnchororGuy¦Broken
17-0037749 | Unknown Cause | Patrol - found nothing |  |  | 2017 | Tier 3 - Extreme | Distribution Circuit | 4 | 6 | 2017-04-06 | 1748048 | Sus | N | UnknownCause¦Patrolfoundnothing¦¦
17-0043054 | Unknown Cause | Patrol - found nothing |  |  | 2017 | Tier 3 - Extreme | Distribution Circuit | 4 | 26 | 2017-04-26 | 1767502 | Sus | N | UnknownCause¦Patrolfoundnothing¦¦
17-0046992 | Unknown Cause | Patrol - found nothing |  |  | 2017 | Tier 2 - Elevated | Distribution Circuit | 5 | 10 | 2017-05-10 | 1779478 | Sus | Y | UnknownCause¦Patrolfoundnothing¦¦
17-0049315 | Vegetation | Tree - fell into line | Conductor, Overhead | Broken, wire on ground | 2017 | Tier 2 - Elevated | Distribution Circuit | 5 | 20 | 2017-05-20 | 1785939 | Sus | Y | Vegetation¦Treefellintoline¦ConductorOverhead¦Brokenwireonground
17-0051163 | Unknown Cause | Patrol - not conducted |  |  | 2017 | Tier 3 - Extreme | Distribution Circuit | 5 | 27 | 2017-05-27 | 1791884 | Sus | Y | UnknownCause¦Patrolnotconducted¦¦
17-0051240 | Unknown Cause | Patrol - found nothing |  |  | 2017 | Tier 2 - Elevated | Distribution Circuit | 5 | 28 | 2017-05-28 | 1792390 | Sus | Y | UnknownCause¦Patrolfoundnothing¦¦
17-0052189 | Unknown Cause | Patrol - found nothing |  |  | 2017 | Tier 3 - Extreme | Distribution Circuit | 6 | 1 | 2017-06-01 | 1795262 | Sus | Y | UnknownCause¦Patrolfoundnothing¦¦
17-0058862 | Unknown Cause | Patrol - found nothing |  |  | 2017 | Tier 2 - Elevated | Distribution Circuit | 6 | 27 | 2017-06-27 | 1818858 | Sus | Y | UnknownCause¦Patrolfoundnothing¦¦
17-0071584 | Vegetation | Tree - branch fell on line | Conductor, Overhead | Broken, wire on ground | 2017 | Tier 2 - Elevated | Distribution Circuit | 8 | 20 | 2017-08-20 | 1855771 | Sus | Y | Vegetation¦Treebranchfellonline¦ConductorOverhead¦Brokenwireonground
17-0073601 | Equipment Failure/Involved | Underground | Secondary | Arcing | 2017 | Tier 2 - Elevated | Transformer only | 8 | 28 | 2017-08-28 | 1861964 | Sus | Y | EquipmentFailureInvolved¦Underground¦Secondary¦Arcing
17-0074191 | Equipment Failure/Involved | Overhead | Transformer | Failed/Faulted | 2017 | Tier 2 - Elevated | Transformer only | 8 | 30 | 2017-08-30 | 1863376 | Sus | Y | EquipmentFailureInvolved¦Overhead¦Transformer¦FailedFaulted
17-0074899 | Equipment Failure/Involved | Overhead | Transformer (OH) | Broken | 2017 | Tier 2 - Elevated | Distribution Circuit | 9 | 1 | 2017-09-01 | 1865099 | Sus | Y | EquipmentFailureInvolved¦Overhead¦Transformer(OH)¦Broken
17-0076664 | Animal | Squirrel | Transformer (OH) | Normal | 2017 | Tier 3 - Extreme | Distribution Circuit | 9 | 7 | 2017-09-07 | 1872321 | Sus | Y | Animal¦Squirrel¦Transformer(OH)¦Normal
17-0076844 | Unknown Cause | Patrol - found nothing |  |  | 2017 | Tier 3 - Extreme | Distribution Circuit | 9 | 7 | 2017-09-07 | 1872876 | Sus | Y | UnknownCause¦Patrolfoundnothing¦¦
17-0081298 | Company Initiated | Other Circuits | Conductor, Overhead | Normal | 2017 | Tier 2 - Elevated | Distribution Circuit | 9 | 24 | 2017-09-24 | 1884897 | Sus | Y | CompanyInitiated¦OtherCircuits¦ConductorOverhead¦Normal
17-0085299 | Equipment Failure/Involved | Overhead | Crossarm, Wood | Broken | 2017 | Tier 2 - Elevated | Distribution Circuit | 10 | 8 | 2017-10-08 | 1893953 | Sus | Y | EquipmentFailureInvolved¦Overhead¦CrossarmWood¦Broken
17-0088896 | Vegetation | Tree - bark fell into line | Conductor, Overhead | Broken, wire on ground | 2017 | Tier 3 - Extreme | Distribution Circuit | 10 | 20 | 2017-10-20 | 1905198 | Sus | Y | Vegetation¦Treebarkfellintoline¦ConductorOverhead¦Brokenwireonground
17-0089291 | Equipment Failure/Involved | Overhead | Fuse | Failed/Faulted | 2017 | Tier 3 - Extreme | Distribution Circuit | 10 | 20 | 2017-10-20 | 1906499 | Sus | Y | EquipmentFailureInvolved¦Overhead¦Fuse¦FailedFaulted
17-0099759 | Vegetation | Tree - branch fell on line | Conductor, Overhead | Broken | 2017 | Tier 3 - Extreme | Distribution Circuit | 12 | 4 | 2017-12-04 | 1935689 | Sus | N | Vegetation¦Treebranchfellonline¦ConductorOverhead¦Broken
17-0099866 | Vegetation | Tree - fell into line | Pole-Wood | Broken, wire on ground | 2017 | Tier 3 - Extreme | Distribution Circuit | 12 | 4 | 2017-12-04 | 1935925 | Sus | N | Vegetation¦Treefellintoline¦PoleWood¦Brokenwireonground
17-0100933 | Vegetation | Tree - branch fell on line | Conductor, Overhead | Normal | 2017 | Tier 3 - Extreme | Distribution Circuit | 12 | 9 | 2017-12-09 | 1939535 | Sus | N | Vegetation¦Treebranchfellonline¦ConductorOverhead¦Normal
17-0101122 | 3rd Party | Vehicle | Other | Broken | 2017 | Tier 2 - Elevated | Distribution Circuit | 12 | 11 | 2017-12-11 | 1940486 | Sus | N | 3rdParty¦Vehicle¦Other¦Broken
18-0004075 | Animal | Bird found | Conductor, Overhead | Normal | 2018 | Tier 2 - Elevated | Distribution Circuit | 1 | 6 | 2018-01-06 | 3331 | Sus | N | Animal¦Birdfound¦ConductorOverhead¦Normal
18-0009139 | Vegetation | Tree - fell into line | Pole-Wood | Broken | 2018 | Tier 2 - Elevated | Distribution Circuit | 1 | 25 | 2018-01-25 | 14171 | Sus | N | Vegetation¦Treefellintoline¦PoleWood¦Broken
18-0014371 | Unknown Cause | Patrol - found nothing |  |  | 2018 | Tier 2 - Elevated | Distribution Circuit | 2 | 14 | 2018-02-14 | 24759 | Sus | N | UnknownCause¦Patrolfoundnothing¦¦
18-0017919 | Equipment Failure/Involved | Overhead | Transformer | Failed/Faulted | 2018 | Tier 2 - Elevated | Transformer only | 2 | 27 | 2018-02-27 | 33132 | Sus | N | EquipmentFailureInvolved¦Overhead¦Transformer¦FailedFaulted
18-0019395 | Unknown Cause | Patrol - found nothing |  |  | 2018 | Tier 2 - Elevated | Distribution Circuit | 3 | 3 | 2018-03-03 | 37246 | Sus | N | UnknownCause¦Patrolfoundnothing¦¦
18-0020515 | Unknown Cause | Patrol - found nothing |  |  | 2018 | Tier 2 - Elevated | Distribution Circuit | 3 | 7 | 2018-03-07 | 39569 | Sus | N | UnknownCause¦Patrolfoundnothing¦¦
18-0022863 | Unknown Cause | Patrol - found nothing |  |  | 2018 | Tier 2 - Elevated | Distribution Circuit | 3 | 14 | 2018-03-14 | 44428 | Sus | N | UnknownCause¦Patrolfoundnothing¦¦
18-0025284 | Unknown Cause | Patrol - found nothing |  |  | 2018 | Tier 3 - Extreme | Distribution Circuit | 3 | 22 | 2018-03-22 | 50223 | Sus | N | UnknownCause¦Patrolfoundnothing¦¦
18-0026150 | Vegetation | Tree - branch fell on line | Fuse | Normal | 2018 | Tier 2 - Elevated | Distribution Circuit | 3 | 23 | 2018-03-23 | 52112 | Sus | N | Vegetation¦Treebranchfellonline¦Fuse¦Normal
18-0027568 | Animal | Bird found | Conductor, Overhead | Normal | 2018 | Tier 2 - Elevated | Distribution Circuit | 3 | 29 | 2018-03-29 | 55600 | Sus | N | Animal¦Birdfound¦ConductorOverhead¦Normal
18-0034363 | Unknown Cause | Patrol - found nothing |  |  | 2018 | Tier 2 - Elevated | Distribution Circuit | 4 | 21 | 2018-04-21 | 71421 | Sus | N | UnknownCause¦Patrolfoundnothing¦¦
18-0037147 | Unknown Cause | Patrol - found nothing |  |  | 2018 | Tier 2 - Elevated | Distribution Circuit | 5 | 1 | 2018-05-01 | 77205 | Sus | Y | UnknownCause¦Patrolfoundnothing¦¦
18-0040865 | Equipment Failure/Involved | Overhead | Transformer | Failed/Faulted | 2018 | Tier 2 - Elevated | Transformer only | 5 | 14 | 2018-05-14 | 85860 | Sus | Y | EquipmentFailureInvolved¦Overhead¦Transformer¦FailedFaulted
18-0041559 | Environmental/External | Lightning | Transformer | Failed/Faulted | 2018 | Tier 3 - Extreme | Transformer only | 5 | 16 | 2018-05-16 | 87277 | Sus | Y | EnvironmentalExternal¦Lightning¦Transformer¦FailedFaulted
18-0045599 | Unknown Cause | Patrol - found nothing |  |  | 2018 | Tier 2 - Elevated | Distribution Circuit | 5 | 30 | 2018-05-30 | 96660 | Sus | Y | UnknownCause¦Patrolfoundnothing¦¦
18-0045838 | Vegetation | Tree - branch fell on line | Conductor, Overhead | Together | 2018 | Tier 2 - Elevated | Distribution Circuit | 5 | 30 | 2018-05-30 | 97439 | Sus | Y | Vegetation¦Treebranchfellonline¦ConductorOverhead¦Together
18-0049586 | Unknown Cause | Patrol - found nothing |  |  | 2018 | Tier 2 - Elevated | Distribution Circuit | 6 | 11 | 2018-06-11 | 106241 | Sus | Y | UnknownCause¦Patrolfoundnothing¦¦
18-0051122 | 3rd Party | Vehicle | Pole-Wood | Broken, wire on ground | 2018 | Tier 2 - Elevated | Distribution Circuit | 6 | 14 | 2018-06-14 | 109303 | Sus | Y | 3rdParty¦Vehicle¦PoleWood¦Brokenwireonground
18-0051122 | 3rd Party | Vehicle | Pole-Wood | Broken, wire on ground | 2018 | Tier 2 - Elevated | Distribution Circuit | 6 | 14 | 2018-06-14 | 109303 | Sus | Y | 3rdParty¦Vehicle¦PoleWood¦Brokenwireonground
18-0054056 | Animal | Bird found | Lightning Arrestor | Failed/Faulted | 2018 | Tier 2 - Elevated | Distribution Circuit | 6 | 24 | 2018-06-24 | 117077 | Sus | Y | Animal¦Birdfound¦LightningArrestor¦FailedFaulted
18-0055613 | Unknown Cause | Patrol - found nothing |  |  | 2018 | Tier 2 - Elevated | Distribution Circuit | 6 | 29 | 2018-06-29 | 120730 | Sus | Y | UnknownCause¦Patrolfoundnothing¦¦
18-0059637 | Equipment Failure/Involved | Overhead | Service conductor | Normal | 2018 | Tier 2 - Elevated | Transformer only | 7 | 13 | 2018-07-13 | 131039 | Sus | Y | EquipmentFailureInvolved¦Overhead¦Serviceconductor¦Normal
18-0062260 | Unknown Cause | Patrol - found nothing |  |  | 2018 | Tier 3 - Extreme | Distribution Circuit | 7 | 21 | 2018-07-21 | 137018 | Sus | Y | UnknownCause¦Patrolfoundnothing¦¦
18-0067890 | Equipment Failure/Involved | Underground | Conductor, Underground | Burned/flashed | 2018 | Tier 2 - Elevated | Distribution Circuit | 8 | 8 | 2018-08-08 | 151217 | Sus | Y | EquipmentFailureInvolved¦Underground¦ConductorUnderground¦Burnedflashed
18-0068612 | Vegetation | Tree - fell into line | Conductor, Overhead | Broken | 2018 | Tier 3 - Extreme | Distribution Circuit | 8 | 10 | 2018-08-10 | 152747 | Sus | Y | Vegetation¦Treefellintoline¦ConductorOverhead¦Broken
18-0069051 | Unknown Cause | Patrol - found nothing |  |  | 2018 | Tier 2 - Elevated | Distribution Circuit | 8 | 12 | 2018-08-12 | 153878 | Sus | Y | UnknownCause¦Patrolfoundnothing¦¦
18-0086723 | Vegetation | Tree - fell into line | Conductor, Overhead | Broken, wire on object | 2018 | Tier 2 - Elevated | Transformer only | 10 | 4 | 2018-10-04 | 188102 | Sus | Y | Vegetation¦Treefellintoline¦ConductorOverhead¦Brokenwireonobject
18-0090294 | Wildfire Mitigation | Public Safety Power Shut-off |  |  | 2018 | Tier 3 - Extreme | Distribution Circuit | 10 | 14 | 2018-10-14 | 195067 | Sus | Y | WildfireMitigation¦PublicSafetyPowerShutoff¦¦
18-0093950 | Equipment Failure/Involved | Electrical Overload | Transformer (OH) | Failed/Faulted | 2018 | Tier 3 - Extreme | Transformer only | 10 | 24 | 2018-10-24 | 201831 | Sus | Y | EquipmentFailureInvolved¦ElectricalOverload¦Transformer(OH)¦FailedFaulted
18-0100455 | Environmental/External | Fire, Forest/Grass | Pole-Wood | Burned/flashed | 2018 | Tier 3 - Extreme | Distribution Circuit | 11 | 8 | 2018-11-08 | 216961 | Sus | Y | EnvironmentalExternal¦FireForestGrass¦PoleWood¦Burnedflashed
18-0102384 | Unknown Cause | Patrol - found nothing |  |  | 2018 | Tier 2 - Elevated | Distribution Circuit | 11 | 22 | 2018-11-22 | 222190 | Sus | Y | UnknownCause¦Patrolfoundnothing¦¦
18-0102704 | Vegetation | Tree - fell into line | Anchor or Guy | Broken | 2018 | Tier 3 - Extreme | Distribution Circuit | 11 | 23 | 2018-11-23 | 223236 | Sus | Y | Vegetation¦Treefellintoline¦AnchororGuy¦Broken
18-0104320 | Unknown Cause | Patrol - found nothing |  |  | 2018 | Tier 2 - Elevated | Distribution Circuit | 11 | 28 | 2018-11-28 | 226347 | Sus | Y | UnknownCause¦Patrolfoundnothing¦¦
18-0105127 | Unknown Cause | Patrol - found nothing |  |  | 2018 | Tier 3 - Extreme | Distribution Circuit | 11 | 29 | 2018-11-29 | 228171 | Sus | Y | UnknownCause¦Patrolfoundnothing¦¦
18-0107590 | Animal | Squirrel | Transformer (OH) | Normal | 2018 | Tier 2 - Elevated | Distribution Circuit | 12 | 6 | 2018-12-06 | 234870 | Sus | N | Animal¦Squirrel¦Transformer(OH)¦Normal
18-0109268 | Vegetation | Tree - fell into line | Conductor, Overhead | Broken, wire on ground | 2018 | Zone 1 - HHZ | Distribution Circuit | 12 | 14 | 2018-12-14 | 239984 | Sus | N | Vegetation¦Treefellintoline¦ConductorOverhead¦Brokenwireonground
18-0109960 | Animal | Bird found | Conductor, Overhead | Normal | 2018 | Tier 2 - Elevated | Distribution Circuit | 12 | 19 | 2018-12-19 | 243387 | Sus | N | Animal¦Birdfound¦ConductorOverhead¦Normal
18-0110106 | Unknown Cause | Patrol - found nothing |  |  | 2018 | Tier 2 - Elevated | Distribution Circuit | 12 | 20 | 2018-12-20 | 244293 | Sus | N | UnknownCause¦Patrolfoundnothing¦¦
18-0110771 | Equipment Failure/Involved | Overhead | Transformer | Failed/Faulted | 2018 | Tier 2 - Elevated | Transformer only | 12 | 26 | 2018-12-26 | 247646 | Sus | N | EquipmentFailureInvolved¦Overhead¦Transformer¦FailedFaulted
19-0000882 | Company Initiated | Return Circuit Normal | Conductor, Overhead | Normal | 2019 | Tier 2 - Elevated | Distribution Circuit | 3 | 7 | 2019-03-07 | 333817 | Sus | N | CompanyInitiated¦ReturnCircuitNormal¦ConductorOverhead¦Normal
19-0006067 | 3rd Party | Vehicle | Fuse | Normal | 2019 | Tier 3 - Extreme | Distribution Circuit | 1 | 7 | 2019-01-07 | 260048 | Sus | N | 3rdParty¦Vehicle¦Fuse¦Normal
19-0011306 | Vegetation | Tree - branch fell on line | Conductor, Overhead | Broken, wire on ground | 2019 | Tier 2 - Elevated | Distribution Circuit | 1 | 17 | 2019-01-17 | 274401 | Sus | N | Vegetation¦Treebranchfellonline¦ConductorOverhead¦Brokenwireonground
19-0011721 | 3rd Party | Vehicle | Conductor, Overhead | Broken, wire on ground | 2019 | Tier 2 - Elevated | Distribution Circuit | 1 | 18 | 2019-01-18 | 275653 | Sus | N | 3rdParty¦Vehicle¦ConductorOverhead¦Brokenwireonground
19-0011721 | 3rd Party | Vehicle | Conductor, Overhead | Broken, wire on ground | 2019 | Tier 2 - Elevated | Distribution Circuit | 1 | 18 | 2019-01-18 | 275653 | Sus | N | 3rdParty¦Vehicle¦ConductorOverhead¦Brokenwireonground
19-0012946 | Equipment Failure/Involved | Underground | Secondary | Burned Open | 2019 | Tier 2 - Elevated | Transformer only | 1 | 21 | 2019-01-21 | 278519 | Sus | N | EquipmentFailureInvolved¦Underground¦Secondary¦BurnedOpen
19-0018155 | Vegetation | Tree - fell into line | Conductor, Overhead | Broken, wire on ground | 2019 | Tier 2 - Elevated | Distribution Circuit | 2 | 4 | 2019-02-04 | 291084 | Sus | N | Vegetation¦Treefellintoline¦ConductorOverhead¦Brokenwireonground
19-0018604 | Vegetation | Tree - fell into line | Pole-Wood | Normal | 2019 | Tier 3 - Extreme | Distribution Circuit | 2 | 5 | 2019-02-05 | 292837 | Sus | N | Vegetation¦Treefellintoline¦PoleWood¦Normal
19-0018759 | Equipment Failure/Involved | Overhead | Pole-Wood | Broken | 2019 | Tier 2 - Elevated | Distribution Circuit | 2 | 5 | 2019-02-05 | 292576 | Sus | N | EquipmentFailureInvolved¦Overhead¦PoleWood¦Broken
19-0020743 | Animal | Bird found | Fuse | Failed/Faulted | 2019 | Tier 2 - Elevated | Distribution Circuit | 2 | 10 | 2019-02-10 | 298988 | Sus | N | Animal¦Birdfound¦Fuse¦FailedFaulted
19-0021731 | Environmental/External | Ice or snow | Pole-Wood | Broken, wire on ground | 2019 | Tier 2 - Elevated | Distribution Circuit | 2 | 13 | 2019-02-13 | 301942 | Sus | N | EnvironmentalExternal¦Iceorsnow¦PoleWood¦Brokenwireonground
19-0022483 | Vegetation | Tree - branch fell on line | Conductor, Overhead | Normal | 2019 | Tier 3 - Extreme | Distribution Circuit | 2 | 13 | 2019-02-13 | 305060 | Sus | N | Vegetation¦Treebranchfellonline¦ConductorOverhead¦Normal
19-0022782 | Vegetation | Tree - fell into line | Conductor, Overhead | Broken, wire on ground | 2019 | Tier 2 - Elevated | Distribution Circuit | 2 | 14 | 2019-02-14 | 306487 | Sus | N | Vegetation¦Treefellintoline¦ConductorOverhead¦Brokenwireonground
19-0023548 | Vegetation | Tree - fell into line | Conductor, Overhead | Broken, wire on ground | 2019 | Tier 2 - Elevated | Distribution Circuit | 2 | 13 | 2019-02-13 | 310324 | Sus | N | Vegetation¦Treefellintoline¦ConductorOverhead¦Brokenwireonground
19-0025085 | Vegetation | Tree - fell into line | Conductor, Overhead | Broken, wire on ground | 2019 | Tier 2 - Elevated | Distribution Circuit | 2 | 17 | 2019-02-17 | 315504 | Sus | N | Vegetation¦Treefellintoline¦ConductorOverhead¦Brokenwireonground
19-0025153 | Vegetation | Tree - fell into line | Conductor, Overhead | Broken, wire on ground | 2019 | Tier 3 - Extreme | Distribution Circuit | 2 | 17 | 2019-02-17 | 315830 | Sus | N | Vegetation¦Treefellintoline¦ConductorOverhead¦Brokenwireonground
19-0026176 | Unknown Cause | Patrol - found nothing |  |  | 2019 | Tier 2 - Elevated | Distribution Circuit | 2 | 19 | 2019-02-19 | 319049 | Sus | N | UnknownCause¦Patrolfoundnothing¦¦
19-0027492 | Unknown Cause | Patrol - found nothing |  |  | 2019 | Tier 2 - Elevated | Distribution Circuit | 2 | 23 | 2019-02-23 | 321848 | Sus | N | UnknownCause¦Patrolfoundnothing¦¦
19-0027548 | Equipment Failure/Involved | Overhead | Connector or Splice (OH) | Arcing | 2019 | Tier 3 - Extreme | Transformer only | 2 | 24 | 2019-02-24 | 322300 | Sus | N | EquipmentFailureInvolved¦Overhead¦ConnectororSplice(OH)¦Arcing
19-0028517 | Vegetation | Tree - fell into line | Conductor, Overhead | Broken, wire on ground | 2019 | Tier 3 - Extreme | Distribution Circuit | 2 | 26 | 2019-02-26 | 324998 | Sus | N | Vegetation¦Treefellintoline¦ConductorOverhead¦Brokenwireonground
19-0028638 | Unknown Cause | Patrol - not conducted |  |  | 2019 | Tier 2 - Elevated | Distribution Circuit | 2 | 26 | 2019-02-26 | 325569 | Sus | N | UnknownCause¦Patrolnotconducted¦¦
19-0029270 | Unknown Cause | Patrol - not conducted |  |  | 2019 | Tier 2 - Elevated | Distribution Circuit | 2 | 26 | 2019-02-26 | 325826 | Sus | N | UnknownCause¦Patrolnotconducted¦¦
19-0029409 | Vegetation | Tree - fell into line | Conductor, Overhead | Normal | 2019 | Tier 3 - Extreme | Distribution Circuit | 2 | 28 | 2019-02-28 | 328085 | Sus | N | Vegetation¦Treefellintoline¦ConductorOverhead¦Normal
19-0030060 | Unknown Cause | Patrol - found nothing |  |  | 2019 | Tier 2 - Elevated | Distribution Circuit | 3 | 2 | 2019-03-02 | 329523 | Sus | N | UnknownCause¦Patrolfoundnothing¦¦
19-0031119 | Unknown Cause | Patrol - found nothing |  |  | 2019 | Tier 2 - Elevated | Distribution Circuit | 3 | 6 | 2019-03-06 | 332169 | Sus | N | UnknownCause¦Patrolfoundnothing¦¦
19-0032189 | Animal | Bird found | Conductor, Overhead | Normal | 2019 | Tier 3 - Extreme | Distribution Circuit | 3 | 8 | 2019-03-08 | 334724 | Sus | N | Animal¦Birdfound¦ConductorOverhead¦Normal
19-0034065 | Animal | Bird found | Fuse | Failed/Faulted | 2019 | Tier 3 - Extreme | Distribution Circuit | 3 | 15 | 2019-03-15 | 339861 | Sus | N | Animal¦Birdfound¦Fuse¦FailedFaulted
19-0053682 | Vegetation | Tree - fell into line | Conductor, Overhead | Broken, wire on ground | 2019 | Tier 2 - Elevated | Distribution Circuit | 5 | 18 | 2019-05-18 | 384343 | Sus | Y | Vegetation¦Treefellintoline¦ConductorOverhead¦Brokenwireonground
19-0057742 | Vegetation | Tree - fell into line | Fuse | Failed/Faulted | 2019 | Tier 2 - Elevated | Distribution Circuit | 5 | 26 | 2019-05-26 | 390564 | Sus | Y | Vegetation¦Treefellintoline¦Fuse¦FailedFaulted
19-0057981 | Unknown Cause | Patrol - found nothing |  |  | 2019 | Tier 2 - Elevated | Distribution Circuit | 5 | 27 | 2019-05-27 | 391233 | Sus | Y | UnknownCause¦Patrolfoundnothing¦¦
19-0065084 | Unknown Cause | Patrol - found nothing |  |  | 2019 | Tier 2 - Elevated | Distribution Circuit | 6 | 10 | 2019-06-10 | 403076 | Sus | Y | UnknownCause¦Patrolfoundnothing¦¦
19-0073854 | Equipment Failure/Involved | Overhead | Cutout, fuse holder | Broken | 2019 | Tier 2 - Elevated | Distribution Circuit | 7 | 2 | 2019-07-02 | 439598 | Sus | Y | EquipmentFailureInvolved¦Overhead¦Cutoutfuseholder¦Broken
19-0075401 | Unknown Cause | Patrol - found nothing |  |  | 2019 | Tier 2 - Elevated | Distribution Circuit | 7 | 8 | 2019-07-08 | 442962 | Sus | Y | UnknownCause¦Patrolfoundnothing¦¦
19-0094570 | Vegetation | Tree - fell into line | Conductor, Overhead | Normal | 2019 | Tier 2 - Elevated | Distribution Circuit | 9 | 2 | 2019-09-02 | 550924 | Sus | Y | Vegetation¦Treefellintoline¦ConductorOverhead¦Normal
19-0096084 | Vegetation | Tree - branch fell on line | Insulator | Broken | 2019 | Tier 3 - Extreme | Distribution Circuit | 9 | 6 | 2019-09-06 | 558411 | Sus | Y | Vegetation¦Treebranchfellonline¦Insulator¦Broken
19-0098493 | Vegetation | Tree - fell into line | Conductor, Overhead | Broken, wire on ground | 2019 | Tier 3 - Extreme | Distribution Circuit | 9 | 12 | 2019-09-12 | 576529 | Sus | Y | Vegetation¦Treefellintoline¦ConductorOverhead¦Brokenwireonground
19-0110823 | Unknown Cause | Patrol - found nothing |  |  | 2019 | Tier 2 - Elevated | Distribution Circuit | 10 | 12 | 2019-10-12 | 655186 | Sus | Y | UnknownCause¦Patrolfoundnothing¦¦
19-0110934 | 3rd Party | Customer Equipment | Transformer | Burned/flashed | 2019 | Tier 2 - Elevated | Transformer only | 10 | 13 | 2019-10-13 | 655531 | Sus | Y | 3rdParty¦CustomerEquipment¦Transformer¦Burnedflashed
19-0111621 | Unknown Cause | Patrol - found nothing |  |  | 2019 | Tier 2 - Elevated | Distribution Circuit | 10 | 15 | 2019-10-15 | 658787 | Sus | Y | UnknownCause¦Patrolfoundnothing¦¦
19-0116601 | Wildfire Mitigation | Public Safety Power Shut-off | Conductor, Overhead | Normal | 2019 | Tier 2 - Elevated | Distribution Circuit | 10 | 26 | 2019-10-26 | 684183 | Sus | Y | WildfireMitigation¦PublicSafetyPowerShutoff¦ConductorOverhead¦Normal
19-0123392 | Unknown Cause | Patrol - found nothing |  |  | 2019 | Tier 2 - Elevated | Distribution Circuit | 11 | 10 | 2019-11-10 | 703891 | Sus | Y | UnknownCause¦Patrolfoundnothing¦¦
19-0129164 | 3rd Party | Vehicle | Pole-Wood | Broken | 2019 | Tier 2 - Elevated | Distribution Circuit | 11 | 26 | 2019-11-26 | 715983 | Sus | Y | 3rdParty¦Vehicle¦PoleWood¦Broken
19-0129435 | Vegetation | Tree - branch fell on line | Conductor, Overhead | Broken | 2019 | Tier 2 - Elevated | Distribution Circuit | 11 | 26 | 2019-11-26 | 716578 | Sus | Y | Vegetation¦Treebranchfellonline¦ConductorOverhead¦Broken
19-0130412 | Vegetation | Tree - branch fell on line | Conductor, Overhead | Normal | 2019 | Tier 2 - Elevated | Distribution Circuit | 11 | 27 | 2019-11-27 | 721084 | Sus | Y | Vegetation¦Treebranchfellonline¦ConductorOverhead¦Normal
19-0130428 | Vegetation | Tree - fell into line | Conductor, Overhead | Normal | 2019 | Tier 3 - Extreme | Distribution Circuit | 11 | 27 | 2019-11-27 | 719963 | Sus | Y | Vegetation¦Treefellintoline¦ConductorOverhead¦Normal
19-0130832 | Unknown Cause | Patrol - found nothing |  |  | 2019 | Tier 2 - Elevated | Distribution Circuit | 11 | 27 | 2019-11-27 | 722017 | Sus | Y | UnknownCause¦Patrolfoundnothing¦¦
19-0131112 | Equipment Failure/Involved | Overhead | Conductor, Overhead | Broken, wire on ground | 2019 | Tier 3 - Extreme | Distribution Circuit | 11 | 29 | 2019-11-29 | 723772 | Sus | Y | EquipmentFailureInvolved¦Overhead¦ConductorOverhead¦Brokenwireonground
19-0131472 | Vegetation | Tree - fell into line | Conductor, Overhead | Broken, wire on ground | 2019 | Tier 3 - Extreme | Distribution Circuit | 11 | 30 | 2019-11-30 | 724385 | Sus | Y | Vegetation¦Treefellintoline¦ConductorOverhead¦Brokenwireonground
19-0135064 | Vegetation | Tree - fell into line | Transformer | Bent or Twisted | 2019 | Tier 2 - Elevated | Transformer only | 12 | 8 | 2019-12-08 | 733923 | Sus | N | Vegetation¦Treefellintoline¦Transformer¦BentorTwisted
19-0136543 | Equipment Failure/Involved | Overhead | Pole-Wood | Broken | 2019 | Tier 2 - Elevated | Distribution Circuit | 12 | 14 | 2019-12-14 | 739364 | Sus | N | EquipmentFailureInvolved¦Overhead¦PoleWood¦Broken
20-0005347 | Company Initiated | Coordination failure | Conductor, Overhead | Normal | 2020 | Tier 2 - Elevated | Distribution Circuit | 1 | 6 | 2020-01-06 | 755250 | Sus | N | CompanyInitiated¦Coordinationfailure¦ConductorOverhead¦Normal
20-0009910 | Animal | Squirrel | Fuse | Failed/Faulted | 2020 | Tier 2 - Elevated | Transformer only | 1 | 16 | 2020-01-16 | 762716 | Sus | N | Animal¦Squirrel¦Fuse¦FailedFaulted
20-0012505 | Animal | Bird found | Conductor, Overhead | Normal | 2020 | Tier 2 - Elevated | Distribution Circuit | 1 | 22 | 2020-01-22 | 768308 | Sus | N | Animal¦Birdfound¦ConductorOverhead¦Normal
20-0019014 | Unknown Cause | Patrol - found nothing |  |  | 2020 | Tier 3 - Extreme | Distribution Circuit | 2 | 9 | 2020-02-09 | 781520 | Sus | N | UnknownCause¦Patrolfoundnothing¦¦
20-0019164 | Vegetation | Tree - branch fell on line | Conductor, Overhead | Broken, wire on ground | 2020 | Tier 2 - Elevated | Distribution Circuit | 2 | 9 | 2020-02-09 | 781972 | Sus | N | Vegetation¦Treebranchfellonline¦ConductorOverhead¦Brokenwireonground
20-0021437 | Equipment Failure/Involved | Overhead | Jumper | Burned Open | 2020 | Tier 2 - Elevated | Distribution Circuit | 2 | 12 | 2020-02-12 | 789922 | Sus | N | EquipmentFailureInvolved¦Overhead¦Jumper¦BurnedOpen
20-0025438 | Vegetation | Tree - fell into line | Conductor, Overhead | Broken, wire on ground | 2020 | Tier 3 - Extreme | Distribution Circuit | 2 | 25 | 2020-02-25 | 805463 | Sus | N | Vegetation¦Treefellintoline¦ConductorOverhead¦Brokenwireonground
20-0032406 | Vegetation | Tree - fell into line | Conductor, Overhead | Normal | 2020 | Tier 3 - Extreme | Distribution Circuit | 3 | 15 | 2020-03-15 | 852475 | Sus | N | Vegetation¦Treefellintoline¦ConductorOverhead¦Normal
20-0033116 | Vegetation | Tree - fell into line | Conductor, Overhead | Broken, wire on ground | 2020 | Tier 3 - Extreme | Distribution Circuit | 3 | 16 | 2020-03-16 | 856083 | Sus | N | Vegetation¦Treefellintoline¦ConductorOverhead¦Brokenwireonground
20-0033266 | Vegetation | Tree - fell into line | Pole-Wood | Broken | 2020 | Tier 2 - Elevated | Distribution Circuit | 3 | 16 | 2020-03-16 | 856491 | Sus | N | Vegetation¦Treefellintoline¦PoleWood¦Broken
20-0033412 | Vegetation | Tree - fell into line | Service conductor | Broken | 2020 | Tier 2 - Elevated | Distribution Circuit | 3 | 16 | 2020-03-16 | 856806 | Sus | N | Vegetation¦Treefellintoline¦Serviceconductor¦Broken
20-0033529 | Vegetation | Tree - fell into line | Conductor, Overhead | Normal | 2020 | Tier 3 - Extreme | Distribution Circuit | 3 | 17 | 2020-03-17 | 857002 | Sus | N | Vegetation¦Treefellintoline¦ConductorOverhead¦Normal
20-0034315 | Vegetation | Tree - branch fell on line | Pole-Wood | Broken | 2020 | Tier 3 - Extreme | Distribution Circuit | 3 | 19 | 2020-03-19 | 859074 | Sus | N | Vegetation¦Treebranchfellonline¦PoleWood¦Broken
20-0035660 | Vegetation | Tree - fell into line | Conductor, Overhead | Normal | 2020 | Tier 3 - Extreme | Distribution Circuit | 3 | 24 | 2020-03-24 | 863596 | Sus | N | Vegetation¦Treefellintoline¦ConductorOverhead¦Normal
20-0040750 | Unknown Cause | Patrol - found nothing |  |  | 2020 | Tier 2 - Elevated | Distribution Circuit | 4 | 13 | 2020-04-13 | 894361 | Sus | N | UnknownCause¦Patrolfoundnothing¦¦
20-0042611 | Unknown Cause | Patrol - found nothing |  |  | 2020 | Tier 2 - Elevated | Distribution Circuit | 4 | 19 | 2020-04-19 | 897628 | Sus | N | UnknownCause¦Patrolfoundnothing¦¦
20-0049675 | Unknown Cause | Patrol - not conducted |  |  | 2020 | Tier 2 - Elevated | Distribution Circuit | 5 | 13 | 2020-05-13 | 912880 | Sus | Y | UnknownCause¦Patrolnotconducted¦¦
20-0054655 | Equipment Failure/Involved | Overhead | Crossarm, Wood | Broken | 2020 | Tier 2 - Elevated | Distribution Circuit | 5 | 27 | 2020-05-27 | 923169 | Sus | Y | EquipmentFailureInvolved¦Overhead¦CrossarmWood¦Broken
20-0055446 | Unknown Cause | Patrol - found nothing |  |  | 2020 | Tier 2 - Elevated | Distribution Circuit | 5 | 28 | 2020-05-28 | 924810 | Sus | Y | UnknownCause¦Patrolfoundnothing¦¦
20-0056016 | Unknown Cause | Patrol - found nothing |  |  | 2020 | Tier 2 - Elevated | Distribution Circuit | 5 | 30 | 2020-05-30 | 926604 | Sus | Y | UnknownCause¦Patrolfoundnothing¦¦
20-0059463 | Equipment Failure/Involved | Overhead | Transformer (OH) | Failed/Faulted | 2020 | Tier 2 - Elevated | Transformer only | 6 | 9 | 2020-06-09 | 935591 | Sus | Y | EquipmentFailureInvolved¦Overhead¦Transformer(OH)¦FailedFaulted
20-0063287 | Unknown Cause | Patrol - found nothing |  |  | 2020 | Tier 2 - Elevated | Distribution Circuit | 6 | 20 | 2020-06-20 | 943167 | Sus | Y | UnknownCause¦Patrolfoundnothing¦¦
20-0063929 | Equipment Failure/Involved | Overhead | Transformer | Failed/Faulted | 2020 | Tier 2 - Elevated | Transformer only | 6 | 23 | 2020-06-23 | 944910 | Sus | Y | EquipmentFailureInvolved¦Overhead¦Transformer¦FailedFaulted
20-0070731 | Equipment Failure/Involved | Overhead | Cutout, fuse holder | Broken | 2020 | Tier 3 - Extreme | Transformer only | 7 | 10 | 2020-07-10 | 961976 | Sus | Y | EquipmentFailureInvolved¦Overhead¦Cutoutfuseholder¦Broken
20-0074979 | 3rd Party | Vehicle | Conductor, Overhead | Normal | 2020 | Tier 2 - Elevated | Distribution Circuit | 7 | 23 | 2020-07-23 | 970316 | Sus | Y | 3rdParty¦Vehicle¦ConductorOverhead¦Normal
20-0081402 | 3rd Party | Vehicle | Pole-Wood | Broken, wire on ground | 2020 | Tier 3 - Extreme | Distribution Circuit | 8 | 9 | 2020-08-09 | 987359 | Sus | Y | 3rdParty¦Vehicle¦PoleWood¦Brokenwireonground
20-0084040 | Equipment Failure/Involved | Overhead | Transformer (OH) | Leaking | 2020 | Tier 2 - Elevated | Transformer only | 8 | 14 | 2020-08-14 | 1002903 | Sus | Y | EquipmentFailureInvolved¦Overhead¦Transformer(OH)¦Leaking
20-0085814 | Environmental/External | Lightning | Transformer | Failed/Faulted | 2020 | Tier 2 - Elevated | Transformer only | 8 | 17 | 2020-08-17 | 1016204 | Sus | Y | EnvironmentalExternal¦Lightning¦Transformer¦FailedFaulted
20-0090402 | Environmental/External | Fire, Forest/Grass | Conductor, Overhead | Normal | 2020 | Tier 3 - Extreme | Distribution Circuit | 8 | 20 | 2020-08-20 | 1033268 | Sus | Y | EnvironmentalExternal¦FireForestGrass¦ConductorOverhead¦Normal
20-0091441 | Environmental/External | Fire, Forest/Grass | Conductor, Overhead | Normal | 2020 | Tier 3 - Extreme | Distribution Circuit | 8 | 19 | 2020-08-19 | 1041115 | Sus | Y | EnvironmentalExternal¦FireForestGrass¦ConductorOverhead¦Normal
20-0093759 | Environmental/External | Fire, Forest/Grass | Conductor, Overhead | Normal | 2020 | Tier 3 - Extreme | Distribution Circuit | 8 | 19 | 2020-08-19 | 1056558 | Sus | Y | EnvironmentalExternal¦FireForestGrass¦ConductorOverhead¦Normal
20-0099379 | 3rd Party | Vehicle | Pole-Wood | Broken | 2020 | Tier 2 - Elevated | Distribution Circuit | 9 | 21 | 2020-09-21 | 1083475 | Sus | Y | 3rdParty¦Vehicle¦PoleWood¦Broken
20-0106334 | Equipment Failure/Involved | Overhead | Jumper | Burned Open | 2020 | Tier 2 - Elevated | Transmission line | 10 | 7 | 2020-10-07 | 1113232 | Sus | Y | EquipmentFailureInvolved¦Overhead¦Jumper¦BurnedOpen
20-0112201 | Equipment Failure/Involved | Overhead | Transformer | Failed/Faulted | 2020 | Tier 3 - Extreme | Transformer only | 10 | 23 | 2020-10-23 | 1124121 | Sus | Y | EquipmentFailureInvolved¦Overhead¦Transformer¦FailedFaulted
20-0115685 | Animal | Bird found | Transformer (OH) | Normal | 2020 | Tier 2 - Elevated | Distribution Circuit | 10 | 31 | 2020-10-31 | 1132918 | Sus | Y | Animal¦Birdfound¦Transformer(OH)¦Normal
20-0117819 | 3rd Party | Vehicle | Transformer (UG) | Leaking | 2020 | Tier 3 - Extreme | Distribution Circuit | 11 | 6 | 2020-11-06 | 1137529 | Sus | Y | 3rdParty¦Vehicle¦Transformer(UG)¦Leaking
20-0124068 | Unknown Cause | Patrol - found nothing |  |  | 2020 | Tier 2 - Elevated | Distribution Circuit | 11 | 23 | 2020-11-23 | 1152988 | Sus | Y | UnknownCause¦Patrolfoundnothing¦¦
20-0124377 | Vegetation | Tree - cutting, PG&E contractor | Conductor, Overhead | Normal | 2020 | Tier 2 - Elevated | Distribution Circuit | 11 | 23 | 2020-11-23 | 1153519 | Sus | Y | Vegetation¦TreecuttingPG&Econtractor¦ConductorOverhead¦Normal
20-0125675 | 3rd Party | Vehicle | Pole-Wood | Broken | 2020 | Tier 2 - Elevated | Distribution Circuit | 11 | 29 | 2020-11-29 | 1155708 | Sus | Y | 3rdParty¦Vehicle¦PoleWood¦Broken
20-0128974 | Vegetation | Tree - branch fell on line | Conductor, Overhead | Broken, wire on ground | 2020 | Tier 2 - Elevated | Distribution Circuit | 12 | 8 | 2020-12-08 | 1172842 | Sus | N | Vegetation¦Treebranchfellonline¦ConductorOverhead¦Brokenwireonground
21-0008132 | Vegetation | Tree - fell into line | Conductor, Overhead | Broken, wire on ground | 2021 | Tier 2 - Elevated | Distribution Circuit | 1 | 13 | 2021-01-13 | 1209477 | Sus | N | Vegetation¦Treefellintoline¦ConductorOverhead¦Brokenwireonground
21-0009799 | Vegetation | Tree - fell into line | Conductor, Overhead | Broken, wire on ground | 2021 | Tier 3 - Extreme | Distribution Circuit | 1 | 18 | 2021-01-18 | 1212821 | Sus | N | Vegetation¦Treefellintoline¦ConductorOverhead¦Brokenwireonground
21-0011525 | Equipment Failure/Involved | Overhead | Jumper | Burned Open | 2021 | Tier 2 - Elevated | Distribution Circuit | 1 | 19 | 2021-01-19 | 1218832 | Sus | N | EquipmentFailureInvolved¦Overhead¦Jumper¦BurnedOpen
21-0013307 | 3rd Party | Dig in, 3rd party | Conductor, Underground | Burned/flashed | 2021 | Tier 2 - Elevated | Distribution Circuit | 1 | 23 | 2021-01-23 | 1221810 | Sus | N | 3rdParty¦Digin3rdparty¦ConductorUnderground¦Burnedflashed
21-0013420 | Equipment Failure/Involved | Overhead | Pole-Wood | Broken | 2021 | Tier 2 - Elevated | Distribution Circuit | 1 | 24 | 2021-01-24 | 1222357 | Sus | N | EquipmentFailureInvolved¦Overhead¦PoleWood¦Broken
21-0015496 | Equipment Failure/Involved | Overhead | Conductor, Overhead | Broken, wire on ground | 2021 | Tier 3 - Extreme | Distribution Circuit | 1 | 27 | 2021-01-27 | 1231923 | Sus | N | EquipmentFailureInvolved¦Overhead¦ConductorOverhead¦Brokenwireonground
21-0015843 | Equipment Failure/Involved | Overhead | Pole-Wood | Broken | 2021 | Tier 2 - Elevated | Distribution Circuit | 1 | 27 | 2021-01-27 | 1233221 | Sus | N | EquipmentFailureInvolved¦Overhead¦PoleWood¦Broken
21-0016406 | Vegetation | Tree - branch fell on line | Conductor, Overhead | Broken, wire on ground | 2021 | Tier 2 - Elevated | Distribution Circuit | 1 | 26 | 2021-01-26 | 1234025 | Sus | N | Vegetation¦Treebranchfellonline¦ConductorOverhead¦Brokenwireonground
21-0017362 | Vegetation | Tree - fell into line | Pole-Wood | Broken | 2021 | Tier 3 - Extreme | Distribution Circuit | 1 | 28 | 2021-01-28 | 1239322 | Sus | N | Vegetation¦Treefellintoline¦PoleWood¦Broken
21-0017766 | Vegetation | Tree - fell into line | Conductor, Overhead | Broken, wire on ground | 2021 | Tier 2 - Elevated | Distribution Circuit | 1 | 26 | 2021-01-26 | 1229260 | Sus | N | Vegetation¦Treefellintoline¦ConductorOverhead¦Brokenwireonground
21-0018226 | Equipment Failure/Involved | Overhead | Pole-Wood | Broken, wire on ground | 2021 | Tier 3 - Extreme | Distribution Circuit | 1 | 26 | 2021-01-26 | 1241369 | Sus | N | EquipmentFailureInvolved¦Overhead¦PoleWood¦Brokenwireonground
21-0018573 | Vegetation | Tree - fell into line | Conductor, Overhead | On Ground | 2021 | Tier 3 - Extreme | Distribution Circuit | 1 | 29 | 2021-01-29 | 1241219 | Sus | N | Vegetation¦Treefellintoline¦ConductorOverhead¦OnGround
21-0019199 | Vegetation | Tree - fell into line | Conductor, Overhead | Normal | 2021 | Tier 3 - Extreme | Distribution Circuit | 1 | 29 | 2021-01-29 | 1241607 | Sus | N | Vegetation¦Treefellintoline¦ConductorOverhead¦Normal
21-0020305 | Vegetation | Tree - fell into line | Pole-Wood | Broken, wire on ground | 2021 | Tier 2 - Elevated | Distribution Circuit | 1 | 26 | 2021-01-26 | 1244785 | Sus | N | Vegetation¦Treefellintoline¦PoleWood¦Brokenwireonground
21-0022040 | Equipment Failure/Involved | Overhead | Jumper | Burned Open | 2021 | Tier 2 - Elevated | Distribution Circuit | 2 | 4 | 2021-02-04 | 1248219 | Sus | N | EquipmentFailureInvolved¦Overhead¦Jumper¦BurnedOpen
21-0025376 | Animal | Bird found | Conductor, Overhead | Normal | 2021 | Tier 2 - Elevated | Distribution Circuit | 2 | 13 | 2021-02-13 | 1254538 | Sus | N | Animal¦Birdfound¦ConductorOverhead¦Normal
21-0029595 | Equipment Failure/Involved | Overhead | Transformer (OH) | Failed/Faulted | 2021 | Tier 2 - Elevated | Transformer only | 2 | 25 | 2021-02-25 | 1262357 | Sus | N | EquipmentFailureInvolved¦Overhead¦Transformer(OH)¦FailedFaulted
21-0030949 | Unknown Cause | Patrol - found nothing |  |  | 2021 | Tier 3 - Extreme | Distribution Circuit | 3 | 1 | 2021-03-01 | 1265029 | Sus | N | UnknownCause¦Patrolfoundnothing¦¦
21-0044357 | Equipment Failure/Involved | Overhead | Transformer (OH) | Failed/Faulted | 2021 | Tier 2 - Elevated | Distribution Circuit | 4 | 2 | 2021-04-02 | 1306102 | Sus | N | EquipmentFailureInvolved¦Overhead¦Transformer(OH)¦FailedFaulted
21-0058467 | Equipment Failure/Involved | Overhead | Secondary | Deteriorated | 2021 | Tier 3 - Extreme | Transformer only | 5 | 7 | 2021-05-07 | 1343317 | Sus | Y | EquipmentFailureInvolved¦Overhead¦Secondary¦Deteriorated
21-0059075 | Vegetation | Tree - fell into line | Conductor, Overhead | On Ground | 2021 | Tier 3 - Extreme | Distribution Circuit | 5 | 10 | 2021-05-10 | 1344652 | Sus | Y | Vegetation¦Treefellintoline¦ConductorOverhead¦OnGround
21-0065724 | Equipment Failure/Involved | Overhead | Pole-Wood | Deteriorated | 2021 | Tier 2 - Elevated | Distribution Circuit | 5 | 25 | 2021-05-25 | 1358416 | Sus | Y | EquipmentFailureInvolved¦Overhead¦PoleWood¦Deteriorated
21-0069948 | Equipment Failure/Involved | Overhead | Pole-Wood | Broken | 2021 | Tier 2 - Elevated | Distribution Circuit | 6 | 4 | 2021-06-04 | 1365526 | Sus | Y | EquipmentFailureInvolved¦Overhead¦PoleWood¦Broken
21-0070892 | Animal | Squirrel | Cutout, fuse holder | Broken | 2021 | Tier 2 - Elevated | Transformer only | 6 | 7 | 2021-06-07 | 1367507 | Sus | Y | Animal¦Squirrel¦Cutoutfuseholder¦Broken
21-0072347 | Equipment Failure/Involved | Underground | Transformer (UG) | Leaking | 2021 | Tier 2 - Elevated | Distribution Circuit | 6 | 10 | 2021-06-10 | 1369875 | Sus | Y | EquipmentFailureInvolved¦Underground¦Transformer(UG)¦Leaking
21-0072868 | Animal | Squirrel | Transformer (OH) | Normal | 2021 | Tier 3 - Extreme | Transformer only | 6 | 10 | 2021-06-10 | 1370175 | Sus | Y | Animal¦Squirrel¦Transformer(OH)¦Normal
21-0073483 | Animal | Squirrel | Conductor, Overhead | Normal | 2021 | Tier 2 - Elevated | Distribution Circuit | 6 | 12 | 2021-06-12 | 1371384 | Sus | Y | Animal¦Squirrel¦ConductorOverhead¦Normal
21-0084786 | Animal | Squirrel | Recloser | Burned/flashed | 2021 | Tier 2 - Elevated | Distribution Circuit | 7 | 4 | 2021-07-04 | 1391624 | Sus | Y | Animal¦Squirrel¦Recloser¦Burnedflashed
21-0085263 | Animal | Squirrel | Conductor, Overhead | Normal | 2021 | Tier 2 - Elevated | Distribution Circuit | 7 | 6 | 2021-07-06 | 1392872 | Sus | Y | Animal¦Squirrel¦ConductorOverhead¦Normal
21-0091143 | Vegetation | Tree - fell into line | Conductor, Overhead | Broken, wire on ground | 2021 | Tier 2 - Elevated | Distribution Circuit | 7 | 16 | 2021-07-16 | 1406494 | Sus | Y | Vegetation¦Treefellintoline¦ConductorOverhead¦Brokenwireonground
21-0104774 | Equipment Failure/Involved | Overhead | Transformer (OH) | Broken | 2021 | Tier 3 - Extreme | Distribution Circuit | 8 | 15 | 2021-08-15 | 1443304 | Sus | Y | EquipmentFailureInvolved¦Overhead¦Transformer(OH)¦Broken
21-0105452 | Unknown Cause | Patrol - found nothing |  |  | 2021 | Tier 2 - Elevated | Distribution Circuit | 8 | 17 | 2021-08-17 | 1444527 | Sus | Y | UnknownCause¦Patrolfoundnothing¦¦
21-0106601 | Unknown Cause | Patrol - found nothing |  |  | 2021 | Tier 3 - Extreme | Distribution Circuit | 8 | 19 | 2021-08-19 | 1446998 | Sus | Y | UnknownCause¦Patrolfoundnothing¦¦
21-0113224 | Unknown Cause | Patrol - found nothing |  |  | 2021 | Tier 3 - Extreme | Distribution Circuit | 9 | 3 | 2021-09-03 | 1461428 | Sus | Y | UnknownCause¦Patrolfoundnothing¦¦
21-0119898 | Wildfire Mitigation | Public Safety Power Shut-off | Transformer (OH) | Normal | 2021 | Tier 2 - Elevated | Transformer only | 9 | 21 | 2021-09-21 | 1476826 | Sus | Y | WildfireMitigation¦PublicSafetyPowerShutoff¦Transformer(OH)¦Normal
21-0127521 | Animal | Bird found | Conductor, Overhead | Normal | 2021 | Tier 2 - Elevated | Distribution Circuit | 10 | 8 | 2021-10-08 | 1489935 | Sus | Y | Animal¦Birdfound¦ConductorOverhead¦Normal
21-0131896 | Equipment Failure/Involved | Overhead | Insulator | Broken | 2021 | Tier 2 - Elevated | Distribution Circuit | 10 | 16 | 2021-10-16 | 1498887 | Sus | Y | EquipmentFailureInvolved¦Overhead¦Insulator¦Broken
21-0133301 | 3rd Party | Other | Conductor, Overhead | Normal | 2021 | Tier 3 - Extreme | Distribution Circuit | 10 | 19 | 2021-10-19 | 1502227 | Sus | Y | 3rdParty¦Other¦ConductorOverhead¦Normal
21-0136082 | Company Initiated | Other Circuits | Conductor, Overhead | Normal | 2021 | Tier 2 - Elevated | Transmission line | 10 | 24 | 2021-10-24 | 1511172 | Sus | Y | CompanyInitiated¦OtherCircuits¦ConductorOverhead¦Normal
21-0136275 | Vegetation | Tree - fell into line | Conductor, Overhead | Normal | 2021 | Tier 2 - Elevated | Distribution Circuit | 10 | 24 | 2021-10-24 | 1512022 | Sus | Y | Vegetation¦Treefellintoline¦ConductorOverhead¦Normal
21-0136986 | Unknown Cause | Patrol - found nothing |  |  | 2021 | Tier 2 - Elevated | Transformer only | 10 | 25 | 2021-10-25 | 1516917 | Sus | Y | UnknownCause¦Patrolfoundnothing¦¦
21-0138283 | Vegetation | Tree - bark fell into line | Crossarm, Wood | Broken, wire on ground | 2021 | Tier 2 - Elevated | Distribution Circuit | 10 | 25 | 2021-10-25 | 1522014 | Sus | Y | Vegetation¦Treebarkfellintoline¦CrossarmWood¦Brokenwireonground
21-0140511 | Equipment Failure/Involved | Overhead | Secondary | Broken, wire on ground | 2021 | Tier 2 - Elevated | Transformer only | 11 | 1 | 2021-11-01 | 1526922 | Sus | Y | EquipmentFailureInvolved¦Overhead¦Secondary¦Brokenwireonground
21-0152305 | Unknown Cause | Patrol - found nothing |  |  | 2021 | Tier 2 - Elevated | Distribution Circuit | 11 | 28 | 2021-11-28 | 1555271 | Sus | Y | UnknownCause¦Patrolfoundnothing¦¦
21-0158002 | Unknown Cause | Patrol - found nothing |  |  | 2021 | Tier 3 - Extreme | Distribution Circuit | 12 | 14 | 2021-12-14 | 1570726 | Sus | N | UnknownCause¦Patrolfoundnothing¦¦
21-0158177 | Vegetation | Tree - fell into line | Conductor, Overhead | Broken, wire on ground | 2021 | Tier 2 - Elevated | Distribution Circuit | 12 | 13 | 2021-12-13 | 1568760 | Sus | N | Vegetation¦Treefellintoline¦ConductorOverhead¦Brokenwireonground
21-0159326 | Vegetation | Tree - fell into line | Conductor, Overhead | Broken, wire on ground | 2021 | Tier 3 - Extreme | Distribution Circuit | 12 | 15 | 2021-12-15 | 1575795 | Sus | N | Vegetation¦Treefellintoline¦ConductorOverhead¦Brokenwireonground
21-0159337 | Equipment Failure/Involved | Overhead | Transformer (OH) | Broken | 2021 | Tier 3 - Extreme | Transformer only | 12 | 17 | 2021-12-17 | 1575750 | Sus | N | EquipmentFailureInvolved¦Overhead¦Transformer(OH)¦Broken
21-0160314 | Vegetation | Tree - fell into line | Conductor, Overhead | Broken, wire on ground | 2021 | Tier 2 - Elevated | Distribution Circuit | 12 | 23 | 2021-12-23 | 1579798 | Sus | N | Vegetation¦Treefellintoline¦ConductorOverhead¦Brokenwireonground
21-0160559 | Equipment Failure/Involved | Overhead | Conductor, Overhead | Broken, wire on ground | 2021 | Zone 1 - HHZ | Transmission line | 12 | 25 | 2021-12-25 | 1581304 | Sus | N | EquipmentFailureInvolved¦Overhead¦ConductorOverhead¦Brokenwireonground
21-0160803 | Unknown Cause | Patrol - found nothing |  |  | 2021 | Tier 3 - Extreme | Distribution Circuit | 12 | 26 | 2021-12-26 | 1582600 | Sus | N | UnknownCause¦Patrolfoundnothing¦¦
21-0160873 | Vegetation | Tree - fell into line | Conductor, Overhead | Broken, wire on ground | 2021 | Tier 2 - Elevated | Distribution Circuit | 12 | 26 | 2021-12-26 | 1583132 | Sus | N | Vegetation¦Treefellintoline¦ConductorOverhead¦Brokenwireonground
21-0160886 | Vegetation | Tree - branch fell on line | Pole-Wood | Broken, wire on ground | 2021 | Tier 3 - Extreme | Distribution Circuit | 12 | 26 | 2021-12-26 | 1583108 | Sus | N | Vegetation¦Treebranchfellonline¦PoleWood¦Brokenwireonground
21-0160937 | Equipment Failure/Involved | Overhead | Conductor, Overhead | Broken, wire on ground | 2021 | Tier 2 - Elevated | Distribution Circuit | 12 | 27 | 2021-12-27 | 1584019 | Sus | N | EquipmentFailureInvolved¦Overhead¦ConductorOverhead¦Brokenwireonground
21-0161533 | Vegetation | Tree - fell into line | Conductor, Overhead | Normal | 2021 | Tier 2 - Elevated | Distribution Circuit | 12 | 27 | 2021-12-27 | 1588321 | Sus | N | Vegetation¦Treefellintoline¦ConductorOverhead¦Normal
21-0161998 | Vegetation | Tree - fell into line | Conductor, Overhead | Normal | 2021 | Tier 2 - Elevated | Distribution Circuit | 12 | 31 | 2021-12-31 | 1590503 | Sus | N | Vegetation¦Treefellintoline¦ConductorOverhead¦Normal
22-0005029 | Environmental/External | Ice or snow | Conductor, Overhead | Broken | 2021 | Tier 2 - Elevated | Transformer only | 12 | 31 | 2021-12-31 | 1590486 | Sus | N | EnvironmentalExternal¦Iceorsnow¦ConductorOverhead¦Broken
22-0005086 | Vegetation | Tree - fell into line | Conductor, Overhead | Broken, wire on ground | 2022 | Tier 2 - Elevated | Distribution Circuit | 1 | 1 | 2022-01-01 | 1591781 | Sus | N | Vegetation¦Treefellintoline¦ConductorOverhead¦Brokenwireonground
22-0006021 | Vegetation | Tree - fell into line | Conductor, Overhead | Deteriorated | 2022 | Tier 3 - Extreme | Distribution Circuit | 1 | 4 | 2022-01-04 | 1594831 | Sus | N | Vegetation¦Treefellintoline¦ConductorOverhead¦Deteriorated
22-0006104 | Equipment Failure/Involved | Overhead | Insulator | Broken | 2022 | Tier 3 - Extreme | Distribution Circuit | 1 | 4 | 2022-01-04 | 1594791 | Sus | N | EquipmentFailureInvolved¦Overhead¦Insulator¦Broken
22-0015643 | Unknown Cause | Patrol - found nothing |  |  | 2022 | Tier 2 - Elevated | Distribution Circuit | 1 | 28 | 2022-01-28 | 1614913 | Sus | N | UnknownCause¦Patrolfoundnothing¦¦
22-0017935 | Unknown Cause | Patrol - found nothing |  |  | 2022 | Tier 2 - Elevated | Distribution Circuit | 2 | 2 | 2022-02-02 | 1619692 | Sus | N | UnknownCause¦Patrolfoundnothing¦¦
22-0020325 | Equipment Failure/Involved | Overhead | Conductor, Overhead | Broken, wire on ground | 2022 | Tier 3 - Extreme | Distribution Circuit | 2 | 9 | 2022-02-09 | 1623915 | Sus | N | EquipmentFailureInvolved¦Overhead¦ConductorOverhead¦Brokenwireonground
22-0022244 | Unknown Cause | Patrol - not conducted |  |  | 2022 | Tier 2 - Elevated | Distribution Circuit | 2 | 14 | 2022-02-14 | 1627398 | Sus | N | UnknownCause¦Patrolnotconducted¦¦
22-0023029 | Animal | Squirrel | Cutout, fuse holder | Broken | 2022 | Tier 2 - Elevated | Distribution Circuit | 2 | 16 | 2022-02-16 | 1629249 | Sus | N | Animal¦Squirrel¦Cutoutfuseholder¦Broken
22-0023320 | 3rd Party | Vehicle | Pole-Wood | Broken, wire on ground | 2022 | Tier 2 - Elevated | Distribution Circuit | 2 | 17 | 2022-02-17 | 1629610 | Sus | N | 3rdParty¦Vehicle¦PoleWood¦Brokenwireonground
22-0033306 | Unknown Cause | Patrol - found nothing |  |  | 2022 | Tier 2 - Elevated | Distribution Circuit | 3 | 13 | 2022-03-13 | 1647580 | Sus | N | UnknownCause¦Patrolfoundnothing¦¦
22-0045460 | Unknown Cause | Patrol - found nothing |  |  | 2022 | Tier 2 - Elevated | Distribution Circuit | 4 | 11 | 2022-04-11 | 1668341 | Sus | N | UnknownCause¦Patrolfoundnothing¦¦
22-0054273 | Equipment Failure/Involved | Overhead | Transformer (OH) | Leaking | 2022 | Tier 2 - Elevated | Transformer only | 4 | 25 | 2022-04-25 | 1681215 | Sus | N | EquipmentFailureInvolved¦Overhead¦Transformer(OH)¦Leaking
22-0054857 | Unknown Cause | Patrol - found nothing |  |  | 2022 | Tier 2 - Elevated | Distribution Circuit | 4 | 27 | 2022-04-27 | 1682182 | Sus | N | UnknownCause¦Patrolfoundnothing¦¦
22-0055400 | Animal | Squirrel | Conductor, Overhead | Normal | 2022 | Tier 2 - Elevated | Distribution Circuit | 4 | 28 | 2022-04-28 | 1683527 | Sus | N | Animal¦Squirrel¦ConductorOverhead¦Normal
22-0060099 | Unknown Cause | Patrol - found nothing |  |  | 2022 | Tier 2 - Elevated | Distribution Circuit | 5 | 10 | 2022-05-10 | 1692557 | Sus | Y | UnknownCause¦Patrolfoundnothing¦¦
22-0064860 | Unknown Cause | Patrol - found nothing |  |  | 2022 | Tier 3 - Extreme | Distribution Circuit | 5 | 21 | 2022-05-21 | 1706795 | Sus | Y | UnknownCause¦Patrolfoundnothing¦¦
22-0065893 | Vegetation | Tree - fell into line | Conductor, Overhead | Broken, wire on ground | 2022 | Tier 2 - Elevated | Distribution Circuit | 5 | 24 | 2022-05-24 | 1709049 | Sus | Y | Vegetation¦Treefellintoline¦ConductorOverhead¦Brokenwireonground
22-0070361 | Equipment Failure/Involved | Overhead | Transformer (OH) | Failed/Faulted | 2022 | Tier 3 - Extreme | Transformer only | 6 | 5 | 2022-06-05 | 1719710 | Sus | Y | EquipmentFailureInvolved¦Overhead¦Transformer(OH)¦FailedFaulted
22-0078473 | Equipment Failure/Involved | Overhead | Crossarm, Wood | Broken | 2022 | Tier 2 - Elevated | Transformer only | 6 | 25 | 2022-06-25 | 1741891 | Sus | Y | EquipmentFailureInvolved¦Overhead¦CrossarmWood¦Broken
22-0084390 | Unknown Cause | Patrol - found nothing |  |  | 2022 | Tier 2 - Elevated | Transformer only | 7 | 12 | 2022-07-12 | 1754518 | Sus | Y | UnknownCause¦Patrolfoundnothing¦¦
22-0091736 | Equipment Failure/Involved | Overhead | Transformer (OH) | Failed/Faulted | 2022 | Tier 2 - Elevated | Transformer only | 7 | 30 | 2022-07-30 | 1769236 | Sus | Y | EquipmentFailureInvolved¦Overhead¦Transformer(OH)¦FailedFaulted
22-0095206 | Equipment Failure/Involved | Overhead | Pole-Wood | Deteriorated | 2022 | Tier 3 - Extreme | Distribution Circuit | 8 | 9 | 2022-08-09 | 1776550 | Sus | Y | EquipmentFailureInvolved¦Overhead¦PoleWood¦Deteriorated
22-0105854 | Equipment Failure/Involved | Overhead | Crossarm, Wood | Deteriorated | 2022 | Tier 2 - Elevated | Distribution Circuit | 9 | 5 | 2022-09-05 | 1799521 | Sus | Y | EquipmentFailureInvolved¦Overhead¦CrossarmWood¦Deteriorated
22-0114787 | Equipment Failure/Involved | Underground | Conductor, Underground | Deteriorated | 2022 | Tier 2 - Elevated | Distribution Circuit | 9 | 26 | 2022-09-26 | 1821682 | Sus | Y | EquipmentFailureInvolved¦Underground¦ConductorUnderground¦Deteriorated
22-0124127 | 3rd Party | Vehicle | Anchor or Guy | Broken | 2022 | Tier 2 - Elevated | Distribution Circuit | 10 | 23 | 2022-10-23 | 1843799 | Sus | Y | 3rdParty¦Vehicle¦AnchororGuy¦Broken
22-0126466 | Vegetation | Tree - grew into line | Transformer | Normal | 2022 | Tier 2 - Elevated | Transformer only | 11 | 1 | 2022-11-01 | 1849773 | Sus | Y | Vegetation¦Treegrewintoline¦Transformer¦Normal
22-0128253 | Unknown Cause | Patrol - found nothing |  |  | 2022 | Tier 2 - Elevated | Distribution Circuit | 11 | 6 | 2022-11-06 | 1855047 | Sus | Y | UnknownCause¦Patrolfoundnothing¦¦
22-0128629 | Equipment Failure/Involved | Overhead | Transformer | Failed/Faulted | 2022 | Tier 2 - Elevated | Transformer only | 11 | 7 | 2022-11-07 | 1856211 | Sus | Y | EquipmentFailureInvolved¦Overhead¦Transformer¦FailedFaulted
22-0129340 | Vegetation | Tree - fell into line | Conductor, Overhead | Normal | 2022 | Tier 3 - Extreme | Distribution Circuit | 11 | 8 | 2022-11-08 | 1858210 | Sus | Y | Vegetation¦Treefellintoline¦ConductorOverhead¦Normal
22-0129588 | Vegetation | Tree - fell into line | Conductor, Overhead | Normal | 2022 | Tier 3 - Extreme | Distribution Circuit | 11 | 9 | 2022-11-09 | 1858643 | Sus | Y | Vegetation¦Treefellintoline¦ConductorOverhead¦Normal
22-0132565 | Unknown Cause | Patrol - found nothing |  |  | 2022 | Tier 2 - Elevated | Distribution Circuit | 11 | 18 | 2022-11-18 | 1865469 | Sus | Y | UnknownCause¦Patrolfoundnothing¦¦
22-0134564 | Equipment Failure/Involved | Overhead | Transformer (OH) | Failed/Faulted | 2022 | Tier 2 - Elevated | Transformer only | 11 | 28 | 2022-11-28 | 1870492 | Sus | Y | EquipmentFailureInvolved¦Overhead¦Transformer(OH)¦FailedFaulted
22-0137807 | Equipment Failure/Involved | Overhead | Transformer (OH) | Failed/Faulted | 2022 | Tier 3 - Extreme | Transformer only | 12 | 9 | 2022-12-09 | 1879334 | Sus | N | EquipmentFailureInvolved¦Overhead¦Transformer(OH)¦FailedFaulted
22-0138084 | Vegetation | Tree - palm frond fell into line | Conductor, Overhead | Normal | 2022 | Tier 2 - Elevated | Distribution Circuit | 12 | 10 | 2022-12-10 | 1880471 | Sus | N | Vegetation¦Treepalmfrondfellintoline¦ConductorOverhead¦Normal
22-0138864 | Vegetation | Tree - fell into line | Pole-Wood | Broken, wire on ground | 2022 | Tier 3 - Extreme | Distribution Circuit | 12 | 11 | 2022-12-11 | 1885170 | Sus | N | Vegetation¦Treefellintoline¦PoleWood¦Brokenwireonground
22-0139001 | Environmental/External | Lightning | Transformer (UG) | Failed/Faulted | 2022 | Tier 2 - Elevated | Distribution Circuit | 12 | 11 | 2022-12-11 | 1885906 | Sus | N | EnvironmentalExternal¦Lightning¦Transformer(UG)¦FailedFaulted
22-0139493 | Vegetation | Tree - branch fell on line | Fuse | Failed/Faulted | 2022 | Tier 3 - Extreme | Transformer only | 12 | 13 | 2022-12-13 | 1888009 | Sus | N | Vegetation¦Treebranchfellonline¦Fuse¦FailedFaulted
22-0141405 | Vegetation | Tree - fell into line | Conductor, Overhead | Broken, wire on ground | 2022 | Tier 2 - Elevated | Distribution Circuit | 12 | 27 | 2022-12-27 | 1897885 | Sus | N | Vegetation¦Treefellintoline¦ConductorOverhead¦Brokenwireonground
22-0141507 | Vegetation | Tree - fell into line | Conductor, Overhead | Broken, wire on ground | 2022 | Tier 3 - Extreme | Distribution Circuit | 12 | 27 | 2022-12-27 | 1897998 | Sus | N | Vegetation¦Treefellintoline¦ConductorOverhead¦Brokenwireonground
22-0141914 | Vegetation | Tree - fell into line | Conductor, Overhead | Broken, wire on ground | 2022 | Tier 2 - Elevated | Distribution Circuit | 12 | 28 | 2022-12-28 | 1900201 | Sus | N | Vegetation¦Treefellintoline¦ConductorOverhead¦Brokenwireonground
22-0142127 | Vegetation | Tree - branch fell on line | Conductor, Overhead | Broken, wire on ground | 2022 | Tier 2 - Elevated | Distribution Circuit | 12 | 29 | 2022-12-29 | 1901649 | Sus | N | Vegetation¦Treebranchfellonline¦ConductorOverhead¦Brokenwireonground
15-0004201 | Equipment Failure/Involved | Other | Pole-Wood | Broken, wire on ground | 2015 | Tier 3 - Extreme | Distribution Circuit | 1 | 13 | 2015-01-13 | 1163147 | Sus | N | EquipmentFailureInvolved¦Other¦PoleWood¦Brokenwireonground
15-0005561 | Equipment Failure/Involved | Other | Transformer | Failed/Faulted | 2015 | Tier 2 - Elevated | Transformer only | 1 | 19 | 2015-01-19 | 1165825 | Sus | N | EquipmentFailureInvolved¦Other¦Transformer¦FailedFaulted
15-0030947 | Animal | Bird found | Lightning Arrestor | Burned/flashed | 2015 | Tier 2 - Elevated | Distribution Circuit | 5 | 1 | 2015-05-01 | 1227700 | Sus | Y | Animal¦Birdfound¦LightningArrestor¦Burnedflashed
15-0032502 | Environmental/External | Lightning | Transformer (OH) | Failed/Faulted | 2015 | Tier 3 - Extreme | Transformer only | 5 | 7 | 2015-05-07 | 1230281 | Sus | Y | EnvironmentalExternal¦Lightning¦Transformer(OH)¦FailedFaulted
15-0037768 | Unknown Cause | Patrol - not conducted |  |  | 2015 | Tier 2 - Elevated | Distribution Circuit | 6 | 2 | 2015-06-02 | 1242447 | Sus | Y | UnknownCause¦Patrolnotconducted¦¦
15-0038089 | Vegetation | Tree - fell into line | Conductor, Overhead | Broken, wire on ground | 2015 | Tier 2 - Elevated | Distribution Circuit | 6 | 3 | 2015-06-03 | 1243023 | Sus | Y | Vegetation¦Treefellintoline¦ConductorOverhead¦Brokenwireonground
15-0042232 | Vegetation | Tree - fell into line | Conductor, Overhead | Normal | 2015 | Tier 2 - Elevated | Distribution Circuit | 6 | 19 | 2015-06-19 | 1253517 | Sus | Y | Vegetation¦Treefellintoline¦ConductorOverhead¦Normal
15-0043272 | Equipment Failure/Involved | Overhead | Transformer (OH) | Broken | 2015 | Tier 2 - Elevated | Transformer only | 6 | 25 | 2015-06-25 | 1256338 | Sus | Y | EquipmentFailureInvolved¦Overhead¦Transformer(OH)¦Broken
15-0047576 | Animal | Bird found | Conductor, Overhead | Normal | 2015 | Tier 2 - Elevated | Distribution Circuit | 7 | 15 | 2015-07-15 | 1268462 | Sus | Y | Animal¦Birdfound¦ConductorOverhead¦Normal
15-0049374 | Vegetation | Tree - branch fell on line | Conductor, Overhead | Arcing | 2015 | Tier 3 - Extreme | Distribution Circuit | 7 | 20 | 2015-07-20 | 1274313 | Sus | Y | Vegetation¦Treebranchfellonline¦ConductorOverhead¦Arcing
15-0049945 | Equipment Failure/Involved | Overhead | Conductor, Overhead | Normal | 2015 | Tier 2 - Elevated | Transformer only | 7 | 22 | 2015-07-22 | 1275705 | Sus | Y | EquipmentFailureInvolved¦Overhead¦ConductorOverhead¦Normal
15-0050435 | Equipment Failure/Involved | Overhead | Transformer | Failed/Faulted | 2015 | Tier 2 - Elevated | Transformer only | 7 | 24 | 2015-07-24 | 1276799 | Sus | Y | EquipmentFailureInvolved¦Overhead¦Transformer¦FailedFaulted
15-0051033 | Equipment Failure/Involved | Overhead | Transformer (OH) | Failed/Faulted | 2015 | Tier 2 - Elevated | Transformer only | 7 | 28 | 2015-07-28 | 1278748 | Sus | Y | EquipmentFailureInvolved¦Overhead¦Transformer(OH)¦FailedFaulted
15-0059253 | Equipment Failure/Involved | Overhead | Pole-Wood | Deteriorated | 2015 | Tier 2 - Elevated | Distribution Circuit | 9 | 3 | 2015-09-03 | 1299935 | Sus | Y | EquipmentFailureInvolved¦Overhead¦PoleWood¦Deteriorated
15-0059929 | Equipment Failure/Involved | Overhead | Cutout, fuse holder | Broken | 2015 | Tier 2 - Elevated | Transformer only | 9 | 8 | 2015-09-08 | 1302002 | Sus | Y | EquipmentFailureInvolved¦Overhead¦Cutoutfuseholder¦Broken
15-0061101 | Equipment Failure/Involved | Overhead | Conductor, Overhead | Broken, wire on ground | 2015 | Tier 3 - Extreme | Distribution Circuit | 9 | 13 | 2015-09-13 | 1305033 | Sus | Y | EquipmentFailureInvolved¦Overhead¦ConductorOverhead¦Brokenwireonground
15-0061622 | Environmental/External | Lightning | Transformer (OH) | Failed/Faulted | 2015 | Tier 2 - Elevated | Transformer only | 9 | 15 | 2015-09-15 | 1306585 | Sus | Y | EnvironmentalExternal¦Lightning¦Transformer(OH)¦FailedFaulted
15-0063019 | Equipment Failure/Involved | Overhead | Conductor, Overhead | Broken, wire on ground | 2015 | Tier 2 - Elevated | Distribution Circuit | 9 | 24 | 2015-09-24 | 1311129 | Sus | Y | EquipmentFailureInvolved¦Overhead¦ConductorOverhead¦Brokenwireonground
15-0065810 | Unknown Cause | Patrol - found nothing |  |  | 2015 | Tier 2 - Elevated | Distribution Circuit | 9 | 26 | 2015-09-26 | 1312523 | Sus | Y | UnknownCause¦Patrolfoundnothing¦¦
15-0072657 | Unknown Cause | Patrol - found nothing |  |  | 2015 | Tier 2 - Elevated | Distribution Circuit | 10 | 22 | 2015-10-22 | 1327580 | Sus | Y | UnknownCause¦Patrolfoundnothing¦¦
15-0073926 | Vegetation | Tree - branch fell on line | Fuse | Failed/Faulted | 2015 | Tier 2 - Elevated | Distribution Circuit | 10 | 28 | 2015-10-28 | 1330634 | Sus | Y | Vegetation¦Treebranchfellonline¦Fuse¦FailedFaulted
15-0075259 | Animal | Squirrel |  | Failed/Faulted | 2015 | Tier 2 - Elevated | Transformer only | 11 | 3 | 2015-11-03 | 1334447 | Sus | Y | Animal¦Squirrel¦¦FailedFaulted
15-0082318 | Vegetation | Tree - fell into line | Conductor, Overhead | Normal | 2015 | Tier 3 - Extreme | Distribution Circuit | 12 | 2 | 2015-12-02 | 1352094 | Sus | N | Vegetation¦Treefellintoline¦ConductorOverhead¦Normal
15-0082579 | Vegetation | Tree - branch fell on line | Conductor, Overhead | Normal | 2015 | Tier 3 - Extreme | Distribution Circuit | 12 | 3 | 2015-12-03 | 1353097 | Sus | N | Vegetation¦Treebranchfellonline¦ConductorOverhead¦Normal
15-0083981 | Equipment Failure/Involved | Overhead | Lightning Arrestor | Broken | 2015 | Tier 2 - Elevated | Distribution Circuit | 12 | 10 | 2015-12-10 | 1357865 | Sus | N | EquipmentFailureInvolved¦Overhead¦LightningArrestor¦Broken
15-0084372 | Equipment Failure/Involved | Overhead | Recloser | Broken | 2015 | Tier 3 - Extreme | Distribution Circuit | 12 | 12 | 2015-12-12 | 1359284 | Sus | N | EquipmentFailureInvolved¦Overhead¦Recloser¦Broken
15-0084532 | Vegetation | Tree - branch fell on line | Conductor, Overhead | Normal | 2015 | Tier 2 - Elevated | Distribution Circuit | 12 | 13 | 2015-12-13 | 1360167 | Sus | N | Vegetation¦Treebranchfellonline¦ConductorOverhead¦Normal
15-0087229 | 3rd Party | Gun Shot | Conductor, Overhead | Broken, wire on ground | 2015 | Tier 2 - Elevated | Distribution Circuit | 12 | 24 | 2015-12-24 | 1371398 | Sus | N | 3rdParty¦GunShot¦ConductorOverhead¦Brokenwireonground
15-0087826 | Animal | Bird found | Conductor, Overhead | Normal | 2015 | Tier 2 - Elevated | Distribution Circuit | 12 | 30 | 2015-12-30 | 1374507 | Sus | N | Animal¦Birdfound¦ConductorOverhead¦Normal
16-0003690 | Vegetation | Tree - branch fell on line | Conductor, Overhead | Normal | 2016 | Tier 2 - Elevated | Distribution Circuit | 1 | 7 | 2016-01-07 | 1379282 | Sus | N | Vegetation¦Treebranchfellonline¦ConductorOverhead¦Normal
16-0006356 | Equipment Failure/Involved | Overhead | Conductor, Overhead | Broken, wire on ground | 2016 | Tier 2 - Elevated | Distribution Circuit | 1 | 19 | 2016-01-19 | 1386935 | Sus | N | EquipmentFailureInvolved¦Overhead¦ConductorOverhead¦Brokenwireonground
16-0009479 | Unknown Cause | Patrol - found nothing |  |  | 2016 | Tier 3 - Extreme | Distribution Circuit | 1 | 31 | 2016-01-31 | 1395091 | Sus | N | UnknownCause¦Patrolfoundnothing¦¦
16-0009498 | Unknown Cause | Patrol - found nothing |  |  | 2016 | Tier 2 - Elevated | Distribution Circuit | 1 | 31 | 2016-01-31 | 1395264 | Sus | N | UnknownCause¦Patrolfoundnothing¦¦
16-0013358 | Vegetation | Tree - fell into line | Conductor, Overhead | Broken, wire on ground | 2016 | Tier 3 - Extreme | Distribution Circuit | 2 | 17 | 2016-02-17 | 1406173 | Sus | N | Vegetation¦Treefellintoline¦ConductorOverhead¦Brokenwireonground
16-0013939 | Vegetation | Tree - fell into line | Conductor, Overhead | Broken, wire on ground | 2016 | Tier 3 - Extreme | Distribution Circuit | 2 | 18 | 2016-02-18 | 1408531 | Sus | N | Vegetation¦Treefellintoline¦ConductorOverhead¦Brokenwireonground
16-0015189 | Equipment Failure/Involved | Overhead | Pole-Wood | Broken | 2016 | Tier 2 - Elevated | Distribution Circuit | 2 | 24 | 2016-02-24 | 1411381 | Sus | N | EquipmentFailureInvolved¦Overhead¦PoleWood¦Broken
16-0015530 | Equipment Failure/Involved | Overhead | Transformer (OH) | Broken | 2016 | Tier 3 - Extreme | Transformer only | 2 | 25 | 2016-02-25 | 1412051 | Sus | N | EquipmentFailureInvolved¦Overhead¦Transformer(OH)¦Broken
16-0015958 | 3rd Party | Vehicle | Pole-Wood | Broken | 2016 | Tier 2 - Elevated | Distribution Circuit | 2 | 27 | 2016-02-27 | 1412865 | Sus | N | 3rdParty¦Vehicle¦PoleWood¦Broken
16-0016505 | Unknown Cause | Patrol - found nothing |  |  | 2016 | Tier 2 - Elevated | Distribution Circuit | 3 | 1 | 2016-03-01 | 1414284 | Sus | N | UnknownCause¦Patrolfoundnothing¦¦
16-0017563 | Unknown Cause | Patrol - found nothing |  |  | 2016 | Tier 2 - Elevated | Distribution Circuit | 3 | 5 | 2016-03-05 | 1417009 | Sus | N | UnknownCause¦Patrolfoundnothing¦¦
16-0018573 | Equipment Failure/Involved | Overhead | Crossarm, Wood | Broken | 2016 | Tier 3 - Extreme | Transmission line | 3 | 6 | 2016-03-06 | 1422781 | Sus | N | EquipmentFailureInvolved¦Overhead¦CrossarmWood¦Broken
16-0018603 | Vegetation | Tree - fell into line | Conductor, Overhead | Broken, wire on ground | 2016 | Tier 3 - Extreme | Distribution Circuit | 3 | 6 | 2016-03-06 | 1422855 | Sus | N | Vegetation¦Treefellintoline¦ConductorOverhead¦Brokenwireonground
16-0018669 | Equipment Failure/Involved | Overhead | Connector or Splice (OH) | Broken, wire on ground | 2016 | Tier 3 - Extreme | Distribution Circuit | 3 | 7 | 2016-03-07 | 1423030 | Sus | N | EquipmentFailureInvolved¦Overhead¦ConnectororSplice(OH)¦Brokenwireonground
16-0019172 | Unknown Cause | Patrol - found nothing |  |  | 2016 | Tier 3 - Extreme | Distribution Circuit | 3 | 7 | 2016-03-07 | 1423238 | Sus | N | UnknownCause¦Patrolfoundnothing¦¦
16-0020626 | Unknown Cause | Patrol - found nothing |  |  | 2016 | Tier 2 - Elevated | Distribution Circuit | 3 | 11 | 2016-03-11 | 1428559 | Sus | N | UnknownCause¦Patrolfoundnothing¦¦
16-0020650 | Unknown Cause | Patrol - found nothing |  |  | 2016 | Tier 2 - Elevated | Distribution Circuit | 3 | 11 | 2016-03-11 | 1428374 | Sus | N | UnknownCause¦Patrolfoundnothing¦¦
16-0021274 | Unknown Cause | Patrol - found nothing |  |  | 2016 | Tier 2 - Elevated | Transformer only | 3 | 14 | 2016-03-14 | 1431203 | Sus | N | UnknownCause¦Patrolfoundnothing¦¦
16-0022197 | Unknown Cause | Patrol - found nothing |  |  | 2016 | Tier 3 - Extreme | Distribution Circuit | 3 | 17 | 2016-03-17 | 1433143 | Sus | N | UnknownCause¦Patrolfoundnothing¦¦
16-0025872 | Unknown Cause | Patrol - found nothing |  |  | 2016 | Tier 3 - Extreme | Distribution Circuit | 4 | 4 | 2016-04-04 | 1443832 | Sus | N | UnknownCause¦Patrolfoundnothing¦¦
16-0027611 | Animal | Squirrel | Cutout, fuse holder | Normal | 2016 | Tier 2 - Elevated | Distribution Circuit | 4 | 10 | 2016-04-10 | 1448319 | Sus | N | Animal¦Squirrel¦Cutoutfuseholder¦Normal
16-0028568 | Equipment Failure/Involved | Overhead | Other | Failed/Faulted | 2016 | Tier 2 - Elevated | Distribution Circuit | 4 | 14 | 2016-04-14 | 1450650 | Sus | N | EquipmentFailureInvolved¦Overhead¦Other¦FailedFaulted
16-0029198 | Unknown Cause | Patrol - found nothing |  |  | 2016 | Tier 2 - Elevated | Distribution Circuit | 4 | 17 | 2016-04-17 | 1452376 | Sus | N | UnknownCause¦Patrolfoundnothing¦¦
16-0029198 | Unknown Cause | Patrol - found nothing |  |  | 2016 | Tier 2 - Elevated | Distribution Circuit | 4 | 17 | 2016-04-17 | 1452376 | Sus | N | UnknownCause¦Patrolfoundnothing¦¦
16-0030984 | Vegetation | Tree - fell into line | Conductor, Overhead | Broken, wire on ground | 2016 | Tier 2 - Elevated | Distribution Circuit | 4 | 23 | 2016-04-23 | 1456895 | Sus | N | Vegetation¦Treefellintoline¦ConductorOverhead¦Brokenwireonground
16-0031292 | Equipment Failure/Involved | Overhead | Transformer (OH) | Burned/flashed | 2016 | Tier 2 - Elevated | Distribution Circuit | 4 | 25 | 2016-04-25 | 1457868 | Sus | N | EquipmentFailureInvolved¦Overhead¦Transformer(OH)¦Burnedflashed
16-0033883 | Unknown Cause | Patrol - not conducted |  |  | 2016 | Tier 3 - Extreme | Transformer only | 5 | 4 | 2016-05-04 | 1464798 | Sus | Y | UnknownCause¦Patrolnotconducted¦¦
16-0036053 | Equipment Failure/Involved | Electrical Overload | Pole-Wood | Broken | 2016 | Tier 2 - Elevated | Distribution Circuit | 5 | 14 | 2016-05-14 | 1469758 | Sus | Y | EquipmentFailureInvolved¦ElectricalOverload¦PoleWood¦Broken
16-0038814 | Equipment Failure/Involved | Overhead | Transformer (OH) | Broken | 2016 | Tier 3 - Extreme | Transformer only | 5 | 26 | 2016-05-26 | 1477567 | Sus | Y | EquipmentFailureInvolved¦Overhead¦Transformer(OH)¦Broken
16-0040896 | Unknown Cause | Patrol - found nothing |  |  | 2016 | Tier 3 - Extreme | Distribution Circuit | 6 | 3 | 2016-06-03 | 1482136 | Sus | Y | UnknownCause¦Patrolfoundnothing¦¦
16-0042540 | Equipment Failure/Involved | Overhead | Insulator | Burned/flashed | 2016 | Tier 2 - Elevated | Distribution Circuit | 6 | 11 | 2016-06-11 | 1486994 | Sus | Y | EquipmentFailureInvolved¦Overhead¦Insulator¦Burnedflashed
16-0043005 | Vegetation | Tree - fell into line | Conductor, Overhead | On Ground | 2016 | Tier 2 - Elevated | Distribution Circuit | 6 | 14 | 2016-06-14 | 1488416 | Sus | Y | Vegetation¦Treefellintoline¦ConductorOverhead¦OnGround
16-0043230 | Vegetation | Tree - fell into line | Conductor, Overhead | Normal | 2016 | Tier 3 - Extreme | Distribution Circuit | 6 | 14 | 2016-06-14 | 1488831 | Sus | Y | Vegetation¦Treefellintoline¦ConductorOverhead¦Normal
16-0045894 | Equipment Failure/Involved | Overhead | Cutout, fuse holder | Broken | 2016 | Tier 2 - Elevated | Transformer only | 6 | 26 | 2016-06-26 | 1496317 | Sus | Y | EquipmentFailureInvolved¦Overhead¦Cutoutfuseholder¦Broken
16-0045989 | Equipment Failure/Involved | Overhead | Transformer | Failed/Faulted | 2016 | Tier 3 - Extreme | Transformer only | 6 | 27 | 2016-06-27 | 1496557 | Sus | Y | EquipmentFailureInvolved¦Overhead¦Transformer¦FailedFaulted
16-0048075 | Animal | Bird found | Transformer | Failed/Faulted | 2016 | Tier 2 - Elevated | Distribution Circuit | 7 | 6 | 2016-07-06 | 1501721 | Sus | Y | Animal¦Birdfound¦Transformer¦FailedFaulted
16-0050392 | Equipment Failure/Involved | Overhead | Other | Failed/Faulted | 2016 | Tier 3 - Extreme | Transformer only | 7 | 16 | 2016-07-16 | 1511118 | Sus | Y | EquipmentFailureInvolved¦Overhead¦Other¦FailedFaulted
16-0054411 | Unknown Cause | Patrol - found nothing |  |  | 2016 | Tier 3 - Extreme | Distribution Circuit | 8 | 2 | 2016-08-02 | 1520216 | Sus | Y | UnknownCause¦Patrolfoundnothing¦¦
16-0058776 | 3rd Party | Vehicle | Pole-Wood | Broken | 2016 | Tier 2 - Elevated | Distribution Circuit | 8 | 20 | 2016-08-20 | 1529509 | Sus | Y | 3rdParty¦Vehicle¦PoleWood¦Broken
16-0066452 | Unknown Cause | Patrol - found nothing |  |  | 2016 | Tier 2 - Elevated | Transformer only | 9 | 22 | 2016-09-22 | 1545816 | Sus | Y | UnknownCause¦Patrolfoundnothing¦¦
16-0066687 | Equipment Failure/Involved | Overhead | Insulator | Broken | 2016 | Tier 2 - Elevated | Distribution Circuit | 9 | 22 | 2016-09-22 | 1546190 | Sus | Y | EquipmentFailureInvolved¦Overhead¦Insulator¦Broken
16-0070658 | 3rd Party | Vehicle | Anchor or Guy | Broken | 2016 | Tier 2 - Elevated | Distribution Circuit | 10 | 9 | 2016-10-09 | 1555439 | Sus | Y | 3rdParty¦Vehicle¦AnchororGuy¦Broken
16-0072449 | Unknown Cause | Patrol - found nothing |  |  | 2016 | Tier 3 - Extreme | Distribution Circuit | 10 | 15 | 2016-10-15 | 1560765 | Sus | Y | UnknownCause¦Patrolfoundnothing¦¦
16-0076604 | Unknown Cause | Patrol - not conducted |  |  | 2016 | Tier 2 - Elevated | Distribution Circuit | 10 | 29 | 2016-10-29 | 1572412 | Sus | Y | UnknownCause¦Patrolnotconducted¦¦
16-0076801 | Animal | Squirrel |  | Failed/Faulted | 2016 | Tier 2 - Elevated | Transformer only | 10 | 30 | 2016-10-30 | 1573227 | Sus | Y | Animal¦Squirrel¦¦FailedFaulted
16-0077012 | Equipment Failure/Involved | Overhead | Transformer | Deteriorated | 2016 | Tier 2 - Elevated | Transformer only | 10 | 31 | 2016-10-31 | 1573851 | Sus | Y | EquipmentFailureInvolved¦Overhead¦Transformer¦Deteriorated
16-0078781 | Unknown Cause | Patrol - found nothing |  |  | 2016 | Tier 2 - Elevated | Distribution Circuit | 11 | 8 | 2016-11-08 | 1578461 | Sus | Y | UnknownCause¦Patrolfoundnothing¦¦
16-0082316 | 3rd Party | Tree - cutting, 3rd party | Conductor, Overhead | Broken, wire on ground | 2016 | Tier 2 - Elevated | Distribution Circuit | 11 | 26 | 2016-11-26 | 1589392 | Sus | Y | 3rdParty¦Treecutting3rdparty¦ConductorOverhead¦Brokenwireonground
16-0083514 | Unknown Cause | Patrol - not conducted |  |  | 2016 | Tier 2 - Elevated | Distribution Circuit | 12 | 1 | 2016-12-01 | 1593080 | Sus | N | UnknownCause¦Patrolnotconducted¦¦
16-0083541 | Vegetation | Tree - fell into line | Conductor, Overhead | Broken, wire on ground | 2016 | Tier 3 - Extreme | Distribution Circuit | 12 | 2 | 2016-12-02 | 1593180 | Sus | N | Vegetation¦Treefellintoline¦ConductorOverhead¦Brokenwireonground
16-0085912 | Vegetation | Tree - fell into line | Conductor, Overhead | Broken, wire on ground | 2016 | Tier 2 - Elevated | Distribution Circuit | 12 | 15 | 2016-12-15 | 1603933 | Sus | N | Vegetation¦Treefellintoline¦ConductorOverhead¦Brokenwireonground
16-0086055 | Vegetation | Tree - fell into line | Conductor, Overhead | Broken, wire on ground | 2016 | Tier 2 - Elevated | Distribution Circuit | 12 | 16 | 2016-12-16 | 1604553 | Sus | N | Vegetation¦Treefellintoline¦ConductorOverhead¦Brokenwireonground
16-0086173 | Unknown Cause | Patrol - found nothing |  |  | 2016 | Tier 2 - Elevated | Distribution Circuit | 12 | 17 | 2016-12-17 | 1605721 | Sus | N | UnknownCause¦Patrolfoundnothing¦¦
17-0003403 | Vegetation | Tree - fell into line | Crossarm, Wood | Broken, wire on ground | 2017 | Tier 3 - Extreme | Distribution Circuit | 1 | 3 | 2017-01-03 | 1617255 | Sus | N | Vegetation¦Treefellintoline¦CrossarmWood¦Brokenwireonground
17-0003420 | Vegetation | Tree - fell into line | Conductor, Overhead | Broken, wire on ground | 2017 | Tier 3 - Extreme | Distribution Circuit | 1 | 4 | 2017-01-04 | 1617685 | Sus | N | Vegetation¦Treefellintoline¦ConductorOverhead¦Brokenwireonground
17-0004935 | Vegetation | Tree - fell into line | Conductor, Overhead | Normal | 2017 | Tier 2 - Elevated | Distribution Circuit | 1 | 8 | 2017-01-08 | 1622783 | Sus | N | Vegetation¦Treefellintoline¦ConductorOverhead¦Normal
17-0005054 | Vegetation | Tree - branch fell on line | Conductor, Overhead | Normal | 2017 | Tier 3 - Extreme | Distribution Circuit | 1 | 8 | 2017-01-08 | 1622800 | Sus | N | Vegetation¦Treebranchfellonline¦ConductorOverhead¦Normal
17-0005099 | Vegetation | Tree - fell into line | Conductor, Overhead | Broken, wire on ground | 2017 | Tier 2 - Elevated | Distribution Circuit | 1 | 8 | 2017-01-08 | 1624724 | Sus | N | Vegetation¦Treefellintoline¦ConductorOverhead¦Brokenwireonground
17-0006214 | Equipment Failure/Involved | Overhead | Conductor, Overhead | Broken, wire on ground | 2017 | Tier 3 - Extreme | Distribution Circuit | 1 | 8 | 2017-01-08 | 1631579 | Sus | N | EquipmentFailureInvolved¦Overhead¦ConductorOverhead¦Brokenwireonground
17-0006419 | Vegetation | Tree - branch fell on line | Fuse | Failed/Faulted | 2017 | Tier 2 - Elevated | Distribution Circuit | 1 | 9 | 2017-01-09 | 1631839 | Sus | N | Vegetation¦Treebranchfellonline¦Fuse¦FailedFaulted
17-0006475 | Vegetation | Tree - fell into line | Conductor, Overhead | Normal | 2017 | Tier 3 - Extreme | Distribution Circuit | 1 | 10 | 2017-01-10 | 1632792 | Sus | N | Vegetation¦Treefellintoline¦ConductorOverhead¦Normal
17-0007472 | Vegetation | Tree - fell into line | Crossarm, Wood | Broken, wire on ground | 2017 | Tier 3 - Extreme | Distribution Circuit | 1 | 11 | 2017-01-11 | 1639122 | Sus | N | Vegetation¦Treefellintoline¦CrossarmWood¦Brokenwireonground
17-0010452 | Vegetation | Tree - fell into line | Conductor, Overhead | Broken, wire on object | 2017 | Tier 2 - Elevated | Distribution Circuit | 1 | 18 | 2017-01-18 | 1649034 | Sus | N | Vegetation¦Treefellintoline¦ConductorOverhead¦Brokenwireonobject
17-0013189 | Vegetation | Tree - fell into line | Conductor, Overhead | Broken, wire on ground | 2017 | Tier 2 - Elevated | Distribution Circuit | 1 | 22 | 2017-01-22 | 1660722 | Sus | N | Vegetation¦Treefellintoline¦ConductorOverhead¦Brokenwireonground
17-0016514 | Unknown Cause | Patrol - found nothing |  |  | 2017 | Tier 2 - Elevated | Distribution Circuit | 2 | 1 | 2017-02-01 | 1671751 | Sus | N | UnknownCause¦Patrolfoundnothing¦¦
17-0017228 | Equipment Failure/Involved | Overhead | Transformer | Failed/Faulted | 2017 | Tier 2 - Elevated | Transformer only | 2 | 3 | 2017-02-03 | 1673791 | Sus | N | EquipmentFailureInvolved¦Overhead¦Transformer¦FailedFaulted
17-0017408 | Vegetation | Tree - fell into line | Conductor, Overhead | Broken | 2017 | Tier 2 - Elevated | Distribution Circuit | 2 | 4 | 2017-02-04 | 1674575 | Sus | N | Vegetation¦Treefellintoline¦ConductorOverhead¦Broken
17-0019111 | Equipment Failure/Involved | Overhead | Transformer | Failed/Faulted | 2017 | Tier 3 - Extreme | Distribution Circuit | 2 | 8 | 2017-02-08 | 1681768 | Sus | N | EquipmentFailureInvolved¦Overhead¦Transformer¦FailedFaulted
17-0019988 | Environmental/External | Lightning | Transformer | Failed/Faulted | 2017 | Tier 2 - Elevated | Transformer only | 2 | 10 | 2017-02-10 | 1684937 | Sus | N | EnvironmentalExternal¦Lightning¦Transformer¦FailedFaulted
17-0026097 | Unknown Cause | Patrol - not conducted |  |  | 2017 | Tier 2 - Elevated | Distribution Circuit | 2 | 23 | 2017-02-23 | 1712472 | Sus | N | UnknownCause¦Patrolnotconducted¦¦
17-0029338 | Equipment Failure/Involved | Overhead | Crossarm, Wood | Broken | 2017 | Tier 2 - Elevated | Distribution Circuit | 3 | 8 | 2017-03-08 | 1722450 | Sus | N | EquipmentFailureInvolved¦Overhead¦CrossarmWood¦Broken
17-0031660 | Unknown Cause | Patrol - found nothing |  |  | 2017 | Tier 3 - Extreme | Distribution Circuit | 3 | 18 | 2017-03-18 | 1729579 | Sus | N | UnknownCause¦Patrolfoundnothing¦¦
17-0037882 | Vegetation | Tree - fell into line | Conductor, Overhead | Broken, wire on ground | 2017 | Tier 2 - Elevated | Distribution Circuit | 4 | 7 | 2017-04-07 | 1750837 | Sus | N | Vegetation¦Treefellintoline¦ConductorOverhead¦Brokenwireonground
17-0048968 | Equipment Failure/Involved | Overhead | Insulator | Broken | 2017 | Tier 2 - Elevated | Distribution Circuit | 5 | 18 | 2017-05-18 | 1785001 | Sus | Y | EquipmentFailureInvolved¦Overhead¦Insulator¦Broken
17-0051072 | Equipment Failure/Involved | Overhead | Transformer | Failed/Faulted | 2017 | Tier 2 - Elevated | Transformer only | 5 | 26 | 2017-05-26 | 1791288 | Sus | Y | EquipmentFailureInvolved¦Overhead¦Transformer¦FailedFaulted
17-0051170 | Unknown Cause | Patrol - not conducted |  |  | 2017 | Tier 2 - Elevated | Distribution Circuit | 5 | 27 | 2017-05-27 | 1791989 | Sus | Y | UnknownCause¦Patrolnotconducted¦¦
17-0059815 | Vegetation | Tree - fell into line | Conductor, Overhead | Broken, wire on ground | 2017 | Tier 3 - Extreme | Distribution Circuit | 6 | 30 | 2017-06-30 | 1821492 | Sus | Y | Vegetation¦Treefellintoline¦ConductorOverhead¦Brokenwireonground
17-0063767 | Equipment Failure/Involved | Electrical Overload | Fuse | Failed/Faulted | 2017 | Tier 2 - Elevated | Transformer only | 7 | 18 | 2017-07-18 | 1835330 | Sus | Y | EquipmentFailureInvolved¦ElectricalOverload¦Fuse¦FailedFaulted
17-0066141 | Equipment Failure/Involved | Underground | Conductor, Underground | Broken | 2017 | Tier 3 - Extreme | Distribution Circuit | 7 | 27 | 2017-07-27 | 1841298 | Sus | Y | EquipmentFailureInvolved¦Underground¦ConductorUnderground¦Broken
17-0068707 | Animal | Squirrel | Fuse | Failed/Faulted | 2017 | Tier 3 - Extreme | Distribution Circuit | 8 | 8 | 2017-08-08 | 1848273 | Sus | Y | Animal¦Squirrel¦Fuse¦FailedFaulted
17-0070667 | Unknown Cause | Patrol - found nothing |  |  | 2017 | Tier 3 - Extreme | Distribution Circuit | 8 | 16 | 2017-08-16 | 1853435 | Sus | Y | UnknownCause¦Patrolfoundnothing¦¦
17-0072201 | Vegetation | Tree - branch fell on line | Conductor, Overhead | Broken, wire on ground | 2017 | Tier 3 - Extreme | Distribution Circuit | 8 | 23 | 2017-08-23 | 1857412 | Sus | Y | Vegetation¦Treebranchfellonline¦ConductorOverhead¦Brokenwireonground
17-0078515 | Unknown Cause | Patrol - found nothing |  |  | 2017 | Tier 3 - Extreme | Distribution Circuit | 9 | 13 | 2017-09-13 | 1878128 | Sus | Y | UnknownCause¦Patrolfoundnothing¦¦
17-0083232 | Vegetation | Tree - branch fell on line | Crossarm, Wood | Broken | 2017 | Tier 3 - Extreme | Distribution Circuit | 10 | 2 | 2017-10-02 | 1889044 | Sus | Y | Vegetation¦Treebranchfellonline¦CrossarmWood¦Broken
17-0084564 | Unknown Cause | Patrol - found nothing |  |  | 2017 | Tier 2 - Elevated | Distribution Circuit | 10 | 5 | 2017-10-05 | 1891578 | Sus | Y | UnknownCause¦Patrolfoundnothing¦¦
17-0084972 | Equipment Failure/Involved | Overhead | Transformer | Failed/Faulted | 2017 | Tier 2 - Elevated | Transformer only | 10 | 7 | 2017-10-07 | 1892732 | Sus | Y | EquipmentFailureInvolved¦Overhead¦Transformer¦FailedFaulted
17-0085598 | Vegetation | Tree - branch fell on line | Fuse | Failed/Faulted | 2017 | Tier 3 - Extreme | Distribution Circuit | 10 | 8 | 2017-10-08 | 1894155 | Sus | Y | Vegetation¦Treebranchfellonline¦Fuse¦FailedFaulted
17-0085752 | Vegetation | Tree - fell into line | Conductor, Overhead | Normal | 2017 | Tier 3 - Extreme | Distribution Circuit | 10 | 9 | 2017-10-09 | 1896721 | Sus | Y | Vegetation¦Treefellintoline¦ConductorOverhead¦Normal
17-0089522 | Unknown Cause | Patrol - found nothing |  |  | 2017 | Tier 3 - Extreme | Distribution Circuit | 10 | 22 | 2017-10-22 | 1907356 | Sus | Y | UnknownCause¦Patrolfoundnothing¦¦
17-0094155 | Vegetation | Tree - branch fell on line | Service conductor | Broken, wire on ground | 2017 | Tier 3 - Extreme | Distribution Circuit | 11 | 10 | 2017-11-10 | 1919858 | Sus | Y | Vegetation¦Treebranchfellonline¦Serviceconductor¦Brokenwireonground
17-0099451 | Unknown Cause | Patrol - not conducted |  |  | 2017 | Tier 2 - Elevated | Distribution Circuit | 12 | 4 | 2017-12-04 | 1934451 | Sus | N | UnknownCause¦Patrolnotconducted¦¦
17-0103380 | 3rd Party | Vehicle | Fuse | Failed/Faulted | 2017 | Tier 3 - Extreme | Distribution Circuit | 12 | 27 | 2017-12-27 | 1951675 | Sus | N | 3rdParty¦Vehicle¦Fuse¦FailedFaulted
18-0005496 | Equipment Failure/Involved | Overhead | Transformer | Failed/Faulted | 2018 | Tier 3 - Extreme | Transformer only | 1 | 11 | 2018-01-11 | 6899 | Sus | N | EquipmentFailureInvolved¦Overhead¦Transformer¦FailedFaulted
18-0015199 | Animal | Bird found | Conductor, Overhead | Normal | 2018 | Tier 2 - Elevated | Distribution Circuit | 2 | 18 | 2018-02-18 | 26585 | Sus | N | Animal¦Birdfound¦ConductorOverhead¦Normal
18-0018173 | Company Initiated | Personnel, company |  |  | 2018 | Tier 3 - Extreme | Distribution Circuit | 3 | 27 | 2018-03-27 | 54237 | Sus | N | CompanyInitiated¦Personnelcompany¦¦
18-0023726 | Vegetation | Tree - branch fell on line | Conductor, Overhead | Broken | 2018 | Tier 3 - Extreme | Distribution Circuit | 3 | 17 | 2018-03-17 | 46585 | Sus | N | Vegetation¦Treebranchfellonline¦ConductorOverhead¦Broken
18-0027918 | Unknown Cause | Patrol - not conducted |  |  | 2018 | Tier 2 - Elevated | Distribution Circuit | 3 | 30 | 2018-03-30 | 56370 | Sus | N | UnknownCause¦Patrolnotconducted¦¦
18-0030178 | Unknown Cause | Patrol - found nothing |  |  | 2018 | Tier 2 - Elevated | Distribution Circuit | 4 | 7 | 2018-04-07 | 61574 | Sus | N | UnknownCause¦Patrolfoundnothing¦¦
18-0031670 | Vegetation | Tree - fell into line | Conductor, Overhead | Broken, wire on ground | 2018 | Tier 3 - Extreme | Distribution Circuit | 4 | 12 | 2018-04-12 | 65349 | Sus | N | Vegetation¦Treefellintoline¦ConductorOverhead¦Brokenwireonground
18-0037463 | Environmental/External | Lightning | Transformer (OH) | Failed/Faulted | 2018 | Tier 3 - Extreme | Transformer only | 5 | 1 | 2018-05-01 | 77777 | Sus | Y | EnvironmentalExternal¦Lightning¦Transformer(OH)¦FailedFaulted
18-0037564 | Vegetation | Tree - branch fell on line | Conductor, Overhead | Together | 2018 | Tier 2 - Elevated | Distribution Circuit | 5 | 2 | 2018-05-02 | 78052 | Sus | Y | Vegetation¦Treebranchfellonline¦ConductorOverhead¦Together
18-0040168 | Vegetation | Tree - grew into line | Transformer | Broken, wire on ground | 2018 | Tier 2 - Elevated | Transformer only | 5 | 11 | 2018-05-11 | 83588 | Sus | Y | Vegetation¦Treegrewintoline¦Transformer¦Brokenwireonground
18-0041748 | Unknown Cause | Patrol - found nothing |  |  | 2018 | Tier 2 - Elevated | Distribution Circuit | 5 | 16 | 2018-05-16 | 87631 | Sus | Y | UnknownCause¦Patrolfoundnothing¦¦
18-0050017 | Vegetation | Tree - fell into line | Crossarm, Wood | Broken | 2018 | Tier 3 - Extreme | Distribution Circuit | 6 | 12 | 2018-06-12 | 107032 | Sus | Y | Vegetation¦Treefellintoline¦CrossarmWood¦Broken
18-0051861 | Equipment Failure/Involved | Electrical Overload | Transformer | Failed/Faulted | 2018 | Tier 2 - Elevated | Transformer only | 6 | 18 | 2018-06-18 | 111786 | Sus | Y | EquipmentFailureInvolved¦ElectricalOverload¦Transformer¦FailedFaulted
18-0053935 | Equipment Failure/Involved | Overhead | Transformer | Failed/Faulted | 2018 | Tier 2 - Elevated | Transformer only | 6 | 23 | 2018-06-23 | 116575 | Sus | Y | EquipmentFailureInvolved¦Overhead¦Transformer¦FailedFaulted
18-0056565 | Equipment Failure/Involved | Overhead | Pole-Wood | Deteriorated | 2018 | Tier 2 - Elevated | Distribution Circuit | 7 | 3 | 2018-07-03 | 123519 | Sus | Y | EquipmentFailureInvolved¦Overhead¦PoleWood¦Deteriorated
18-0059821 | Equipment Failure/Involved | Fire, pole | Pole-Wood | Burned/flashed | 2018 | Tier 2 - Elevated | Distribution Circuit | 7 | 14 | 2018-07-14 | 131596 | Sus | Y | EquipmentFailureInvolved¦Firepole¦PoleWood¦Burnedflashed
18-0060883 | Vegetation | Tree - fell into line | Conductor, Overhead | Broken, wire on ground | 2018 | Tier 3 - Extreme | Distribution Circuit | 7 | 18 | 2018-07-18 | 134376 | Sus | Y | Vegetation¦Treefellintoline¦ConductorOverhead¦Brokenwireonground
18-0065361 | Equipment Failure/Involved | Overhead | Jumper | Burned/flashed | 2018 | Tier 2 - Elevated | Transformer only | 7 | 31 | 2018-07-31 | 145901 | Sus | Y | EquipmentFailureInvolved¦Overhead¦Jumper¦Burnedflashed
18-0072447 | Company Initiated | Construction Activity/equip, company | Conductor, Overhead | Normal | 2018 | Tier 2 - Elevated | Distribution Circuit | 8 | 22 | 2018-08-22 | 160276 | Sus | Y | CompanyInitiated¦ConstructionActivityequipcompany¦ConductorOverhead¦Normal
18-0085510 | Unknown Cause | Patrol - found nothing |  |  | 2018 | Tier 2 - Elevated | Distribution Circuit | 10 | 2 | 2018-10-02 | 185536 | Sus | Y | UnknownCause¦Patrolfoundnothing¦¦
18-0087856 | Animal | Bird found | Fuse | Failed/Faulted | 2018 | Tier 2 - Elevated | Distribution Circuit | 10 | 7 | 2018-10-07 | 190067 | Sus | Y | Animal¦Birdfound¦Fuse¦FailedFaulted
18-0095751 | Equipment Failure/Involved | Overhead | Transformer (OH) | Broken | 2018 | Tier 2 - Elevated | Distribution Circuit | 10 | 30 | 2018-10-30 | 205898 | Sus | Y | EquipmentFailureInvolved¦Overhead¦Transformer(OH)¦Broken
18-0097903 | Vegetation | Tree - grew into line | Conductor, Overhead | Normal | 2018 | Tier 3 - Extreme | Distribution Circuit | 11 | 7 | 2018-11-07 | 210631 | Sus | Y | Vegetation¦Treegrewintoline¦ConductorOverhead¦Normal
18-0099709 | Wildfire Mitigation | CWSP - Vegetation Removal |  |  | 2018 | Tier 3 - Extreme | Distribution Circuit | 11 | 14 | 2018-11-14 | 215286 | Sus | Y | WildfireMitigation¦CWSPVegetationRemoval¦¦
18-0104854 | Vegetation | Tree - fell into line | Crossarm, Wood | Broken, wire on ground | 2018 | Tier 3 - Extreme | Distribution Circuit | 11 | 29 | 2018-11-29 | 228017 | Sus | Y | Vegetation¦Treefellintoline¦CrossarmWood¦Brokenwireonground
18-0108288 | Unknown Cause | Patrol - found nothing |  |  | 2018 | Tier 3 - Extreme | Distribution Circuit | 12 | 10 | 2018-12-10 | 237186 | Sus | N | UnknownCause¦Patrolfoundnothing¦¦
18-0109587 | Vegetation | Tree - fell into line | Conductor, Overhead | Broken | 2018 | Tier 2 - Elevated | Distribution Circuit | 12 | 17 | 2018-12-17 | 241913 | Sus | N | Vegetation¦Treefellintoline¦ConductorOverhead¦Broken
18-0110861 | Unknown Cause | Patrol - not conducted |  |  | 2018 | Tier 3 - Extreme | Distribution Circuit | 12 | 27 | 2018-12-27 | 248212 | Sus | N | UnknownCause¦Patrolnotconducted¦¦
19-0005635 | Unknown Cause | Patrol - found nothing |  |  | 2019 | Tier 2 - Elevated | Distribution Circuit | 1 | 6 | 2019-01-06 | 257979 | Sus | N | UnknownCause¦Patrolfoundnothing¦¦
19-0005781 | Vegetation | Tree - fell into line | Conductor, Overhead | Broken, wire on ground | 2019 | Tier 3 - Extreme | Transformer only | 1 | 6 | 2019-01-06 | 256542 | Sus | N | Vegetation¦Treefellintoline¦ConductorOverhead¦Brokenwireonground
19-0006710 | Vegetation | Tree - bark fell into line | Conductor, Overhead | Normal | 2019 | Tier 2 - Elevated | Distribution Circuit | 1 | 9 | 2019-01-09 | 261295 | Sus | N | Vegetation¦Treebarkfellintoline¦ConductorOverhead¦Normal
19-0008800 | Unknown Cause | Patrol - found nothing |  |  | 2019 | Tier 2 - Elevated | Distribution Circuit | 1 | 14 | 2019-01-14 | 265226 | Sus | N | UnknownCause¦Patrolfoundnothing¦¦
19-0009352 | Vegetation | Tree - branch fell on line | Conductor, Overhead | Normal | 2019 | Tier 3 - Extreme | Distribution Circuit | 1 | 15 | 2019-01-15 | 266097 | Sus | N | Vegetation¦Treebranchfellonline¦ConductorOverhead¦Normal
19-0009608 | Unknown Cause | Patrol - not conducted |  |  | 2019 | Tier 2 - Elevated | Distribution Circuit | 1 | 16 | 2019-01-16 | 266769 | Sus | N | UnknownCause¦Patrolnotconducted¦¦
19-0009996 | Equipment Failure/Involved | Overhead | Conductor, Overhead | Broken, wire on ground | 2019 | Tier 3 - Extreme | Distribution Circuit | 1 | 16 | 2019-01-16 | 268460 | Sus | N | EquipmentFailureInvolved¦Overhead¦ConductorOverhead¦Brokenwireonground
19-0010308 | Vegetation | Tree - fell into line | Conductor, Overhead | Broken, wire on ground | 2019 | Tier 2 - Elevated | Distribution Circuit | 1 | 16 | 2019-01-16 | 269761 | Sus | N | Vegetation¦Treefellintoline¦ConductorOverhead¦Brokenwireonground
19-0011320 | Vegetation | Tree - fell into line | Conductor, Overhead | Broken, wire on ground | 2019 | Tier 2 - Elevated | Distribution Circuit | 1 | 17 | 2019-01-17 | 274715 | Sus | N | Vegetation¦Treefellintoline¦ConductorOverhead¦Brokenwireonground
19-0011506 | Unknown Cause | Patrol - found nothing |  |  | 2019 | Tier 3 - Extreme | Distribution Circuit | 1 | 17 | 2019-01-17 | 273341 | Sus | N | UnknownCause¦Patrolfoundnothing¦¦
19-0016768 | Unknown Cause | Patrol - found nothing |  |  | 2019 | Tier 3 - Extreme | Distribution Circuit | 2 | 1 | 2019-02-01 | 285721 | Sus | N | UnknownCause¦Patrolfoundnothing¦¦
19-0019417 | Vegetation | Tree - branch fell on line | Conductor, Overhead | Normal | 2019 | Tier 2 - Elevated | Distribution Circuit | 2 | 5 | 2019-02-05 | 294893 | Sus | N | Vegetation¦Treebranchfellonline¦ConductorOverhead¦Normal
19-0020482 | Vegetation | Tree - bark fell into line | Conductor, Overhead | Normal | 2019 | Tier 3 - Extreme | Distribution Circuit | 2 | 9 | 2019-02-09 | 297535 | Sus | N | Vegetation¦Treebarkfellintoline¦ConductorOverhead¦Normal
19-0020955 | Unknown Cause | Patrol - found nothing |  |  | 2019 | Tier 2 - Elevated | Distribution Circuit | 2 | 10 | 2019-02-10 | 298262 | Sus | N | UnknownCause¦Patrolfoundnothing¦¦
19-0022010 | Equipment Failure/Involved | Overhead | Pole-Wood | Broken | 2019 | Tier 3 - Extreme | Distribution Circuit | 2 | 12 | 2019-02-12 | 303530 | Sus | N | EquipmentFailureInvolved¦Overhead¦PoleWood¦Broken
19-0022190 | Vegetation | Tree - branch fell on line | Conductor, Overhead | Broken, wire on ground | 2019 | Tier 2 - Elevated | Distribution Circuit | 2 | 13 | 2019-02-13 | 303068 | Sus | N | Vegetation¦Treebranchfellonline¦ConductorOverhead¦Brokenwireonground
19-0022647 | Vegetation | Tree - branch fell on line | Conductor, Overhead | Broken, wire on ground | 2019 | Tier 3 - Extreme | Distribution Circuit | 2 | 13 | 2019-02-13 | 305797 | Sus | N | Vegetation¦Treebranchfellonline¦ConductorOverhead¦Brokenwireonground
19-0023293 | Vegetation | Tree - fell into line | Pole-Wood | Broken | 2019 | Tier 3 - Extreme | Distribution Circuit | 2 | 14 | 2019-02-14 | 309376 | Sus | N | Vegetation¦Treefellintoline¦PoleWood¦Broken
19-0023424 | Vegetation | Tree - fell into line | Conductor, Overhead | Broken, wire on ground | 2019 | Tier 3 - Extreme | Distribution Circuit | 2 | 14 | 2019-02-14 | 309634 | Sus | N | Vegetation¦Treefellintoline¦ConductorOverhead¦Brokenwireonground
19-0024689 | Vegetation | Tree - fell into line | Pole-Wood | Broken, wire on ground | 2019 | Tier 2 - Elevated | Distribution Circuit | 2 | 12 | 2019-02-12 | 314843 | Sus | N | Vegetation¦Treefellintoline¦PoleWood¦Brokenwireonground
19-0028017 | Equipment Failure/Involved | Underground | Elbow | Failed/Faulted | 2019 | Tier 2 - Elevated | Distribution Circuit | 2 | 25 | 2019-02-25 | 323572 | Sus | N | EquipmentFailureInvolved¦Underground¦Elbow¦FailedFaulted
19-0028527 | Vegetation | Tree - fell into line | Service conductor | Broken | 2019 | Tier 3 - Extreme | Transformer only | 2 | 26 | 2019-02-26 | 324938 | Sus | N | Vegetation¦Treefellintoline¦Serviceconductor¦Broken
19-0028857 | Vegetation | Tree - fell into line | Conductor, Overhead | Broken, wire on ground | 2019 | Tier 2 - Elevated | Distribution Circuit | 2 | 27 | 2019-02-27 | 326533 | Sus | N | Vegetation¦Treefellintoline¦ConductorOverhead¦Brokenwireonground
19-0029049 | 3rd Party | Tree - cutting, 3rd party | Service conductor | Broken, wire on ground | 2019 | Tier 2 - Elevated | Transformer only | 2 | 27 | 2019-02-27 | 326932 | Sus | N | 3rdParty¦Treecutting3rdparty¦Serviceconductor¦Brokenwireonground
19-0038330 | Vegetation | Tree - fell into line | Conductor, Overhead | Normal | 2019 | Tier 3 - Extreme | Distribution Circuit | 3 | 29 | 2019-03-29 | 350340 | Sus | N | Vegetation¦Treefellintoline¦ConductorOverhead¦Normal
19-0042193 | Equipment Failure/Involved | Overhead | Crossarm, Wood | Broken | 2019 | Tier 3 - Extreme | Distribution Circuit | 4 | 13 | 2019-04-13 | 360230 | Sus | N | EquipmentFailureInvolved¦Overhead¦CrossarmWood¦Broken
19-0043066 | Vegetation | Tree - fell into line | Crossarm, Wood | Broken, wire on ground | 2019 | Tier 2 - Elevated | Distribution Circuit | 4 | 16 | 2019-04-16 | 362143 | Sus | N | Vegetation¦Treefellintoline¦CrossarmWood¦Brokenwireonground
19-0046964 | Unknown Cause | Patrol - found nothing |  |  | 2019 | Tier 2 - Elevated | Distribution Circuit | 4 | 29 | 2019-04-29 | 369856 | Sus | N | UnknownCause¦Patrolfoundnothing¦¦
19-0049770 | Vegetation | Tree - branch fell on line | Other | On Ground | 2019 | Tier 3 - Extreme | Transformer only | 5 | 7 | 2019-05-07 | 375778 | Sus | Y | Vegetation¦Treebranchfellonline¦Other¦OnGround
19-0050287 | Equipment Failure/Involved | Overhead | Transformer | Failed/Faulted | 2019 | Tier 2 - Elevated | Transformer only | 5 | 9 | 2019-05-09 | 376782 | Sus | Y | EquipmentFailureInvolved¦Overhead¦Transformer¦FailedFaulted
19-0050761 | Vegetation | Tree - fell into line | Conductor, Overhead | Broken, wire on ground | 2019 | Tier 3 - Extreme | Distribution Circuit | 5 | 10 | 2019-05-10 | 377689 | Sus | Y | Vegetation¦Treefellintoline¦ConductorOverhead¦Brokenwireonground
19-0052185 | Equipment Failure/Involved | Overhead | Transformer | Failed/Faulted | 2019 | Tier 2 - Elevated | Transformer only | 5 | 15 | 2019-05-15 | 380818 | Sus | Y | EquipmentFailureInvolved¦Overhead¦Transformer¦FailedFaulted
19-0061979 | Equipment Failure/Involved | Overhead | Transformer | Failed/Faulted | 2019 | Tier 2 - Elevated | Transformer only | 6 | 3 | 2019-06-03 | 396534 | Sus | Y | EquipmentFailureInvolved¦Overhead¦Transformer¦FailedFaulted
19-0062607 | Equipment Failure/Involved | Overhead | Cutout, fuse holder | Broken | 2019 | Tier 2 - Elevated | Transformer only | 6 | 4 | 2019-06-04 | 397518 | Sus | Y | EquipmentFailureInvolved¦Overhead¦Cutoutfuseholder¦Broken
19-0070139 | Unknown Cause | Patrol - not conducted |  |  | 2019 | Tier 3 - Extreme | Transformer only | 6 | 20 | 2019-06-20 | 422782 | Sus | Y | UnknownCause¦Patrolnotconducted¦¦
19-0077158 | Unknown Cause | Patrol - found nothing |  |  | 2019 | Tier 3 - Extreme | Distribution Circuit | 7 | 14 | 2019-07-14 | 450079 | Sus | Y | UnknownCause¦Patrolfoundnothing¦¦
19-0080482 | Vegetation | Tree - fell into line | Conductor, Overhead | Broken, wire on ground | 2019 | Tier 3 - Extreme | Distribution Circuit | 7 | 23 | 2019-07-23 | 469821 | Sus | Y | Vegetation¦Treefellintoline¦ConductorOverhead¦Brokenwireonground
19-0084188 | Unknown Cause | Patrol - found nothing |  |  | 2019 | Tier 2 - Elevated | Distribution Circuit | 8 | 4 | 2019-08-04 | 482508 | Sus | Y | UnknownCause¦Patrolfoundnothing¦¦
19-0086556 | Environmental/External | Lightning | Transformer (OH) | Failed/Faulted | 2019 | Tier 3 - Extreme | Distribution Circuit | 8 | 10 | 2019-08-10 | 501374 | Sus | Y | EnvironmentalExternal¦Lightning¦Transformer(OH)¦FailedFaulted
19-0086644 | Unknown Cause | Patrol - found nothing |  |  | 2019 | Tier 3 - Extreme | Distribution Circuit | 8 | 11 | 2019-08-11 | 501938 | Sus | Y | UnknownCause¦Patrolfoundnothing¦¦
19-0089024 | Vegetation | Tree - fell into line | Conductor, Overhead | Broken, wire on ground | 2019 | Tier 3 - Extreme | Distribution Circuit | 8 | 17 | 2019-08-17 | 519040 | Sus | Y | Vegetation¦Treefellintoline¦ConductorOverhead¦Brokenwireonground
19-0096473 | Vegetation | Tree - fell into line | Conductor, Overhead | Broken, wire on ground | 2019 | Tier 3 - Extreme | Distribution Circuit | 9 | 7 | 2019-09-07 | 562147 | Sus | Y | Vegetation¦Treefellintoline¦ConductorOverhead¦Brokenwireonground
19-0099645 | Unknown Cause | Patrol - found nothing |  |  | 2019 | Tier 2 - Elevated | Distribution Circuit | 9 | 16 | 2019-09-16 | 584227 | Sus | Y | UnknownCause¦Patrolfoundnothing¦¦
19-0100986 | Unknown Cause | Patrol - found nothing |  |  | 2019 | Tier 2 - Elevated | Distribution Circuit | 9 | 18 | 2019-09-18 | 592389 | Sus | Y | UnknownCause¦Patrolfoundnothing¦¦
19-0109036 | Vegetation | Tree - branch fell on line | Conductor, Overhead | Broken, wire on ground | 2019 | Tier 2 - Elevated | Distribution Circuit | 10 | 8 | 2019-10-08 | 647697 | Sus | Y | Vegetation¦Treebranchfellonline¦ConductorOverhead¦Brokenwireonground
19-0109555 | Unknown Cause | Patrol - found nothing |  |  | 2019 | Tier 2 - Elevated | Distribution Circuit | 10 | 9 | 2019-10-09 | 650543 | Sus | Y | UnknownCause¦Patrolfoundnothing¦¦
19-0115321 | Equipment Failure/Involved | Overhead | Transformer | Failed/Faulted | 2019 | Tier 2 - Elevated | Transformer only | 10 | 23 | 2019-10-23 | 677756 | Sus | Y | EquipmentFailureInvolved¦Overhead¦Transformer¦FailedFaulted
19-0116757 | Wildfire Mitigation | Public Safety Power Shut-off | Conductor, Overhead | Normal | 2019 | Tier 2 - Elevated | Distribution Circuit | 10 | 26 | 2019-10-26 | 681466 | Sus | Y | WildfireMitigation¦PublicSafetyPowerShutoff¦ConductorOverhead¦Normal
19-0116812 | Wildfire Mitigation | Public Safety Power Shut-off | Conductor, Overhead | Normal | 2019 | Tier 2 - Elevated | Distribution Circuit | 10 | 26 | 2019-10-26 | 683130 | Sus | Y | WildfireMitigation¦PublicSafetyPowerShutoff¦ConductorOverhead¦Normal
19-0125405 | Animal | Bird found | Conductor, Overhead | Normal | 2019 | Tier 2 - Elevated | Distribution Circuit | 11 | 16 | 2019-11-16 | 708261 | Sus | Y | Animal¦Birdfound¦ConductorOverhead¦Normal
19-0130184 | Equipment Failure/Involved | Overhead | Conductor, Overhead | Broken | 2019 | Tier 2 - Elevated | Transformer only | 11 | 26 | 2019-11-26 | 717600 | Sus | Y | EquipmentFailureInvolved¦Overhead¦ConductorOverhead¦Broken
19-0131017 | Equipment Failure/Involved | Electrical Overload | Transformer (UG) | Normal | 2019 | Tier 2 - Elevated | Transformer only | 11 | 29 | 2019-11-29 | 723318 | Sus | Y | EquipmentFailureInvolved¦ElectricalOverload¦Transformer(UG)¦Normal
19-0131859 | Vegetation | Tree - branch fell on line | Conductor, Overhead | Normal | 2019 | Tier 2 - Elevated | Distribution Circuit | 12 | 1 | 2019-12-01 | 725438 | Sus | N | Vegetation¦Treebranchfellonline¦ConductorOverhead¦Normal
19-0135252 | Vegetation | Tree - fell into line | Conductor, Overhead | Normal | 2019 | Tier 3 - Extreme | Distribution Circuit | 12 | 9 | 2019-12-09 | 734610 | Sus | N | Vegetation¦Treefellintoline¦ConductorOverhead¦Normal
19-0137703 | Equipment Failure/Involved | Overhead | Insulator | Broken | 2019 | Tier 3 - Extreme | Distribution Circuit | 12 | 23 | 2019-12-23 | 749100 | Sus | N | EquipmentFailureInvolved¦Overhead¦Insulator¦Broken
19-0138251 | Equipment Failure/Involved | Overhead | Crossarm, Wood | Broken | 2019 | Tier 3 - Extreme | Distribution Circuit | 12 | 31 | 2019-12-31 | 752785 | Sus | N | EquipmentFailureInvolved¦Overhead¦CrossarmWood¦Broken
20-0009576 | Vegetation | Tree - branch fell on line | Conductor, Overhead | Broken, wire on ground | 2020 | Tier 2 - Elevated | Distribution Circuit | 1 | 16 | 2020-01-16 | 762221 | Sus | N | Vegetation¦Treebranchfellonline¦ConductorOverhead¦Brokenwireonground
20-0010697 | Equipment Failure/Involved | Overhead | Transformer | Failed/Faulted | 2020 | Tier 2 - Elevated | Transformer only | 1 | 17 | 2020-01-17 | 764620 | Sus | N | EquipmentFailureInvolved¦Overhead¦Transformer¦FailedFaulted
20-0011040 | Unknown Cause | Patrol - not conducted |  |  | 2020 | Tier 2 - Elevated | Distribution Circuit | 1 | 18 | 2020-01-18 | 765360 | Sus | N | UnknownCause¦Patrolnotconducted¦¦
20-0011167 | Vegetation | Tree - fell into line | Conductor, Overhead | Together | 2020 | Tier 2 - Elevated | Distribution Circuit | 1 | 16 | 2020-01-16 | 766096 | Sus | N | Vegetation¦Treefellintoline¦ConductorOverhead¦Together
20-0013204 | Equipment Failure/Involved | Overhead | Regulator | Malfunctioning | 2020 | Tier 2 - Elevated | Distribution Circuit | 2 | 7 | 2020-02-07 | 779759 | Sus | N | EquipmentFailureInvolved¦Overhead¦Regulator¦Malfunctioning
20-0016341 | Vegetation | Tree - branch fell on line | Conductor, Overhead | Normal | 2020 | Tier 3 - Extreme | Distribution Circuit | 2 | 2 | 2020-02-02 | 775691 | Sus | N | Vegetation¦Treebranchfellonline¦ConductorOverhead¦Normal
20-0018331 | Vegetation | Tree - fell into line | Pole-Wood | Broken, wire on ground | 2020 | Tier 2 - Elevated | Distribution Circuit | 2 | 6 | 2020-02-06 | 779689 | Sus | N | Vegetation¦Treefellintoline¦PoleWood¦Brokenwireonground
20-0024908 | Equipment Failure/Involved | Overhead | Transformer | Failed/Faulted | 2020 | Tier 2 - Elevated | Transformer only | 2 | 22 | 2020-02-22 | 800646 | Sus | N | EquipmentFailureInvolved¦Overhead¦Transformer¦FailedFaulted
20-0032715 | Unknown Cause | Patrol - found nothing |  |  | 2020 | Tier 3 - Extreme | Distribution Circuit | 3 | 15 | 2020-03-15 | 852940 | Sus | N | UnknownCause¦Patrolfoundnothing¦¦
20-0033448 | Vegetation | Tree - branch fell on line | Conductor, Overhead | Normal | 2020 | Tier 3 - Extreme | Distribution Circuit | 3 | 16 | 2020-03-16 | 854471 | Sus | N | Vegetation¦Treebranchfellonline¦ConductorOverhead¦Normal
20-0033709 | Vegetation | Tree - fell into line | Conductor, Overhead | Normal | 2020 | Tier 3 - Extreme | Distribution Circuit | 3 | 16 | 2020-03-16 | 856050 | Sus | N | Vegetation¦Treefellintoline¦ConductorOverhead¦Normal
20-0034892 | Equipment Failure/Involved | Overhead | Cutout, fuse holder | Broken | 2020 | Tier 3 - Extreme | Transformer only | 3 | 20 | 2020-03-20 | 860126 | Sus | N | EquipmentFailureInvolved¦Overhead¦Cutoutfuseholder¦Broken
20-0034937 | Vegetation | Tree - branch fell on line | Conductor, Overhead | Normal | 2020 | Tier 3 - Extreme | Distribution Circuit | 3 | 19 | 2020-03-19 | 860083 | Sus | N | Vegetation¦Treebranchfellonline¦ConductorOverhead¦Normal
20-0039945 | Vegetation | Tree - branch fell on line | Conductor, Overhead | Normal | 2020 | Tier 3 - Extreme | Distribution Circuit | 4 | 9 | 2020-04-09 | 892750 | Sus | N | Vegetation¦Treebranchfellonline¦ConductorOverhead¦Normal
20-0042952 | 3rd Party | Vehicle | Pole-Wood | Normal | 2020 | Tier 2 - Elevated | Distribution Circuit | 4 | 20 | 2020-04-20 | 898155 | Sus | N | 3rdParty¦Vehicle¦PoleWood¦Normal
20-0049546 | Unknown Cause | Patrol - found nothing |  |  | 2020 | Tier 2 - Elevated | Distribution Circuit | 5 | 12 | 2020-05-12 | 912175 | Sus | Y | UnknownCause¦Patrolfoundnothing¦¦
20-0051525 | Unknown Cause | Patrol - found nothing |  |  | 2020 | Tier 3 - Extreme | Distribution Circuit | 5 | 18 | 2020-05-18 | 916369 | Sus | Y | UnknownCause¦Patrolfoundnothing¦¦
20-0053150 | Unknown Cause | Patrol - found nothing |  |  | 2020 | Tier 3 - Extreme | Distribution Circuit | 5 | 21 | 2020-05-21 | 919277 | Sus | Y | UnknownCause¦Patrolfoundnothing¦¦
20-0056460 | Animal | Bird found | Conductor, Overhead | Normal | 2020 | Tier 2 - Elevated | Distribution Circuit | 6 | 2 | 2020-06-02 | 927983 | Sus | Y | Animal¦Birdfound¦ConductorOverhead¦Normal
20-0059213 | Equipment Failure/Involved | Overhead | Lightning Arrestor | Failed/Faulted | 2020 | Tier 2 - Elevated | Distribution Circuit | 6 | 9 | 2020-06-09 | 935096 | Sus | Y | EquipmentFailureInvolved¦Overhead¦LightningArrestor¦FailedFaulted
20-0061940 | Unknown Cause | Patrol - found nothing |  |  | 2020 | Tier 2 - Elevated | Distribution Circuit | 6 | 16 | 2020-06-16 | 940501 | Sus | Y | UnknownCause¦Patrolfoundnothing¦¦
20-0063301 | 3rd Party | Tree - cutting, 3rd party | Conductor, Overhead | Normal | 2020 | Tier 2 - Elevated | Distribution Circuit | 6 | 20 | 2020-06-20 | 943139 | Sus | Y | 3rdParty¦Treecutting3rdparty¦ConductorOverhead¦Normal
20-0064253 | Equipment Failure/Involved | Overhead | Pole-Wood | Broken | 2020 | Tier 2 - Elevated | Distribution Circuit | 6 | 24 | 2020-06-24 | 945894 | Sus | Y | EquipmentFailureInvolved¦Overhead¦PoleWood¦Broken
20-0071517 | Unknown Cause | Patrol - found nothing |  |  | 2020 | Tier 2 - Elevated | Distribution Circuit | 7 | 13 | 2020-07-13 | 963885 | Sus | Y | UnknownCause¦Patrolfoundnothing¦¦
20-0080984 | Equipment Failure/Involved | Overhead | Transformer (OH) | Failed/Faulted | 2020 | Tier 2 - Elevated | Transformer only | 8 | 7 | 2020-08-07 | 983213 | Sus | Y | EquipmentFailureInvolved¦Overhead¦Transformer(OH)¦FailedFaulted
20-0083016 | Animal | Bird found | Conductor, Overhead | Normal | 2020 | Tier 3 - Extreme | Distribution Circuit | 8 | 13 | 2020-08-13 | 995417 | Sus | Y | Animal¦Birdfound¦ConductorOverhead¦Normal
20-0084605 | Vegetation | Tree - fell into line | Conductor, Overhead | Arcing | 2020 | Tier 2 - Elevated | Distribution Circuit | 8 | 16 | 2020-08-16 | 1009626 | Sus | Y | Vegetation¦Treefellintoline¦ConductorOverhead¦Arcing
20-0084605 | Vegetation | Tree - fell into line | Conductor, Overhead | Arcing | 2020 | Tier 2 - Elevated | Distribution Circuit | 8 | 16 | 2020-08-16 | 1009626 | Sus | Y | Vegetation¦Treefellintoline¦ConductorOverhead¦Arcing
20-0084965 | Unknown Cause | Patrol - found nothing |  |  | 2020 | Tier 2 - Elevated | Distribution Circuit | 8 | 16 | 2020-08-16 | 1011571 | Sus | Y | UnknownCause¦Patrolfoundnothing¦¦
20-0085959 | Equipment Failure/Involved | Overhead | Transformer | Failed/Faulted | 2020 | Tier 3 - Extreme | Transformer only | 8 | 17 | 2020-08-17 | 1017292 | Sus | Y | EquipmentFailureInvolved¦Overhead¦Transformer¦FailedFaulted
20-0089057 | Environmental/External | Fire, Forest/Grass | Conductor, Overhead | Normal | 2020 | Tier 2 - Elevated | Distribution Circuit | 8 | 20 | 2020-08-20 | 1027676 | Sus | Y | EnvironmentalExternal¦FireForestGrass¦ConductorOverhead¦Normal
20-0090389 | Environmental/External | Fire, Forest/Grass | Pole-Wood | Burned/flashed | 2020 | Tier 3 - Extreme | Distribution Circuit | 8 | 20 | 2020-08-20 | 1033241 | Sus | Y | EnvironmentalExternal¦FireForestGrass¦PoleWood¦Burnedflashed
20-0090533 | Unknown Cause | Patrol - found nothing |  |  | 2020 | Tier 2 - Elevated | Distribution Circuit | 8 | 27 | 2020-08-27 | 1033474 | Sus | Y | UnknownCause¦Patrolfoundnothing¦¦
20-0092792 | Vegetation | Tree - branch fell on line | Conductor, Overhead | Normal | 2020 | Tier 3 - Extreme | Distribution Circuit | 9 | 2 | 2020-09-02 | 1050013 | Sus | Y | Vegetation¦Treebranchfellonline¦ConductorOverhead¦Normal
20-0098118 | Equipment Failure/Involved | Overhead | Pole-Wood | Broken | 2020 | Tier 2 - Elevated | Distribution Circuit | 9 | 16 | 2020-09-16 | 1075093 | Sus | Y | EquipmentFailureInvolved¦Overhead¦PoleWood¦Broken
20-0099669 | Environmental/External | Fire, Forest/Grass | Conductor, Overhead | Burned/flashed | 2020 | Tier 3 - Extreme | Distribution Circuit | 9 | 7 | 2020-09-07 | 1085793 | Sus | Y | EnvironmentalExternal¦FireForestGrass¦ConductorOverhead¦Burnedflashed
20-0103972 | Vegetation | Tree - fell into line | Crossarm, Wood | Broken | 2020 | Tier 2 - Elevated | Distribution Circuit | 10 | 1 | 2020-10-01 | 1104566 | Sus | Y | Vegetation¦Treefellintoline¦CrossarmWood¦Broken
20-0104046 | Equipment Failure/Involved | Overhead | Pole-Wood | Deteriorated | 2020 | Tier 3 - Extreme | Distribution Circuit | 10 | 1 | 2020-10-01 | 1105133 | Sus | Y | EquipmentFailureInvolved¦Overhead¦PoleWood¦Deteriorated
20-0104616 | Vegetation | Tree - grew into line | Secondary | Normal | 2020 | Tier 2 - Elevated | Distribution Circuit | 10 | 2 | 2020-10-02 | 1107915 | Sus | Y | Vegetation¦Treegrewintoline¦Secondary¦Normal
20-0107395 | Vegetation | Tree - fell into line | Conductor, Overhead | Broken, wire on ground | 2020 | Tier 3 - Extreme | Distribution Circuit | 10 | 11 | 2020-10-11 | 1115419 | Sus | Y | Vegetation¦Treefellintoline¦ConductorOverhead¦Brokenwireonground
20-0108677 | Unknown Cause | Patrol - found nothing |  |  | 2020 | Tier 2 - Elevated | Distribution Circuit | 10 | 14 | 2020-10-14 | 1117312 | Sus | Y | UnknownCause¦Patrolfoundnothing¦¦
20-0108917 | Wildfire Mitigation | Public Safety Power Shut-off | Conductor, Overhead | Normal | 2020 | Tier 3 - Extreme | Distribution Circuit | 10 | 14 | 2020-10-14 | 1118165 | Sus | Y | WildfireMitigation¦PublicSafetyPowerShutoff¦ConductorOverhead¦Normal
20-0113109 | Equipment Failure/Involved | Electrical Overload | Transformer | Malfunctioning | 2020 | Tier 3 - Extreme | Transformer only | 10 | 25 | 2020-10-25 | 1125244 | Sus | Y | EquipmentFailureInvolved¦ElectricalOverload¦Transformer¦Malfunctioning
20-0115646 | Equipment Failure/Involved | Overhead | Pole-Wood | Burned/flashed | 2020 | Tier 3 - Extreme | Distribution Circuit | 10 | 31 | 2020-10-31 | 1132856 | Sus | Y | EquipmentFailureInvolved¦Overhead¦PoleWood¦Burnedflashed
20-0120879 | Animal | Other | PT/CCVT | Burned/flashed | 2020 | Tier 2 - Elevated | Distribution Circuit | 11 | 13 | 2020-11-13 | 1144537 | Sus | Y | Animal¦Other¦PTCCVT¦Burnedflashed
20-0124643 | Unknown Cause | Patrol - found nothing |  |  | 2020 | Tier 2 - Elevated | Distribution Circuit | 11 | 24 | 2020-11-24 | 1153900 | Sus | Y | UnknownCause¦Patrolfoundnothing¦¦
20-0131608 | Vegetation | Tree - fell into line | Conductor, Overhead | Broken, wire on ground | 2020 | Tier 3 - Extreme | Distribution Circuit | 12 | 23 | 2020-12-23 | 1197806 | Sus | N | Vegetation¦Treefellintoline¦ConductorOverhead¦Brokenwireonground
20-0131936 | 3rd Party | Vehicle | Crossarm, Wood | Broken | 2020 | Tier 2 - Elevated | Distribution Circuit | 12 | 27 | 2020-12-27 | 1199419 | Sus | N | 3rdParty¦Vehicle¦CrossarmWood¦Broken
21-0005806 | Vegetation | Tree - fell into line | Conductor, Overhead | Normal | 2021 | Tier 2 - Elevated | Distribution Circuit | 1 | 6 | 2021-01-06 | 1205592 | Sus | N | Vegetation¦Treefellintoline¦ConductorOverhead¦Normal
21-0009492 | Wildfire Mitigation | Public Safety Power Shut-off | Conductor, Overhead | Normal | 2021 | Tier 2 - Elevated | Distribution Circuit | 1 | 19 | 2021-01-19 | 1214968 | Sus | N | WildfireMitigation¦PublicSafetyPowerShutoff¦ConductorOverhead¦Normal
21-0011113 | Vegetation | Tree - fell into line | Conductor, Overhead | Broken, wire on ground | 2021 | Tier 3 - Extreme | Distribution Circuit | 1 | 19 | 2021-01-19 | 1217954 | Sus | N | Vegetation¦Treefellintoline¦ConductorOverhead¦Brokenwireonground
21-0011907 | Unknown Cause | Patrol - found nothing |  |  | 2021 | Tier 3 - Extreme | Distribution Circuit | 1 | 20 | 2021-01-20 | 1219492 | Sus | N | UnknownCause¦Patrolfoundnothing¦¦
21-0013546 | Vegetation | Tree - fell into line | Conductor, Overhead | Broken, wire on ground | 2021 | Tier 2 - Elevated | Distribution Circuit | 1 | 25 | 2021-01-25 | 1222999 | Sus | N | Vegetation¦Treefellintoline¦ConductorOverhead¦Brokenwireonground
21-0013592 | Vegetation | Tree - fell into line | Conductor, Overhead | Broken, wire on ground | 2021 | Tier 2 - Elevated | Distribution Circuit | 1 | 25 | 2021-01-25 | 1223363 | Sus | N | Vegetation¦Treefellintoline¦ConductorOverhead¦Brokenwireonground
21-0013592 | Vegetation | Tree - fell into line | Conductor, Overhead | Broken, wire on ground | 2021 | Tier 2 - Elevated | Distribution Circuit | 1 | 25 | 2021-01-25 | 1223363 | Sus | N | Vegetation¦Treefellintoline¦ConductorOverhead¦Brokenwireonground
21-0013939 | Vegetation | Tree - fell into line | Pole-Wood | Broken | 2021 | Tier 3 - Extreme | Distribution Circuit | 1 | 25 | 2021-01-25 | 1224015 | Sus | N | Vegetation¦Treefellintoline¦PoleWood¦Broken
21-0014550 | Equipment Failure/Involved | Overhead | Connector or Splice (OH) | Broken, wire on ground | 2021 | Tier 2 - Elevated | Distribution Circuit | 1 | 26 | 2021-01-26 | 1226028 | Sus | N | EquipmentFailureInvolved¦Overhead¦ConnectororSplice(OH)¦Brokenwireonground
21-0017286 | Equipment Failure/Involved | Overhead | Conductor, Overhead | Annealed | 2021 | Tier 3 - Extreme | Distribution Circuit | 1 | 27 | 2021-01-27 | 1237914 | Sus | N | EquipmentFailureInvolved¦Overhead¦ConductorOverhead¦Annealed
21-0027765 | Animal | Bird found | Conductor, Overhead | Together | 2021 | Tier 2 - Elevated | Distribution Circuit | 2 | 20 | 2021-02-20 | 1258740 | Sus | N | Animal¦Birdfound¦ConductorOverhead¦Together
21-0030536 | Equipment Failure/Involved | Overhead | Jumper | Burned Open | 2021 | Tier 2 - Elevated | Distribution Circuit | 3 | 1 | 2021-03-01 | 1264366 | Sus | N | EquipmentFailureInvolved¦Overhead¦Jumper¦BurnedOpen
21-0036273 | Vegetation | Tree - fell into line | Conductor, Overhead | Broken, wire on ground | 2021 | Tier 3 - Extreme | Transmission line | 3 | 14 | 2021-03-14 | 1282286 | Sus | N | Vegetation¦Treefellintoline¦ConductorOverhead¦Brokenwireonground
21-0060051 | Unknown Cause | Patrol - found nothing |  |  | 2021 | Tier 2 - Elevated | Distribution Circuit | 5 | 11 | 2021-05-11 | 1346474 | Sus | Y | UnknownCause¦Patrolfoundnothing¦¦
21-0061868 | Unknown Cause | Patrol - found nothing |  |  | 2021 | Tier 2 - Elevated | Distribution Circuit | 5 | 15 | 2021-05-15 | 1349879 | Sus | Y | UnknownCause¦Patrolfoundnothing¦¦
21-0062486 | Vegetation | Tree - branch fell on line | Conductor, Overhead | Normal | 2021 | Tier 2 - Elevated | Distribution Circuit | 5 | 17 | 2021-05-17 | 1351888 | Sus | Y | Vegetation¦Treebranchfellonline¦ConductorOverhead¦Normal
21-0067831 | Equipment Failure/Involved | Overhead | Service conductor | On Ground | 2021 | Tier 2 - Elevated | Transformer only | 5 | 30 | 2021-05-30 | 1361702 | Sus | Y | EquipmentFailureInvolved¦Overhead¦Serviceconductor¦OnGround
21-0082163 | Vegetation | Tree - fell into line | Conductor, Overhead | Broken, wire on ground | 2021 | Tier 3 - Extreme | Distribution Circuit | 6 | 30 | 2021-06-30 | 1388628 | Sus | Y | Vegetation¦Treefellintoline¦ConductorOverhead¦Brokenwireonground
21-0090068 | Equipment Failure/Involved | Overhead | Transformer (OH) | Failed/Faulted | 2021 | Tier 2 - Elevated | Transformer only | 7 | 15 | 2021-07-15 | 1405259 | Sus | Y | EquipmentFailureInvolved¦Overhead¦Transformer(OH)¦FailedFaulted
21-0099883 | Environmental/External | Fire, Forest/Grass | Other | Burned Open | 2021 | Tier 2 - Elevated | Transmission line | 8 | 4 | 2021-08-04 | 1433875 | Sus | Y | EnvironmentalExternal¦FireForestGrass¦Other¦BurnedOpen
21-0109718 | Unknown Cause | Patrol - found nothing |  |  | 2021 | Tier 2 - Elevated | Distribution Circuit | 8 | 26 | 2021-08-26 | 1454060 | Sus | Y | UnknownCause¦Patrolfoundnothing¦¦
21-0112099 | Environmental/External | Fire, Forest/Grass | Conductor, Overhead | Normal | 2021 | Tier 3 - Extreme | Distribution Circuit | 9 | 1 | 2021-09-01 | 1460013 | Sus | Y | EnvironmentalExternal¦FireForestGrass¦ConductorOverhead¦Normal
21-0115828 | Equipment Failure/Involved | Overhead | Transformer (OH) | Failed/Faulted | 2021 | Tier 2 - Elevated | Distribution Circuit | 9 | 10 | 2021-09-10 | 1467801 | Sus | Y | EquipmentFailureInvolved¦Overhead¦Transformer(OH)¦FailedFaulted
21-0119559 | Equipment Failure/Involved | Overhead | Transformer (OH) | Failed/Faulted | 2021 | Tier 2 - Elevated | Transformer only | 9 | 19 | 2021-09-19 | 1475543 | Sus | Y | EquipmentFailureInvolved¦Overhead¦Transformer(OH)¦FailedFaulted
21-0136402 | Equipment Failure/Involved | Underground | Conductor, Underground | Burned/flashed | 2021 | Tier 2 - Elevated | Distribution Circuit | 10 | 24 | 2021-10-24 | 1513537 | Sus | Y | EquipmentFailureInvolved¦Underground¦ConductorUnderground¦Burnedflashed
21-0137022 | Vegetation | Tree - fell into line | Conductor, Overhead | Broken, wire on ground | 2021 | Tier 2 - Elevated | Distribution Circuit | 10 | 25 | 2021-10-25 | 1517847 | Sus | Y | Vegetation¦Treefellintoline¦ConductorOverhead¦Brokenwireonground
21-0137637 | Unknown Cause | Patrol - found nothing |  |  | 2021 | Tier 3 - Extreme | Distribution Circuit | 10 | 25 | 2021-10-25 | 1519462 | Sus | Y | UnknownCause¦Patrolfoundnothing¦¦
21-0147356 | Unknown Cause | Patrol - not conducted |  |  | 2021 | Tier 2 - Elevated | Transmission line | 11 | 17 | 2021-11-17 | 1548438 | Sus | Y | UnknownCause¦Patrolnotconducted¦¦
21-0148283 | Equipment Failure/Involved | Overhead | Transformer (OH) | Broken | 2021 | Tier 3 - Extreme | Distribution Circuit | 11 | 18 | 2021-11-18 | 1549616 | Sus | Y | EquipmentFailureInvolved¦Overhead¦Transformer(OH)¦Broken
21-0152883 | 3rd Party | Vehicle | Pole-Wood | Normal | 2021 | Tier 2 - Elevated | Distribution Circuit | 11 | 30 | 2021-11-30 | 1556101 | Sus | Y | 3rdParty¦Vehicle¦PoleWood¦Normal
21-0154957 | 3rd Party | Vehicle | Pole-Wood | Broken | 2021 | Tier 2 - Elevated | Distribution Circuit | 12 | 4 | 2021-12-04 | 1559282 | Sus | N | 3rdParty¦Vehicle¦PoleWood¦Broken
21-0157420 | Vegetation | Tree - branch fell on line | Conductor, Overhead | Broken, wire on ground | 2021 | Tier 2 - Elevated | Distribution Circuit | 12 | 13 | 2021-12-13 | 1567987 | Sus | N | Vegetation¦Treebranchfellonline¦ConductorOverhead¦Brokenwireonground
21-0157525 | Unknown Cause | Patrol - found nothing |  |  | 2021 | Tier 2 - Elevated | Distribution Circuit | 12 | 13 | 2021-12-13 | 1567904 | Sus | N | UnknownCause¦Patrolfoundnothing¦¦
21-0158080 | Vegetation | Tree - fell into line | Service conductor | Broken, wire on ground | 2021 | Tier 3 - Extreme | Transformer only | 12 | 14 | 2021-12-14 | 1570575 | Sus | N | Vegetation¦Treefellintoline¦Serviceconductor¦Brokenwireonground
21-0158310 | Unknown Cause | Patrol - found nothing |  |  | 2021 | Tier 2 - Elevated | Distribution Circuit | 12 | 15 | 2021-12-15 | 1572123 | Sus | N | UnknownCause¦Patrolfoundnothing¦¦
21-0158414 | Unknown Cause | Patrol - found nothing |  |  | 2021 | Tier 3 - Extreme | Distribution Circuit | 12 | 15 | 2021-12-15 | 1572560 | Sus | N | UnknownCause¦Patrolfoundnothing¦¦
21-0160262 | Vegetation | Tree - fell into line | Conductor, Overhead | Broken, wire on ground | 2021 | Tier 3 - Extreme | Distribution Circuit | 12 | 23 | 2021-12-23 | 1579809 | Sus | N | Vegetation¦Treefellintoline¦ConductorOverhead¦Brokenwireonground
21-0161106 | Environmental/External | Ice or snow | Pole-Wood | Broken, wire on ground | 2021 | Tier 2 - Elevated | Distribution Circuit | 12 | 27 | 2021-12-27 | 1585766 | Sus | N | EnvironmentalExternal¦Iceorsnow¦PoleWood¦Brokenwireonground
21-0161876 | Vegetation | Tree - fell into line | Conductor, Overhead | Broken, wire on ground | 2021 | Tier 2 - Elevated | Distribution Circuit | 12 | 26 | 2021-12-26 | 1590034 | Sus | N | Vegetation¦Treefellintoline¦ConductorOverhead¦Brokenwireonground
21-0162002 | Vegetation | Tree - fell into line | Conductor, Overhead | Broken, wire on ground | 2021 | Tier 2 - Elevated | Distribution Circuit | 12 | 26 | 2021-12-26 | 1590804 | Sus | N | Vegetation¦Treefellintoline¦ConductorOverhead¦Brokenwireonground
22-0005088 | Equipment Failure/Involved | Overhead | Transformer (OH) | Burned/flashed | 2022 | Tier 2 - Elevated | Distribution Circuit | 1 | 1 | 2022-01-01 | 1591484 | Sus | N | EquipmentFailureInvolved¦Overhead¦Transformer(OH)¦Burnedflashed
22-0005676 | Vegetation | Tree - fell into line | Conductor, Overhead | Broken, wire on ground | 2022 | Tier 2 - Elevated | Distribution Circuit | 1 | 3 | 2022-01-03 | 1593772 | Sus | N | Vegetation¦Treefellintoline¦ConductorOverhead¦Brokenwireonground
22-0007760 | Unknown Cause | Patrol - found nothing |  |  | 2022 | Tier 3 - Extreme | Distribution Circuit | 1 | 9 | 2022-01-09 | 1598663 | Sus | N | UnknownCause¦Patrolfoundnothing¦¦
22-0013591 | Unknown Cause | Patrol - not conducted |  |  | 2022 | Tier 2 - Elevated | Distribution Circuit | 1 | 24 | 2022-01-24 | 1611012 | Sus | N | UnknownCause¦Patrolnotconducted¦¦
22-0018102 | Equipment Failure/Involved | Overhead | Crossarm, Wood | Broken | 2022 | Tier 2 - Elevated | Transformer only | 2 | 3 | 2022-02-03 | 1620212 | Sus | N | EquipmentFailureInvolved¦Overhead¦CrossarmWood¦Broken
22-0036032 | Unknown Cause | Patrol - found nothing |  |  | 2022 | Tier 2 - Elevated | Distribution Circuit | 3 | 19 | 2022-03-19 | 1651728 | Sus | N | UnknownCause¦Patrolfoundnothing¦¦
22-0038151 | Vegetation | Tree - fell into line | Conductor, Overhead | Normal | 2022 | Tier 3 - Extreme | Distribution Circuit | 3 | 24 | 2022-03-24 | 1655218 | Sus | N | Vegetation¦Treefellintoline¦ConductorOverhead¦Normal
22-0039204 | Unknown Cause | Patrol - found nothing |  |  | 2022 | Tier 2 - Elevated | Distribution Circuit | 3 | 28 | 2022-03-28 | 1657575 | Sus | N | UnknownCause¦Patrolfoundnothing¦¦
22-0044453 | Equipment Failure/Involved | Overhead | Crossarm, Wood | Broken | 2022 | Tier 3 - Extreme | Transformer only | 4 | 8 | 2022-04-08 | 1665923 | Sus | N | EquipmentFailureInvolved¦Overhead¦CrossarmWood¦Broken
22-0050533 | Vegetation | Tree - branch fell on line | Crossarm, Wood | Broken | 2022 | Tier 2 - Elevated | Distribution Circuit | 4 | 16 | 2022-04-16 | 1674374 | Sus | N | Vegetation¦Treebranchfellonline¦CrossarmWood¦Broken
22-0059741 | Unknown Cause | Patrol - not conducted |  |  | 2022 | Tier 2 - Elevated | Distribution Circuit | 5 | 9 | 2022-05-09 | 1692083 | Sus | Y | UnknownCause¦Patrolnotconducted¦¦
22-0062226 | Equipment Failure/Involved | Overhead | Conductor, Overhead | Bent or Twisted | 2022 | Tier 2 - Elevated | Distribution Circuit | 5 | 15 | 2022-05-15 | 1696718 | Sus | Y | EquipmentFailureInvolved¦Overhead¦ConductorOverhead¦BentorTwisted
22-0066753 | Vegetation | Tree - branch fell on line | Conductor, Overhead | Normal | 2022 | Tier 3 - Extreme | Distribution Circuit | 5 | 26 | 2022-05-26 | 1711402 | Sus | Y | Vegetation¦Treebranchfellonline¦ConductorOverhead¦Normal
22-0070275 | Vegetation | Tree - branch fell on line | Conductor, Overhead | Normal | 2022 | Tier 3 - Extreme | Distribution Circuit | 6 | 4 | 2022-06-04 | 1719363 | Sus | Y | Vegetation¦Treebranchfellonline¦ConductorOverhead¦Normal
22-0074438 | Equipment Failure/Involved | Overhead | Transformer (OH) | Broken | 2022 | Tier 2 - Elevated | Transformer only | 6 | 15 | 2022-06-15 | 1731777 | Sus | Y | EquipmentFailureInvolved¦Overhead¦Transformer(OH)¦Broken
22-0079626 | Equipment Failure/Involved | Electrical Overload | Transformer | Failed/Faulted | 2022 | Tier 2 - Elevated | Transformer only | 6 | 28 | 2022-06-28 | 1744488 | Sus | Y | EquipmentFailureInvolved¦ElectricalOverload¦Transformer¦FailedFaulted
22-0081690 | Equipment Failure/Involved | Overhead | Transformer (OH) | Failed/Faulted | 2022 | Tier 3 - Extreme | Distribution Circuit | 7 | 5 | 2022-07-05 | 1748963 | Sus | Y | EquipmentFailureInvolved¦Overhead¦Transformer(OH)¦FailedFaulted
22-0094309 | Equipment Failure/Involved | Electrical Overload | Transformer | Failed/Faulted | 2022 | Tier 2 - Elevated | Transformer only | 8 | 5 | 2022-08-05 | 1774243 | Sus | Y | EquipmentFailureInvolved¦ElectricalOverload¦Transformer¦FailedFaulted
22-0100589 | Unknown Cause | Patrol - found nothing |  |  | 2022 | Tier 3 - Extreme | Distribution Circuit | 8 | 22 | 2022-08-22 | 1787449 | Sus | Y | UnknownCause¦Patrolfoundnothing¦¦
22-0108681 | Vegetation | Tree - branch fell on line | Service conductor | Broken, wire on ground | 2022 | Tier 2 - Elevated | Distribution Circuit | 9 | 9 | 2022-09-09 | 1807401 | Sus | Y | Vegetation¦Treebranchfellonline¦Serviceconductor¦Brokenwireonground
22-0114087 | Equipment Failure/Involved | Electrical Overload | Recloser | Normal | 2022 | Tier 2 - Elevated | Distribution Circuit | 9 | 23 | 2022-09-23 | 1819769 | Sus | Y | EquipmentFailureInvolved¦ElectricalOverload¦Recloser¦Normal
22-0115343 | Unknown Cause | Patrol - found nothing |  |  | 2022 | Tier 2 - Elevated | Transformer only | 9 | 27 | 2022-09-27 | 1822664 | Sus | Y | UnknownCause¦Patrolfoundnothing¦¦
22-0117180 | Unknown Cause | Patrol - found nothing |  |  | 2022 | Tier 2 - Elevated | Distribution Circuit | 10 | 3 | 2022-10-03 | 1826480 | Sus | Y | UnknownCause¦Patrolfoundnothing¦¦
22-0121719 | Vegetation | Tree - branch fell on line | Conductor, Overhead | Normal | 2022 | Tier 3 - Extreme | Distribution Circuit | 10 | 14 | 2022-10-14 | 1837471 | Sus | Y | Vegetation¦Treebranchfellonline¦ConductorOverhead¦Normal
22-0125995 | Unknown Cause | Patrol - found nothing |  |  | 2022 | Tier 3 - Extreme | Distribution Circuit | 10 | 30 | 2022-10-30 | 1848661 | Sus | Y | UnknownCause¦Patrolfoundnothing¦¦
22-0133983 | Vegetation | Tree - fell into line | Conductor, Overhead | Broken, wire on ground | 2022 | Tier 2 - Elevated | Distribution Circuit | 11 | 23 | 2022-11-23 | 1868638 | Sus | Y | Vegetation¦Treefellintoline¦ConductorOverhead¦Brokenwireonground
22-0134682 | Equipment Failure/Involved | Overhead | Transformer (OH) | Broken | 2022 | Tier 3 - Extreme | Transformer only | 11 | 29 | 2022-11-29 | 1871035 | Sus | Y | EquipmentFailureInvolved¦Overhead¦Transformer(OH)¦Broken
22-0135382 | Unknown Cause | Patrol - found nothing |  |  | 2022 | Tier 2 - Elevated | Distribution Circuit | 12 | 1 | 2022-12-01 | 1872609 | Sus | N | UnknownCause¦Patrolfoundnothing¦¦
22-0135819 | Unknown Cause | Patrol - not conducted |  |  | 2022 | Tier 2 - Elevated | Distribution Circuit | 12 | 1 | 2022-12-01 | 1873659 | Sus | N | UnknownCause¦Patrolnotconducted¦¦
22-0136447 | Unknown Cause | Patrol - found nothing |  |  | 2022 | Tier 2 - Elevated | Distribution Circuit | 12 | 4 | 2022-12-04 | 1875801 | Sus | N | UnknownCause¦Patrolfoundnothing¦¦
22-0138979 | Unknown Cause | Patrol - found nothing |  |  | 2022 | Tier 3 - Extreme | Distribution Circuit | 12 | 10 | 2022-12-10 | 1886027 | Sus | N | UnknownCause¦Patrolfoundnothing¦¦
22-0139184 | Equipment Failure/Involved | Overhead | Transformer (OH) | Failed/Faulted | 2022 | Tier 2 - Elevated | Distribution Circuit | 12 | 12 | 2022-12-12 | 1886930 | Sus | N | EquipmentFailureInvolved¦Overhead¦Transformer(OH)¦FailedFaulted
22-0139352 | Unknown Cause | Patrol - found nothing |  |  | 2022 | Tier 3 - Extreme | Distribution Circuit | 12 | 12 | 2022-12-12 | 1887632 | Sus | N | UnknownCause¦Patrolfoundnothing¦¦
22-0141479 | Equipment Failure/Involved | Overhead | Conductor, Overhead | Together | 2022 | Tier 2 - Elevated | Distribution Circuit | 12 | 27 | 2022-12-27 | 1898339 | Sus | N | EquipmentFailureInvolved¦Overhead¦ConductorOverhead¦Together
22-0141854 | Equipment Failure/Involved | Overhead | Transformer (OH) | Broken | 2022 | Tier 3 - Extreme | Distribution Circuit | 12 | 27 | 2022-12-27 | 1900006 | Sus | N | EquipmentFailureInvolved¦Overhead¦Transformer(OH)¦Broken
22-0142668 | Vegetation | Tree - branch fell on line | Conductor, Overhead | Normal | 2022 | Tier 2 - Elevated | Distribution Circuit | 12 | 31 | 2022-12-31 | 1904988 | Sus | N | Vegetation¦Treebranchfellonline¦ConductorOverhead¦Normal
15-0003496 | Vegetation | Tree - fell into line | Pole-Wood | Broken | 2015 | Tier 2 - Elevated | Distribution Circuit | 1 | 9 | 2015-01-09 | 1161431 | Sus | N | Vegetation¦Treefellintoline¦PoleWood¦Broken
15-0007434 | Equipment Failure/Involved | Other | Conductor, Overhead | Bent or Twisted | 2015 | Tier 3 - Extreme | Distribution Circuit | 1 | 27 | 2015-01-27 | 1168779 | Sus | N | EquipmentFailureInvolved¦Other¦ConductorOverhead¦BentorTwisted
15-0032338 | Equipment Failure/Involved | Other | Transformer | Failed/Faulted | 2015 | Tier 3 - Extreme | Transformer only | 5 | 6 | 2015-05-06 | 1230172 | Sus | Y | EquipmentFailureInvolved¦Other¦Transformer¦FailedFaulted
15-0042322 | Equipment Failure/Involved | Overhead | Transformer | Failed/Faulted | 2015 | Tier 2 - Elevated | Transformer only | 6 | 20 | 2015-06-20 | 1254012 | Sus | Y | EquipmentFailureInvolved¦Overhead¦Transformer¦FailedFaulted
15-0043242 | Equipment Failure/Involved | Electrical Overload |  | Failed/Faulted | 2015 | Tier 2 - Elevated | Transformer only | 6 | 25 | 2015-06-25 | 1256203 | Sus | Y | EquipmentFailureInvolved¦ElectricalOverload¦¦FailedFaulted
15-0046663 | Environmental/External | Lightning | Fuse | Failed/Faulted | 2015 | Tier 2 - Elevated | Distribution Circuit | 7 | 9 | 2015-07-09 | 1265786 | Sus | Y | EnvironmentalExternal¦Lightning¦Fuse¦FailedFaulted
15-0046726 | Unknown Cause | Patrol - not conducted |  |  | 2015 | Tier 2 - Elevated | Distribution Circuit | 7 | 10 | 2015-07-10 | 1265981 | Sus | Y | UnknownCause¦Patrolnotconducted¦¦
15-0063055 | Environmental/External | Fire, Forest/Grass | Conductor, Overhead | Burned/flashed | 2015 | Tier 2 - Elevated | Distribution Circuit | 9 | 24 | 2015-09-24 | 1311195 | Sus | Y | EnvironmentalExternal¦FireForestGrass¦ConductorOverhead¦Burnedflashed
15-0066194 | Equipment Failure/Involved | Overhead | Conductor, Overhead | Broken, wire on object | 2015 | Tier 3 - Extreme | Distribution Circuit | 9 | 29 | 2015-09-29 | 1313366 | Sus | Y | EquipmentFailureInvolved¦Overhead¦ConductorOverhead¦Brokenwireonobject
15-0071546 | Environmental/External | Lightning | Fuse | Failed/Faulted | 2015 | Tier 2 - Elevated | Distribution Circuit | 10 | 18 | 2015-10-18 | 1325444 | Sus | Y | EnvironmentalExternal¦Lightning¦Fuse¦FailedFaulted
15-0073211 | Animal | Squirrel | Crossarm, Wood | Normal | 2015 | Tier 3 - Extreme | Distribution Circuit | 10 | 25 | 2015-10-25 | 1328898 | Sus | Y | Animal¦Squirrel¦CrossarmWood¦Normal
15-0080010 | Animal | Squirrel | Lightning Arrestor | Failed/Faulted | 2015 | Tier 3 - Extreme | Distribution Circuit | 11 | 23 | 2015-11-23 | 1347115 | Sus | Y | Animal¦Squirrel¦LightningArrestor¦FailedFaulted
15-0083784 | Unknown Cause | Patrol - found nothing |  |  | 2015 | Tier 3 - Extreme | Distribution Circuit | 12 | 10 | 2015-12-10 | 1356990 | Sus | N | UnknownCause¦Patrolfoundnothing¦¦
15-0084134 | Equipment Failure/Involved | Overhead | Transformer | Deteriorated | 2015 | Tier 2 - Elevated | Transformer only | 12 | 10 | 2015-12-10 | 1358074 | Sus | N | EquipmentFailureInvolved¦Overhead¦Transformer¦Deteriorated
15-0084332 | Vegetation | Tree - fell into line | Service conductor | Bent or Twisted | 2015 | Tier 2 - Elevated | Transformer only | 12 | 11 | 2015-12-11 | 1359170 | Sus | N | Vegetation¦Treefellintoline¦Serviceconductor¦BentorTwisted
15-0086478 | Vegetation | Tree - fell into line | Conductor, Overhead | Broken, wire on ground | 2015 | Tier 3 - Extreme | Distribution Circuit | 12 | 21 | 2015-12-21 | 1367942 | Sus | N | Vegetation¦Treefellintoline¦ConductorOverhead¦Brokenwireonground
15-0086648 | Vegetation | Tree - branch fell on line | Conductor, Overhead | Normal | 2015 | Tier 2 - Elevated | Distribution Circuit | 12 | 22 | 2015-12-22 | 1368728 | Sus | N | Vegetation¦Treebranchfellonline¦ConductorOverhead¦Normal
15-0086681 | Vegetation | Tree - branch fell on line | Conductor, Overhead | Normal | 2015 | Tier 2 - Elevated | Distribution Circuit | 12 | 22 | 2015-12-22 | 1368970 | Sus | N | Vegetation¦Treebranchfellonline¦ConductorOverhead¦Normal
16-0006430 | Unknown Cause | Patrol - found nothing |  | Failed/Faulted | 2016 | Tier 3 - Extreme | Distribution Circuit | 1 | 19 | 2016-01-19 | 1387120 | Sus | N | UnknownCause¦Patrolfoundnothing¦¦FailedFaulted
16-0006691 | Vegetation | Tree - fell into line | Conductor, Overhead | Broken, wire on ground | 2016 | Tier 3 - Extreme | Distribution Circuit | 1 | 19 | 2016-01-19 | 1388193 | Sus | N | Vegetation¦Treefellintoline¦ConductorOverhead¦Brokenwireonground
16-0007710 | Vegetation | Tree - fell into line | Conductor, Overhead | Broken, wire on ground | 2016 | Tier 3 - Extreme | Distribution Circuit | 1 | 23 | 2016-01-23 | 1390603 | Sus | N | Vegetation¦Treefellintoline¦ConductorOverhead¦Brokenwireonground
16-0012444 | Unknown Cause | Patrol - not conducted |  |  | 2016 | Tier 2 - Elevated | Distribution Circuit | 2 | 12 | 2016-02-12 | 1402695 | Sus | N | UnknownCause¦Patrolnotconducted¦¦
16-0013856 | Vegetation | Tree - fell into line | Transformer | Failed/Faulted | 2016 | Tier 3 - Extreme | Distribution Circuit | 2 | 18 | 2016-02-18 | 1408250 | Sus | N | Vegetation¦Treefellintoline¦Transformer¦FailedFaulted
16-0013861 | Vegetation | Tree - branch fell on line | Conductor, Overhead | Broken, wire on ground | 2016 | Tier 3 - Extreme | Distribution Circuit | 2 | 18 | 2016-02-18 | 1408389 | Sus | N | Vegetation¦Treebranchfellonline¦ConductorOverhead¦Brokenwireonground
16-0014027 | Vegetation | Tree - fell into line | Pole-Wood | Broken, wire on ground | 2016 | Tier 2 - Elevated | Distribution Circuit | 2 | 19 | 2016-02-19 | 1408976 | Sus | N | Vegetation¦Treefellintoline¦PoleWood¦Brokenwireonground
16-0017721 | Vegetation | Tree - fell into line | Transformer | Broken, wire on ground | 2016 | Tier 3 - Extreme | Transformer only | 3 | 5 | 2016-03-05 | 1417744 | Sus | N | Vegetation¦Treefellintoline¦Transformer¦Brokenwireonground
16-0018228 | Unknown Cause | Patrol - found nothing |  |  | 2016 | Tier 2 - Elevated | Distribution Circuit | 3 | 6 | 2016-03-06 | 1420914 | Sus | N | UnknownCause¦Patrolfoundnothing¦¦
16-0018243 | Unknown Cause | Patrol - found nothing |  |  | 2016 | Tier 2 - Elevated | Distribution Circuit | 3 | 5 | 2016-03-05 | 1420019 | Sus | N | UnknownCause¦Patrolfoundnothing¦¦
16-0018762 | Vegetation | Tree - fell into line | Conductor, Overhead | Broken, wire on ground | 2016 | Tier 2 - Elevated | Distribution Circuit | 3 | 7 | 2016-03-07 | 1423194 | Sus | N | Vegetation¦Treefellintoline¦ConductorOverhead¦Brokenwireonground
16-0019956 | Equipment Failure/Involved | Overhead | Jumper | Broken | 2016 | Tier 2 - Elevated | Distribution Circuit | 3 | 10 | 2016-03-10 | 1426234 | Sus | N | EquipmentFailureInvolved¦Overhead¦Jumper¦Broken
16-0020566 | Equipment Failure/Involved | Overhead | Cutout, fuse holder | Broken | 2016 | Tier 2 - Elevated | Transformer only | 3 | 11 | 2016-03-11 | 1428359 | Sus | N | EquipmentFailureInvolved¦Overhead¦Cutoutfuseholder¦Broken
16-0024022 | Unknown Cause | Patrol - found nothing |  |  | 2016 | Tier 2 - Elevated | Distribution Circuit | 3 | 25 | 2016-03-25 | 1438485 | Sus | N | UnknownCause¦Patrolfoundnothing¦¦
16-0024901 | Equipment Failure/Involved | Electrical Overload | Transformer (OH) | Failed/Faulted | 2016 | Tier 2 - Elevated | Distribution Circuit | 3 | 29 | 2016-03-29 | 1441282 | Sus | N | EquipmentFailureInvolved¦ElectricalOverload¦Transformer(OH)¦FailedFaulted
16-0029546 | Equipment Failure/Involved | Overhead | Transformer | Failed/Faulted | 2016 | Tier 3 - Extreme | Distribution Circuit | 4 | 18 | 2016-04-18 | 1453358 | Sus | N | EquipmentFailureInvolved¦Overhead¦Transformer¦FailedFaulted
16-0033937 | Vegetation | Tree - branch fell on line | Conductor, Overhead | On Ground | 2016 | Tier 2 - Elevated | Distribution Circuit | 5 | 5 | 2016-05-05 | 1464885 | Sus | Y | Vegetation¦Treebranchfellonline¦ConductorOverhead¦OnGround
16-0036158 | Equipment Failure/Involved | Overhead | Other | Arcing | 2016 | Tier 3 - Extreme | Distribution Circuit | 5 | 15 | 2016-05-15 | 1470107 | Sus | Y | EquipmentFailureInvolved¦Overhead¦Other¦Arcing
16-0037216 | Unknown Cause | Patrol - found nothing |  |  | 2016 | Tier 2 - Elevated | Distribution Circuit | 5 | 19 | 2016-05-19 | 1472886 | Sus | Y | UnknownCause¦Patrolfoundnothing¦¦
16-0041054 | Animal | Bird found | Fuse | Failed/Faulted | 2016 | Tier 2 - Elevated | Distribution Circuit | 6 | 4 | 2016-06-04 | 1482734 | Sus | Y | Animal¦Birdfound¦Fuse¦FailedFaulted
16-0042929 | Vegetation | Tree - fell into line | Conductor, Overhead | Normal | 2016 | Tier 2 - Elevated | Distribution Circuit | 6 | 13 | 2016-06-13 | 1488167 | Sus | Y | Vegetation¦Treefellintoline¦ConductorOverhead¦Normal
16-0050063 | Vegetation | Tree - branch fell on line | Conductor, Overhead | Broken, wire on ground | 2016 | Tier 3 - Extreme | Distribution Circuit | 7 | 14 | 2016-07-14 | 1510300 | Sus | Y | Vegetation¦Treebranchfellonline¦ConductorOverhead¦Brokenwireonground
16-0050335 | Equipment Failure/Involved | Overhead | Regulator | Failed/Faulted | 2016 | Tier 2 - Elevated | Distribution Circuit | 7 | 16 | 2016-07-16 | 1510971 | Sus | Y | EquipmentFailureInvolved¦Overhead¦Regulator¦FailedFaulted
16-0051831 | 3rd Party | Vehicle | Conductor, Overhead | Together | 2016 | Tier 2 - Elevated | Distribution Circuit | 7 | 22 | 2016-07-22 | 1514220 | Sus | Y | 3rdParty¦Vehicle¦ConductorOverhead¦Together
16-0061228 | Vegetation | Tree - fell into line | Conductor, Overhead | Broken, wire on ground | 2016 | Tier 3 - Extreme | Distribution Circuit | 8 | 31 | 2016-08-31 | 1534673 | Sus | Y | Vegetation¦Treefellintoline¦ConductorOverhead¦Brokenwireonground
16-0062114 | Vegetation | Tree - fell into line | Conductor, Overhead | Normal | 2016 | Tier 3 - Extreme | Distribution Circuit | 9 | 2 | 2016-09-02 | 1536033 | Sus | Y | Vegetation¦Treefellintoline¦ConductorOverhead¦Normal
16-0063826 | Vegetation | Tree - fell into line | Conductor, Overhead | Broken, wire on ground | 2016 | Tier 3 - Extreme | Distribution Circuit | 9 | 12 | 2016-09-12 | 1539878 | Sus | Y | Vegetation¦Treefellintoline¦ConductorOverhead¦Brokenwireonground
16-0065345 | Vegetation | Tree - branch fell on line | Conductor, Overhead | Normal | 2016 | Tier 2 - Elevated | Distribution Circuit | 9 | 17 | 2016-09-17 | 1543272 | Sus | Y | Vegetation¦Treebranchfellonline¦ConductorOverhead¦Normal
16-0071932 | Equipment Failure/Involved | Overhead | Lightning Arrestor | Burned/flashed | 2016 | Tier 2 - Elevated | Distribution Circuit | 10 | 14 | 2016-10-14 | 1558444 | Sus | Y | EquipmentFailureInvolved¦Overhead¦LightningArrestor¦Burnedflashed
16-0072006 | Vegetation | Tree - branch fell on line | Fuse | Failed/Faulted | 2016 | Tier 3 - Extreme | Distribution Circuit | 10 | 14 | 2016-10-14 | 1558778 | Sus | Y | Vegetation¦Treebranchfellonline¦Fuse¦FailedFaulted
16-0072389 | Equipment Failure/Involved | Overhead | Conductor, Overhead | Broken, wire on ground | 2016 | Tier 2 - Elevated | Distribution Circuit | 10 | 14 | 2016-10-14 | 1560534 | Sus | Y | EquipmentFailureInvolved¦Overhead¦ConductorOverhead¦Brokenwireonground
16-0075759 | Equipment Failure/Involved | Overhead | Transformer (OH) | Failed/Faulted | 2016 | Tier 2 - Elevated | Transformer only | 10 | 26 | 2016-10-26 | 1570483 | Sus | Y | EquipmentFailureInvolved¦Overhead¦Transformer(OH)¦FailedFaulted
16-0076167 | Vegetation | Tree - bark fell into line | Conductor, Overhead | Normal | 2016 | Tier 3 - Extreme | Distribution Circuit | 10 | 27 | 2016-10-27 | 1571256 | Sus | Y | Vegetation¦Treebarkfellintoline¦ConductorOverhead¦Normal
16-0082397 | Vegetation | Tree - branch fell on line | Conductor, Overhead | Normal | 2016 | Tier 3 - Extreme | Distribution Circuit | 11 | 27 | 2016-11-27 | 1589640 | Sus | Y | Vegetation¦Treebranchfellonline¦ConductorOverhead¦Normal
16-0083476 | Vegetation | Tree - fell into line | Transformer | Failed/Faulted | 2016 | Tier 2 - Elevated | Transformer only | 12 | 1 | 2016-12-01 | 1592856 | Sus | N | Vegetation¦Treefellintoline¦Transformer¦FailedFaulted
16-0083584 | Equipment Failure/Involved | Overhead | Insulator | Failed/Faulted | 2016 | Tier 2 - Elevated | Distribution Circuit | 12 | 2 | 2016-12-02 | 1593335 | Sus | N | EquipmentFailureInvolved¦Overhead¦Insulator¦FailedFaulted
16-0084868 | Unknown Cause | Patrol - found nothing |  |  | 2016 | Tier 2 - Elevated | Distribution Circuit | 12 | 10 | 2016-12-10 | 1598176 | Sus | N | UnknownCause¦Patrolfoundnothing¦¦
16-0085412 | 3rd Party | Vehicle | Pole-Wood | Broken | 2016 | Tier 2 - Elevated | Distribution Circuit | 12 | 13 | 2016-12-13 | 1601168 | Sus | N | 3rdParty¦Vehicle¦PoleWood¦Broken
17-0003736 | Equipment Failure/Involved | Overhead | Jumper | Broken | 2017 | Tier 2 - Elevated | Distribution Circuit | 1 | 4 | 2017-01-04 | 1618475 | Sus | N | EquipmentFailureInvolved¦Overhead¦Jumper¦Broken
17-0004885 | Vegetation | Tree - branch fell on line | Conductor, Overhead | Broken, wire on ground | 2017 | Tier 2 - Elevated | Distribution Circuit | 1 | 8 | 2017-01-08 | 1622449 | Sus | N | Vegetation¦Treebranchfellonline¦ConductorOverhead¦Brokenwireonground
17-0007245 | Vegetation | Tree - fell into line | Conductor, Overhead | Broken, wire on ground | 2017 | Tier 2 - Elevated | Distribution Circuit | 1 | 10 | 2017-01-10 | 1638026 | Sus | N | Vegetation¦Treefellintoline¦ConductorOverhead¦Brokenwireonground
17-0008310 | Vegetation | Tree - fell into line | Conductor, Overhead | Broken, wire on ground | 2017 | Tier 3 - Extreme | Distribution Circuit | 1 | 10 | 2017-01-10 | 1632510 | Sus | N | Vegetation¦Treefellintoline¦ConductorOverhead¦Brokenwireonground
17-0012131 | Vegetation | Tree - fell into line | Conductor, Overhead | Together | 2017 | Tier 3 - Extreme | Distribution Circuit | 1 | 21 | 2017-01-21 | 1655362 | Sus | N | Vegetation¦Treefellintoline¦ConductorOverhead¦Together
17-0012754 | Equipment Failure/Involved | Overhead | Anchor or Guy | Broken | 2017 | Tier 3 - Extreme | Distribution Circuit | 1 | 22 | 2017-01-22 | 1658299 | Sus | N | EquipmentFailureInvolved¦Overhead¦AnchororGuy¦Broken
17-0013117 | Vegetation | Tree - fell into line | Conductor, Overhead | Broken, wire on ground | 2017 | Tier 2 - Elevated | Distribution Circuit | 1 | 22 | 2017-01-22 | 1659534 | Sus | N | Vegetation¦Treefellintoline¦ConductorOverhead¦Brokenwireonground
17-0013569 | Unknown Cause | Patrol - found nothing |  |  | 2017 | Tier 2 - Elevated | Distribution Circuit | 1 | 23 | 2017-01-23 | 1662355 | Sus | N | UnknownCause¦Patrolfoundnothing¦¦
17-0014032 | Vegetation | Tree - branch fell on line | Insulator | Broken | 2017 | Tier 3 - Extreme | Distribution Circuit | 1 | 23 | 2017-01-23 | 1663513 | Sus | N | Vegetation¦Treebranchfellonline¦Insulator¦Broken
17-0014490 | Vegetation | Tree - fell into line | Conductor, Overhead | Normal | 2017 | Tier 3 - Extreme | Distribution Circuit | 1 | 24 | 2017-01-24 | 1666149 | Sus | N | Vegetation¦Treefellintoline¦ConductorOverhead¦Normal
17-0014647 | Vegetation | Tree - fell into line | Conductor, Overhead | Normal | 2017 | Tier 2 - Elevated | Distribution Circuit | 1 | 25 | 2017-01-25 | 1666840 | Sus | N | Vegetation¦Treefellintoline¦ConductorOverhead¦Normal
17-0017137 | Vegetation | Tree - fell into line | Conductor, Overhead | Broken, wire on ground | 2017 | Tier 2 - Elevated | Distribution Circuit | 2 | 3 | 2017-02-03 | 1673698 | Sus | N | Vegetation¦Treefellintoline¦ConductorOverhead¦Brokenwireonground
17-0020316 | Environmental/External | Flood/Erosion | Conductor, Overhead | Broken, wire on ground | 2017 | Tier 2 - Elevated | Distribution Circuit | 2 | 10 | 2017-02-10 | 1684419 | Sus | N | EnvironmentalExternal¦FloodErosion¦ConductorOverhead¦Brokenwireonground
17-0023359 | Equipment Failure/Involved | Overhead | Transformer (OH) | Broken | 2017 | Tier 2 - Elevated | Distribution Circuit | 2 | 19 | 2017-02-19 | 1701162 | Sus | N | EquipmentFailureInvolved¦Overhead¦Transformer(OH)¦Broken
17-0023411 | Vegetation | Tree - branch fell on line | Conductor, Overhead | Broken, wire on ground | 2017 | Tier 2 - Elevated | Distribution Circuit | 2 | 17 | 2017-02-17 | 1701361 | Sus | N | Vegetation¦Treebranchfellonline¦ConductorOverhead¦Brokenwireonground
17-0023806 | Vegetation | Tree - branch fell on line | Service conductor | Broken, wire on object | 2017 | Tier 2 - Elevated | Transformer only | 2 | 20 | 2017-02-20 | 1703196 | Sus | N | Vegetation¦Treebranchfellonline¦Serviceconductor¦Brokenwireonobject
17-0025495 | Equipment Failure/Involved | Overhead | Crossarm, Wood | Broken, wire on object | 2017 | Tier 2 - Elevated | Distribution Circuit | 2 | 22 | 2017-02-22 | 1710285 | Sus | N | EquipmentFailureInvolved¦Overhead¦CrossarmWood¦Brokenwireonobject
17-0026861 | Equipment Failure/Involved | Overhead | Woodpin | Broken | 2017 | Tier 2 - Elevated | Distribution Circuit | 2 | 26 | 2017-02-26 | 1714340 | Sus | N | EquipmentFailureInvolved¦Overhead¦Woodpin¦Broken
17-0030135 | Equipment Failure/Involved | Overhead | Jumper | Burned Open | 2017 | Tier 3 - Extreme | Distribution Circuit | 3 | 11 | 2017-03-11 | 1724981 | Sus | N | EquipmentFailureInvolved¦Overhead¦Jumper¦BurnedOpen
17-0032208 | Unknown Cause | Patrol - found nothing |  |  | 2017 | Tier 2 - Elevated | Distribution Circuit | 3 | 21 | 2017-03-21 | 1731545 | Sus | N | UnknownCause¦Patrolfoundnothing¦¦
17-0037655 | Vegetation | Tree - fell into line | Conductor, Overhead | Normal | 2017 | Tier 3 - Extreme | Distribution Circuit | 4 | 7 | 2017-04-07 | 1749969 | Sus | N | Vegetation¦Treefellintoline¦ConductorOverhead¦Normal
17-0037778 | Unknown Cause | Patrol - found nothing |  |  | 2017 | Tier 3 - Extreme | Distribution Circuit | 4 | 7 | 2017-04-07 | 1749964 | Sus | N | UnknownCause¦Patrolfoundnothing¦¦
17-0038307 | Environmental/External | Lightning | Transformer | Failed/Faulted | 2017 | Tier 2 - Elevated | Transformer only | 4 | 7 | 2017-04-07 | 1751976 | Sus | N | EnvironmentalExternal¦Lightning¦Transformer¦FailedFaulted
17-0040903 | Equipment Failure/Involved | Underground | Transformer (UG) | Broken | 2017 | Tier 2 - Elevated | Distribution Circuit | 4 | 17 | 2017-04-17 | 1759747 | Sus | N | EquipmentFailureInvolved¦Underground¦Transformer(UG)¦Broken
17-0040964 | Unknown Cause | Patrol - not conducted |  |  | 2017 | Tier 2 - Elevated | Distribution Circuit | 4 | 18 | 2017-04-18 | 1759887 | Sus | N | UnknownCause¦Patrolnotconducted¦¦
17-0041249 | Vegetation | Tree - fell into line | Conductor, Overhead | Broken, wire on ground | 2017 | Tier 3 - Extreme | Distribution Circuit | 4 | 18 | 2017-04-18 | 1760601 | Sus | N | Vegetation¦Treefellintoline¦ConductorOverhead¦Brokenwireonground
17-0045785 | Vegetation | Tree - fell into line | Conductor, Overhead | Broken, wire on ground | 2017 | Tier 2 - Elevated | Distribution Circuit | 5 | 6 | 2017-05-06 | 1776183 | Sus | Y | Vegetation¦Treefellintoline¦ConductorOverhead¦Brokenwireonground
17-0056485 | Animal | Bird found | Fuse | Failed/Faulted | 2017 | Tier 2 - Elevated | Distribution Circuit | 6 | 19 | 2017-06-19 | 1810110 | Sus | Y | Animal¦Birdfound¦Fuse¦FailedFaulted
17-0058900 | Equipment Failure/Involved | Overhead | Transformer (OH) | Broken | 2017 | Tier 3 - Extreme | Distribution Circuit | 6 | 27 | 2017-06-27 | 1819114 | Sus | Y | EquipmentFailureInvolved¦Overhead¦Transformer(OH)¦Broken
17-0059592 | 3rd Party | Tree - cutting, 3rd party | Conductor, Overhead | Broken, wire on ground | 2017 | Tier 3 - Extreme | Distribution Circuit | 6 | 29 | 2017-06-29 | 1820799 | Sus | Y | 3rdParty¦Treecutting3rdparty¦ConductorOverhead¦Brokenwireonground
17-0070288 | Unknown Cause | Patrol - found nothing |  |  | 2017 | Tier 3 - Extreme | Distribution Circuit | 8 | 14 | 2017-08-14 | 1852600 | Sus | Y | UnknownCause¦Patrolfoundnothing¦¦
17-0073273 | Vegetation | Tree - fell into line | Conductor, Overhead | Broken, wire on ground | 2017 | Tier 2 - Elevated | Distribution Circuit | 8 | 28 | 2017-08-28 | 1860999 | Sus | Y | Vegetation¦Treefellintoline¦ConductorOverhead¦Brokenwireonground
17-0073280 | Unknown Cause | Patrol - not conducted |  |  | 2017 | Tier 2 - Elevated | Distribution Circuit | 8 | 28 | 2017-08-28 | 1861011 | Sus | Y | UnknownCause¦Patrolnotconducted¦¦
17-0076162 | Unknown Cause | Patrol - found nothing |  |  | 2017 | Tier 2 - Elevated | Distribution Circuit | 9 | 5 | 2017-09-05 | 1870979 | Sus | Y | UnknownCause¦Patrolfoundnothing¦¦
17-0076495 | Animal | Bird found |  | Failed/Faulted | 2017 | Tier 2 - Elevated | Transformer only | 9 | 6 | 2017-09-06 | 1871919 | Sus | Y | Animal¦Birdfound¦¦FailedFaulted
17-0080711 | Vegetation | Tree - branch fell on line | Conductor, Overhead | Normal | 2017 | Tier 2 - Elevated | Distribution Circuit | 9 | 21 | 2017-09-21 | 1883386 | Sus | Y | Vegetation¦Treebranchfellonline¦ConductorOverhead¦Normal
17-0083158 | Equipment Failure/Involved | Overhead | Transformer (OH) | Failed/Faulted | 2017 | Tier 2 - Elevated | Distribution Circuit | 10 | 1 | 2017-10-01 | 1888861 | Sus | Y | EquipmentFailureInvolved¦Overhead¦Transformer(OH)¦FailedFaulted
17-0083167 | Unknown Cause | Patrol - found nothing |  |  | 2017 | Tier 2 - Elevated | Distribution Circuit | 10 | 1 | 2017-10-01 | 1888901 | Sus | Y | UnknownCause¦Patrolfoundnothing¦¦
17-0085807 | Equipment Failure/Involved | Overhead | Fuse | Failed/Faulted | 2017 | Tier 3 - Extreme | Distribution Circuit | 10 | 8 | 2017-10-08 | 1894102 | Sus | Y | EquipmentFailureInvolved¦Overhead¦Fuse¦FailedFaulted
17-0086861 | Environmental/External | Fire, Forest/Grass | Pole-Wood | Burned/flashed | 2017 | Tier 2 - Elevated | Distribution Circuit | 10 | 8 | 2017-10-08 | 1899563 | Sus | Y | EnvironmentalExternal¦FireForestGrass¦PoleWood¦Burnedflashed
17-0088276 | Environmental/External | Fire, Forest/Grass | Pole-Wood | Broken, wire on ground | 2017 | Tier 3 - Extreme | Distribution Circuit | 10 | 8 | 2017-10-08 | 1903260 | Sus | Y | EnvironmentalExternal¦FireForestGrass¦PoleWood¦Brokenwireonground
17-0089051 | Vegetation | Tree - grew into line | Service conductor | Broken | 2017 | Tier 2 - Elevated | Transformer only | 10 | 19 | 2017-10-19 | 1904722 | Sus | Y | Vegetation¦Treegrewintoline¦Serviceconductor¦Broken
17-0095828 | Vegetation | Tree - fell into line | Conductor, Overhead | Broken, wire on object | 2017 | Tier 2 - Elevated | Distribution Circuit | 11 | 16 | 2017-11-16 | 1924405 | Sus | Y | Vegetation¦Treefellintoline¦ConductorOverhead¦Brokenwireonobject
17-0100076 | Equipment Failure/Involved | Overhead | Pole-Wood | Broken | 2017 | Tier 2 - Elevated | Distribution Circuit | 12 | 5 | 2017-12-05 | 1936748 | Sus | N | EquipmentFailureInvolved¦Overhead¦PoleWood¦Broken
17-0102199 | Unknown Cause | Patrol - found nothing |  |  | 2017 | Tier 3 - Extreme | Distribution Circuit | 12 | 16 | 2017-12-16 | 1944985 | Sus | N | UnknownCause¦Patrolfoundnothing¦¦
17-0102266 | Vegetation | Tree - fell into line | Pole-Wood | Broken, wire on ground | 2017 | Tier 2 - Elevated | Distribution Circuit | 12 | 16 | 2017-12-16 | 1946009 | Sus | N | Vegetation¦Treefellintoline¦PoleWood¦Brokenwireonground
17-0103601 | 3rd Party | Tree - cutting, 3rd party | Conductor, Overhead | Broken, wire on ground | 2017 | Tier 2 - Elevated | Distribution Circuit | 12 | 29 | 2017-12-29 | 1953065 | Sus | N | 3rdParty¦Treecutting3rdparty¦ConductorOverhead¦Brokenwireonground
18-0003383 | Vegetation | Tree - branch fell on line | Conductor, Overhead | Normal | 2018 | Tier 3 - Extreme | Distribution Circuit | 1 | 3 | 2018-01-03 | 1281 | Sus | N | Vegetation¦Treebranchfellonline¦ConductorOverhead¦Normal
18-0012655 | Equipment Failure/Involved | Fire, pole | Pole-Wood | Burned/flashed | 2018 | Tier 2 - Elevated | Distribution Circuit | 2 | 8 | 2018-02-08 | 21681 | Sus | N | EquipmentFailureInvolved¦Firepole¦PoleWood¦Burnedflashed
18-0017236 | Unknown Cause | Patrol - found nothing |  |  | 2018 | Tier 2 - Elevated | Distribution Circuit | 2 | 26 | 2018-02-26 | 31692 | Sus | N | UnknownCause¦Patrolfoundnothing¦¦
18-0018283 | Vegetation | Tree - bark fell into line | Conductor, Overhead | Normal | 2018 | Tier 2 - Elevated | Distribution Circuit | 3 | 1 | 2018-03-01 | 33805 | Sus | N | Vegetation¦Treebarkfellintoline¦ConductorOverhead¦Normal
18-0019297 | Vegetation | Tree - fell into line | Conductor, Overhead | Broken | 2018 | Tier 3 - Extreme | Distribution Circuit | 3 | 2 | 2018-03-02 | 36882 | Sus | N | Vegetation¦Treefellintoline¦ConductorOverhead¦Broken
18-0019612 | Vegetation | Tree - fell into line | Conductor, Overhead | Broken, wire on ground | 2018 | Tier 2 - Elevated | Distribution Circuit | 3 | 2 | 2018-03-02 | 38153 | Sus | N | Vegetation¦Treefellintoline¦ConductorOverhead¦Brokenwireonground
18-0021601 | Unknown Cause | Patrol - found nothing |  |  | 2018 | Tier 2 - Elevated | Distribution Circuit | 3 | 10 | 2018-03-10 | 41734 | Sus | N | UnknownCause¦Patrolfoundnothing¦¦
18-0023174 | Equipment Failure/Involved | Overhead | Conductor, Overhead | Broken | 2018 | Tier 2 - Elevated | Distribution Circuit | 3 | 15 | 2018-03-15 | 45033 | Sus | N | EquipmentFailureInvolved¦Overhead¦ConductorOverhead¦Broken
18-0023715 | Unknown Cause | Patrol - found nothing |  |  | 2018 | Tier 2 - Elevated | Distribution Circuit | 3 | 17 | 2018-03-17 | 46513 | Sus | N | UnknownCause¦Patrolfoundnothing¦¦
18-0030267 | Vegetation | Tree - branch fell on line | Conductor, Overhead | Normal | 2018 | Tier 3 - Extreme | Distribution Circuit | 4 | 7 | 2018-04-07 | 61976 | Sus | N | Vegetation¦Treebranchfellonline¦ConductorOverhead¦Normal
18-0034324 | 3rd Party | Tree - cutting, 3rd party | Conductor, Overhead | Normal | 2018 | Tier 2 - Elevated | Distribution Circuit | 4 | 21 | 2018-04-21 | 71220 | Sus | N | 3rdParty¦Treecutting3rdparty¦ConductorOverhead¦Normal
18-0034405 | Animal | Bird found | Conductor, Overhead | Normal | 2018 | Tier 2 - Elevated | Distribution Circuit | 4 | 22 | 2018-04-22 | 71555 | Sus | N | Animal¦Birdfound¦ConductorOverhead¦Normal
18-0034756 | Equipment Failure/Involved | Underground | Transformer (UG) | Failed/Faulted | 2018 | Tier 2 - Elevated | Distribution Circuit | 4 | 23 | 2018-04-23 | 72456 | Sus | N | EquipmentFailureInvolved¦Underground¦Transformer(UG)¦FailedFaulted
18-0035675 | Equipment Failure/Involved | Overhead | Connector or Splice (OH) | Broken, wire on ground | 2018 | Tier 2 - Elevated | Distribution Circuit | 4 | 25 | 2018-04-25 | 74053 | Sus | N | EquipmentFailureInvolved¦Overhead¦ConnectororSplice(OH)¦Brokenwireonground
18-0036429 | Vegetation | Tree - branch fell on line | Conductor, Overhead | Normal | 2018 | Tier 2 - Elevated | Distribution Circuit | 4 | 28 | 2018-04-28 | 75727 | Sus | N | Vegetation¦Treebranchfellonline¦ConductorOverhead¦Normal
18-0047715 | Equipment Failure/Involved | Overhead | Bushing | Broken | 2018 | Tier 2 - Elevated | Distribution Circuit | 6 | 5 | 2018-06-05 | 102306 | Sus | Y | EquipmentFailureInvolved¦Overhead¦Bushing¦Broken
18-0047715 | Equipment Failure/Involved | Overhead | Bushing | Broken | 2018 | Tier 2 - Elevated | Distribution Circuit | 6 | 5 | 2018-06-05 | 102306 | Sus | Y | EquipmentFailureInvolved¦Overhead¦Bushing¦Broken
18-0048143 | Equipment Failure/Involved | Overhead | Conductor, Overhead | Broken | 2018 | Tier 3 - Extreme | Distribution Circuit | 6 | 6 | 2018-06-06 | 103305 | Sus | Y | EquipmentFailureInvolved¦Overhead¦ConductorOverhead¦Broken
18-0049282 | Vegetation | Tree - branch fell on line | Conductor, Overhead | Broken, wire on ground | 2018 | Tier 2 - Elevated | Distribution Circuit | 6 | 9 | 2018-06-09 | 105260 | Sus | Y | Vegetation¦Treebranchfellonline¦ConductorOverhead¦Brokenwireonground
18-0057641 | Animal | Bird found | Conductor, Overhead | Normal | 2018 | Tier 2 - Elevated | Distribution Circuit | 7 | 7 | 2018-07-07 | 125903 | Sus | Y | Animal¦Birdfound¦ConductorOverhead¦Normal
18-0068251 | Vegetation | Tree - branch fell on line | Conductor, Overhead | Normal | 2018 | Tier 3 - Extreme | Distribution Circuit | 8 | 9 | 2018-08-09 | 152070 | Sus | Y | Vegetation¦Treebranchfellonline¦ConductorOverhead¦Normal
18-0072202 | 3rd Party | Vehicle | Pole-Wood | Broken | 2018 | Tier 2 - Elevated | Distribution Circuit | 8 | 21 | 2018-08-21 | 159620 | Sus | Y | 3rdParty¦Vehicle¦PoleWood¦Broken
18-0084842 | 3rd Party | Metallic Balloon | Conductor, Overhead | Normal | 2018 | Tier 2 - Elevated | Distribution Circuit | 9 | 29 | 2018-09-29 | 183838 | Sus | Y | 3rdParty¦MetallicBalloon¦ConductorOverhead¦Normal
18-0084887 | Animal | Squirrel | Transformer (OH) | Broken | 2018 | Tier 3 - Extreme | Distribution Circuit | 9 | 29 | 2018-09-29 | 184148 | Sus | Y | Animal¦Squirrel¦Transformer(OH)¦Broken
18-0086693 | Unknown Cause | Patrol - found nothing |  |  | 2018 | Tier 2 - Elevated | Distribution Circuit | 10 | 4 | 2018-10-04 | 188071 | Sus | Y | UnknownCause¦Patrolfoundnothing¦¦
18-0096946 | Vegetation | Tree - fell into line | Connector or Splice (OH) | Broken, wire on ground | 2018 | Tier 3 - Extreme | Distribution Circuit | 11 | 4 | 2018-11-04 | 208606 | Sus | Y | Vegetation¦Treefellintoline¦ConnectororSplice(OH)¦Brokenwireonground
18-0100267 | Equipment Failure/Involved | Overhead | Transformer (OH) | Failed/Faulted | 2018 | Tier 2 - Elevated | Distribution Circuit | 11 | 16 | 2018-11-16 | 216610 | Sus | Y | EquipmentFailureInvolved¦Overhead¦Transformer(OH)¦FailedFaulted
18-0100909 | Unknown Cause | Patrol - found nothing |  |  | 2018 | Tier 2 - Elevated | Distribution Circuit | 11 | 19 | 2018-11-19 | 217980 | Sus | Y | UnknownCause¦Patrolfoundnothing¦¦
18-0102550 | Unknown Cause | Patrol - not conducted |  |  | 2018 | Tier 3 - Extreme | Distribution Circuit | 11 | 23 | 2018-11-23 | 222701 | Sus | Y | UnknownCause¦Patrolnotconducted¦¦
18-0102611 | Equipment Failure/Involved | Overhead | Jumper | Broken | 2018 | Tier 3 - Extreme | Distribution Circuit | 11 | 23 | 2018-11-23 | 222753 | Sus | Y | EquipmentFailureInvolved¦Overhead¦Jumper¦Broken
18-0107323 | Vegetation | Tree - cutting, PG&E contractor | Fuse | Failed/Faulted | 2018 | Tier 3 - Extreme | Distribution Circuit | 12 | 5 | 2018-12-05 | 234245 | Sus | N | Vegetation¦TreecuttingPG&Econtractor¦Fuse¦FailedFaulted
18-0107689 | Unknown Cause | Patrol - found nothing |  |  | 2018 | Tier 3 - Extreme | Distribution Circuit | 12 | 6 | 2018-12-06 | 235174 | Sus | N | UnknownCause¦Patrolfoundnothing¦¦
19-0005134 | Vegetation | Tree - branch fell on line | Conductor, Overhead | Normal | 2019 | Tier 3 - Extreme | Distribution Circuit | 1 | 6 | 2019-01-06 | 255471 | Sus | N | Vegetation¦Treebranchfellonline¦ConductorOverhead¦Normal
19-0005194 | Vegetation | Tree - fell into line | Conductor, Overhead | Broken, wire on ground | 2019 | Tier 3 - Extreme | Distribution Circuit | 1 | 6 | 2019-01-06 | 255654 | Sus | N | Vegetation¦Treefellintoline¦ConductorOverhead¦Brokenwireonground
19-0005630 | Vegetation | Tree - branch fell on line | Conductor, Overhead | Broken, wire on ground | 2019 | Tier 3 - Extreme | Distribution Circuit | 1 | 7 | 2019-01-07 | 258568 | Sus | N | Vegetation¦Treebranchfellonline¦ConductorOverhead¦Brokenwireonground
19-0005834 | Equipment Failure/Involved | Overhead | Conductor, Overhead | Broken, wire on ground | 2019 | Tier 2 - Elevated | Distribution Circuit | 1 | 7 | 2019-01-07 | 258822 | Sus | N | EquipmentFailureInvolved¦Overhead¦ConductorOverhead¦Brokenwireonground
19-0007666 | Vegetation | Tree - fell into line | Transformer | Broken, wire on ground | 2019 | Tier 3 - Extreme | Transformer only | 1 | 10 | 2019-01-10 | 262536 | Sus | N | Vegetation¦Treefellintoline¦Transformer¦Brokenwireonground
19-0009047 | Vegetation | Tree - fell into line | Conductor, Overhead | Normal | 2019 | Tier 3 - Extreme | Distribution Circuit | 1 | 15 | 2019-01-15 | 265575 | Sus | N | Vegetation¦Treefellintoline¦ConductorOverhead¦Normal
19-0010053 | Vegetation | Tree - fell into line | Conductor, Overhead | Together | 2019 | Tier 3 - Extreme | Distribution Circuit | 1 | 16 | 2019-01-16 | 267254 | Sus | N | Vegetation¦Treefellintoline¦ConductorOverhead¦Together
19-0011505 | Vegetation | Tree - branch fell on line | Conductor, Overhead | Normal | 2019 | Tier 3 - Extreme | Distribution Circuit | 1 | 17 | 2019-01-17 | 275013 | Sus | N | Vegetation¦Treebranchfellonline¦ConductorOverhead¦Normal
19-0012519 | Unknown Cause | Patrol - found nothing |  |  | 2019 | Tier 2 - Elevated | Distribution Circuit | 1 | 20 | 2019-01-20 | 277113 | Sus | N | UnknownCause¦Patrolfoundnothing¦¦
19-0012792 | Equipment Failure/Involved | Overhead | Transformer | Failed/Faulted | 2019 | Tier 2 - Elevated | Transformer only | 1 | 20 | 2019-01-20 | 277439 | Sus | N | EquipmentFailureInvolved¦Overhead¦Transformer¦FailedFaulted
19-0016813 | Vegetation | Tree - fell into line | Conductor, Overhead | Broken, wire on ground | 2019 | Tier 3 - Extreme | Distribution Circuit | 2 | 1 | 2019-02-01 | 285729 | Sus | N | Vegetation¦Treefellintoline¦ConductorOverhead¦Brokenwireonground
19-0018335 | Unknown Cause | Patrol - found nothing |  |  | 2019 | Tier 3 - Extreme | Distribution Circuit | 2 | 5 | 2019-02-05 | 291651 | Sus | N | UnknownCause¦Patrolfoundnothing¦¦
19-0018716 | Vegetation | Tree - branch fell on line | Conductor, Overhead | Together | 2019 | Tier 3 - Extreme | Distribution Circuit | 2 | 4 | 2019-02-04 | 291150 | Sus | N | Vegetation¦Treebranchfellonline¦ConductorOverhead¦Together
19-0018791 | Vegetation | Tree - fell into line | Fuse | Failed/Faulted | 2019 | Tier 2 - Elevated | Distribution Circuit | 2 | 5 | 2019-02-05 | 293675 | Sus | N | Vegetation¦Treefellintoline¦Fuse¦FailedFaulted
19-0019275 | Unknown Cause | Patrol - found nothing |  |  | 2019 | Tier 3 - Extreme | Distribution Circuit | 2 | 5 | 2019-02-05 | 294513 | Sus | N | UnknownCause¦Patrolfoundnothing¦¦
19-0020398 | Unknown Cause | Patrol - not conducted |  |  | 2019 | Tier 2 - Elevated | Distribution Circuit | 2 | 9 | 2019-02-09 | 297340 | Sus | N | UnknownCause¦Patrolnotconducted¦¦
19-0020812 | Vegetation | Tree - fell into line | Conductor, Overhead | Normal | 2019 | Tier 3 - Extreme | Distribution Circuit | 2 | 10 | 2019-02-10 | 299281 | Sus | N | Vegetation¦Treefellintoline¦ConductorOverhead¦Normal
19-0021428 | Vegetation | Tree - fell into line | Conductor, Overhead | Broken, wire on ground | 2019 | Tier 2 - Elevated | Distribution Circuit | 2 | 11 | 2019-02-11 | 300664 | Sus | N | Vegetation¦Treefellintoline¦ConductorOverhead¦Brokenwireonground
19-0021886 | Vegetation | Tree - branch fell on line | Conductor, Overhead | Normal | 2019 | Tier 2 - Elevated | Distribution Circuit | 2 | 12 | 2019-02-12 | 301418 | Sus | N | Vegetation¦Treebranchfellonline¦ConductorOverhead¦Normal
19-0021969 | Vegetation | Tree - fell into line | Pole-Wood | Broken, wire on ground | 2019 | Tier 2 - Elevated | Distribution Circuit | 2 | 13 | 2019-02-13 | 302933 | Sus | N | Vegetation¦Treefellintoline¦PoleWood¦Brokenwireonground
19-0023865 | Vegetation | Tree - grew into line | Conductor, Overhead | Normal | 2019 | Tier 2 - Elevated | Distribution Circuit | 2 | 15 | 2019-02-15 | 311596 | Sus | N | Vegetation¦Treegrewintoline¦ConductorOverhead¦Normal
19-0024223 | Unknown Cause | Patrol - found nothing |  |  | 2019 | Tier 2 - Elevated | Distribution Circuit | 2 | 15 | 2019-02-15 | 312750 | Sus | N | UnknownCause¦Patrolfoundnothing¦¦
19-0025086 | Equipment Failure/Involved | Overhead | Conductor, Overhead | Broken, wire on ground | 2019 | Tier 2 - Elevated | Distribution Circuit | 2 | 17 | 2019-02-17 | 315566 | Sus | N | EquipmentFailureInvolved¦Overhead¦ConductorOverhead¦Brokenwireonground
19-0025142 | Vegetation | Tree - fell into line | Conductor, Overhead | Broken, wire on ground | 2019 | Tier 3 - Extreme | Distribution Circuit | 2 | 13 | 2019-02-13 | 315878 | Sus | N | Vegetation¦Treefellintoline¦ConductorOverhead¦Brokenwireonground
19-0025734 | Vegetation | Tree - fell into line | Conductor, Overhead | Broken, wire on ground | 2019 | Tier 3 - Extreme | Distribution Circuit | 2 | 16 | 2019-02-16 | 318138 | Sus | N | Vegetation¦Treefellintoline¦ConductorOverhead¦Brokenwireonground
19-0028252 | Vegetation | Tree - fell into line | Pole-Wood | Broken, wire on ground | 2019 | Tier 3 - Extreme | Distribution Circuit | 2 | 26 | 2019-02-26 | 324322 | Sus | N | Vegetation¦Treefellintoline¦PoleWood¦Brokenwireonground
19-0028268 | Vegetation | Tree - fell into line | Conductor, Overhead | Broken, wire on ground | 2019 | Tier 2 - Elevated | Distribution Circuit | 2 | 26 | 2019-02-26 | 324380 | Sus | N | Vegetation¦Treefellintoline¦ConductorOverhead¦Brokenwireonground
19-0028879 | Vegetation | Tree - fell into line | Conductor, Overhead | Normal | 2019 | Tier 3 - Extreme | Distribution Circuit | 2 | 27 | 2019-02-27 | 326127 | Sus | N | Vegetation¦Treefellintoline¦ConductorOverhead¦Normal
19-0030062 | Vegetation | Tree - branch fell on line | Secondary | Broken, wire on ground | 2019 | Tier 3 - Extreme | Transformer only | 3 | 2 | 2019-03-02 | 329601 | Sus | N | Vegetation¦Treebranchfellonline¦Secondary¦Brokenwireonground
19-0034560 | Unknown Cause | Patrol - found nothing |  |  | 2019 | Tier 2 - Elevated | Distribution Circuit | 3 | 18 | 2019-03-18 | 341667 | Sus | N | UnknownCause¦Patrolfoundnothing¦¦
19-0037639 | Unknown Cause | Patrol - found nothing |  |  | 2019 | Tier 2 - Elevated | Distribution Circuit | 3 | 27 | 2019-03-27 | 348687 | Sus | N | UnknownCause¦Patrolfoundnothing¦¦
19-0037949 | Unknown Cause | Patrol - not conducted |  |  | 2019 | Tier 3 - Extreme | Distribution Circuit | 3 | 28 | 2019-03-28 | 349467 | Sus | N | UnknownCause¦Patrolnotconducted¦¦
19-0048178 | Equipment Failure/Involved | Overhead | Pole-Wood | Deteriorated | 2019 | Tier 2 - Elevated | Distribution Circuit | 5 | 2 | 2019-05-02 | 372406 | Sus | Y | EquipmentFailureInvolved¦Overhead¦PoleWood¦Deteriorated
19-0051424 | Equipment Failure/Involved | Overhead | Transformer | Failed/Faulted | 2019 | Tier 2 - Elevated | Transformer only | 5 | 13 | 2019-05-13 | 379559 | Sus | Y | EquipmentFailureInvolved¦Overhead¦Transformer¦FailedFaulted
19-0051582 | 3rd Party | Vehicle | Pole-Wood | Broken | 2019 | Tier 2 - Elevated | Transmission line | 5 | 14 | 2019-05-14 | 379877 | Sus | Y | 3rdParty¦Vehicle¦PoleWood¦Broken
19-0054418 | Environmental/External | Lightning | Transformer | Failed/Faulted | 2019 | Tier 2 - Elevated | Distribution Circuit | 5 | 20 | 2019-05-20 | 385741 | Sus | Y | EnvironmentalExternal¦Lightning¦Transformer¦FailedFaulted
19-0056986 | Vegetation | Tree - fell into line | Conductor, Overhead | Normal | 2019 | Tier 2 - Elevated | Distribution Circuit | 5 | 24 | 2019-05-24 | 389804 | Sus | Y | Vegetation¦Treefellintoline¦ConductorOverhead¦Normal
19-0060607 | Unknown Cause | Patrol - found nothing |  |  | 2019 | Tier 2 - Elevated | Distribution Circuit | 5 | 31 | 2019-05-31 | 394130 | Sus | Y | UnknownCause¦Patrolfoundnothing¦¦
19-0061171 | Vegetation | Tree - fell into line | Conductor, Overhead | Broken, wire on ground | 2019 | Tier 2 - Elevated | Distribution Circuit | 6 | 1 | 2019-06-01 | 395215 | Sus | Y | Vegetation¦Treefellintoline¦ConductorOverhead¦Brokenwireonground
19-0061551 | Environmental/External | Lightning | Transformer (OH) | Failed/Faulted | 2019 | Tier 3 - Extreme | Transformer only | 6 | 2 | 2019-06-02 | 395926 | Sus | Y | EnvironmentalExternal¦Lightning¦Transformer(OH)¦FailedFaulted
19-0061552 | Environmental/External | Lightning | Transformer (OH) | Failed/Faulted | 2019 | Tier 3 - Extreme | Transformer only | 6 | 2 | 2019-06-02 | 395924 | Sus | Y | EnvironmentalExternal¦Lightning¦Transformer(OH)¦FailedFaulted
19-0062322 | Equipment Failure/Involved | Overhead | Transformer | Failed/Faulted | 2019 | Tier 2 - Elevated | Transformer only | 6 | 4 | 2019-06-04 | 397010 | Sus | Y | EquipmentFailureInvolved¦Overhead¦Transformer¦FailedFaulted
19-0068990 | Vegetation | Tree - fell into line | Conductor, Overhead | Normal | 2019 | Tier 2 - Elevated | Distribution Circuit | 6 | 18 | 2019-06-18 | 418156 | Sus | Y | Vegetation¦Treefellintoline¦ConductorOverhead¦Normal
19-0073483 | Animal | Other | Transformer (OH) | Normal | 2019 | Tier 2 - Elevated | Distribution Circuit | 6 | 30 | 2019-06-30 | 438340 | Sus | Y | Animal¦Other¦Transformer(OH)¦Normal
19-0078269 | Equipment Failure/Involved | Overhead | Transformer | Failed/Faulted | 2019 | Tier 2 - Elevated | Transformer only | 7 | 17 | 2019-07-17 | 455048 | Sus | Y | EquipmentFailureInvolved¦Overhead¦Transformer¦FailedFaulted
19-0084449 | Equipment Failure/Involved | Overhead | Connector or Splice (OH) | Broken | 2019 | Tier 3 - Extreme | Distribution Circuit | 8 | 5 | 2019-08-05 | 484817 | Sus | Y | EquipmentFailureInvolved¦Overhead¦ConnectororSplice(OH)¦Broken
19-0087801 | Equipment Failure/Involved | Overhead | Transformer | Broken | 2019 | Tier 2 - Elevated | Transformer only | 8 | 14 | 2019-08-14 | 508914 | Sus | Y | EquipmentFailureInvolved¦Overhead¦Transformer¦Broken
19-0090617 | Equipment Failure/Involved | Overhead | Crossarm, Wood | Broken | 2019 | Tier 2 - Elevated | Distribution Circuit | 8 | 21 | 2019-08-21 | 529555 | Sus | Y | EquipmentFailureInvolved¦Overhead¦CrossarmWood¦Broken
19-0092509 | 3rd Party | Tree - cutting, 3rd party | Conductor, Overhead | Together | 2019 | Tier 2 - Elevated | Distribution Circuit | 8 | 27 | 2019-08-27 | 541203 | Sus | Y | 3rdParty¦Treecutting3rdparty¦ConductorOverhead¦Together
19-0094779 | Equipment Failure/Involved | Overhead | Connector or Splice (OH) | Burned/flashed | 2019 | Tier 2 - Elevated | Transformer only | 9 | 3 | 2019-09-03 | 551140 | Sus | Y | EquipmentFailureInvolved¦Overhead¦ConnectororSplice(OH)¦Burnedflashed
19-0099075 | Unknown Cause | Patrol - found nothing |  |  | 2019 | Tier 2 - Elevated | Distribution Circuit | 9 | 14 | 2019-09-14 | 579736 | Sus | Y | UnknownCause¦Patrolfoundnothing¦¦
19-0103171 | Unknown Cause | Patrol - found nothing |  |  | 2019 | Tier 2 - Elevated | Distribution Circuit | 9 | 24 | 2019-09-24 | 611354 | Sus | Y | UnknownCause¦Patrolfoundnothing¦¦
19-0110289 | Animal | Squirrel | Fuse | Failed/Faulted | 2019 | Tier 2 - Elevated | Distribution Circuit | 10 | 10 | 2019-10-10 | 653985 | Sus | Y | Animal¦Squirrel¦Fuse¦FailedFaulted
19-0112043 | Equipment Failure/Involved | Overhead | Connector or Splice (OH) | Broken | 2019 | Tier 2 - Elevated | Transformer only | 10 | 15 | 2019-10-15 | 659783 | Sus | Y | EquipmentFailureInvolved¦Overhead¦ConnectororSplice(OH)¦Broken
19-0119937 | Equipment Failure/Involved | Overhead | Crossarm, Wood | Broken | 2019 | Tier 3 - Extreme | Distribution Circuit | 11 | 1 | 2019-11-01 | 697426 | Sus | Y | EquipmentFailureInvolved¦Overhead¦CrossarmWood¦Broken
19-0125589 | Equipment Failure/Involved | Overhead | Transformer (OH) | Leaking | 2019 | Tier 2 - Elevated | Distribution Circuit | 11 | 18 | 2019-11-18 | 708924 | Sus | Y | EquipmentFailureInvolved¦Overhead¦Transformer(OH)¦Leaking
19-0128008 | Animal | Squirrel |  | Failed/Faulted | 2019 | Tier 2 - Elevated | Transformer only | 11 | 23 | 2019-11-23 | 713576 | Sus | Y | Animal¦Squirrel¦¦FailedFaulted
19-0138098 | Unknown Cause | Patrol - found nothing |  |  | 2019 | Tier 2 - Elevated | Distribution Circuit | 12 | 28 | 2019-12-28 | 751702 | Sus | N | UnknownCause¦Patrolfoundnothing¦¦
20-0004414 | 3rd Party | Tree - cutting, 3rd party | Conductor, Overhead | Broken, wire on ground | 2020 | Tier 2 - Elevated | Distribution Circuit | 1 | 2 | 2020-01-02 | 753596 | Sus | N | 3rdParty¦Treecutting3rdparty¦ConductorOverhead¦Brokenwireonground
20-0007769 | Vegetation | Tree - fell into line | Conductor, Overhead | Together | 2020 | Tier 2 - Elevated | Distribution Circuit | 1 | 12 | 2020-01-12 | 759799 | Sus | N | Vegetation¦Treefellintoline¦ConductorOverhead¦Together
20-0014835 | Equipment Failure/Involved | Overhead | Jumper | Broken | 2020 | Tier 2 - Elevated | Distribution Circuit | 1 | 29 | 2020-01-29 | 772382 | Sus | N | EquipmentFailureInvolved¦Overhead¦Jumper¦Broken
20-0019160 | Unknown Cause | Patrol - found nothing |  |  | 2020 | Tier 3 - Extreme | Distribution Circuit | 2 | 9 | 2020-02-09 | 781551 | Sus | N | UnknownCause¦Patrolfoundnothing¦¦
20-0029485 | Equipment Failure/Involved | Underground | Service conductor | Burned Open | 2020 | Tier 2 - Elevated | Transformer only | 3 | 6 | 2020-03-06 | 835034 | Sus | N | EquipmentFailureInvolved¦Underground¦Serviceconductor¦BurnedOpen
20-0031959 | Equipment Failure/Involved | Overhead | Conductor, Overhead | Broken, wire on ground | 2020 | Tier 2 - Elevated | Distribution Circuit | 3 | 13 | 2020-03-13 | 850727 | Sus | N | EquipmentFailureInvolved¦Overhead¦ConductorOverhead¦Brokenwireonground
20-0032028 | Vegetation | Tree - fell into line | Conductor, Overhead | Broken, wire on ground | 2020 | Tier 2 - Elevated | Distribution Circuit | 3 | 14 | 2020-03-14 | 851068 | Sus | N | Vegetation¦Treefellintoline¦ConductorOverhead¦Brokenwireonground
20-0032833 | Vegetation | Tree - fell into line | Conductor, Overhead | Broken | 2020 | Tier 3 - Extreme | Distribution Circuit | 3 | 16 | 2020-03-16 | 855160 | Sus | N | Vegetation¦Treefellintoline¦ConductorOverhead¦Broken
20-0033131 | Vegetation | Tree - branch fell on line | Conductor, Overhead | Broken, wire on ground | 2020 | Tier 3 - Extreme | Distribution Circuit | 3 | 17 | 2020-03-17 | 856213 | Sus | N | Vegetation¦Treebranchfellonline¦ConductorOverhead¦Brokenwireonground
20-0033514 | Unknown Cause | Patrol - found nothing |  |  | 2020 | Tier 3 - Extreme | Transformer only | 3 | 17 | 2020-03-17 | 856254 | Sus | N | UnknownCause¦Patrolfoundnothing¦¦
20-0033826 | Vegetation | Tree - fell into line | Conductor, Overhead | Broken, wire on ground | 2020 | Tier 3 - Extreme | Distribution Circuit | 3 | 16 | 2020-03-16 | 858136 | Sus | N | Vegetation¦Treefellintoline¦ConductorOverhead¦Brokenwireonground
20-0038918 | Unknown Cause | Patrol - found nothing |  |  | 2020 | Tier 3 - Extreme | Distribution Circuit | 4 | 6 | 2020-04-06 | 885280 | Sus | N | UnknownCause¦Patrolfoundnothing¦¦
20-0047595 | Equipment Failure/Involved | Overhead | Pole-Wood | Broken | 2020 | Tier 2 - Elevated | Distribution Circuit | 5 | 5 | 2020-05-05 | 907633 | Sus | Y | EquipmentFailureInvolved¦Overhead¦PoleWood¦Broken
20-0051530 | Unknown Cause | Patrol - found nothing |  |  | 2020 | Tier 2 - Elevated | Distribution Circuit | 5 | 18 | 2020-05-18 | 916425 | Sus | Y | UnknownCause¦Patrolfoundnothing¦¦
20-0052878 | Equipment Failure/Involved | Overhead | Insulator | Broken | 2020 | Tier 2 - Elevated | Transformer only | 5 | 21 | 2020-05-21 | 918965 | Sus | Y | EquipmentFailureInvolved¦Overhead¦Insulator¦Broken
20-0055753 | Animal | Other | Conductor, Overhead | Broken, wire on ground | 2020 | Tier 2 - Elevated | Transmission line | 5 | 29 | 2020-05-29 | 925646 | Sus | Y | Animal¦Other¦ConductorOverhead¦Brokenwireonground
20-0058478 | Equipment Failure/Involved | Overhead | Secondary | Together | 2020 | Tier 3 - Extreme | Distribution Circuit | 6 | 6 | 2020-06-06 | 932918 | Sus | Y | EquipmentFailureInvolved¦Overhead¦Secondary¦Together
20-0060850 | Environmental/External | Lightning | Transformer | Failed/Faulted | 2020 | Tier 2 - Elevated | Transformer only | 6 | 12 | 2020-06-12 | 938296 | Sus | Y | EnvironmentalExternal¦Lightning¦Transformer¦FailedFaulted
20-0061630 | Equipment Failure/Involved | Overhead | Pothead(Riser Termination) | Failed/Faulted | 2020 | Tier 2 - Elevated | Distribution Circuit | 6 | 16 | 2020-06-16 | 939889 | Sus | Y | EquipmentFailureInvolved¦Overhead¦Pothead(RiserTermination)¦FailedFaulted
20-0065549 | Equipment Failure/Involved | Overhead | Transformer | Failed/Faulted | 2020 | Tier 2 - Elevated | Transformer only | 6 | 26 | 2020-06-26 | 948229 | Sus | Y | EquipmentFailureInvolved¦Overhead¦Transformer¦FailedFaulted
20-0069719 | Unknown Cause | Patrol - found nothing |  |  | 2020 | Tier 2 - Elevated | Distribution Circuit | 7 | 8 | 2020-07-08 | 960410 | Sus | Y | UnknownCause¦Patrolfoundnothing¦¦
20-0069743 | Vegetation | Tree - fell into line | Conductor, Overhead | Normal | 2020 | Tier 3 - Extreme | Distribution Circuit | 7 | 8 | 2020-07-08 | 960330 | Sus | Y | Vegetation¦Treefellintoline¦ConductorOverhead¦Normal
20-0069843 | Animal | Squirrel | Transformer (OH) | Normal | 2020 | Tier 3 - Extreme | Distribution Circuit | 7 | 9 | 2020-07-09 | 960555 | Sus | Y | Animal¦Squirrel¦Transformer(OH)¦Normal
20-0070884 | Environmental/External | Fire, Forest/Grass | Pole-Wood | Broken | 2020 | Tier 2 - Elevated | Distribution Circuit | 7 | 11 | 2020-07-11 | 962511 | Sus | Y | EnvironmentalExternal¦FireForestGrass¦PoleWood¦Broken
20-0076560 | Vegetation | Tree - fell into line | Conductor, Overhead | Normal | 2020 | Tier 3 - Extreme | Distribution Circuit | 7 | 27 | 2020-07-27 | 973210 | Sus | Y | Vegetation¦Treefellintoline¦ConductorOverhead¦Normal
20-0076712 | Company Initiated | Construction Activity/equip, company | Conductor, Overhead | Broken | 2020 | Tier 3 - Extreme | Distribution Circuit | 7 | 28 | 2020-07-28 | 973450 | Sus | Y | CompanyInitiated¦ConstructionActivityequipcompany¦ConductorOverhead¦Broken
20-0085274 | Vegetation | Tree - branch fell on line | Conductor, Overhead | Normal | 2020 | Tier 3 - Extreme | Distribution Circuit | 8 | 16 | 2020-08-16 | 1010958 | Sus | Y | Vegetation¦Treebranchfellonline¦ConductorOverhead¦Normal
20-0085391 | Environmental/External | Lightning | Fuse | Burned Open | 2020 | Tier 2 - Elevated | Distribution Circuit | 8 | 17 | 2020-08-17 | 1014397 | Sus | Y | EnvironmentalExternal¦Lightning¦Fuse¦BurnedOpen
20-0086448 | Equipment Failure/Involved | Overhead | Transformer (OH) | Failed/Faulted | 2020 | Tier 2 - Elevated | Distribution Circuit | 8 | 17 | 2020-08-17 | 1017649 | Sus | Y | EquipmentFailureInvolved¦Overhead¦Transformer(OH)¦FailedFaulted
20-0089763 | Unknown Cause | Patrol - found nothing |  |  | 2020 | Tier 2 - Elevated | Distribution Circuit | 8 | 25 | 2020-08-25 | 1028962 | Sus | Y | UnknownCause¦Patrolfoundnothing¦¦
20-0090160 | Environmental/External | Fire, Forest/Grass | Conductor, Overhead | Normal | 2020 | Tier 3 - Extreme | Distribution Circuit | 8 | 19 | 2020-08-19 | 1032134 | Sus | Y | EnvironmentalExternal¦FireForestGrass¦ConductorOverhead¦Normal
20-0094424 | Equipment Failure/Involved | Overhead | Transformer (OH) | Failed/Faulted | 2020 | Tier 3 - Extreme | Transformer only | 9 | 7 | 2020-09-07 | 1058874 | Sus | Y | EquipmentFailureInvolved¦Overhead¦Transformer(OH)¦FailedFaulted
20-0094584 | Wildfire Mitigation | Public Safety Power Shut-off | Conductor, Overhead | Normal | 2020 | Zone 1 - HHZ | Distribution Circuit | 9 | 8 | 2020-09-08 | 1060375 | Sus | Y | WildfireMitigation¦PublicSafetyPowerShutoff¦ConductorOverhead¦Normal
20-0098543 | Environmental/External | Fire, Forest/Grass | Transformer | Normal | 2020 | Tier 3 - Extreme | Transformer only | 8 | 19 | 2020-08-19 | 1078276 | Sus | Y | EnvironmentalExternal¦FireForestGrass¦Transformer¦Normal
20-0098689 | Environmental/External | Fire, Forest/Grass | Conductor, Overhead | Normal | 2020 | Tier 3 - Extreme | Distribution Circuit | 8 | 19 | 2020-08-19 | 1079257 | Sus | Y | EnvironmentalExternal¦FireForestGrass¦ConductorOverhead¦Normal
20-0100130 | Environmental/External | Fire, Forest/Grass | Conductor, Overhead | Burned/flashed | 2020 | Tier 3 - Extreme | Distribution Circuit | 9 | 7 | 2020-09-07 | 1087554 | Sus | Y | EnvironmentalExternal¦FireForestGrass¦ConductorOverhead¦Burnedflashed
20-0104769 | Equipment Failure/Involved | Overhead | Transformer (OH) | Failed/Faulted | 2020 | Tier 3 - Extreme | Transformer only | 10 | 3 | 2020-10-03 | 1108973 | Sus | Y | EquipmentFailureInvolved¦Overhead¦Transformer(OH)¦FailedFaulted
20-0107700 | Equipment Failure/Involved | Overhead | Transformer | Broken | 2020 | Tier 2 - Elevated | Transformer only | 10 | 12 | 2020-10-12 | 1115975 | Sus | Y | EquipmentFailureInvolved¦Overhead¦Transformer¦Broken
20-0110056 | Vegetation | Tree - fell into line | Conductor, Overhead | Broken, wire on ground | 2020 | Tier 2 - Elevated | Distribution Circuit | 10 | 17 | 2020-10-17 | 1120111 | Sus | Y | Vegetation¦Treefellintoline¦ConductorOverhead¦Brokenwireonground
20-0112124 | Unknown Cause | Patrol - found nothing |  |  | 2020 | Tier 3 - Extreme | Distribution Circuit | 10 | 23 | 2020-10-23 | 1124074 | Sus | Y | UnknownCause¦Patrolfoundnothing¦¦
20-0112753 | Animal | Squirrel | Pothead(Riser Termination) | Normal | 2020 | Tier 2 - Elevated | Distribution Circuit | 10 | 24 | 2020-10-24 | 1124501 | Sus | Y | Animal¦Squirrel¦Pothead(RiserTermination)¦Normal
20-0112877 | Equipment Failure/Involved | Electrical Overload | Transformer | Failed/Faulted | 2020 | Tier 2 - Elevated | Transformer only | 10 | 24 | 2020-10-24 | 1124646 | Sus | Y | EquipmentFailureInvolved¦ElectricalOverload¦Transformer¦FailedFaulted
20-0113949 | 3rd Party | Fire, house or bldg. | Pole-Wood | Normal | 2020 | Tier 3 - Extreme | Distribution Circuit | 10 | 25 | 2020-10-25 | 1129887 | Sus | Y | 3rdParty¦Firehouseorbldg¦PoleWood¦Normal
20-0113971 | Unknown Cause | Patrol - found nothing |  |  | 2020 | Tier 2 - Elevated | Distribution Circuit | 10 | 27 | 2020-10-27 | 1130075 | Sus | Y | UnknownCause¦Patrolfoundnothing¦¦
20-0119580 | Equipment Failure/Involved | Overhead | Transformer (OH) | Failed/Faulted | 2020 | Tier 3 - Extreme | Transformer only | 11 | 11 | 2020-11-11 | 1141607 | Sus | Y | EquipmentFailureInvolved¦Overhead¦Transformer(OH)¦FailedFaulted
20-0129773 | Unknown Cause | Patrol - found nothing |  |  | 2020 | Tier 3 - Extreme | Distribution Circuit | 12 | 11 | 2020-12-11 | 1179779 | Sus | N | UnknownCause¦Patrolfoundnothing¦¦
21-0008294 | 3rd Party | Dig in, 3rd party | Transformer | Broken | 2021 | Tier 2 - Elevated | Transformer only | 1 | 13 | 2021-01-13 | 1209822 | Sus | N | 3rdParty¦Digin3rdparty¦Transformer¦Broken
21-0009964 | Vegetation | Tree - fell into line | Conductor, Overhead | Broken, wire on ground | 2021 | Tier 3 - Extreme | Distribution Circuit | 1 | 18 | 2021-01-18 | 1213201 | Sus | N | Vegetation¦Treefellintoline¦ConductorOverhead¦Brokenwireonground
21-0010771 | Vegetation | Tree - branch fell on line | Conductor, Overhead | Broken, wire on ground | 2021 | Tier 3 - Extreme | Distribution Circuit | 1 | 19 | 2021-01-19 | 1214175 | Sus | N | Vegetation¦Treebranchfellonline¦ConductorOverhead¦Brokenwireonground
21-0011585 | Vegetation | Tree - branch fell on line | Conductor, Overhead | Normal | 2021 | Tier 3 - Extreme | Distribution Circuit | 1 | 19 | 2021-01-19 | 1218935 | Sus | N | Vegetation¦Treebranchfellonline¦ConductorOverhead¦Normal
21-0011697 | Vegetation | Tree - branch fell on line | Conductor, Overhead | Broken, wire on ground | 2021 | Tier 3 - Extreme | Distribution Circuit | 1 | 19 | 2021-01-19 | 1219136 | Sus | N | Vegetation¦Treebranchfellonline¦ConductorOverhead¦Brokenwireonground
21-0015020 | Unknown Cause | Patrol - found nothing |  |  | 2021 | Tier 2 - Elevated | Distribution Circuit | 1 | 26 | 2021-01-26 | 1226445 | Sus | N | UnknownCause¦Patrolfoundnothing¦¦
21-0017820 | Environmental/External | Ice or snow | Conductor, Overhead | Broken, wire on ground | 2021 | Tier 3 - Extreme | Distribution Circuit | 1 | 28 | 2021-01-28 | 1240069 | Sus | N | EnvironmentalExternal¦Iceorsnow¦ConductorOverhead¦Brokenwireonground
21-0028837 | Equipment Failure/Involved | Overhead | Transformer (OH) | Failed/Faulted | 2021 | Tier 2 - Elevated | Transformer only | 2 | 24 | 2021-02-24 | 1260718 | Sus | N | EquipmentFailureInvolved¦Overhead¦Transformer(OH)¦FailedFaulted
21-0033019 | Equipment Failure/Involved | Overhead | Crossarm, Wood | Broken | 2021 | Tier 2 - Elevated | Distribution Circuit | 3 | 5 | 2021-03-05 | 1271699 | Sus | N | EquipmentFailureInvolved¦Overhead¦CrossarmWood¦Broken
21-0035665 | Equipment Failure/Involved | Overhead | Jumper | Burned Open | 2021 | Tier 2 - Elevated | Transformer only | 3 | 12 | 2021-03-12 | 1279543 | Sus | N | EquipmentFailureInvolved¦Overhead¦Jumper¦BurnedOpen
21-0036066 | Company Initiated | Construction Activity/equip, company | Pole-Wood | Broken | 2021 | Tier 3 - Extreme | Distribution Circuit | 3 | 13 | 2021-03-13 | 1280786 | Sus | N | CompanyInitiated¦ConstructionActivityequipcompany¦PoleWood¦Broken
21-0038853 | Equipment Failure/Involved | Overhead | Transformer (OH) | Leaking | 2021 | Tier 2 - Elevated | Distribution Circuit | 3 | 19 | 2021-03-19 | 1289328 | Sus | N | EquipmentFailureInvolved¦Overhead¦Transformer(OH)¦Leaking
21-0039055 | Unknown Cause | Patrol - not conducted |  |  | 2021 | Tier 2 - Elevated | Distribution Circuit | 3 | 20 | 2021-03-20 | 1289650 | Sus | N | UnknownCause¦Patrolnotconducted¦¦
21-0041202 | Equipment Failure/Involved | Overhead | Transformer (OH) | Failed/Faulted | 2021 | Tier 3 - Extreme | Transformer only | 3 | 25 | 2021-03-25 | 1298355 | Sus | N | EquipmentFailureInvolved¦Overhead¦Transformer(OH)¦FailedFaulted
21-0050037 | Unknown Cause | Patrol - found nothing |  |  | 2021 | Tier 2 - Elevated | Distribution Circuit | 4 | 18 | 2021-04-18 | 1321743 | Sus | N | UnknownCause¦Patrolfoundnothing¦¦
21-0064103 | Vegetation | Tree - branch fell on line | Conductor, Overhead | Normal | 2021 | Tier 2 - Elevated | Distribution Circuit | 5 | 20 | 2021-05-20 | 1354964 | Sus | Y | Vegetation¦Treebranchfellonline¦ConductorOverhead¦Normal
21-0066094 | Unknown Cause | Patrol - not conducted |  |  | 2021 | Tier 3 - Extreme | Distribution Circuit | 5 | 26 | 2021-05-26 | 1358790 | Sus | Y | UnknownCause¦Patrolnotconducted¦¦
21-0067454 | Unknown Cause | Patrol - found nothing |  |  | 2021 | Tier 3 - Extreme | Distribution Circuit | 5 | 28 | 2021-05-28 | 1360744 | Sus | Y | UnknownCause¦Patrolfoundnothing¦¦
21-0067551 | Unknown Cause | Patrol - found nothing |  |  | 2021 | Tier 2 - Elevated | Distribution Circuit | 5 | 28 | 2021-05-28 | 1360865 | Sus | Y | UnknownCause¦Patrolfoundnothing¦¦
21-0067813 | Animal | Squirrel | Conductor, Overhead | Normal | 2021 | Tier 2 - Elevated | Distribution Circuit | 5 | 30 | 2021-05-30 | 1361627 | Sus | Y | Animal¦Squirrel¦ConductorOverhead¦Normal
21-0069741 | Vegetation | Tree - fell into line | Conductor, Overhead | Broken, wire on ground | 2021 | Tier 2 - Elevated | Distribution Circuit | 6 | 3 | 2021-06-03 | 1365260 | Sus | Y | Vegetation¦Treefellintoline¦ConductorOverhead¦Brokenwireonground
21-0073501 | Equipment Failure/Involved | Fire, pole | Pole-Wood | Broken | 2021 | Tier 2 - Elevated | Distribution Circuit | 6 | 12 | 2021-06-12 | 1371532 | Sus | Y | EquipmentFailureInvolved¦Firepole¦PoleWood¦Broken
21-0075272 | Equipment Failure/Involved | Overhead | Conductor, Overhead | Annealed | 2021 | Tier 3 - Extreme | Distribution Circuit | 6 | 16 | 2021-06-16 | 1375739 | Sus | Y | EquipmentFailureInvolved¦Overhead¦ConductorOverhead¦Annealed
21-0076778 | Unknown Cause | Patrol - found nothing |  |  | 2021 | Tier 3 - Extreme | Transformer only | 6 | 20 | 2021-06-20 | 1380138 | Sus | Y | UnknownCause¦Patrolfoundnothing¦¦
21-0084956 | Environmental/External | Fire, Forest/Grass | Conductor, Overhead | Normal | 2021 | Tier 2 - Elevated | Distribution Circuit | 7 | 5 | 2021-07-05 | 1392333 | Sus | Y | EnvironmentalExternal¦FireForestGrass¦ConductorOverhead¦Normal
21-0091099 | Vegetation | Tree - fell into line | Conductor, Overhead | Normal | 2021 | Tier 3 - Extreme | Distribution Circuit | 7 | 16 | 2021-07-16 | 1406381 | Sus | Y | Vegetation¦Treefellintoline¦ConductorOverhead¦Normal
21-0092357 | Equipment Failure/Involved | Electrical Overload | Pole-Wood | Broken | 2021 | Tier 2 - Elevated | Distribution Circuit | 7 | 20 | 2021-07-20 | 1409087 | Sus | Y | EquipmentFailureInvolved¦ElectricalOverload¦PoleWood¦Broken
21-0093184 | Equipment Failure/Involved | Overhead | Transformer (OH) | Failed/Faulted | 2021 | Tier 2 - Elevated | Transformer only | 7 | 21 | 2021-07-21 | 1410626 | Sus | Y | EquipmentFailureInvolved¦Overhead¦Transformer(OH)¦FailedFaulted
21-0094530 | Equipment Failure/Involved | Overhead | Transformer (OH) | Leaking | 2021 | Tier 2 - Elevated | Transformer only | 7 | 24 | 2021-07-24 | 1413600 | Sus | Y | EquipmentFailureInvolved¦Overhead¦Transformer(OH)¦Leaking
21-0105166 | Vegetation | Tree - fell into line | Pole-Wood | Broken | 2021 | Tier 3 - Extreme | Transformer only | 8 | 16 | 2021-08-16 | 1444067 | Sus | Y | Vegetation¦Treefellintoline¦PoleWood¦Broken
21-0108836 | Animal | Squirrel | Fuse | Burned Open | 2021 | Tier 2 - Elevated | Transformer only | 8 | 24 | 2021-08-24 | 1452292 | Sus | Y | Animal¦Squirrel¦Fuse¦BurnedOpen
21-0114343 | Equipment Failure/Involved | Overhead | Pole-Wood | Broken | 2021 | Tier 2 - Elevated | Distribution Circuit | 9 | 7 | 2021-09-07 | 1463776 | Sus | Y | EquipmentFailureInvolved¦Overhead¦PoleWood¦Broken
21-0126589 | Equipment Failure/Involved | Overhead | Pole-Wood | Broken | 2021 | Tier 3 - Extreme | Transformer only | 10 | 6 | 2021-10-06 | 1488693 | Sus | Y | EquipmentFailureInvolved¦Overhead¦PoleWood¦Broken
21-0129828 | Unknown Cause | Patrol - found nothing |  |  | 2021 | Tier 2 - Elevated | Distribution Circuit | 10 | 12 | 2021-10-12 | 1495939 | Sus | Y | UnknownCause¦Patrolfoundnothing¦¦
21-0133982 | Equipment Failure/Involved | Overhead | Transformer (OH) | Failed/Faulted | 2021 | Tier 2 - Elevated | Transformer only | 10 | 20 | 2021-10-20 | 1503321 | Sus | Y | EquipmentFailureInvolved¦Overhead¦Transformer(OH)¦FailedFaulted
21-0134877 | Equipment Failure/Involved | Overhead | Jumper | Burned Open | 2021 | Tier 2 - Elevated | Distribution Circuit | 10 | 22 | 2021-10-22 | 1505191 | Sus | Y | EquipmentFailureInvolved¦Overhead¦Jumper¦BurnedOpen
21-0135946 | Vegetation | Tree - fell into line | Conductor, Overhead | Broken, wire on ground | 2021 | Tier 3 - Extreme | Distribution Circuit | 10 | 24 | 2021-10-24 | 1508980 | Sus | Y | Vegetation¦Treefellintoline¦ConductorOverhead¦Brokenwireonground
21-0136084 | Vegetation | Tree - fell into line | Conductor, Overhead | Broken, wire on ground | 2021 | Tier 2 - Elevated | Distribution Circuit | 10 | 24 | 2021-10-24 | 1508969 | Sus | Y | Vegetation¦Treefellintoline¦ConductorOverhead¦Brokenwireonground
21-0136280 | Equipment Failure/Involved | Overhead | Conductor, Overhead | Broken, wire on ground | 2021 | Tier 2 - Elevated | Distribution Circuit | 10 | 24 | 2021-10-24 | 1512844 | Sus | Y | EquipmentFailureInvolved¦Overhead¦ConductorOverhead¦Brokenwireonground
21-0136570 | Vegetation | Tree - fell into line | Conductor, Overhead | Broken, wire on ground | 2021 | Tier 2 - Elevated | Distribution Circuit | 10 | 24 | 2021-10-24 | 1514896 | Sus | Y | Vegetation¦Treefellintoline¦ConductorOverhead¦Brokenwireonground
21-0136633 | Equipment Failure/Involved | Overhead | Conductor, Overhead | Broken, wire on ground | 2021 | Tier 3 - Extreme | Distribution Circuit | 10 | 24 | 2021-10-24 | 1515447 | Sus | Y | EquipmentFailureInvolved¦Overhead¦ConductorOverhead¦Brokenwireonground
21-0136832 | Equipment Failure/Involved | Overhead | Connector or Splice (OH) | Broken, wire on ground | 2021 | Tier 2 - Elevated | Distribution Circuit | 10 | 25 | 2021-10-25 | 1516680 | Sus | Y | EquipmentFailureInvolved¦Overhead¦ConnectororSplice(OH)¦Brokenwireonground
21-0139303 | Animal | Bird found | Conductor, Overhead | Normal | 2021 | Tier 2 - Elevated | Distribution Circuit | 10 | 28 | 2021-10-28 | 1524088 | Sus | Y | Animal¦Birdfound¦ConductorOverhead¦Normal
21-0140183 | Equipment Failure/Involved | Overhead | Secondary | Contaminated | 2021 | Tier 3 - Extreme | Transformer only | 10 | 30 | 2021-10-30 | 1525904 | Sus | Y | EquipmentFailureInvolved¦Overhead¦Secondary¦Contaminated
21-0143694 | Equipment Failure/Involved | Overhead | Lightning Arrestor | Failed/Faulted | 2021 | Tier 3 - Extreme | Distribution Circuit | 11 | 9 | 2021-11-09 | 1538355 | Sus | Y | EquipmentFailureInvolved¦Overhead¦LightningArrestor¦FailedFaulted
21-0144642 | Vegetation | Tree - fell into line | Conductor, Overhead | Broken, wire on ground | 2021 | Tier 3 - Extreme | Distribution Circuit | 11 | 11 | 2021-11-11 | 1540217 | Sus | Y | Vegetation¦Treefellintoline¦ConductorOverhead¦Brokenwireonground
21-0158159 | Vegetation | Tree - fell into line | Pole-Wood | Broken, wire on object | 2021 | Tier 2 - Elevated | Distribution Circuit | 12 | 14 | 2021-12-14 | 1571395 | Sus | N | Vegetation¦Treefellintoline¦PoleWood¦Brokenwireonobject
21-0158667 | Vegetation | Tree - fell into line | Secondary | Broken | 2021 | Tier 3 - Extreme | Distribution Circuit | 12 | 15 | 2021-12-15 | 1573509 | Sus | N | Vegetation¦Treefellintoline¦Secondary¦Broken
21-0158889 | Unknown Cause | Patrol - found nothing |  |  | 2021 | Tier 2 - Elevated | Distribution Circuit | 12 | 16 | 2021-12-16 | 1574191 | Sus | N | UnknownCause¦Patrolfoundnothing¦¦
21-0160642 | Unknown Cause | Patrol - found nothing |  |  | 2021 | Tier 3 - Extreme | Transformer only | 12 | 25 | 2021-12-25 | 1581730 | Sus | N | UnknownCause¦Patrolfoundnothing¦¦
21-0161367 | Vegetation | Tree - fell into line | Crossarm, Wood | Broken | 2021 | Tier 3 - Extreme | Distribution Circuit | 12 | 27 | 2021-12-27 | 1587173 | Sus | N | Vegetation¦Treefellintoline¦CrossarmWood¦Broken
21-0161417 | Unknown Cause | Patrol - found nothing |  |  | 2021 | Tier 2 - Elevated | Distribution Circuit | 12 | 28 | 2021-12-28 | 1586607 | Sus | N | UnknownCause¦Patrolfoundnothing¦¦
21-0161784 | Vegetation | Tree - fell into line | Transformer | Broken, wire on ground | 2021 | Tier 3 - Extreme | Transformer only | 12 | 30 | 2021-12-30 | 1588606 | Sus | N | Vegetation¦Treefellintoline¦Transformer¦Brokenwireonground
22-0005184 | Environmental/External | Ice or snow | Conductor, Overhead | Broken, wire on ground | 2022 | Tier 2 - Elevated | Distribution Circuit | 1 | 2 | 2022-01-02 | 1592423 | Sus | N | EnvironmentalExternal¦Iceorsnow¦ConductorOverhead¦Brokenwireonground
22-0005588 | Vegetation | Tree - fell into line | Pole-Wood | Broken | 2021 | Tier 2 - Elevated | Distribution Circuit | 12 | 26 | 2021-12-26 | 1593797 | Sus | N | Vegetation¦Treefellintoline¦PoleWood¦Broken
22-0006209 | Vegetation | Tree - fell into line | Conductor, Overhead | On Ground | 2021 | Tier 3 - Extreme | Distribution Circuit | 12 | 26 | 2021-12-26 | 1595236 | Sus | N | Vegetation¦Treefellintoline¦ConductorOverhead¦OnGround
22-0007567 | Equipment Failure/Involved | Overhead | Transformer (OH) | Failed/Faulted | 2022 | Tier 3 - Extreme | Transformer only | 1 | 8 | 2022-01-08 | 1597669 | Sus | N | EquipmentFailureInvolved¦Overhead¦Transformer(OH)¦FailedFaulted
22-0010323 | Unknown Cause | Patrol - not conducted |  |  | 2022 | Tier 2 - Elevated | Distribution Circuit | 1 | 15 | 2022-01-15 | 1603380 | Sus | N | UnknownCause¦Patrolnotconducted¦¦
22-0011662 | Vegetation | Tree - branch fell on line | Conductor, Overhead | Normal | 2022 | Tier 2 - Elevated | Distribution Circuit | 1 | 20 | 2022-01-20 | 1605523 | Sus | N | Vegetation¦Treebranchfellonline¦ConductorOverhead¦Normal
22-0016882 | Unknown Cause | Patrol - found nothing |  |  | 2022 | Tier 2 - Elevated | Transformer only | 2 | 1 | 2022-02-01 | 1617944 | Sus | N | UnknownCause¦Patrolfoundnothing¦¦
22-0019067 | Unknown Cause | Patrol - found nothing |  |  | 2022 | Tier 2 - Elevated | Distribution Circuit | 2 | 6 | 2022-02-06 | 1622162 | Sus | N | UnknownCause¦Patrolfoundnothing¦¦
22-0026265 | Equipment Failure/Involved | Overhead | Transformer (OH) | Deteriorated | 2022 | Tier 2 - Elevated | Transformer only | 2 | 24 | 2022-02-24 | 1635559 | Sus | N | EquipmentFailureInvolved¦Overhead¦Transformer(OH)¦Deteriorated
22-0027183 | Unknown Cause | Patrol - found nothing |  |  | 2022 | Tier 2 - Elevated | Distribution Circuit | 2 | 26 | 2022-02-26 | 1638428 | Sus | N | UnknownCause¦Patrolfoundnothing¦¦
22-0032670 | Equipment Failure/Involved | Overhead | Transformer (OH) | Failed/Faulted | 2022 | Tier 2 - Elevated | Transformer only | 3 | 11 | 2022-03-11 | 1646520 | Sus | N | EquipmentFailureInvolved¦Overhead¦Transformer(OH)¦FailedFaulted
22-0037218 | Animal | Bird found | Conductor, Overhead | Normal | 2022 | Tier 2 - Elevated | Distribution Circuit | 3 | 23 | 2022-03-23 | 1654032 | Sus | N | Animal¦Birdfound¦ConductorOverhead¦Normal
22-0038296 | 3rd Party | Customer Equipment | Customer Equipment | Failed/Faulted | 2022 | Tier 2 - Elevated | Distribution Circuit | 3 | 24 | 2022-03-24 | 1655429 | Sus | N | 3rdParty¦CustomerEquipment¦CustomerEquipment¦FailedFaulted
22-0041646 | Unknown Cause | Patrol - found nothing |  |  | 2022 | Tier 2 - Elevated | Distribution Circuit | 4 | 1 | 2022-04-01 | 1660941 | Sus | N | UnknownCause¦Patrolfoundnothing¦¦
22-0045012 | Unknown Cause | Patrol - found nothing |  |  | 2022 | Tier 2 - Elevated | Distribution Circuit | 4 | 9 | 2022-04-09 | 1667085 | Sus | N | UnknownCause¦Patrolfoundnothing¦¦
22-0052815 | Unknown Cause | Patrol - found nothing |  |  | 2022 | Tier 2 - Elevated | Distribution Circuit | 4 | 21 | 2022-04-21 | 1678470 | Sus | N | UnknownCause¦Patrolfoundnothing¦¦
22-0065442 | Equipment Failure/Involved | Overhead | Pole-Wood | Broken | 2022 | Tier 3 - Extreme | Distribution Circuit | 5 | 23 | 2022-05-23 | 1708425 | Sus | Y | EquipmentFailureInvolved¦Overhead¦PoleWood¦Broken
22-0072006 | Unknown Cause | Patrol - found nothing |  |  | 2022 | Tier 2 - Elevated | Distribution Circuit | 6 | 9 | 2022-06-09 | 1724639 | Sus | Y | UnknownCause¦Patrolfoundnothing¦¦
22-0075336 | Vegetation | Tree - branch fell on line | Conductor, Overhead | Normal | 2022 | Tier 3 - Extreme | Distribution Circuit | 6 | 16 | 2022-06-16 | 1733433 | Sus | Y | Vegetation¦Treebranchfellonline¦ConductorOverhead¦Normal
22-0077058 | Equipment Failure/Involved | Electrical Overload | Transformer (OH) | Failed/Faulted | 2022 | Tier 2 - Elevated | Transformer only | 6 | 22 | 2022-06-22 | 1737976 | Sus | Y | EquipmentFailureInvolved¦ElectricalOverload¦Transformer(OH)¦FailedFaulted
22-0078461 | Equipment Failure/Involved | Overhead | Cutout, fuse holder | Broken | 2022 | Tier 3 - Extreme | Transformer only | 6 | 25 | 2022-06-25 | 1741853 | Sus | Y | EquipmentFailureInvolved¦Overhead¦Cutoutfuseholder¦Broken
22-0079210 | Unknown Cause | Patrol - found nothing |  |  | 2022 | Tier 2 - Elevated | Distribution Circuit | 6 | 27 | 2022-06-27 | 1743659 | Sus | Y | UnknownCause¦Patrolfoundnothing¦¦
22-0079221 | Equipment Failure/Involved | Overhead | Transformer (OH) | Failed/Faulted | 2022 | Tier 3 - Extreme | Distribution Circuit | 6 | 27 | 2022-06-27 | 1743708 | Sus | Y | EquipmentFailureInvolved¦Overhead¦Transformer(OH)¦FailedFaulted
22-0082405 | 3rd Party | Customer Equipment | Customer Equipment | Broken | 2022 | Tier 2 - Elevated | Transformer only | 7 | 6 | 2022-07-06 | 1750020 | Sus | Y | 3rdParty¦CustomerEquipment¦CustomerEquipment¦Broken
22-0083642 | Equipment Failure/Involved | Overhead | Transformer (OH) | Failed/Faulted | 2022 | Tier 2 - Elevated | Transformer only | 7 | 10 | 2022-07-10 | 1752476 | Sus | Y | EquipmentFailureInvolved¦Overhead¦Transformer(OH)¦FailedFaulted
22-0084348 | Equipment Failure/Involved | Overhead | Pole-Wood | Broken | 2022 | Tier 3 - Extreme | Transformer only | 7 | 12 | 2022-07-12 | 1754499 | Sus | Y | EquipmentFailureInvolved¦Overhead¦PoleWood¦Broken
22-0097372 | Unknown Cause | Patrol - found nothing |  |  | 2022 | Tier 3 - Extreme | Transformer only | 8 | 15 | 2022-08-15 | 1780917 | Sus | Y | UnknownCause¦Patrolfoundnothing¦¦
22-0106530 | Unknown Cause | Patrol - found nothing |  |  | 2022 | Tier 2 - Elevated | Distribution Circuit | 9 | 6 | 2022-09-06 | 1801853 | Sus | Y | UnknownCause¦Patrolfoundnothing¦¦
22-0126500 | Unknown Cause | Patrol - not conducted |  |  | 2022 | Tier 3 - Extreme | Distribution Circuit | 11 | 1 | 2022-11-01 | 1850139 | Sus | Y | UnknownCause¦Patrolnotconducted¦¦
22-0129845 | Vegetation | Tree - fell into line | Conductor, Overhead | Normal | 2022 | Tier 3 - Extreme | Transformer only | 11 | 9 | 2022-11-09 | 1859605 | Sus | Y | Vegetation¦Treefellintoline¦ConductorOverhead¦Normal
22-0132933 | Unknown Cause | Patrol - found nothing |  |  | 2022 | Tier 2 - Elevated | Distribution Circuit | 11 | 20 | 2022-11-20 | 1866441 | Sus | Y | UnknownCause¦Patrolfoundnothing¦¦
22-0138490 | Equipment Failure/Involved | Overhead | Conductor, Overhead | Broken, wire on ground | 2022 | Tier 3 - Extreme | Distribution Circuit | 12 | 10 | 2022-12-10 | 1881728 | Sus | N | EquipmentFailureInvolved¦Overhead¦ConductorOverhead¦Brokenwireonground
22-0141801 | Equipment Failure/Involved | Overhead | Transformer (OH) | Failed/Faulted | 2022 | Tier 2 - Elevated | Transformer only | 12 | 27 | 2022-12-27 | 1899720 | Sus | N | EquipmentFailureInvolved¦Overhead¦Transformer(OH)¦FailedFaulted
22-0142898 | Vegetation | Tree - fell into line | Pole-Wood | Broken, wire on ground | 2022 | Tier 2 - Elevated | Distribution Circuit | 12 | 31 | 2022-12-31 | 1906766 | Sus | N | Vegetation¦Treefellintoline¦PoleWood¦Brokenwireonground
15-0010897 | Vegetation | Tree - branch fell on line | Conductor, Overhead | Broken, wire on ground | 2015 | Tier 3 - Extreme | Distribution Circuit | 2 | 6 | 2015-02-06 | 1177855 | Sus | N | Vegetation¦Treebranchfellonline¦ConductorOverhead¦Brokenwireonground
15-0011246 | Vegetation | Tree - fell into line | Conductor, Overhead | Broken, wire on ground | 2015 | Tier 3 - Extreme | Distribution Circuit | 2 | 7 | 2015-02-07 | 1181312 | Sus | N | Vegetation¦Treefellintoline¦ConductorOverhead¦Brokenwireonground
15-0011665 | Equipment Failure/Involved | Other | Conductor, Underground | Broken | 2015 | Tier 2 - Elevated | Distribution Circuit | 2 | 8 | 2015-02-08 | 1183258 | Sus | N | EquipmentFailureInvolved¦Other¦ConductorUnderground¦Broken
15-0014703 | Equipment Failure/Involved | Other | Transformer | Malfunctioning | 2015 | Tier 3 - Extreme | Distribution Circuit | 2 | 20 | 2015-02-20 | 1193283 | Sus | N | EquipmentFailureInvolved¦Other¦Transformer¦Malfunctioning
15-0018031 | Equipment Failure/Involved | Other | Transformer | Deteriorated | 2015 | Tier 3 - Extreme | Transformer only | 3 | 7 | 2015-03-07 | 1200649 | Sus | N | EquipmentFailureInvolved¦Other¦Transformer¦Deteriorated
15-0025438 | Equipment Failure/Involved | Other | Crossarm, Wood | Broken | 2015 | Tier 2 - Elevated | Transformer only | 4 | 8 | 2015-04-08 | 1216071 | Sus | N | EquipmentFailureInvolved¦Other¦CrossarmWood¦Broken
15-0026361 | Vegetation | Tree - fell into line | Conductor, Overhead | Broken, wire on ground | 2015 | Tier 3 - Extreme | Distribution Circuit | 4 | 13 | 2015-04-13 | 1218742 | Sus | N | Vegetation¦Treefellintoline¦ConductorOverhead¦Brokenwireonground
15-0032434 | Equipment Failure/Involved | Overhead | Transformer (OH) | Broken | 2015 | Tier 2 - Elevated | Distribution Circuit | 5 | 7 | 2015-05-07 | 1230279 | Sus | Y | EquipmentFailureInvolved¦Overhead¦Transformer(OH)¦Broken
15-0039010 | Environmental/External | Lightning | Transformer | Failed/Faulted | 2015 | Tier 2 - Elevated | Transformer only | 6 | 6 | 2015-06-06 | 1244658 | Sus | Y | EnvironmentalExternal¦Lightning¦Transformer¦FailedFaulted
15-0044346 | Equipment Failure/Involved | Overhead | Crossarm, Wood | Broken | 2015 | Tier 2 - Elevated | Distribution Circuit | 6 | 30 | 2015-06-30 |  | Sus | Y | EquipmentFailureInvolved¦Overhead¦CrossarmWood¦Broken
15-0049443 | Unknown Cause | Patrol - found nothing |  |  | 2015 | Tier 3 - Extreme | Distribution Circuit | 7 | 21 | 2015-07-21 | 1274461 | Sus | Y | UnknownCause¦Patrolfoundnothing¦¦
15-0052079 | Equipment Failure/Involved | Overhead | Pole-Wood | Burned/flashed | 2015 | Tier 2 - Elevated | Distribution Circuit | 8 | 1 | 2015-08-01 | 1281210 | Sus | Y | EquipmentFailureInvolved¦Overhead¦PoleWood¦Burnedflashed
15-0054190 | Unknown Cause | Patrol - found nothing |  |  | 2015 | Tier 3 - Extreme | Distribution Circuit | 8 | 10 | 2015-08-10 | 1286214 | Sus | Y | UnknownCause¦Patrolfoundnothing¦¦
15-0054660 | Equipment Failure/Involved | Overhead | Transformer | Failed/Faulted | 2015 | Tier 3 - Extreme | Transformer only | 8 | 13 | 2015-08-13 | 1287543 | Sus | Y | EquipmentFailureInvolved¦Overhead¦Transformer¦FailedFaulted
15-0060347 | Animal | Squirrel | Fuse | Failed/Faulted | 2015 | Tier 2 - Elevated | Distribution Circuit | 9 | 10 | 2015-09-10 | 1303038 | Sus | Y | Animal¦Squirrel¦Fuse¦FailedFaulted
15-0061787 | Unknown Cause | Patrol - found nothing |  |  | 2015 | Tier 3 - Extreme | Distribution Circuit | 9 | 16 | 2015-09-16 | 1307110 | Sus | Y | UnknownCause¦Patrolfoundnothing¦¦
15-0062609 | 3rd Party | Vehicle | Pole-Wood | Normal | 2015 | Tier 3 - Extreme | Distribution Circuit | 9 | 22 | 2015-09-22 | 1309851 | Sus | Y | 3rdParty¦Vehicle¦PoleWood¦Normal
15-0062632 | Equipment Failure/Involved | Overhead | Transformer (OH) | Failed/Faulted | 2015 | Tier 2 - Elevated | Distribution Circuit | 9 | 22 | 2015-09-22 | 1309888 | Sus | Y | EquipmentFailureInvolved¦Overhead¦Transformer(OH)¦FailedFaulted
15-0062828 | Unknown Cause | Patrol - found nothing |  |  | 2015 | Tier 2 - Elevated | Distribution Circuit | 9 | 23 | 2015-09-23 | 1310601 | Sus | Y | UnknownCause¦Patrolfoundnothing¦¦
15-0066051 | Animal | Squirrel | Fuse | Failed/Faulted | 2015 | Tier 3 - Extreme | Distribution Circuit | 9 | 28 | 2015-09-28 | 1313040 | Sus | Y | Animal¦Squirrel¦Fuse¦FailedFaulted
15-0068408 | Unknown Cause | Patrol - not conducted |  |  | 2015 | Tier 2 - Elevated | Distribution Circuit | 10 | 6 | 2015-10-06 | 1317859 | Sus | Y | UnknownCause¦Patrolnotconducted¦¦
15-0071306 | Environmental/External | Lightning | Fuse | Failed/Faulted | 2015 | Tier 2 - Elevated | Distribution Circuit | 10 | 17 | 2015-10-17 | 1324018 | Sus | Y | EnvironmentalExternal¦Lightning¦Fuse¦FailedFaulted
15-0072590 | Environmental/External | Lightning | Transformer | Failed/Faulted | 2015 | Tier 2 - Elevated | Transformer only | 10 | 21 | 2015-10-21 | 1327412 | Sus | Y | EnvironmentalExternal¦Lightning¦Transformer¦FailedFaulted
15-0074660 | Unknown Cause | Patrol - found nothing |  |  | 2015 | Tier 2 - Elevated | Distribution Circuit | 11 | 2 | 2015-11-02 | 1332768 | Sus | Y | UnknownCause¦Patrolfoundnothing¦¦
15-0079982 | Unknown Cause | Patrol - found nothing |  |  | 2015 | Tier 2 - Elevated | Distribution Circuit | 11 | 23 | 2015-11-23 | 1347041 | Sus | Y | UnknownCause¦Patrolfoundnothing¦¦
15-0080632 | Equipment Failure/Involved | Overhead | Transformer | Failed/Faulted | 2015 | Tier 2 - Elevated | Transformer only | 11 | 24 | 2015-11-24 | 1347958 | Sus | Y | EquipmentFailureInvolved¦Overhead¦Transformer¦FailedFaulted
15-0082526 | Vegetation | Tree - grew into line | Transformer | Together | 2015 | Tier 2 - Elevated | Transformer only | 12 | 3 | 2015-12-03 | 1352583 | Sus | N | Vegetation¦Treegrewintoline¦Transformer¦Together
15-0083781 | Unknown Cause | Patrol - not conducted |  |  | 2015 | Tier 2 - Elevated | Distribution Circuit | 12 | 10 | 2015-12-10 | 1356973 | Sus | N | UnknownCause¦Patrolnotconducted¦¦
15-0086323 | Equipment Failure/Involved | Overhead | Pole-Wood | Broken | 2015 | Tier 3 - Extreme | Distribution Circuit | 12 | 20 | 2015-12-20 | 1367198 | Sus | N | EquipmentFailureInvolved¦Overhead¦PoleWood¦Broken
15-0086977 | Unknown Cause | Patrol - found nothing |  |  | 2015 | Tier 2 - Elevated | Distribution Circuit | 12 | 22 | 2015-12-22 | 1369223 | Sus | N | UnknownCause¦Patrolfoundnothing¦¦
16-0003269 | Vegetation | Tree - branch fell on line | Conductor, Overhead | Normal | 2016 | Tier 3 - Extreme | Distribution Circuit | 1 | 6 | 2016-01-06 | 1378011 | Sus | N | Vegetation¦Treebranchfellonline¦ConductorOverhead¦Normal
16-0003427 | Vegetation | Tree - fell into line | Secondary | Broken, wire on ground | 2016 | Tier 3 - Extreme | Transformer only | 1 | 6 | 2016-01-06 | 1378343 | Sus | N | Vegetation¦Treefellintoline¦Secondary¦Brokenwireonground
16-0003647 | Unknown Cause | Patrol - not conducted |  |  | 2016 | Tier 3 - Extreme | Distribution Circuit | 1 | 6 | 2016-01-06 | 1379097 | Sus | N | UnknownCause¦Patrolnotconducted¦¦
16-0003663 | Vegetation | Tree - fell into line | Pole-Wood | Broken, wire on ground | 2016 | Tier 3 - Extreme | Distribution Circuit | 1 | 6 | 2016-01-06 | 1379171 | Sus | N | Vegetation¦Treefellintoline¦PoleWood¦Brokenwireonground
16-0005067 | Vegetation | Tree - fell into line | Conductor, Overhead | Contaminated | 2016 | Tier 3 - Extreme | Distribution Circuit | 1 | 13 | 2016-01-13 | 1382791 | Sus | N | Vegetation¦Treefellintoline¦ConductorOverhead¦Contaminated
16-0009048 | Unknown Cause | Patrol - found nothing |  |  | 2016 | Tier 2 - Elevated | Distribution Circuit | 1 | 29 | 2016-01-29 | 1393816 | Sus | N | UnknownCause¦Patrolfoundnothing¦¦
16-0009291 | Unknown Cause | Patrol - found nothing |  |  | 2016 | Tier 2 - Elevated | Distribution Circuit | 1 | 30 | 2016-01-30 | 1394474 | Sus | N | UnknownCause¦Patrolfoundnothing¦¦
16-0009451 | Equipment Failure/Involved | Underground | Conductor, Underground | Broken | 2016 | Tier 2 - Elevated | Distribution Circuit | 1 | 31 | 2016-01-31 | 1394943 | Sus | N | EquipmentFailureInvolved¦Underground¦ConductorUnderground¦Broken
16-0013868 | Unknown Cause | Patrol - found nothing |  | Failed/Faulted | 2016 | Tier 2 - Elevated | Distribution Circuit | 2 | 17 | 2016-02-17 | 1406943 | Sus | N | UnknownCause¦Patrolfoundnothing¦¦FailedFaulted
16-0015435 | Unknown Cause | Patrol - found nothing |  |  | 2016 | Tier 2 - Elevated | Distribution Circuit | 2 | 24 | 2016-02-24 | 1411794 | Sus | N | UnknownCause¦Patrolfoundnothing¦¦
16-0017770 | Equipment Failure/Involved | Overhead | Crossarm, Wood | Broken | 2016 | Tier 2 - Elevated | Distribution Circuit | 3 | 5 | 2016-03-05 | 1417944 | Sus | N | EquipmentFailureInvolved¦Overhead¦CrossarmWood¦Broken
16-0018291 | Vegetation | Tree - fell into line | Conductor, Overhead | Broken, wire on ground | 2016 | Tier 2 - Elevated | Distribution Circuit | 3 | 6 | 2016-03-06 | 1421089 | Sus | N | Vegetation¦Treefellintoline¦ConductorOverhead¦Brokenwireonground
16-0018387 | Unknown Cause | Patrol - found nothing |  |  | 2016 | Tier 3 - Extreme | Distribution Circuit | 3 | 6 | 2016-03-06 | 1421342 | Sus | N | UnknownCause¦Patrolfoundnothing¦¦
16-0019572 | Vegetation | Tree - fell into line | Conductor, Overhead | Normal | 2016 | Tier 3 - Extreme | Distribution Circuit | 3 | 9 | 2016-03-09 | 1425730 | Sus | N | Vegetation¦Treefellintoline¦ConductorOverhead¦Normal
16-0020226 | Equipment Failure/Involved | Overhead | Jumper | Burned Open | 2016 | Tier 2 - Elevated | Distribution Circuit | 3 | 11 | 2016-03-11 | 1427225 | Sus | N | EquipmentFailureInvolved¦Overhead¦Jumper¦BurnedOpen
16-0020271 | Vegetation | Tree - branch fell on line | Conductor, Overhead | Normal | 2016 | Tier 2 - Elevated | Distribution Circuit | 3 | 11 | 2016-03-11 | 1427214 | Sus | N | Vegetation¦Treebranchfellonline¦ConductorOverhead¦Normal
16-0020872 | Unknown Cause | Patrol - not conducted |  |  | 2016 | Tier 3 - Extreme | Distribution Circuit | 3 | 13 | 2016-03-13 | 1429900 | Sus | N | UnknownCause¦Patrolnotconducted¦¦
16-0027434 | Vegetation | Tree - fell into line | Conductor, Overhead | Normal | 2016 | Tier 3 - Extreme | Distribution Circuit | 4 | 9 | 2016-04-09 | 1447591 | Sus | N | Vegetation¦Treefellintoline¦ConductorOverhead¦Normal
16-0037665 | Unknown Cause | Patrol - found nothing |  |  | 2016 | Tier 2 - Elevated | Distribution Circuit | 5 | 22 | 2016-05-22 | 1474708 | Sus | Y | UnknownCause¦Patrolfoundnothing¦¦
16-0043438 | Animal | Squirrel | Switch (UG) | Leaking | 2016 | Tier 2 - Elevated | Distribution Circuit | 6 | 15 | 2016-06-15 | 1489404 | Sus | Y | Animal¦Squirrel¦Switch(UG)¦Leaking
16-0044229 | Unknown Cause | Patrol - found nothing |  |  | 2016 | Tier 2 - Elevated | Distribution Circuit | 6 | 18 | 2016-06-18 | 1491760 | Sus | Y | UnknownCause¦Patrolfoundnothing¦¦
16-0045151 | Equipment Failure/Involved | Underground | Transformer (UG) | Broken | 2016 | Tier 2 - Elevated | Distribution Circuit | 6 | 22 | 2016-06-22 | 1494122 | Sus | Y | EquipmentFailureInvolved¦Underground¦Transformer(UG)¦Broken
16-0045211 | Vegetation | Tree - fell into line | Conductor, Overhead | Normal | 2016 | Tier 2 - Elevated | Distribution Circuit | 6 | 23 | 2016-06-23 | 1494388 | Sus | Y | Vegetation¦Treefellintoline¦ConductorOverhead¦Normal
16-0049674 | Vegetation | Tree - fell into line | Bushing | Broken | 2016 | Tier 3 - Extreme | Transformer only | 7 | 13 | 2016-07-13 | 1509563 | Sus | Y | Vegetation¦Treefellintoline¦Bushing¦Broken
16-0055108 | Animal | Squirrel | Conductor, Overhead | Normal | 2016 | Tier 2 - Elevated | Distribution Circuit | 8 | 4 | 2016-08-04 | 1521539 | Sus | Y | Animal¦Squirrel¦ConductorOverhead¦Normal
16-0056761 | Unknown Cause | Patrol - found nothing |  |  | 2016 | Tier 2 - Elevated | Distribution Circuit | 8 | 11 | 2016-08-11 | 1525059 | Sus | Y | UnknownCause¦Patrolfoundnothing¦¦
16-0056779 | Vegetation | Tree - fell into line | Conductor, Overhead | Broken, wire on ground | 2016 | Tier 3 - Extreme | Distribution Circuit | 8 | 11 | 2016-08-11 | 1525130 | Sus | Y | Vegetation¦Treefellintoline¦ConductorOverhead¦Brokenwireonground
16-0063702 | Equipment Failure/Involved | Overhead | Crossarm, Wood | Broken | 2016 | Tier 3 - Extreme | Distribution Circuit | 9 | 10 | 2016-09-10 | 1539272 | Sus | Y | EquipmentFailureInvolved¦Overhead¦CrossarmWood¦Broken
16-0064316 | Animal | Squirrel | Pothead(Riser Termination) | Normal | 2016 | Tier 3 - Extreme | Distribution Circuit | 9 | 13 | 2016-09-13 | 1541006 | Sus | Y | Animal¦Squirrel¦Pothead(RiserTermination)¦Normal
16-0068242 | 3rd Party | Metallic Balloon | Fuse | Failed/Faulted | 2016 | Tier 3 - Extreme | Distribution Circuit | 9 | 28 | 2016-09-28 | 1549475 | Sus | Y | 3rdParty¦MetallicBalloon¦Fuse¦FailedFaulted
16-0070223 | Equipment Failure/Involved | Overhead | Transformer | Failed/Faulted | 2016 | Tier 2 - Elevated | Transformer only | 10 | 6 | 2016-10-06 | 1554313 | Sus | Y | EquipmentFailureInvolved¦Overhead¦Transformer¦FailedFaulted
16-0072693 | Vegetation | Tree - fell into line | Conductor, Overhead | Broken, wire on ground | 2016 | Tier 3 - Extreme | Distribution Circuit | 10 | 15 | 2016-10-15 | 1561999 | Sus | Y | Vegetation¦Treefellintoline¦ConductorOverhead¦Brokenwireonground
16-0078045 | 3rd Party | Vehicle | Pole-Wood | Broken, wire on object | 2016 | Tier 2 - Elevated | Distribution Circuit | 11 | 4 | 2016-11-04 | 1576553 | Sus | Y | 3rdParty¦Vehicle¦PoleWood¦Brokenwireonobject
16-0079449 | Unknown Cause | Patrol - found nothing |  |  | 2016 | Tier 2 - Elevated | Distribution Circuit | 11 | 12 | 2016-11-12 | 1580066 | Sus | Y | UnknownCause¦Patrolfoundnothing¦¦
16-0083753 | Unknown Cause | Patrol - found nothing |  |  | 2016 | Tier 2 - Elevated | Distribution Circuit | 12 | 3 | 2016-12-03 | 1593962 | Sus | N | UnknownCause¦Patrolfoundnothing¦¦
16-0083995 | Unknown Cause | Patrol - found nothing |  |  | 2016 | Tier 2 - Elevated | Distribution Circuit | 12 | 5 | 2016-12-05 | 1595042 | Sus | N | UnknownCause¦Patrolfoundnothing¦¦
16-0086482 | Equipment Failure/Involved | Overhead | Transformer (OH) | Failed/Faulted | 2016 | Tier 3 - Extreme | Transformer only | 12 | 19 | 2016-12-19 | 1607185 | Sus | N | EquipmentFailureInvolved¦Overhead¦Transformer(OH)¦FailedFaulted
16-0086634 | Equipment Failure/Involved | Overhead | Conductor, Overhead | Normal | 2016 | Tier 2 - Elevated | Distribution Circuit | 12 | 21 | 2016-12-21 | 1608445 | Sus | N | EquipmentFailureInvolved¦Overhead¦ConductorOverhead¦Normal
17-0005105 | Vegetation | Tree - fell into line | Pole-Wood | Broken, wire on ground | 2017 | Tier 3 - Extreme | Distribution Circuit | 1 | 8 | 2017-01-08 | 1623134 | Sus | N | Vegetation¦Treefellintoline¦PoleWood¦Brokenwireonground
17-0006325 | Equipment Failure/Involved | Overhead | Transformer | Bent or Twisted | 2017 | Tier 3 - Extreme | Transformer only | 1 | 9 | 2017-01-09 | 1632272 | Sus | N | EquipmentFailureInvolved¦Overhead¦Transformer¦BentorTwisted
17-0006448 | Unknown Cause | Patrol - found nothing |  |  | 2017 | Tier 2 - Elevated | Distribution Circuit | 1 | 8 | 2017-01-08 | 1626784 | Sus | N | UnknownCause¦Patrolfoundnothing¦¦
17-0006521 | Equipment Failure/Involved | Overhead | Pole-Wood | Broken, wire on ground | 2017 | Tier 2 - Elevated | Distribution Circuit | 1 | 10 | 2017-01-10 | 1632657 | Sus | N | EquipmentFailureInvolved¦Overhead¦PoleWood¦Brokenwireonground
17-0007687 | Unknown Cause | Patrol - not conducted |  |  | 2017 | Tier 2 - Elevated | Distribution Circuit | 1 | 11 | 2017-01-11 | 1639718 | Sus | N | UnknownCause¦Patrolnotconducted¦¦
17-0008463 | Vegetation | Tree - fell into line | Fuse | Failed/Faulted | 2017 | Tier 2 - Elevated | Distribution Circuit | 1 | 12 | 2017-01-12 | 1641466 | Sus | N | Vegetation¦Treefellintoline¦Fuse¦FailedFaulted
17-0009926 | Equipment Failure/Involved | Overhead | Conductor, Overhead | Normal | 2017 | Tier 2 - Elevated | Distribution Circuit | 1 | 18 | 2017-01-18 | 1646158 | Sus | N | EquipmentFailureInvolved¦Overhead¦ConductorOverhead¦Normal
17-0012130 | Unknown Cause | Patrol - found nothing |  |  | 2017 | Tier 3 - Extreme | Distribution Circuit | 1 | 21 | 2017-01-21 | 1656297 | Sus | N | UnknownCause¦Patrolfoundnothing¦¦
17-0014315 | Vegetation | Tree - fell into line | Conductor, Overhead | Normal | 2017 | Tier 3 - Extreme | Distribution Circuit | 1 | 23 | 2017-01-23 | 1663429 | Sus | N | Vegetation¦Treefellintoline¦ConductorOverhead¦Normal
17-0018447 | Vegetation | Tree - branch fell on line | Conductor, Overhead | Broken | 2017 | Tier 3 - Extreme | Distribution Circuit | 2 | 7 | 2017-02-07 | 1679502 | Sus | N | Vegetation¦Treebranchfellonline¦ConductorOverhead¦Broken
17-0019444 | Equipment Failure/Involved | Overhead | Insulator | Broken | 2017 | Tier 3 - Extreme | Distribution Circuit | 2 | 9 | 2017-02-09 | 1683460 | Sus | N | EquipmentFailureInvolved¦Overhead¦Insulator¦Broken
17-0022925 | Unknown Cause | Patrol - found nothing |  |  | 2017 | Tier 2 - Elevated | Distribution Circuit | 2 | 17 | 2017-02-17 | 1698911 | Sus | N | UnknownCause¦Patrolfoundnothing¦¦
17-0025740 | Vegetation | Tree - fell into line | Conductor, Overhead | Broken, wire on ground | 2017 | Tier 2 - Elevated | Distribution Circuit | 2 | 22 | 2017-02-22 | 1711077 | Sus | N | Vegetation¦Treefellintoline¦ConductorOverhead¦Brokenwireonground
17-0028294 | Equipment Failure/Involved | Overhead | Transformer (OH) | Failed/Faulted | 2017 | Tier 2 - Elevated | Transformer only | 3 | 4 | 2017-03-04 | 1719054 | Sus | N | EquipmentFailureInvolved¦Overhead¦Transformer(OH)¦FailedFaulted
17-0028354 | Unknown Cause | Patrol - not conducted |  |  | 2017 | Tier 2 - Elevated | Distribution Circuit | 3 | 4 | 2017-03-04 | 1719395 | Sus | N | UnknownCause¦Patrolnotconducted¦¦
17-0028488 | Equipment Failure/Involved | Overhead | Crossarm, Wood | Broken | 2017 | Tier 3 - Extreme | Distribution Circuit | 3 | 5 | 2017-03-05 | 1720115 | Sus | N | EquipmentFailureInvolved¦Overhead¦CrossarmWood¦Broken
17-0028637 | Vegetation | Tree - fell into line | Conductor, Overhead | Broken, wire on ground | 2017 | Tier 2 - Elevated | Distribution Circuit | 3 | 6 | 2017-03-06 | 1720675 | Sus | N | Vegetation¦Treefellintoline¦ConductorOverhead¦Brokenwireonground
17-0032791 | Equipment Failure/Involved | Overhead | Transformer | Failed/Faulted | 2017 | Tier 2 - Elevated | Transformer only | 3 | 22 | 2017-03-22 | 1732860 | Sus | N | EquipmentFailureInvolved¦Overhead¦Transformer¦FailedFaulted
17-0033238 | Vegetation | Tree - fell into line | Conductor, Overhead | Normal | 2017 | Tier 2 - Elevated | Distribution Circuit | 3 | 23 | 2017-03-23 | 1734089 | Sus | N | Vegetation¦Treefellintoline¦ConductorOverhead¦Normal
17-0033681 | Vegetation | Tree - fell into line | Pole-Wood | Broken | 2017 | Tier 2 - Elevated | Distribution Circuit | 3 | 25 | 2017-03-25 | 1735222 | Sus | N | Vegetation¦Treefellintoline¦PoleWood¦Broken
17-0035731 | Unknown Cause | Patrol - found nothing |  |  | 2017 | Tier 2 - Elevated | Distribution Circuit | 4 | 1 | 2017-04-01 | 1741790 | Sus | N | UnknownCause¦Patrolfoundnothing¦¦
17-0037226 | Unknown Cause | Patrol - not conducted |  |  | 2017 | Tier 2 - Elevated | Distribution Circuit | 4 | 6 | 2017-04-06 | 1745970 | Sus | N | UnknownCause¦Patrolnotconducted¦¦
17-0037226 | Unknown Cause | Patrol - not conducted |  |  | 2017 | Tier 2 - Elevated | Distribution Circuit | 4 | 6 | 2017-04-06 | 1745970 | Sus | N | UnknownCause¦Patrolnotconducted¦¦
17-0037719 | Vegetation | Tree - branch fell on line | Conductor, Overhead | Normal | 2017 | Tier 2 - Elevated | Distribution Circuit | 4 | 6 | 2017-04-06 | 1746398 | Sus | N | Vegetation¦Treebranchfellonline¦ConductorOverhead¦Normal
17-0038723 | Equipment Failure/Involved | Overhead | Transformer (OH) | Broken | 2017 | Tier 3 - Extreme | Transformer only | 4 | 9 | 2017-04-09 | 1753791 | Sus | N | EquipmentFailureInvolved¦Overhead¦Transformer(OH)¦Broken
17-0040113 | Environmental/External | Lightning | Transformer | Failed/Faulted | 2017 | Tier 2 - Elevated | Transformer only | 4 | 13 | 2017-04-13 | 1757418 | Sus | N | EnvironmentalExternal¦Lightning¦Transformer¦FailedFaulted
17-0047869 | Unknown Cause | Patrol - found nothing |  |  | 2017 | Tier 2 - Elevated | Distribution Circuit | 5 | 15 | 2017-05-15 | 1782069 | Sus | Y | UnknownCause¦Patrolfoundnothing¦¦
17-0050499 | Vegetation | Tree - fell into line | Conductor, Overhead | Broken, wire on ground | 2017 | Tier 3 - Extreme | Distribution Circuit | 5 | 24 | 2017-05-24 | 1789967 | Sus | Y | Vegetation¦Treefellintoline¦ConductorOverhead¦Brokenwireonground
17-0054053 | Equipment Failure/Involved | Overhead | Transformer | Broken | 2017 | Tier 2 - Elevated | Transformer only | 6 | 9 | 2017-06-09 | 1800321 | Sus | Y | EquipmentFailureInvolved¦Overhead¦Transformer¦Broken
17-0055971 | Equipment Failure/Involved | Overhead | Transformer | Failed/Faulted | 2017 | Tier 2 - Elevated | Transformer only | 6 | 17 | 2017-06-17 | 1807005 | Sus | Y | EquipmentFailureInvolved¦Overhead¦Transformer¦FailedFaulted
17-0057341 | Equipment Failure/Involved | Overhead | Insulator | Broken, wire on ground | 2017 | Tier 3 - Extreme | Distribution Circuit | 6 | 21 | 2017-06-21 | 1813801 | Sus | Y | EquipmentFailureInvolved¦Overhead¦Insulator¦Brokenwireonground
17-0058225 | Unknown Cause | Patrol - not conducted |  |  | 2017 | Tier 2 - Elevated | Distribution Circuit | 6 | 23 | 2017-06-23 | 1816760 | Sus | Y | UnknownCause¦Patrolnotconducted¦¦
17-0060377 | Unknown Cause | Patrol - found nothing |  |  | 2017 | Tier 2 - Elevated | Distribution Circuit | 7 | 4 | 2017-07-04 | 1823259 | Sus | Y | UnknownCause¦Patrolfoundnothing¦¦
17-0060974 | Vegetation | Tree - palm frond fell into line | Conductor, Overhead | Together | 2017 | Tier 3 - Extreme | Distribution Circuit | 7 | 6 | 2017-07-06 | 1824751 | Sus | Y | Vegetation¦Treepalmfrondfellintoline¦ConductorOverhead¦Together
17-0061435 | Equipment Failure/Involved | Overhead | Cutout, fuse holder | Broken | 2017 | Tier 2 - Elevated | Transformer only | 7 | 8 | 2017-07-08 | 1826383 | Sus | Y | EquipmentFailureInvolved¦Overhead¦Cutoutfuseholder¦Broken
17-0061874 | Equipment Failure/Involved | Other | Conductor, Overhead | Broken, wire on ground | 2017 | Tier 2 - Elevated | Distribution Circuit | 7 | 10 | 2017-07-10 | 1828569 | Sus | Y | EquipmentFailureInvolved¦Other¦ConductorOverhead¦Brokenwireonground
17-0068166 | Unknown Cause | Patrol - found nothing |  |  | 2017 | Tier 2 - Elevated | Distribution Circuit | 8 | 5 | 2017-08-05 | 1846827 | Sus | Y | UnknownCause¦Patrolfoundnothing¦¦
17-0072971 | Company Initiated | Construction Activity/equip, company | Fuse | Failed/Faulted | 2017 | Tier 3 - Extreme | Distribution Circuit | 8 | 25 | 2017-08-25 | 1859451 | Sus | Y | CompanyInitiated¦ConstructionActivityequipcompany¦Fuse¦FailedFaulted
17-0078637 | Equipment Failure/Involved | Underground | Transformer (UG) | Broken | 2017 | Tier 3 - Extreme | Distribution Circuit | 9 | 13 | 2017-09-13 | 1878147 | Sus | Y | EquipmentFailureInvolved¦Underground¦Transformer(UG)¦Broken
17-0083172 | Animal | Bird found | Fuse | Failed/Faulted | 2017 | Tier 2 - Elevated | Distribution Circuit | 10 | 1 | 2017-10-01 | 1888941 | Sus | Y | Animal¦Birdfound¦Fuse¦FailedFaulted
17-0085901 | Environmental/External | Fire, Forest/Grass | Other | Normal | 2017 | Tier 2 - Elevated | Distribution Circuit | 10 | 8 | 2017-10-08 | 1897214 | Sus | Y | EnvironmentalExternal¦FireForestGrass¦Other¦Normal
17-0087530 | Environmental/External | Fire, Forest/Grass | Conductor, Overhead | Normal | 2017 | Tier 3 - Extreme | Distribution Circuit | 10 | 9 | 2017-10-09 | 1901339 | Sus | Y | EnvironmentalExternal¦FireForestGrass¦ConductorOverhead¦Normal
17-0087574 | Equipment Failure/Involved | Overhead | Conductor, Overhead | Broken, wire on ground | 2017 | Tier 2 - Elevated | Distribution Circuit | 10 | 15 | 2017-10-15 | 1901424 | Sus | Y | EquipmentFailureInvolved¦Overhead¦ConductorOverhead¦Brokenwireonground
17-0091612 | Equipment Failure/Involved | Overhead | Transformer | Failed/Faulted | 2017 | Tier 3 - Extreme | Transformer only | 10 | 31 | 2017-10-31 | 1913082 | Sus | Y | EquipmentFailureInvolved¦Overhead¦Transformer¦FailedFaulted
17-0095331 | Vegetation | Tree - fell into line | Conductor, Overhead | Broken, wire on ground | 2017 | Tier 2 - Elevated | Distribution Circuit | 11 | 15 | 2017-11-15 | 1923228 | Sus | Y | Vegetation¦Treefellintoline¦ConductorOverhead¦Brokenwireonground
17-0097774 | Vegetation | Tree - fell into line | Transformer | Broken, wire on object | 2017 | Tier 2 - Elevated | Transformer only | 11 | 27 | 2017-11-27 | 1929893 | Sus | Y | Vegetation¦Treefellintoline¦Transformer¦Brokenwireonobject
18-0004093 | Equipment Failure/Involved | Overhead | Transformer (OH) | Leaking | 2018 | Tier 2 - Elevated | Transformer only | 1 | 7 | 2018-01-07 | 3417 | Sus | N | EquipmentFailureInvolved¦Overhead¦Transformer(OH)¦Leaking
18-0004545 | Unknown Cause | Patrol - found nothing |  |  | 2018 | Tier 3 - Extreme | Distribution Circuit | 1 | 9 | 2018-01-09 | 4487 | Sus | N | UnknownCause¦Patrolfoundnothing¦¦
18-0004886 | Vegetation | Tree - fell into line | Conductor, Overhead | Broken, wire on ground | 2018 | Tier 2 - Elevated | Distribution Circuit | 1 | 9 | 2018-01-09 | 5439 | Sus | N | Vegetation¦Treefellintoline¦ConductorOverhead¦Brokenwireonground
18-0006964 | Equipment Failure/Involved | Underground | Conductor, Underground | Broken | 2018 | Tier 2 - Elevated | Distribution Circuit | 1 | 18 | 2018-01-18 | 10074 | Sus | N | EquipmentFailureInvolved¦Underground¦ConductorUnderground¦Broken
18-0007102 | Equipment Failure/Involved | Overhead | Transformer | Failed/Faulted | 2018 | Tier 2 - Elevated | Transformer only | 1 | 18 | 2018-01-18 | 10202 | Sus | N | EquipmentFailureInvolved¦Overhead¦Transformer¦FailedFaulted
18-0009417 | Equipment Failure/Involved | Overhead | Transformer | Leaking | 2018 | Tier 2 - Elevated | Transformer only | 1 | 26 | 2018-01-26 | 14820 | Sus | N | EquipmentFailureInvolved¦Overhead¦Transformer¦Leaking
18-0010446 | Company Initiated | Personnel, company | Other | Normal | 2018 | Tier 2 - Elevated | Substation - Transmission | 1 | 31 | 2018-01-31 | 17039 | Sus | N | CompanyInitiated¦Personnelcompany¦Other¦Normal
18-0011217 | Vegetation | Tree - branch fell on line | Conductor, Overhead | Together | 2018 | Tier 2 - Elevated | Distribution Circuit | 2 | 2 | 2018-02-02 | 18494 | Sus | N | Vegetation¦Treebranchfellonline¦ConductorOverhead¦Together
18-0011684 | Equipment Failure/Involved | Overhead | Conductor, Overhead | Broken, wire on ground | 2018 | Tier 2 - Elevated | Distribution Circuit | 2 | 5 | 2018-02-05 | 19826 | Sus | N | EquipmentFailureInvolved¦Overhead¦ConductorOverhead¦Brokenwireonground
18-0013860 | 3rd Party | Tree - cutting, 3rd party | Conductor, Overhead | Broken, wire on ground | 2018 | Tier 3 - Extreme | Distribution Circuit | 2 | 13 | 2018-02-13 | 24022 | Sus | N | 3rdParty¦Treecutting3rdparty¦ConductorOverhead¦Brokenwireonground
18-0015285 | Equipment Failure/Involved | Overhead | Pole-Wood | Broken, wire on ground | 2018 | Tier 2 - Elevated | Distribution Circuit | 2 | 18 | 2018-02-18 | 26891 | Sus | N | EquipmentFailureInvolved¦Overhead¦PoleWood¦Brokenwireonground
18-0017890 | Equipment Failure/Involved | Overhead | Jumper | Broken | 2018 | Tier 2 - Elevated | Distribution Circuit | 2 | 27 | 2018-02-27 | 33034 | Sus | N | EquipmentFailureInvolved¦Overhead¦Jumper¦Broken
18-0019421 | Vegetation | Tree - fell into line | Conductor, Overhead | Broken, wire on ground | 2018 | Tier 2 - Elevated | Distribution Circuit | 3 | 3 | 2018-03-03 | 37505 | Sus | N | Vegetation¦Treefellintoline¦ConductorOverhead¦Brokenwireonground
18-0019542 | Vegetation | Tree - fell into line | Conductor, Overhead | Normal | 2018 | Tier 3 - Extreme | Distribution Circuit | 3 | 4 | 2018-03-04 | 37871 | Sus | N | Vegetation¦Treefellintoline¦ConductorOverhead¦Normal
18-0020815 | Unknown Cause | Patrol - found nothing |  |  | 2018 | Tier 2 - Elevated | Distribution Circuit | 3 | 7 | 2018-03-07 | 40161 | Sus | N | UnknownCause¦Patrolfoundnothing¦¦
18-0022702 | Equipment Failure/Involved | Overhead | Other | Broken | 2018 | Tier 3 - Extreme | Distribution Circuit | 3 | 14 | 2018-03-14 | 44016 | Sus | N | EquipmentFailureInvolved¦Overhead¦Other¦Broken
18-0022929 | Animal | Bird found | Conductor, Overhead | Normal | 2018 | Tier 3 - Extreme | Distribution Circuit | 3 | 15 | 2018-03-15 | 44493 | Sus | N | Animal¦Birdfound¦ConductorOverhead¦Normal
18-0023710 | Vegetation | Tree - branch fell on line | Crossarm, Wood | Broken | 2018 | Tier 3 - Extreme | Distribution Circuit | 3 | 16 | 2018-03-16 | 46565 | Sus | N | Vegetation¦Treebranchfellonline¦CrossarmWood¦Broken
18-0023786 | Vegetation | Tree - fell into line | Conductor, Overhead | Broken, wire on ground | 2018 | Tier 3 - Extreme | Distribution Circuit | 3 | 17 | 2018-03-17 | 46752 | Sus | N | Vegetation¦Treefellintoline¦ConductorOverhead¦Brokenwireonground
18-0023874 | Unknown Cause | Patrol - found nothing |  |  | 2018 | Tier 3 - Extreme | Distribution Circuit | 3 | 17 | 2018-03-17 | 46989 | Sus | N | UnknownCause¦Patrolfoundnothing¦¦
18-0025648 | Environmental/External | Lightning | Transformer | Failed/Faulted | 2018 | Tier 2 - Elevated | Transformer only | 3 | 22 | 2018-03-22 | 50790 | Sus | N | EnvironmentalExternal¦Lightning¦Transformer¦FailedFaulted
18-0030380 | Equipment Failure/Involved | Overhead | Jumper | Normal | 2018 | Tier 3 - Extreme | Distribution Circuit | 4 | 8 | 2018-04-08 | 62583 | Sus | N | EquipmentFailureInvolved¦Overhead¦Jumper¦Normal
18-0032347 | Equipment Failure/Involved | Overhead | Pole-Wood | Broken | 2018 | Tier 2 - Elevated | Distribution Circuit | 4 | 14 | 2018-04-14 | 67033 | Sus | N | EquipmentFailureInvolved¦Overhead¦PoleWood¦Broken
18-0046834 | Equipment Failure/Involved | Overhead | Transformer | Failed/Faulted | 2018 | Tier 3 - Extreme | Transformer only | 6 | 3 | 2018-06-03 | 100291 | Sus | Y | EquipmentFailureInvolved¦Overhead¦Transformer¦FailedFaulted
18-0050789 | Equipment Failure/Involved | Other | Transformer | Failed/Faulted | 2018 | Tier 2 - Elevated | Transformer only | 6 | 13 | 2018-06-13 | 108788 | Sus | Y | EquipmentFailureInvolved¦Other¦Transformer¦FailedFaulted
18-0051237 | Vegetation | Tree - fell into line | Conductor, Overhead | Broken, wire on ground | 2018 | Tier 3 - Extreme | Distribution Circuit | 6 | 14 | 2018-06-14 | 109495 | Sus | Y | Vegetation¦Treefellintoline¦ConductorOverhead¦Brokenwireonground
18-0057122 | Equipment Failure/Involved | Overhead | Lightning Arrestor | Failed/Faulted | 2018 | Tier 2 - Elevated | Distribution Circuit | 7 | 5 | 2018-07-05 | 124852 | Sus | Y | EquipmentFailureInvolved¦Overhead¦LightningArrestor¦FailedFaulted
18-0057753 | Unknown Cause | Patrol - found nothing |  |  | 2018 | Tier 2 - Elevated | Distribution Circuit | 7 | 8 | 2018-07-08 | 126467 | Sus | Y | UnknownCause¦Patrolfoundnothing¦¦
18-0062217 | Equipment Failure/Involved | Overhead | Transformer | Deteriorated | 2018 | Tier 2 - Elevated | Transformer only | 7 | 21 | 2018-07-21 | 136889 | Sus | Y | EquipmentFailureInvolved¦Overhead¦Transformer¦Deteriorated
18-0062561 | Vegetation | Tree - fell into line | Conductor, Overhead | Broken, wire on ground | 2018 | Tier 3 - Extreme | Distribution Circuit | 7 | 22 | 2018-07-22 | 137743 | Sus | Y | Vegetation¦Treefellintoline¦ConductorOverhead¦Brokenwireonground
18-0063330 | Unknown Cause | Patrol - found nothing |  |  | 2018 | Tier 2 - Elevated | Distribution Circuit | 7 | 25 | 2018-07-25 | 139662 | Sus | Y | UnknownCause¦Patrolfoundnothing¦¦
18-0064262 | Unknown Cause | Patrol - found nothing |  |  | 2018 | Tier 2 - Elevated | Distribution Circuit | 7 | 27 | 2018-07-27 | 141447 | Sus | Y | UnknownCause¦Patrolfoundnothing¦¦
18-0064832 | Equipment Failure/Involved | Overhead | Transformer (OH) | Failed/Faulted | 2018 | Tier 2 - Elevated | Distribution Circuit | 7 | 29 | 2018-07-29 | 144510 | Sus | Y | EquipmentFailureInvolved¦Overhead¦Transformer(OH)¦FailedFaulted
18-0065331 | Environmental/External | Fire, Forest/Grass | Pole-Wood | Burned/flashed | 2018 | Tier 3 - Extreme | Distribution Circuit | 7 | 28 | 2018-07-28 | 145903 | Sus | Y | EnvironmentalExternal¦FireForestGrass¦PoleWood¦Burnedflashed
18-0071280 | Vegetation | Tree - fell into line | Conductor, Overhead | Together | 2018 | Tier 2 - Elevated | Distribution Circuit | 8 | 17 | 2018-08-17 | 157370 | Sus | Y | Vegetation¦Treefellintoline¦ConductorOverhead¦Together
18-0071504 | 3rd Party | Vehicle | Pole-Wood | Broken | 2018 | Tier 3 - Extreme | Distribution Circuit | 8 | 19 | 2018-08-19 | 158229 | Sus | Y | 3rdParty¦Vehicle¦PoleWood¦Broken
18-0075306 | Vegetation | Tree - bark fell into line | Conductor, Overhead | Broken, wire on ground | 2018 | Tier 3 - Extreme | Distribution Circuit | 8 | 30 | 2018-08-30 | 165995 | Sus | Y | Vegetation¦Treebarkfellintoline¦ConductorOverhead¦Brokenwireonground
18-0076072 | Unknown Cause | Patrol - found nothing |  |  | 2018 | Tier 2 - Elevated | Distribution Circuit | 9 | 4 | 2018-09-04 | 167614 | Sus | Y | UnknownCause¦Patrolfoundnothing¦¦
18-0076806 | Vegetation | Tree - fell into line | Conductor, Overhead | Together | 2018 | Tier 3 - Extreme | Distribution Circuit | 9 | 5 | 2018-09-05 | 168671 | Sus | Y | Vegetation¦Treefellintoline¦ConductorOverhead¦Together
18-0086307 | Environmental/External | Lightning | Transformer (OH) | Failed/Faulted | 2018 | Tier 2 - Elevated | Transformer only | 10 | 3 | 2018-10-03 | 187440 | Sus | Y | EnvironmentalExternal¦Lightning¦Transformer(OH)¦FailedFaulted
18-0101782 | Unknown Cause | Patrol - found nothing |  |  | 2018 | Tier 2 - Elevated | Distribution Circuit | 11 | 21 | 2018-11-21 | 219620 | Sus | Y | UnknownCause¦Patrolfoundnothing¦¦
18-0102338 | Equipment Failure/Involved | Overhead | Cutout, fuse holder | Burned/flashed | 2018 | Tier 2 - Elevated | Distribution Circuit | 11 | 22 | 2018-11-22 | 221885 | Sus | Y | EquipmentFailureInvolved¦Overhead¦Cutoutfuseholder¦Burnedflashed
18-0103692 | Environmental/External | Fire, Forest/Grass | Pole-Wood | Burned/flashed | 2018 | Tier 3 - Extreme | Distribution Circuit | 11 | 8 | 2018-11-08 | 225353 | Sus | Y | EnvironmentalExternal¦FireForestGrass¦PoleWood¦Burnedflashed
18-0105065 | Unknown Cause | Patrol - not conducted |  |  | 2018 | Tier 2 - Elevated | Distribution Circuit | 11 | 29 | 2018-11-29 | 228664 | Sus | Y | UnknownCause¦Patrolnotconducted¦¦
18-0105470 | Unknown Cause | Patrol - found nothing |  |  | 2018 | Tier 3 - Extreme | Distribution Circuit | 11 | 30 | 2018-11-30 | 229866 | Sus | Y | UnknownCause¦Patrolfoundnothing¦¦
18-0110481 | Equipment Failure/Involved | Overhead | Connector or Splice (OH) | Burned Open | 2018 | Tier 2 - Elevated | Transformer only | 12 | 24 | 2018-12-24 | 246194 | Sus | N | EquipmentFailureInvolved¦Overhead¦ConnectororSplice(OH)¦BurnedOpen
19-0005250 | Unknown Cause | Patrol - not conducted |  |  | 2019 | Tier 2 - Elevated | Distribution Circuit | 1 | 6 | 2019-01-06 | 256224 | Sus | N | UnknownCause¦Patrolnotconducted¦¦
19-0006507 | Vegetation | Tree - branch fell on line | Conductor, Overhead | Normal | 2019 | Tier 2 - Elevated | Distribution Circuit | 1 | 8 | 2019-01-08 | 260954 | Sus | N | Vegetation¦Treebranchfellonline¦ConductorOverhead¦Normal
19-0006699 | Equipment Failure/Involved | Overhead | Insulator | Broken | 2019 | Tier 3 - Extreme | Distribution Circuit | 1 | 9 | 2019-01-09 | 261350 | Sus | N | EquipmentFailureInvolved¦Overhead¦Insulator¦Broken
19-0008263 | Vegetation | Tree - fell into line | Fuse | Failed/Faulted | 2019 | Tier 3 - Extreme | Distribution Circuit | 1 | 12 | 2019-01-12 | 263899 | Sus | N | Vegetation¦Treefellintoline¦Fuse¦FailedFaulted
19-0009333 | Equipment Failure/Involved | Overhead | Pole-Wood | Broken, wire on ground | 2019 | Tier 2 - Elevated | Distribution Circuit | 1 | 15 | 2019-01-15 | 266338 | Sus | N | EquipmentFailureInvolved¦Overhead¦PoleWood¦Brokenwireonground
19-0009969 | Equipment Failure/Involved | Other | Customer Equipment | Malfunctioning | 2019 | Tier 2 - Elevated | Distribution Circuit | 1 | 16 | 2019-01-16 | 267762 | Sus | N | EquipmentFailureInvolved¦Other¦CustomerEquipment¦Malfunctioning
19-0010309 | Vegetation | Tree - branch fell on line | Fuse | Failed/Faulted | 2019 | Tier 3 - Extreme | Distribution Circuit | 1 | 16 | 2019-01-16 | 270790 | Sus | N | Vegetation¦Treebranchfellonline¦Fuse¦FailedFaulted
19-0011295 | Vegetation | Tree - fell into line | Conductor, Overhead | Broken, wire on ground | 2019 | Tier 3 - Extreme | Distribution Circuit | 1 | 16 | 2019-01-16 | 269618 | Sus | N | Vegetation¦Treefellintoline¦ConductorOverhead¦Brokenwireonground
19-0011297 | Vegetation | Tree - branch fell on line | Transformer | Failed/Faulted | 2019 | Tier 3 - Extreme | Transformer only | 1 | 16 | 2019-01-16 | 272711 | Sus | N | Vegetation¦Treebranchfellonline¦Transformer¦FailedFaulted
19-0012778 | Vegetation | Tree - fell into line | Conductor, Overhead | Broken, wire on ground | 2019 | Tier 2 - Elevated | Distribution Circuit | 1 | 20 | 2019-01-20 | 277757 | Sus | N | Vegetation¦Treefellintoline¦ConductorOverhead¦Brokenwireonground
19-0017532 | Environmental/External | Lightning | Transformer | Failed/Faulted | 2019 | Tier 2 - Elevated | Transformer only | 2 | 3 | 2019-02-03 | 288812 | Sus | N | EnvironmentalExternal¦Lightning¦Transformer¦FailedFaulted
19-0017645 | Vegetation | Tree - branch fell on line | Conductor, Overhead | Normal | 2019 | Tier 2 - Elevated | Distribution Circuit | 2 | 3 | 2019-02-03 | 289354 | Sus | N | Vegetation¦Treebranchfellonline¦ConductorOverhead¦Normal
19-0017745 | Unknown Cause | Patrol - found nothing |  |  | 2019 | Tier 2 - Elevated | Distribution Circuit | 2 | 4 | 2019-02-04 | 289569 | Sus | N | UnknownCause¦Patrolfoundnothing¦¦
19-0020590 | Vegetation | Tree - fell into line | Conductor, Overhead | Normal | 2019 | Tier 3 - Extreme | Distribution Circuit | 2 | 10 | 2019-02-10 | 298282 | Sus | N | Vegetation¦Treefellintoline¦ConductorOverhead¦Normal
19-0020624 | Vegetation | Tree - branch fell on line | Conductor, Overhead | Normal | 2019 | Tier 3 - Extreme | Distribution Circuit | 2 | 9 | 2019-02-09 | 297658 | Sus | N | Vegetation¦Treebranchfellonline¦ConductorOverhead¦Normal
19-0021117 | Equipment Failure/Involved | Overhead | Pole-Wood | On Ground | 2019 | Tier 2 - Elevated | Distribution Circuit | 2 | 11 | 2019-02-11 | 299958 | Sus | N | EquipmentFailureInvolved¦Overhead¦PoleWood¦OnGround
19-0021737 | Vegetation | Tree - fell into line | Conductor, Overhead | Broken, wire on ground | 2019 | Tier 2 - Elevated | Distribution Circuit | 2 | 12 | 2019-02-12 | 301439 | Sus | N | Vegetation¦Treefellintoline¦ConductorOverhead¦Brokenwireonground
19-0023381 | Vegetation | Tree - fell into line | Woodpin | Broken | 2019 | Tier 2 - Elevated | Distribution Circuit | 2 | 14 | 2019-02-14 | 306887 | Sus | N | Vegetation¦Treefellintoline¦Woodpin¦Broken
19-0023432 | Unknown Cause | Patrol - found nothing |  |  | 2019 | Tier 2 - Elevated | Distribution Circuit | 2 | 13 | 2019-02-13 | 309916 | Sus | N | UnknownCause¦Patrolfoundnothing¦¦
19-0023459 | Vegetation | Tree - fell into line | Conductor, Overhead | Broken, wire on ground | 2019 | Tier 2 - Elevated | Distribution Circuit | 2 | 13 | 2019-02-13 | 310024 | Sus | N | Vegetation¦Treefellintoline¦ConductorOverhead¦Brokenwireonground
19-0023978 | Equipment Failure/Involved | Overhead | Transformer | Malfunctioning | 2019 | Tier 2 - Elevated | Transformer only | 2 | 15 | 2019-02-15 | 311779 | Sus | N | EquipmentFailureInvolved¦Overhead¦Transformer¦Malfunctioning
19-0023982 | Vegetation | Tree - fell into line | Crossarm, Wood | Broken | 2019 | Tier 2 - Elevated | Distribution Circuit | 2 | 15 | 2019-02-15 | 311788 | Sus | N | Vegetation¦Treefellintoline¦CrossarmWood¦Broken
19-0024139 | Vegetation | Tree - branch fell on line | Pole-Wood | Broken | 2019 | Tier 2 - Elevated | Distribution Circuit | 2 | 13 | 2019-02-13 | 312442 | Sus | N | Vegetation¦Treebranchfellonline¦PoleWood¦Broken
19-0024447 | Equipment Failure/Involved | Substation | Transformer | Broken | 2019 | Tier 3 - Extreme | Transformer only | 2 | 15 | 2019-02-15 | 313176 | Sus | N | EquipmentFailureInvolved¦Substation¦Transformer¦Broken
19-0024584 | Equipment Failure/Involved | Overhead | Pole-Wood | Broken, wire on ground | 2019 | Tier 2 - Elevated | Distribution Circuit | 2 | 13 | 2019-02-13 | 314532 | Sus | N | EquipmentFailureInvolved¦Overhead¦PoleWood¦Brokenwireonground
19-0025198 | Vegetation | Tree - fell into line | Pole-Wood | Broken | 2019 | Tier 3 - Extreme | Distribution Circuit | 2 | 17 | 2019-02-17 | 315285 | Sus | N | Vegetation¦Treefellintoline¦PoleWood¦Broken
19-0028347 | Vegetation | Tree - fell into line | Conductor, Overhead | Broken, wire on ground | 2019 | Tier 2 - Elevated | Distribution Circuit | 2 | 26 | 2019-02-26 | 323772 | Sus | N | Vegetation¦Treefellintoline¦ConductorOverhead¦Brokenwireonground
19-0029052 | Vegetation | Tree - fell into line | Conductor, Overhead | On Ground | 2019 | Tier 3 - Extreme | Distribution Circuit | 2 | 27 | 2019-02-27 | 327124 | Sus | N | Vegetation¦Treefellintoline¦ConductorOverhead¦OnGround
19-0029738 | Environmental/External | Flood/Erosion | Pole-Wood | Normal | 2019 | Tier 2 - Elevated | Distribution Circuit | 3 | 1 | 2019-03-01 | 328839 | Sus | N | EnvironmentalExternal¦FloodErosion¦PoleWood¦Normal
19-0030945 | Equipment Failure/Involved | Overhead | Woodpin | Broken | 2019 | Tier 2 - Elevated | Distribution Circuit | 3 | 5 | 2019-03-05 | 331672 | Sus | N | EquipmentFailureInvolved¦Overhead¦Woodpin¦Broken
19-0031146 | Vegetation | Tree - grew into line | Conductor, Overhead | Broken, wire on ground | 2019 | Tier 2 - Elevated | Transformer only | 3 | 6 | 2019-03-06 | 332335 | Sus | N | Vegetation¦Treegrewintoline¦ConductorOverhead¦Brokenwireonground
19-0040683 | Vegetation | Tree - branch fell on line | Conductor, Overhead | Normal | 2019 | Tier 3 - Extreme | Distribution Circuit | 4 | 8 | 2019-04-08 | 355915 | Sus | N | Vegetation¦Treebranchfellonline¦ConductorOverhead¦Normal
19-0040991 | Vegetation | Tree - fell into line | Conductor, Overhead | Broken, wire on ground | 2019 | Tier 2 - Elevated | Distribution Circuit | 4 | 9 | 2019-04-09 | 356747 | Sus | N | Vegetation¦Treefellintoline¦ConductorOverhead¦Brokenwireonground
19-0062315 | Equipment Failure/Involved | Overhead | Transformer | Failed/Faulted | 2019 | Tier 2 - Elevated | Transformer only | 6 | 3 | 2019-06-03 | 396958 | Sus | Y | EquipmentFailureInvolved¦Overhead¦Transformer¦FailedFaulted
19-0064681 | Unknown Cause | Patrol - found nothing |  |  | 2019 | Tier 3 - Extreme | Distribution Circuit | 6 | 8 | 2019-06-08 | 401803 | Sus | Y | UnknownCause¦Patrolfoundnothing¦¦
19-0066622 | Equipment Failure/Involved | Overhead | Pole-Wood | Broken | 2019 | Tier 2 - Elevated | Distribution Circuit | 6 | 12 | 2019-06-12 | 407521 | Sus | Y | EquipmentFailureInvolved¦Overhead¦PoleWood¦Broken
19-0076479 | Unknown Cause | Patrol - found nothing |  |  | 2019 | Tier 2 - Elevated | Distribution Circuit | 7 | 11 | 2019-07-11 | 445314 | Sus | Y | UnknownCause¦Patrolfoundnothing¦¦
19-0083218 | Unknown Cause | Patrol - found nothing |  |  | 2019 | Tier 2 - Elevated | Distribution Circuit | 7 | 31 | 2019-07-31 | 476672 | Sus | Y | UnknownCause¦Patrolfoundnothing¦¦
19-0084521 | 3rd Party | Vehicle | Pole-Wood | Broken | 2019 | Tier 3 - Extreme | Distribution Circuit | 8 | 5 | 2019-08-05 | 485046 | Sus | Y | 3rdParty¦Vehicle¦PoleWood¦Broken
19-0088139 | Unknown Cause | Patrol - found nothing |  |  | 2019 | Tier 2 - Elevated | Distribution Circuit | 8 | 15 | 2019-08-15 | 511523 | Sus | Y | UnknownCause¦Patrolfoundnothing¦¦
19-0091863 | Vegetation | Tree - fell into line | Secondary | Normal | 2019 | Tier 3 - Extreme | Distribution Circuit | 8 | 24 | 2019-08-24 | 537932 | Sus | Y | Vegetation¦Treefellintoline¦Secondary¦Normal
19-0099096 | Unknown Cause | Patrol - found nothing |  |  | 2019 | Tier 2 - Elevated | Distribution Circuit | 9 | 14 | 2019-09-14 | 579773 | Sus | Y | UnknownCause¦Patrolfoundnothing¦¦
19-0099266 | Vegetation | Tree - fell into line | Conductor, Overhead | Broken, wire on ground | 2019 | Tier 2 - Elevated | Distribution Circuit | 9 | 15 | 2019-09-15 | 583331 | Sus | Y | Vegetation¦Treefellintoline¦ConductorOverhead¦Brokenwireonground
19-0109007 | Wildfire Mitigation | Public Safety Power Shut-off | Conductor, Overhead | Normal | 2019 | Tier 2 - Elevated | Distribution Circuit | 10 | 9 | 2019-10-09 | 649080 | Sus | Y | WildfireMitigation¦PublicSafetyPowerShutoff¦ConductorOverhead¦Normal
19-0109201 | Wildfire Mitigation | Public Safety Power Shut-off | Conductor, Overhead | Normal | 2019 | Tier 3 - Extreme | Distribution Circuit | 10 | 9 | 2019-10-09 | 651242 | Sus | Y | WildfireMitigation¦PublicSafetyPowerShutoff¦ConductorOverhead¦Normal
19-0110909 | 3rd Party | Vehicle | Fuse | Normal | 2019 | Tier 3 - Extreme | Distribution Circuit | 10 | 13 | 2019-10-13 | 655485 | Sus | Y | 3rdParty¦Vehicle¦Fuse¦Normal
19-0117406 | Vegetation | Tree - fell into line | Service conductor | Broken, wire on ground | 2019 | Tier 2 - Elevated | Transformer only | 10 | 27 | 2019-10-27 | 688216 | Sus | Y | Vegetation¦Treefellintoline¦Serviceconductor¦Brokenwireonground
19-0121597 | Animal | Other | Insulator | Burned/flashed | 2019 | Tier 3 - Extreme | Distribution Circuit | 11 | 5 | 2019-11-05 | 700217 | Sus | Y | Animal¦Other¦Insulator¦Burnedflashed
19-0123574 | Equipment Failure/Involved | Electrical Overload | Transformer | Failed/Faulted | 2019 | Tier 2 - Elevated | Transformer only | 11 | 11 | 2019-11-11 | 704336 | Sus | Y | EquipmentFailureInvolved¦ElectricalOverload¦Transformer¦FailedFaulted
19-0127051 | Unknown Cause | Patrol - found nothing |  |  | 2019 | Tier 2 - Elevated | Distribution Circuit | 11 | 21 | 2019-11-21 | 711945 | Sus | Y | UnknownCause¦Patrolfoundnothing¦¦
19-0131630 | Vegetation | Tree - fell into line | Conductor, Overhead | Together | 2019 | Tier 2 - Elevated | Distribution Circuit | 11 | 30 | 2019-11-30 | 725013 | Sus | Y | Vegetation¦Treefellintoline¦ConductorOverhead¦Together
19-0131903 | Vegetation | Tree - fell into line | Transformer | Broken, wire on ground | 2019 | Tier 3 - Extreme | Transformer only | 12 | 1 | 2019-12-01 | 725829 | Sus | N | Vegetation¦Treefellintoline¦Transformer¦Brokenwireonground
20-0009621 | Vegetation | Tree - branch fell on line | Conductor, Overhead | Broken, wire on ground | 2020 | Tier 3 - Extreme | Distribution Circuit | 1 | 16 | 2020-01-16 | 762280 | Sus | N | Vegetation¦Treebranchfellonline¦ConductorOverhead¦Brokenwireonground
20-0010143 | Unknown Cause | Patrol - found nothing |  |  | 2020 | Tier 3 - Extreme | Distribution Circuit | 1 | 16 | 2020-01-16 | 763033 | Sus | N | UnknownCause¦Patrolfoundnothing¦¦
20-0010964 | Equipment Failure/Involved | Overhead | Crossarm, Wood | Broken | 2020 | Tier 3 - Extreme | Distribution Circuit | 1 | 18 | 2020-01-18 | 765432 | Sus | N | EquipmentFailureInvolved¦Overhead¦CrossarmWood¦Broken
20-0012940 | Equipment Failure/Involved | Overhead | Crossarm, Wood | Broken | 2020 | Tier 2 - Elevated | Distribution Circuit | 1 | 23 | 2020-01-23 | 768793 | Sus | N | EquipmentFailureInvolved¦Overhead¦CrossarmWood¦Broken
20-0019503 | Equipment Failure/Involved | Overhead | Conductor, Overhead | Together | 2020 | Tier 2 - Elevated | Distribution Circuit | 2 | 9 | 2020-02-09 | 785042 | Sus | N | EquipmentFailureInvolved¦Overhead¦ConductorOverhead¦Together
20-0019527 | Vegetation | Tree - fell into line | Pole-Wood | Broken, wire on ground | 2020 | Tier 3 - Extreme | Distribution Circuit | 2 | 9 | 2020-02-09 | 783484 | Sus | N | Vegetation¦Treefellintoline¦PoleWood¦Brokenwireonground
20-0019575 | Unknown Cause | Patrol - found nothing |  |  | 2020 | Tier 2 - Elevated | Distribution Circuit | 2 | 9 | 2020-02-09 | 786115 | Sus | N | UnknownCause¦Patrolfoundnothing¦¦
20-0029643 | Animal | Other | Cutout, fuse holder | Failed/Faulted | 2020 | Tier 2 - Elevated | Distribution Circuit | 3 | 6 | 2020-03-06 | 836873 | Sus | N | Animal¦Other¦Cutoutfuseholder¦FailedFaulted
20-0032375 | Vegetation | Tree - fell into line | Conductor, Overhead | Normal | 2020 | Tier 3 - Extreme | Distribution Circuit | 3 | 15 | 2020-03-15 | 851847 | Sus | N | Vegetation¦Treefellintoline¦ConductorOverhead¦Normal
20-0032786 | Vegetation | Tree - fell into line | Conductor, Overhead | Broken, wire on ground | 2020 | Tier 2 - Elevated | Distribution Circuit | 3 | 16 | 2020-03-16 | 853847 | Sus | N | Vegetation¦Treefellintoline¦ConductorOverhead¦Brokenwireonground
20-0033321 | Unknown Cause | Patrol - found nothing |  |  | 2020 | Tier 2 - Elevated | Distribution Circuit | 3 | 16 | 2020-03-16 | 856578 | Sus | N | UnknownCause¦Patrolfoundnothing¦¦
20-0033802 | Vegetation | Tree - branch fell on line | Conductor, Overhead | Normal | 2020 | Tier 3 - Extreme | Distribution Circuit | 3 | 16 | 2020-03-16 | 853774 | Sus | N | Vegetation¦Treebranchfellonline¦ConductorOverhead¦Normal
20-0034386 | Unknown Cause | Patrol - found nothing |  |  | 2020 | Tier 3 - Extreme | Distribution Circuit | 3 | 19 | 2020-03-19 | 859106 | Sus | N | UnknownCause¦Patrolfoundnothing¦¦
20-0035870 | Unknown Cause | Patrol - found nothing |  |  | 2020 | Tier 3 - Extreme | Distribution Circuit | 3 | 24 | 2020-03-24 | 863997 | Sus | N | UnknownCause¦Patrolfoundnothing¦¦
20-0036635 | Company Initiated | Improper Construction | Crossarm, Wood | Normal | 2020 | Tier 3 - Extreme | Distribution Circuit | 3 | 27 | 2020-03-27 | 868348 | Sus | N | CompanyInitiated¦ImproperConstruction¦CrossarmWood¦Normal
20-0038712 | Vegetation | Tree - fell into line | Crossarm, Wood | Broken, wire on ground | 2020 | Tier 3 - Extreme | Distribution Circuit | 4 | 6 | 2020-04-06 | 883595 | Sus | N | Vegetation¦Treefellintoline¦CrossarmWood¦Brokenwireonground
20-0042008 | Equipment Failure/Involved | Overhead | Pole-Wood | Broken | 2020 | Tier 2 - Elevated | Distribution Circuit | 4 | 16 | 2020-04-16 | 896450 | Sus | N | EquipmentFailureInvolved¦Overhead¦PoleWood¦Broken
20-0044381 | Unknown Cause | Patrol - found nothing |  |  | 2020 | Tier 2 - Elevated | Distribution Circuit | 4 | 24 | 2020-04-24 | 900668 | Sus | N | UnknownCause¦Patrolfoundnothing¦¦
20-0047831 | Equipment Failure/Involved | Overhead | Transformer | Failed/Faulted | 2020 | Tier 2 - Elevated | Distribution Circuit | 5 | 6 | 2020-05-06 | 908216 | Sus | Y | EquipmentFailureInvolved¦Overhead¦Transformer¦FailedFaulted
20-0062198 | Unknown Cause | Patrol - found nothing |  |  | 2020 | Tier 3 - Extreme | Distribution Circuit | 6 | 17 | 2020-06-17 | 941151 | Sus | Y | UnknownCause¦Patrolfoundnothing¦¦
20-0064495 | Equipment Failure/Involved | Overhead | Crossarm, Wood | Broken | 2020 | Tier 2 - Elevated | Distribution Circuit | 6 | 24 | 2020-06-24 | 946390 | Sus | Y | EquipmentFailureInvolved¦Overhead¦CrossarmWood¦Broken
20-0066321 | Equipment Failure/Involved | Overhead | Other | Broken | 2020 | Tier 3 - Extreme | Distribution Circuit | 6 | 29 | 2020-06-29 | 953983 | Sus | Y | EquipmentFailureInvolved¦Overhead¦Other¦Broken
20-0068489 | Vegetation | Tree - branch fell on line | Conductor, Overhead | Normal | 2020 | Tier 3 - Extreme | Distribution Circuit | 7 | 5 | 2020-07-05 | 958263 | Sus | Y | Vegetation¦Treebranchfellonline¦ConductorOverhead¦Normal
20-0071685 | Company Initiated | Return Circuit Normal | Conductor, Overhead | Normal | 2020 | Tier 2 - Elevated | Distribution Circuit | 7 | 14 | 2020-07-14 | 964533 | Sus | Y | CompanyInitiated¦ReturnCircuitNormal¦ConductorOverhead¦Normal
20-0079522 | Animal | Bird found | Connector or Splice (OH) | Burned/flashed | 2020 | Tier 2 - Elevated | Distribution Circuit | 8 | 4 | 2020-08-04 | 978599 | Sus | Y | Animal¦Birdfound¦ConnectororSplice(OH)¦Burnedflashed
20-0079994 | Equipment Failure/Involved | Overhead | Crossarm, Wood | Broken | 2020 | Tier 3 - Extreme | Distribution Circuit | 8 | 5 | 2020-08-05 | 979395 | Sus | Y | EquipmentFailureInvolved¦Overhead¦CrossarmWood¦Broken
20-0082510 | Equipment Failure/Involved | Overhead | Crossarm, Wood | Broken | 2020 | Tier 2 - Elevated | Distribution Circuit | 8 | 12 | 2020-08-12 | 993873 | Sus | Y | EquipmentFailureInvolved¦Overhead¦CrossarmWood¦Broken
20-0084624 | Environmental/External | Lightning | Other | Failed/Faulted | 2020 | Tier 3 - Extreme | Transmission line | 8 | 16 | 2020-08-16 | 1009917 | Sus | Y | EnvironmentalExternal¦Lightning¦Other¦FailedFaulted
20-0091411 | Unknown Cause | Patrol - found nothing |  |  | 2020 | Tier 2 - Elevated | Distribution Circuit | 8 | 30 | 2020-08-30 | 1040947 | Sus | Y | UnknownCause¦Patrolfoundnothing¦¦
20-0093262 | Equipment Failure/Involved | Overhead | Pole-Wood | Broken | 2020 | Tier 2 - Elevated | Distribution Circuit | 9 | 4 | 2020-09-04 | 1053334 | Sus | Y | EquipmentFailureInvolved¦Overhead¦PoleWood¦Broken
20-0096036 | Environmental/External | Fire, Forest/Grass | Conductor, Overhead | Normal | 2020 | Tier 3 - Extreme | Transformer only | 8 | 20 | 2020-08-20 | 1063510 | Sus | Y | EnvironmentalExternal¦FireForestGrass¦ConductorOverhead¦Normal
20-0096207 | Environmental/External | Fire, Forest/Grass | Customer Equipment | Burned/flashed | 2020 | Tier 3 - Extreme | Transformer only | 9 | 10 | 2020-09-10 | 1063979 | Sus | Y | EnvironmentalExternal¦FireForestGrass¦CustomerEquipment¦Burnedflashed
20-0097807 | Vegetation | Tree - fell into line | Conductor, Overhead | Normal | 2020 | Tier 2 - Elevated | Distribution Circuit | 9 | 15 | 2020-09-15 | 1072414 | Sus | Y | Vegetation¦Treefellintoline¦ConductorOverhead¦Normal
20-0102666 | Vegetation | Tree - fell into line | Conductor, Overhead | Normal | 2020 | Tier 2 - Elevated | Distribution Circuit | 9 | 28 | 2020-09-28 | 1097279 | Sus | Y | Vegetation¦Treefellintoline¦ConductorOverhead¦Normal
20-0106434 | Equipment Failure/Involved | Overhead | Transformer | Failed/Faulted | 2020 | Tier 2 - Elevated | Transformer only | 10 | 8 | 2020-10-08 | 1113330 | Sus | Y | EquipmentFailureInvolved¦Overhead¦Transformer¦FailedFaulted
20-0106754 | Equipment Failure/Involved | Overhead | Connector or Splice (OH) | Broken, wire on ground | 2020 | Tier 2 - Elevated | Distribution Circuit | 10 | 9 | 2020-10-09 | 1113895 | Sus | Y | EquipmentFailureInvolved¦Overhead¦ConnectororSplice(OH)¦Brokenwireonground
20-0106754 | Equipment Failure/Involved | Overhead | Connector or Splice (OH) | Broken, wire on ground | 2020 | Tier 2 - Elevated | Distribution Circuit | 10 | 9 | 2020-10-09 | 1113895 | Sus | Y | EquipmentFailureInvolved¦Overhead¦ConnectororSplice(OH)¦Brokenwireonground
20-0108312 | Environmental/External | Fire, Forest/Grass | Conductor, Overhead | Normal | 2020 | Tier 2 - Elevated | Distribution Circuit | 10 | 13 | 2020-10-13 | 1116890 | Sus | Y | EnvironmentalExternal¦FireForestGrass¦ConductorOverhead¦Normal
20-0110924 | Unknown Cause | Patrol - found nothing |  |  | 2020 | Tier 2 - Elevated | Transformer only | 10 | 20 | 2020-10-20 | 1121747 | Sus | Y | UnknownCause¦Patrolfoundnothing¦¦
20-0111447 | 3rd Party | Other | Transformer (OH) | Normal | 2020 | Tier 2 - Elevated | Transformer only | 10 | 21 | 2020-10-21 | 1122571 | Sus | Y | 3rdParty¦Other¦Transformer(OH)¦Normal
20-0113906 | Unknown Cause | Patrol - found nothing |  |  | 2020 | Tier 3 - Extreme | Distribution Circuit | 10 | 27 | 2020-10-27 | 1129970 | Sus | Y | UnknownCause¦Patrolfoundnothing¦¦
20-0114879 | Equipment Failure/Involved | Fire, pole | Pole-Wood | Burned/flashed | 2020 | Tier 3 - Extreme | Distribution Circuit | 10 | 29 | 2020-10-29 | 1131640 | Sus | Y | EquipmentFailureInvolved¦Firepole¦PoleWood¦Burnedflashed
20-0115909 | Unknown Cause | Patrol - found nothing |  |  | 2020 | Tier 2 - Elevated | Distribution Circuit | 11 | 2 | 2020-11-02 | 1133655 | Sus | Y | UnknownCause¦Patrolfoundnothing¦¦
20-0122705 | Unknown Cause | Patrol - not conducted |  |  | 2020 | Tier 2 - Elevated | Distribution Circuit | 11 | 18 | 2020-11-18 | 1148994 | Sus | Y | UnknownCause¦Patrolnotconducted¦¦
20-0125274 | Equipment Failure/Involved | Overhead | Transformer (OH) | Failed/Faulted | 2020 | Tier 2 - Elevated | Transformer only | 11 | 25 | 2020-11-25 | 1154568 | Sus | Y | EquipmentFailureInvolved¦Overhead¦Transformer(OH)¦FailedFaulted
20-0131037 | Unknown Cause | Patrol - found nothing |  |  | 2020 | Tier 2 - Elevated | Distribution Circuit | 12 | 18 | 2020-12-18 | 1193198 | Sus | N | UnknownCause¦Patrolfoundnothing¦¦
21-0004318 | Equipment Failure/Involved | Overhead | Transformer (OH) | Failed/Faulted | 2021 | Tier 2 - Elevated | Distribution Circuit | 1 | 2 | 2021-01-02 | 1202376 | Sus | N | EquipmentFailureInvolved¦Overhead¦Transformer(OH)¦FailedFaulted
21-0010780 | Equipment Failure/Involved | Overhead | Crossarm, Wood | Broken, wire on ground | 2021 | Tier 3 - Extreme | Distribution Circuit | 1 | 19 | 2021-01-19 | 1214819 | Sus | N | EquipmentFailureInvolved¦Overhead¦CrossarmWood¦Brokenwireonground
21-0012463 | Vegetation | Tree - fell into line | Conductor, Overhead | Broken, wire on ground | 2021 | Tier 3 - Extreme | Distribution Circuit | 1 | 22 | 2021-01-22 | 1220558 | Sus | N | Vegetation¦Treefellintoline¦ConductorOverhead¦Brokenwireonground
21-0013593 | Vegetation | Tree - branch fell on line | Conductor, Overhead | Broken, wire on ground | 2021 | Tier 3 - Extreme | Distribution Circuit | 1 | 24 | 2021-01-24 | 1222848 | Sus | N | Vegetation¦Treebranchfellonline¦ConductorOverhead¦Brokenwireonground
21-0013624 | Vegetation | Tree - fell into line | Pole-Wood | Broken, wire on ground | 2021 | Tier 2 - Elevated | Distribution Circuit | 1 | 25 | 2021-01-25 | 1223369 | Sus | N | Vegetation¦Treefellintoline¦PoleWood¦Brokenwireonground
21-0014057 | Vegetation | Tree - fell into line | Conductor, Overhead | Normal | 2021 | Tier 3 - Extreme | Distribution Circuit | 1 | 25 | 2021-01-25 | 1223754 | Sus | N | Vegetation¦Treefellintoline¦ConductorOverhead¦Normal
21-0015159 | Environmental/External | Ice or snow | Conductor, Overhead | Broken, wire on ground | 2021 | Tier 3 - Extreme | Distribution Circuit | 1 | 26 | 2021-01-26 | 1229089 | Sus | N | EnvironmentalExternal¦Iceorsnow¦ConductorOverhead¦Brokenwireonground
21-0017615 | Vegetation | Tree - fell into line | Conductor, Overhead | Normal | 2021 | Tier 3 - Extreme | Distribution Circuit | 1 | 28 | 2021-01-28 | 1239809 | Sus | N | Vegetation¦Treefellintoline¦ConductorOverhead¦Normal
21-0021048 | Equipment Failure/Involved | Substation | Generator | Failed/Faulted | 2021 | Tier 2 - Elevated | Generation | 2 | 2 | 2021-02-02 | 1246432 | Sus | N | EquipmentFailureInvolved¦Substation¦Generator¦FailedFaulted
21-0021429 | Equipment Failure/Involved | Overhead | Transformer (OH) | Failed/Faulted | 2021 | Tier 3 - Extreme | Transformer only | 2 | 3 | 2021-02-03 | 1246982 | Sus | N | EquipmentFailureInvolved¦Overhead¦Transformer(OH)¦FailedFaulted
21-0025903 | Equipment Failure/Involved | Overhead | Transformer (OH) | Failed/Faulted | 2021 | Tier 2 - Elevated | Transformer only | 2 | 16 | 2021-02-16 | 1255760 | Sus | N | EquipmentFailureInvolved¦Overhead¦Transformer(OH)¦FailedFaulted
21-0031164 | Equipment Failure/Involved | Overhead | Cutout, fuse holder | Broken | 2021 | Tier 2 - Elevated | Transformer only | 3 | 2 | 2021-03-02 | 1265397 | Sus | N | EquipmentFailureInvolved¦Overhead¦Cutoutfuseholder¦Broken
21-0036504 | Equipment Failure/Involved | Overhead | Insulator | Broken | 2021 | Tier 2 - Elevated | Distribution Circuit | 3 | 15 | 2021-03-15 | 1282788 | Sus | N | EquipmentFailureInvolved¦Overhead¦Insulator¦Broken
21-0041091 | Equipment Failure/Involved | Overhead | Transformer (OH) | Failed/Faulted | 2021 | Tier 2 - Elevated | Transformer only | 3 | 25 | 2021-03-25 | 1297669 | Sus | N | EquipmentFailureInvolved¦Overhead¦Transformer(OH)¦FailedFaulted
21-0043573 | 3rd Party | Vehicle | Pole-Wood | Broken | 2021 | Tier 2 - Elevated | Distribution Circuit | 4 | 1 | 2021-04-01 | 1304957 | Sus | N | 3rdParty¦Vehicle¦PoleWood¦Broken
21-0052947 | Animal | Other | Regulator | Burned/flashed | 2021 | Tier 2 - Elevated | Distribution Circuit | 4 | 25 | 2021-04-25 | 1333729 | Sus | N | Animal¦Other¦Regulator¦Burnedflashed
21-0053532 | Equipment Failure/Involved | Overhead | Transformer (OH) | Failed/Faulted | 2021 | Tier 2 - Elevated | Transformer only | 4 | 26 | 2021-04-26 | 1334882 | Sus | N | EquipmentFailureInvolved¦Overhead¦Transformer(OH)¦FailedFaulted
21-0054133 | Unknown Cause | Patrol - found nothing |  |  | 2021 | Tier 3 - Extreme | Distribution Circuit | 4 | 28 | 2021-04-28 | 1335917 | Sus | N | UnknownCause¦Patrolfoundnothing¦¦
21-0054133 | Unknown Cause | Patrol - found nothing |  |  | 2021 | Tier 3 - Extreme | Distribution Circuit | 4 | 28 | 2021-04-28 | 1335917 | Sus | N | UnknownCause¦Patrolfoundnothing¦¦
21-0056162 | Equipment Failure/Involved | Overhead | Pole-Wood | Deteriorated | 2021 | Tier 2 - Elevated | Distribution Circuit | 5 | 3 | 2021-05-03 | 1339901 | Sus | Y | EquipmentFailureInvolved¦Overhead¦PoleWood¦Deteriorated
21-0057123 | Equipment Failure/Involved | Overhead | Transformer | Failed/Faulted | 2021 | Tier 2 - Elevated | Transformer only | 5 | 5 | 2021-05-05 | 1341359 | Sus | Y | EquipmentFailureInvolved¦Overhead¦Transformer¦FailedFaulted
21-0061822 | Environmental/External | Lightning | Transformer | Failed/Faulted | 2021 | Tier 2 - Elevated | Transformer only | 5 | 15 | 2021-05-15 | 1349948 | Sus | Y | EnvironmentalExternal¦Lightning¦Transformer¦FailedFaulted
21-0061990 | Environmental/External | Lightning | Transformer | Failed/Faulted | 2021 | Tier 2 - Elevated | Transformer only | 5 | 16 | 2021-05-16 | 1350810 | Sus | Y | EnvironmentalExternal¦Lightning¦Transformer¦FailedFaulted
21-0062037 | Environmental/External | Lightning | Transformer (OH) | Failed/Faulted | 2021 | Tier 3 - Extreme | Transformer only | 5 | 16 | 2021-05-16 | 1350868 | Sus | Y | EnvironmentalExternal¦Lightning¦Transformer(OH)¦FailedFaulted
21-0063981 | Vegetation | Tree - fell into line | Conductor, Overhead | Broken, wire on ground | 2021 | Tier 2 - Elevated | Distribution Circuit | 5 | 20 | 2021-05-20 | 1354666 | Sus | Y | Vegetation¦Treefellintoline¦ConductorOverhead¦Brokenwireonground
21-0087452 | Unknown Cause | Patrol - found nothing |  |  | 2021 | Tier 2 - Elevated | Distribution Circuit | 7 | 10 | 2021-07-10 | 1397220 | Sus | Y | UnknownCause¦Patrolfoundnothing¦¦
21-0092542 | Animal | Bird found | Fuse | Normal | 2021 | Tier 2 - Elevated | Transformer only | 7 | 20 | 2021-07-20 | 1409200 | Sus | Y | Animal¦Birdfound¦Fuse¦Normal
21-0104404 | Unknown Cause | Patrol - found nothing |  |  | 2021 | Tier 2 - Elevated | Distribution Circuit | 8 | 13 | 2021-08-13 | 1442257 | Sus | Y | UnknownCause¦Patrolfoundnothing¦¦
21-0111331 | Equipment Failure/Involved | Overhead | Transformer (OH) | Normal | 2021 | Tier 2 - Elevated | Transformer only | 8 | 30 | 2021-08-30 | 1458514 | Sus | Y | EquipmentFailureInvolved¦Overhead¦Transformer(OH)¦Normal
21-0113613 | Equipment Failure/Involved | Overhead | Transformer (OH) | Failed/Faulted | 2021 | Tier 3 - Extreme | Distribution Circuit | 9 | 4 | 2021-09-04 | 1461914 | Sus | Y | EquipmentFailureInvolved¦Overhead¦Transformer(OH)¦FailedFaulted
21-0114982 | Equipment Failure/Involved | Electrical Overload | Transformer | Broken | 2021 | Tier 2 - Elevated | Transformer only | 9 | 8 | 2021-09-08 | 1464782 | Sus | Y | EquipmentFailureInvolved¦ElectricalOverload¦Transformer¦Broken
21-0115659 | Unknown Cause | Patrol - found nothing |  |  | 2021 | Tier 3 - Extreme | Distribution Circuit | 9 | 9 | 2021-09-09 | 1466753 | Sus | Y | UnknownCause¦Patrolfoundnothing¦¦
21-0121738 | 3rd Party | Tree - cutting, 3rd party | Secondary | Normal | 2021 | Tier 2 - Elevated | Transformer only | 9 | 23 | 2021-09-23 | 1478980 | Sus | Y | 3rdParty¦Treecutting3rdparty¦Secondary¦Normal
21-0128119 | Wildfire Mitigation | Public Safety Power Shut-off | Conductor, Overhead | Normal | 2021 | Tier 2 - Elevated | Distribution Circuit | 10 | 11 | 2021-10-11 | 1493128 | Sus | Y | WildfireMitigation¦PublicSafetyPowerShutoff¦ConductorOverhead¦Normal
21-0129238 | Unknown Cause | Patrol - found nothing |  |  | 2021 | Tier 2 - Elevated | Distribution Circuit | 10 | 11 | 2021-10-11 | 1494513 | Sus | Y | UnknownCause¦Patrolfoundnothing¦¦
21-0134772 | Vegetation | Tree - fell into line | Pole-Wood | Broken, wire on ground | 2021 | Tier 2 - Elevated | Distribution Circuit | 10 | 21 | 2021-10-21 | 1505044 | Sus | Y | Vegetation¦Treefellintoline¦PoleWood¦Brokenwireonground
21-0135302 | Equipment Failure/Involved | Electrical Overload | Transformer | Failed/Faulted | 2021 | Tier 2 - Elevated | Transformer only | 10 | 22 | 2021-10-22 | 1506085 | Sus | Y | EquipmentFailureInvolved¦ElectricalOverload¦Transformer¦FailedFaulted
21-0136070 | Vegetation | Tree - fell into line | Crossarm, Wood | Broken, wire on ground | 2021 | Tier 3 - Extreme | Distribution Circuit | 10 | 24 | 2021-10-24 | 1510956 | Sus | Y | Vegetation¦Treefellintoline¦CrossarmWood¦Brokenwireonground
21-0136120 | Vegetation | Tree - branch fell on line | Conductor, Overhead | Broken, wire on ground | 2021 | Tier 3 - Extreme | Distribution Circuit | 10 | 24 | 2021-10-24 | 1508971 | Sus | Y | Vegetation¦Treebranchfellonline¦ConductorOverhead¦Brokenwireonground
21-0136531 | Vegetation | Tree - fell into line | Conductor, Overhead | Normal | 2021 | Tier 2 - Elevated | Distribution Circuit | 10 | 24 | 2021-10-24 | 1514019 | Sus | Y | Vegetation¦Treefellintoline¦ConductorOverhead¦Normal
21-0137007 | Equipment Failure/Involved | Overhead | Pole-Wood | Broken | 2021 | Tier 2 - Elevated | Distribution Circuit | 10 | 25 | 2021-10-25 | 1517697 | Sus | Y | EquipmentFailureInvolved¦Overhead¦PoleWood¦Broken
21-0137130 | Unknown Cause | Patrol - found nothing |  |  | 2021 | Tier 2 - Elevated | Distribution Circuit | 10 | 25 | 2021-10-25 | 1517573 | Sus | Y | UnknownCause¦Patrolfoundnothing¦¦
21-0137192 | Vegetation | Tree - fell into line | Pole-Wood | Broken | 2021 | Tier 2 - Elevated | Distribution Circuit | 10 | 25 | 2021-10-25 | 1517913 | Sus | Y | Vegetation¦Treefellintoline¦PoleWood¦Broken
21-0138395 | Vegetation | Tree - fell into line | Conductor, Overhead | Normal | 2021 | Tier 3 - Extreme | Distribution Circuit | 10 | 26 | 2021-10-26 | 1522269 | Sus | Y | Vegetation¦Treefellintoline¦ConductorOverhead¦Normal
21-0139447 | Vegetation | Tree - fell into line | Conductor, Overhead | Together | 2021 | Tier 2 - Elevated | Distribution Circuit | 10 | 28 | 2021-10-28 | 1524407 | Sus | Y | Vegetation¦Treefellintoline¦ConductorOverhead¦Together
21-0140389 | Vegetation | Tree - fell into line | Conductor, Overhead | Broken, wire on ground | 2021 | Tier 2 - Elevated | Distribution Circuit | 11 | 1 | 2021-11-01 | 1526799 | Sus | Y | Vegetation¦Treefellintoline¦ConductorOverhead¦Brokenwireonground
21-0141108 | Equipment Failure/Involved | Overhead | Other | Broken | 2021 | Tier 3 - Extreme | Distribution Circuit | 11 | 2 | 2021-11-02 | 1530591 | Sus | Y | EquipmentFailureInvolved¦Overhead¦Other¦Broken
21-0142246 | Company Initiated | Construction Activity/equip, company | Fuse | Failed/Faulted | 2021 | Tier 3 - Extreme | Distribution Circuit | 11 | 4 | 2021-11-04 | 1534895 | Sus | Y | CompanyInitiated¦ConstructionActivityequipcompany¦Fuse¦FailedFaulted
21-0144956 | Vegetation | Tree - fell into line | Conductor, Overhead | Broken | 2021 | Tier 3 - Extreme | Transformer only | 11 | 12 | 2021-11-12 | 1541032 | Sus | Y | Vegetation¦Treefellintoline¦ConductorOverhead¦Broken
21-0145224 | Unknown Cause | Patrol - found nothing |  |  | 2021 | Tier 2 - Elevated | Distribution Circuit | 11 | 13 | 2021-11-13 | 1542216 | Sus | Y | UnknownCause¦Patrolfoundnothing¦¦
21-0153608 | 3rd Party | Customer Equipment | Customer Equipment | Deteriorated | 2021 | Tier 3 - Extreme | Distribution Circuit | 12 | 1 | 2021-12-01 | 1557091 | Sus | N | 3rdParty¦CustomerEquipment¦CustomerEquipment¦Deteriorated
21-0157541 | Vegetation | Tree - fell into line | Conductor, Overhead | Broken, wire on ground | 2021 | Tier 3 - Extreme | Distribution Circuit | 12 | 13 | 2021-12-13 | 1567982 | Sus | N | Vegetation¦Treefellintoline¦ConductorOverhead¦Brokenwireonground
21-0158498 | Vegetation | Tree - fell into line | Conductor, Overhead | Together | 2021 | Tier 2 - Elevated | Distribution Circuit | 12 | 15 | 2021-12-15 | 1572937 | Sus | N | Vegetation¦Treefellintoline¦ConductorOverhead¦Together
21-0159508 | Equipment Failure/Involved | Overhead | Transformer (OH) | Failed/Faulted | 2021 | Tier 3 - Extreme | Transformer only | 12 | 17 | 2021-12-17 | 1576506 | Sus | N | EquipmentFailureInvolved¦Overhead¦Transformer(OH)¦FailedFaulted
21-0161149 | Vegetation | Tree - fell into line | Conductor, Overhead | Broken, wire on ground | 2021 | Tier 2 - Elevated | Distribution Circuit | 12 | 27 | 2021-12-27 | 1585919 | Sus | N | Vegetation¦Treefellintoline¦ConductorOverhead¦Brokenwireonground
21-0161961 | Unknown Cause | Patrol - found nothing |  |  | 2021 | Tier 2 - Elevated | Distribution Circuit | 12 | 30 | 2021-12-30 | 1589481 | Sus | N | UnknownCause¦Patrolfoundnothing¦¦
22-0005083 | Vegetation | Tree - fell into line | Conductor, Overhead | Normal | 2021 | Tier 3 - Extreme | Distribution Circuit | 12 | 27 | 2021-12-27 | 1591771 | Sus | N | Vegetation¦Treefellintoline¦ConductorOverhead¦Normal
22-0005987 | 3rd Party | Vehicle | Pole-Wood | Broken | 2022 | Tier 2 - Elevated | Distribution Circuit | 1 | 4 | 2022-01-04 | 1594957 | Sus | N | 3rdParty¦Vehicle¦PoleWood¦Broken
22-0006680 | Vegetation | Tree - fell into line | Crossarm, Wood | Broken, wire on ground | 2022 | Tier 2 - Elevated | Distribution Circuit | 1 | 6 | 2022-01-06 | 1596346 | Sus | N | Vegetation¦Treefellintoline¦CrossarmWood¦Brokenwireonground
22-0007327 | Vegetation | Tree - fell into line | Conductor, Overhead | Broken, wire on ground | 2021 | Tier 3 - Extreme | Distribution Circuit | 12 | 27 | 2021-12-27 | 1597293 | Sus | N | Vegetation¦Treefellintoline¦ConductorOverhead¦Brokenwireonground
22-0025573 | Equipment Failure/Involved | Overhead | Crossarm, Wood | Deteriorated | 2022 | Tier 2 - Elevated | Transformer only | 2 | 23 | 2022-02-23 | 1634708 | Sus | N | EquipmentFailureInvolved¦Overhead¦CrossarmWood¦Deteriorated
22-0037151 | Equipment Failure/Involved | Overhead | Conductor, Overhead | Broken, wire on ground | 2022 | Tier 3 - Extreme | Distribution Circuit | 3 | 22 | 2022-03-22 | 1653896 | Sus | N | EquipmentFailureInvolved¦Overhead¦ConductorOverhead¦Brokenwireonground
22-0037151 | Equipment Failure/Involved | Overhead | Conductor, Overhead | Broken, wire on ground | 2022 | Tier 3 - Extreme | Distribution Circuit | 3 | 22 | 2022-03-22 | 1653896 | Sus | N | EquipmentFailureInvolved¦Overhead¦ConductorOverhead¦Brokenwireonground
22-0056301 | Vegetation | Tree - branch fell on line | Conductor, Overhead | Broken, wire on ground | 2022 | Tier 3 - Extreme | Distribution Circuit | 4 | 29 | 2022-04-29 | 1684910 | Sus | N | Vegetation¦Treebranchfellonline¦ConductorOverhead¦Brokenwireonground
22-0061601 | Unknown Cause | Patrol - found nothing |  |  | 2022 | Tier 3 - Extreme | Distribution Circuit | 5 | 13 | 2022-05-13 | 1695116 | Sus | Y | UnknownCause¦Patrolfoundnothing¦¦
22-0062051 | Unknown Cause | Patrol - found nothing |  |  | 2022 | Tier 2 - Elevated | Distribution Circuit | 5 | 14 | 2022-05-14 | 1696050 | Sus | Y | UnknownCause¦Patrolfoundnothing¦¦
22-0067263 | Equipment Failure/Involved | Overhead | Transformer (OH) | Failed/Faulted | 2022 | Tier 2 - Elevated | Distribution Circuit | 5 | 26 | 2022-05-26 | 1712160 | Sus | Y | EquipmentFailureInvolved¦Overhead¦Transformer(OH)¦FailedFaulted
22-0068020 | 3rd Party | Vehicle | Pole-Wood | Broken, wire on object | 2022 | Tier 2 - Elevated | Distribution Circuit | 5 | 30 | 2022-05-30 | 1713865 | Sus | Y | 3rdParty¦Vehicle¦PoleWood¦Brokenwireonobject
22-0070282 | Unknown Cause | Patrol - found nothing |  |  | 2022 | Tier 2 - Elevated | Distribution Circuit | 6 | 5 | 2022-06-05 | 1719418 | Sus | Y | UnknownCause¦Patrolfoundnothing¦¦
22-0072519 | Unknown Cause | Patrol - found nothing |  |  | 2022 | Tier 2 - Elevated | Distribution Circuit | 6 | 10 | 2022-06-10 | 1726911 | Sus | Y | UnknownCause¦Patrolfoundnothing¦¦
22-0077221 | 3rd Party | Vehicle | Pole-Wood | Deteriorated | 2022 | Tier 3 - Extreme | Distribution Circuit | 6 | 22 | 2022-06-22 | 1738824 | Sus | Y | 3rdParty¦Vehicle¦PoleWood¦Deteriorated
22-0078737 | 3rd Party | Customer Equipment | Secondary | Broken | 2022 | Tier 2 - Elevated | Transformer only | 6 | 26 | 2022-06-26 | 1742599 | Sus | Y | 3rdParty¦CustomerEquipment¦Secondary¦Broken
22-0086715 | Equipment Failure/Involved | Overhead | Transformer (OH) | Failed/Faulted | 2022 | Tier 2 - Elevated | Transformer only | 7 | 18 | 2022-07-18 | 1759437 | Sus | Y | EquipmentFailureInvolved¦Overhead¦Transformer(OH)¦FailedFaulted
22-0091062 | Unknown Cause | Patrol - found nothing |  |  | 2022 | Tier 2 - Elevated | Distribution Circuit | 7 | 28 | 2022-07-28 | 1767680 | Sus | Y | UnknownCause¦Patrolfoundnothing¦¦
22-0097096 | Animal | Squirrel | Conductor, Overhead | Normal | 2022 | Tier 2 - Elevated | Distribution Circuit | 8 | 12 | 2022-08-12 | 1779854 | Sus | Y | Animal¦Squirrel¦ConductorOverhead¦Normal
22-0113490 | Unknown Cause | Patrol - found nothing |  |  | 2022 | Tier 3 - Extreme | Distribution Circuit | 9 | 21 | 2022-09-21 | 1818805 | Sus | Y | UnknownCause¦Patrolfoundnothing¦¦
22-0113967 | Environmental/External | Lightning | Transformer (OH) | Failed/Faulted | 2022 | Tier 2 - Elevated | Transformer only | 9 | 22 | 2022-09-22 | 1819398 | Sus | Y | EnvironmentalExternal¦Lightning¦Transformer(OH)¦FailedFaulted
22-0114427 | Equipment Failure/Involved | Overhead | Transformer (OH) | Leaking | 2022 | Tier 2 - Elevated | Transformer only | 9 | 23 | 2022-09-23 | 1820393 | Sus | Y | EquipmentFailureInvolved¦Overhead¦Transformer(OH)¦Leaking
22-0123081 | Vegetation | Tree - branch fell on line | Conductor, Overhead | Bent or Twisted | 2022 | Tier 3 - Extreme | Distribution Circuit | 10 | 20 | 2022-10-20 | 1841108 | Sus | Y | Vegetation¦Treebranchfellonline¦ConductorOverhead¦BentorTwisted
22-0123905 | Equipment Failure/Involved | Overhead | Pole-Wood | Broken | 2022 | Tier 3 - Extreme | Distribution Circuit | 10 | 22 | 2022-10-22 | 1842898 | Sus | Y | EquipmentFailureInvolved¦Overhead¦PoleWood¦Broken
22-0128392 | Vegetation | Tree - branch fell on line | Conductor, Overhead | On Ground | 2022 | Tier 3 - Extreme | Distribution Circuit | 11 | 7 | 2022-11-07 | 1855581 | Sus | Y | Vegetation¦Treebranchfellonline¦ConductorOverhead¦OnGround
22-0130394 | Equipment Failure/Involved | Overhead | Transformer (OH) | Failed/Faulted | 2022 | Tier 2 - Elevated | Transformer only | 11 | 11 | 2022-11-11 | 1860628 | Sus | Y | EquipmentFailureInvolved¦Overhead¦Transformer(OH)¦FailedFaulted
22-0131941 | Equipment Failure/Involved | Overhead | Pole-Wood | Deteriorated | 2022 | Tier 3 - Extreme | Distribution Circuit | 11 | 17 | 2022-11-17 | 1864460 | Sus | Y | EquipmentFailureInvolved¦Overhead¦PoleWood¦Deteriorated
22-0136628 | Unknown Cause | Patrol - found nothing |  |  | 2022 | Tier 2 - Elevated | Distribution Circuit | 12 | 5 | 2022-12-05 | 1876303 | Sus | N | UnknownCause¦Patrolfoundnothing¦¦
22-0138200 | Unknown Cause | Patrol - found nothing |  |  | 2022 | Tier 2 - Elevated | Distribution Circuit | 12 | 10 | 2022-12-10 | 1880474 | Sus | N | UnknownCause¦Patrolfoundnothing¦¦
22-0138653 | Unknown Cause | Patrol - found nothing |  |  | 2022 | Tier 3 - Extreme | Distribution Circuit | 12 | 10 | 2022-12-10 | 1883343 | Sus | N | UnknownCause¦Patrolfoundnothing¦¦
22-0138907 | Environmental/External | Ice or snow | Conductor, Overhead | Normal | 2022 | Tier 2 - Elevated | Distribution Circuit | 12 | 11 | 2022-12-11 | 1885753 | Sus | N | EnvironmentalExternal¦Iceorsnow¦ConductorOverhead¦Normal
22-0139025 | Environmental/External | Ice or snow | Crossarm, Wood | Broken | 2022 | Tier 2 - Elevated | Distribution Circuit | 12 | 11 | 2022-12-11 | 1886190 | Sus | N | EnvironmentalExternal¦Iceorsnow¦CrossarmWood¦Broken
22-0139110 | Vegetation | Tree - fell into line | Conductor, Overhead | Broken, wire on ground | 2022 | Tier 3 - Extreme | Distribution Circuit | 12 | 11 | 2022-12-11 | 1886556 | Sus | N | Vegetation¦Treefellintoline¦ConductorOverhead¦Brokenwireonground
22-0139283 | Equipment Failure/Involved | Overhead | Recloser | Malfunctioning | 2022 | Tier 3 - Extreme | Distribution Circuit | 12 | 12 | 2022-12-12 | 1887413 | Sus | N | EquipmentFailureInvolved¦Overhead¦Recloser¦Malfunctioning
22-0140455 | Equipment Failure/Involved | Overhead | Transformer (OH) | Failed/Faulted | 2022 | Tier 2 - Elevated | Transformer only | 12 | 17 | 2022-12-17 | 1891555 | Sus | N | EquipmentFailureInvolved¦Overhead¦Transformer(OH)¦FailedFaulted
22-0141519 | Unknown Cause | Patrol - found nothing |  |  | 2022 | Tier 3 - Extreme | Distribution Circuit | 12 | 27 | 2022-12-27 | 1898024 | Sus | N | UnknownCause¦Patrolfoundnothing¦¦
22-0141883 | Animal | Bird found | Conductor, Overhead | Normal | 2022 | Tier 2 - Elevated | Distribution Circuit | 12 | 28 | 2022-12-28 | 1900111 | Sus | N | Animal¦Birdfound¦ConductorOverhead¦Normal
22-0142042 | Unknown Cause | Patrol - found nothing |  |  | 2022 | Tier 2 - Elevated | Transformer only | 12 | 29 | 2022-12-29 | 1901100 | Sus | N | UnknownCause¦Patrolfoundnothing¦¦
22-0142321 | Vegetation | Tree - fell into line | Conductor, Overhead | Contaminated | 2022 | Tier 2 - Elevated | Distribution Circuit | 12 | 30 | 2022-12-30 | 1902734 | Sus | N | Vegetation¦Treefellintoline¦ConductorOverhead¦Contaminated
22-0142535 | Vegetation | Tree - branch fell on line | Conductor, Overhead | Normal | 2022 | Tier 3 - Extreme | Distribution Circuit | 12 | 30 | 2022-12-30 | 1902817 | Sus | N | Vegetation¦Treebranchfellonline¦ConductorOverhead¦Normal
22-0142633 | Vegetation | Tree - fell into line | Conductor, Overhead | Broken, wire on ground | 2022 | Tier 2 - Elevated | Distribution Circuit | 12 | 31 | 2022-12-31 | 1904704 | Sus | N | Vegetation¦Treefellintoline¦ConductorOverhead¦Brokenwireonground
22-0142929 | Unknown Cause | Patrol - not conducted |  |  | 2022 | Tier 3 - Extreme | Distribution Circuit | 12 | 31 | 2022-12-31 | 1907096 | Sus | N | UnknownCause¦Patrolnotconducted¦¦
23-0004537 | Unknown Cause | Patrol - found nothing |  |  | 2022 | Tier 3 - Extreme | Distribution Circuit | 12 | 31 | 2022-12-31 | 1904169 | Sus | N | UnknownCause¦Patrolfoundnothing¦¦
15-0011090 | Vegetation | Tree - fell into line | Conductor, Overhead | Broken, wire on ground | 2015 | Tier 2 - Elevated | Distribution Circuit | 2 | 7 | 2015-02-07 | 1180469 | Sus | N | Vegetation¦Treefellintoline¦ConductorOverhead¦Brokenwireonground
15-0012230 | Vegetation | Tree - fell into line | Conductor, Overhead | Normal | 2015 | Tier 3 - Extreme | Distribution Circuit | 2 | 8 | 2015-02-08 | 1186516 | Sus | N | Vegetation¦Treefellintoline¦ConductorOverhead¦Normal
15-0014711 | 3rd Party | Metallic Balloon | Fuse | Failed/Faulted | 2015 | Tier 2 - Elevated | Distribution Circuit | 2 | 20 | 2015-02-20 | 1193343 | Sus | N | 3rdParty¦MetallicBalloon¦Fuse¦FailedFaulted
15-0016010 | Equipment Failure/Involved | Other | Customer Equipment | Burned/flashed | 2015 | Tier 3 - Extreme | Distribution Circuit | 2 | 26 | 2015-02-26 | 1196329 | Sus | N | EquipmentFailureInvolved¦Other¦CustomerEquipment¦Burnedflashed
15-0016376 | Equipment Failure/Involved | Lightning | Transformer | Failed/Faulted | 2015 | Tier 3 - Extreme | Transformer only | 2 | 28 | 2015-02-28 | 1197218 | Sus | N | EquipmentFailureInvolved¦Lightning¦Transformer¦FailedFaulted
15-0029114 | Equipment Failure/Involved | Other | Cutout, fuse holder | Broken | 2015 | Tier 2 - Elevated | Distribution Circuit | 4 | 23 | 2015-04-23 | 1224041 | Sus | N | EquipmentFailureInvolved¦Other¦Cutoutfuseholder¦Broken
15-0032473 | Vegetation | Tree - fell into line | Conductor, Overhead | Normal | 2015 | Tier 2 - Elevated | Distribution Circuit | 5 | 7 | 2015-05-07 | 1230711 | Sus | Y | Vegetation¦Treefellintoline¦ConductorOverhead¦Normal
15-0044306 | Equipment Failure/Involved | Overhead | Cutout, fuse holder | Broken | 2015 | Tier 2 - Elevated | Distribution Circuit | 6 | 30 | 2015-06-30 | 1259430 | Sus | Y | EquipmentFailureInvolved¦Overhead¦Cutoutfuseholder¦Broken
15-0045402 | Vegetation | Tree - fell into line | Secondary | Broken, wire on ground | 2015 | Tier 2 - Elevated | Distribution Circuit | 7 | 3 | 2015-07-03 | 1262501 | Sus | Y | Vegetation¦Treefellintoline¦Secondary¦Brokenwireonground
15-0049824 | Environmental/External | Lightning | Transformer | Burned/flashed | 2015 | Tier 3 - Extreme | Transformer only | 7 | 22 | 2015-07-22 | 1275199 | Sus | Y | EnvironmentalExternal¦Lightning¦Transformer¦Burnedflashed
15-0050433 | Vegetation | Tree - fell into line | Secondary | Broken, wire on ground | 2015 | Tier 3 - Extreme | Transformer only | 7 | 24 | 2015-07-24 | 1276816 | Sus | Y | Vegetation¦Treefellintoline¦Secondary¦Brokenwireonground
15-0050517 | Equipment Failure/Involved | Overhead | Transformer | Failed/Faulted | 2015 | Tier 3 - Extreme | Transformer only | 7 | 25 | 2015-07-25 | 1277307 | Sus | Y | EquipmentFailureInvolved¦Overhead¦Transformer¦FailedFaulted
15-0052085 | Unknown Cause | Patrol - found nothing |  |  | 2015 | Tier 2 - Elevated | Distribution Circuit | 8 | 1 | 2015-08-01 | 1281215 | Sus | Y | UnknownCause¦Patrolfoundnothing¦¦
15-0054927 | Unknown Cause | Patrol - found nothing |  |  | 2015 | Tier 3 - Extreme | Distribution Circuit | 8 | 13 | 2015-08-13 | 1288053 | Sus | Y | UnknownCause¦Patrolfoundnothing¦¦
15-0057196 | Equipment Failure/Involved | Overhead | Transformer | Failed/Faulted | 2015 | Tier 2 - Elevated | Transformer only | 8 | 25 | 2015-08-25 | 1294263 | Sus | Y | EquipmentFailureInvolved¦Overhead¦Transformer¦FailedFaulted
15-0058023 | Equipment Failure/Involved | Overhead | Cutout, fuse holder | Broken | 2015 | Tier 2 - Elevated | Distribution Circuit | 8 | 28 | 2015-08-28 | 1296174 | Sus | Y | EquipmentFailureInvolved¦Overhead¦Cutoutfuseholder¦Broken
15-0058119 | Equipment Failure/Involved | Overhead | Transformer (OH) | Broken | 2015 | Tier 3 - Extreme | Transformer only | 8 | 28 | 2015-08-28 | 1296549 | Sus | Y | EquipmentFailureInvolved¦Overhead¦Transformer(OH)¦Broken
15-0060957 | Vegetation | Tree - fell into line | Pole-Wood | Broken | 2015 | Tier 3 - Extreme | Transformer only | 9 | 12 | 2015-09-12 | 1304338 | Sus | Y | Vegetation¦Treefellintoline¦PoleWood¦Broken
15-0061551 | Environmental/External | Fire, Forest/Grass | Pole-Wood | Burned/flashed | 2015 | Tier 3 - Extreme | Distribution Circuit | 9 | 9 | 2015-09-09 | 1306396 | Sus | Y | EnvironmentalExternal¦FireForestGrass¦PoleWood¦Burnedflashed
15-0069107 | Unknown Cause | Patrol - found nothing |  |  | 2015 | Tier 2 - Elevated | Distribution Circuit | 10 | 9 | 2015-10-09 | 1319039 | Sus | Y | UnknownCause¦Patrolfoundnothing¦¦
15-0071502 | Unknown Cause | Patrol - not conducted |  |  | 2015 | Tier 3 - Extreme | Distribution Circuit | 10 | 18 | 2015-10-18 | 1325217 | Sus | Y | UnknownCause¦Patrolnotconducted¦¦
15-0075603 | Equipment Failure/Involved | Overhead | Transformer | Failed/Faulted | 2015 | Tier 3 - Extreme | Transformer only | 11 | 4 | 2015-11-04 | 1335216 | Sus | Y | EquipmentFailureInvolved¦Overhead¦Transformer¦FailedFaulted
15-0083621 | Unknown Cause | Patrol - found nothing |  |  | 2015 | Tier 3 - Extreme | Distribution Circuit | 12 | 9 | 2015-12-09 | 1356224 | Sus | N | UnknownCause¦Patrolfoundnothing¦¦
15-0084990 | Vegetation | Tree - branch fell on line | Conductor, Overhead | Normal | 2015 | Tier 3 - Extreme | Distribution Circuit | 12 | 13 | 2015-12-13 | 1361154 | Sus | N | Vegetation¦Treebranchfellonline¦ConductorOverhead¦Normal
15-0086614 | Vegetation | Tree - fell into line | Conductor, Overhead | Broken | 2015 | Tier 2 - Elevated | Distribution Circuit | 12 | 21 | 2015-12-21 | 1368355 | Sus | N | Vegetation¦Treefellintoline¦ConductorOverhead¦Broken
15-0086724 | Vegetation | Tree - fell into line | Conductor, Overhead | Normal | 2015 | Tier 2 - Elevated | Distribution Circuit | 12 | 22 | 2015-12-22 | 1368981 | Sus | N | Vegetation¦Treefellintoline¦ConductorOverhead¦Normal
15-0087514 | Vegetation | Tree - fell into line | Conductor, Overhead | Normal | 2015 | Tier 2 - Elevated | Distribution Circuit | 12 | 26 | 2015-12-26 | 1372221 | Sus | N | Vegetation¦Treefellintoline¦ConductorOverhead¦Normal
16-0005060 | Vegetation | Tree - fell into line | Conductor, Overhead | Normal | 2016 | Tier 3 - Extreme | Distribution Circuit | 1 | 13 | 2016-01-13 | 1382811 | Sus | N | Vegetation¦Treefellintoline¦ConductorOverhead¦Normal
16-0005917 | Unknown Cause | Patrol - found nothing |  |  | 2016 | Tier 2 - Elevated | Distribution Circuit | 1 | 17 | 2016-01-17 | 1385576 | Sus | N | UnknownCause¦Patrolfoundnothing¦¦
16-0006079 | Equipment Failure/Involved | Underground | Other | Broken | 2016 | Tier 2 - Elevated | Transformer only | 1 | 18 | 2016-01-18 | 1386184 | Sus | N | EquipmentFailureInvolved¦Underground¦Other¦Broken
16-0007778 | Equipment Failure/Involved | Overhead | Connector or Splice (OH) | Broken, wire on ground | 2016 | Tier 2 - Elevated | Distribution Circuit | 1 | 23 | 2016-01-23 | 1390889 | Sus | N | EquipmentFailureInvolved¦Overhead¦ConnectororSplice(OH)¦Brokenwireonground
16-0014002 | Unknown Cause | Patrol - found nothing |  |  | 2016 | Tier 2 - Elevated | Distribution Circuit | 2 | 18 | 2016-02-18 | 1408885 | Sus | N | UnknownCause¦Patrolfoundnothing¦¦
16-0014308 | Unknown Cause | Patrol - found nothing |  |  | 2016 | Tier 2 - Elevated | Distribution Circuit | 2 | 19 | 2016-02-19 | 1409507 | Sus | N | UnknownCause¦Patrolfoundnothing¦¦
16-0018493 | Vegetation | Tree - fell into line | Conductor, Overhead | Normal | 2016 | Tier 2 - Elevated | Distribution Circuit | 3 | 6 | 2016-03-06 | 1422348 | Sus | N | Vegetation¦Treefellintoline¦ConductorOverhead¦Normal
16-0032820 | Vegetation | Tree - fell into line | Conductor, Overhead | Broken, wire on ground | 2016 | Tier 2 - Elevated | Distribution Circuit | 4 | 30 | 2016-04-30 | 1461941 | Sus | N | Vegetation¦Treefellintoline¦ConductorOverhead¦Brokenwireonground
16-0034308 | Environmental/External | Lightning |  | Failed/Faulted | 2016 | Tier 2 - Elevated | Transformer only | 5 | 6 | 2016-05-06 | 1465647 | Sus | Y | EnvironmentalExternal¦Lightning¦¦FailedFaulted
16-0038721 | Environmental/External | Lightning | Transformer (OH) | Failed/Faulted | 2016 | Tier 2 - Elevated | Transformer only | 5 | 26 | 2016-05-26 | 1477578 | Sus | Y | EnvironmentalExternal¦Lightning¦Transformer(OH)¦FailedFaulted
16-0040206 | Vegetation | Tree - fell into line | Conductor, Overhead | Broken, wire on ground | 2016 | Tier 3 - Extreme | Distribution Circuit | 6 | 1 | 2016-06-01 | 1480679 | Sus | Y | Vegetation¦Treefellintoline¦ConductorOverhead¦Brokenwireonground
16-0050411 | Vegetation | Tree - branch fell on line | Other | Broken | 2016 | Tier 2 - Elevated | Transformer only | 7 | 16 | 2016-07-16 | 1511293 | Sus | Y | Vegetation¦Treebranchfellonline¦Other¦Broken
16-0052498 | Unknown Cause | Patrol - found nothing |  |  | 2016 | Tier 3 - Extreme | Transformer only | 7 | 26 | 2016-07-26 | 1516058 | Sus | Y | UnknownCause¦Patrolfoundnothing¦¦
16-0054977 | Equipment Failure/Involved | Overhead | Pole-Wood | Broken | 2016 | Tier 2 - Elevated | Distribution Circuit | 8 | 4 | 2016-08-04 | 1521349 | Sus | Y | EquipmentFailureInvolved¦Overhead¦PoleWood¦Broken
16-0059980 | 3rd Party | Tree - cutting, 3rd party | Conductor, Overhead | Broken, wire on ground | 2016 | Tier 3 - Extreme | Distribution Circuit | 8 | 25 | 2016-08-25 | 1532089 | Sus | Y | 3rdParty¦Treecutting3rdparty¦ConductorOverhead¦Brokenwireonground
16-0060903 | 3rd Party | Vehicle | Pole-Wood | Broken | 2016 | Tier 3 - Extreme | Distribution Circuit | 8 | 30 | 2016-08-30 | 1534116 | Sus | Y | 3rdParty¦Vehicle¦PoleWood¦Broken
16-0064809 | Equipment Failure/Involved | Overhead | Connector or Splice (OH) | Broken, wire on ground | 2016 | Tier 2 - Elevated | Distribution Circuit | 9 | 15 | 2016-09-15 | 1541982 | Sus | Y | EquipmentFailureInvolved¦Overhead¦ConnectororSplice(OH)¦Brokenwireonground
16-0069075 | Environmental/External | Lightning | Transformer (OH) | Broken | 2016 | Tier 2 - Elevated | Transformer only | 10 | 2 | 2016-10-02 | 1551623 | Sus | Y | EnvironmentalExternal¦Lightning¦Transformer(OH)¦Broken
16-0072801 | Equipment Failure/Involved | Overhead | Transformer | Failed/Faulted | 2016 | Tier 2 - Elevated | Transformer only | 10 | 16 | 2016-10-16 | 1562299 | Sus | Y | EquipmentFailureInvolved¦Overhead¦Transformer¦FailedFaulted
16-0072816 | Unknown Cause | Patrol - found nothing |  |  | 2016 | Tier 3 - Extreme | Distribution Circuit | 10 | 16 | 2016-10-16 | 1562263 | Sus | Y | UnknownCause¦Patrolfoundnothing¦¦
16-0073104 | Unknown Cause | Patrol - found nothing |  |  | 2016 | Tier 3 - Extreme | Distribution Circuit | 10 | 16 | 2016-10-16 | 1563681 | Sus | Y | UnknownCause¦Patrolfoundnothing¦¦
16-0073178 | Vegetation | Tree - fell into line | Conductor, Overhead | Broken, wire on ground | 2016 | Tier 3 - Extreme | Distribution Circuit | 10 | 17 | 2016-10-17 | 1564019 | Sus | Y | Vegetation¦Treefellintoline¦ConductorOverhead¦Brokenwireonground
16-0079346 | Equipment Failure/Involved | Underground | Secondary | Broken | 2016 | Tier 2 - Elevated | Transformer only | 11 | 11 | 2016-11-11 | 1579670 | Sus | Y | EquipmentFailureInvolved¦Underground¦Secondary¦Broken
16-0081049 | Vegetation | Tree - branch fell on line | Conductor, Overhead | On Ground | 2016 | Tier 3 - Extreme | Distribution Circuit | 11 | 19 | 2016-11-19 | 1584676 | Sus | Y | Vegetation¦Treebranchfellonline¦ConductorOverhead¦OnGround
16-0081155 | Vegetation | Tree - fell into line | Conductor, Overhead | Broken, wire on ground | 2016 | Tier 3 - Extreme | Distribution Circuit | 11 | 19 | 2016-11-19 | 1585273 | Sus | Y | Vegetation¦Treefellintoline¦ConductorOverhead¦Brokenwireonground
16-0082550 | Animal | Bird found | Fuse | Failed/Faulted | 2016 | Tier 2 - Elevated | Distribution Circuit | 11 | 28 | 2016-11-28 | 1590244 | Sus | Y | Animal¦Birdfound¦Fuse¦FailedFaulted
16-0084425 | Equipment Failure/Involved | Overhead | Transformer | Failed/Faulted | 2016 | Tier 2 - Elevated | Transformer only | 12 | 7 | 2016-12-07 | 1596319 | Sus | N | EquipmentFailureInvolved¦Overhead¦Transformer¦FailedFaulted
16-0085789 | Vegetation | Tree - branch fell on line | Transformer | Broken, wire on ground | 2016 | Tier 3 - Extreme | Transformer only | 12 | 15 | 2016-12-15 | 1602996 | Sus | N | Vegetation¦Treebranchfellonline¦Transformer¦Brokenwireonground
16-0086256 | Unknown Cause | Patrol - found nothing |  |  | 2016 | Tier 3 - Extreme | Distribution Circuit | 12 | 18 | 2016-12-18 | 1606341 | Sus | N | UnknownCause¦Patrolfoundnothing¦¦
17-0004531 | Vegetation | Tree - fell into line | Conductor, Overhead | Normal | 2017 | Tier 3 - Extreme | Distribution Circuit | 1 | 7 | 2017-01-07 | 1620792 | Sus | N | Vegetation¦Treefellintoline¦ConductorOverhead¦Normal
17-0005721 | Vegetation | Tree - fell into line | Transformer | Leaking | 2017 | Tier 3 - Extreme | Transformer only | 1 | 8 | 2017-01-08 | 1628863 | Sus | N | Vegetation¦Treefellintoline¦Transformer¦Leaking
17-0006176 | Unknown Cause | Patrol - found nothing |  |  | 2017 | Tier 3 - Extreme | Transformer only | 1 | 9 | 2017-01-09 | 1631390 | Sus | N | UnknownCause¦Patrolfoundnothing¦¦
17-0008493 | Environmental/External | Flood/Erosion | Conductor, Overhead | Normal | 2017 | Tier 3 - Extreme | Distribution Circuit | 1 | 12 | 2017-01-12 | 1641769 | Sus | N | EnvironmentalExternal¦FloodErosion¦ConductorOverhead¦Normal
17-0008517 | Equipment Failure/Involved | Overhead | Transformer | Failed/Faulted | 2017 | Tier 2 - Elevated | Transformer only | 1 | 12 | 2017-01-12 | 1641581 | Sus | N | EquipmentFailureInvolved¦Overhead¦Transformer¦FailedFaulted
17-0009371 | 3rd Party | Vehicle | Transformer (UG) | Broken | 2017 | Tier 2 - Elevated | Distribution Circuit | 1 | 16 | 2017-01-16 | 1644314 | Sus | N | 3rdParty¦Vehicle¦Transformer(UG)¦Broken
17-0009930 | Equipment Failure/Involved | Overhead | Conductor, Overhead | Broken, wire on ground | 2017 | Tier 2 - Elevated | Distribution Circuit | 1 | 18 | 2017-01-18 | 1646050 | Sus | N | EquipmentFailureInvolved¦Overhead¦ConductorOverhead¦Brokenwireonground
17-0012020 | Vegetation | Tree - fell into line | Transformer (OH) | Broken | 2017 | Tier 3 - Extreme | Distribution Circuit | 1 | 21 | 2017-01-21 | 1656103 | Sus | N | Vegetation¦Treefellintoline¦Transformer(OH)¦Broken
17-0012150 | Vegetation | Tree - fell into line | Conductor, Overhead | Broken, wire on ground | 2017 | Tier 3 - Extreme | Distribution Circuit | 1 | 21 | 2017-01-21 | 1656404 | Sus | N | Vegetation¦Treefellintoline¦ConductorOverhead¦Brokenwireonground
17-0013063 | Vegetation | Tree - branch fell on line | Fuse | Failed/Faulted | 2017 | Tier 3 - Extreme | Distribution Circuit | 1 | 21 | 2017-01-21 | 1657098 | Sus | N | Vegetation¦Treebranchfellonline¦Fuse¦FailedFaulted
17-0013963 | Unknown Cause | Patrol - found nothing |  |  | 2017 | Tier 3 - Extreme | Distribution Circuit | 1 | 23 | 2017-01-23 | 1663640 | Sus | N | UnknownCause¦Patrolfoundnothing¦¦
17-0014224 | Equipment Failure/Involved | Underground | Conductor, Underground | Deteriorated | 2017 | Tier 2 - Elevated | Distribution Circuit | 1 | 23 | 2017-01-23 | 1664825 | Sus | N | EquipmentFailureInvolved¦Underground¦ConductorUnderground¦Deteriorated
17-0015418 | Unknown Cause | Patrol - not conducted |  |  | 2017 | Tier 2 - Elevated | Distribution Circuit | 1 | 26 | 2017-01-26 | 1668187 | Sus | N | UnknownCause¦Patrolnotconducted¦¦
17-0018818 | Equipment Failure/Involved | Underground | Transformer (UG) | Broken | 2017 | Tier 2 - Elevated | Distribution Circuit | 2 | 7 | 2017-02-07 | 1681131 | Sus | N | EquipmentFailureInvolved¦Underground¦Transformer(UG)¦Broken
17-0020018 | Equipment Failure/Involved | Overhead | Jumper | Broken | 2017 | Tier 2 - Elevated | Distribution Circuit | 2 | 10 | 2017-02-10 | 1685419 | Sus | N | EquipmentFailureInvolved¦Overhead¦Jumper¦Broken
17-0020420 | Vegetation | Tree - branch fell on line | Conductor, Overhead | Normal | 2017 | Tier 3 - Extreme | Distribution Circuit | 2 | 12 | 2017-02-12 | 1686499 | Sus | N | Vegetation¦Treebranchfellonline¦ConductorOverhead¦Normal
17-0020420 | Vegetation | Tree - branch fell on line | Conductor, Overhead | Normal | 2017 | Tier 3 - Extreme | Distribution Circuit | 2 | 12 | 2017-02-12 | 1686499 | Sus | N | Vegetation¦Treebranchfellonline¦ConductorOverhead¦Normal
17-0020910 | Vegetation | Tree - fell into line | Conductor, Overhead | Burned/flashed | 2017 | Tier 2 - Elevated | Distribution Circuit | 2 | 14 | 2017-02-14 | 1688169 | Sus | N | Vegetation¦Treefellintoline¦ConductorOverhead¦Burnedflashed
17-0022923 | Vegetation | Tree - fell into line | Conductor, Overhead | Broken, wire on ground | 2017 | Tier 3 - Extreme | Distribution Circuit | 2 | 18 | 2017-02-18 | 1699027 | Sus | N | Vegetation¦Treefellintoline¦ConductorOverhead¦Brokenwireonground
17-0023027 | Vegetation | Tree - fell into line | Conductor, Overhead | Together | 2017 | Tier 3 - Extreme | Distribution Circuit | 2 | 18 | 2017-02-18 | 1699714 | Sus | N | Vegetation¦Treefellintoline¦ConductorOverhead¦Together
17-0023212 | Vegetation | Tree - fell into line | Conductor, Overhead | Broken, wire on ground | 2017 | Tier 2 - Elevated | Distribution Circuit | 2 | 18 | 2017-02-18 | 1700097 | Sus | N | Vegetation¦Treefellintoline¦ConductorOverhead¦Brokenwireonground
17-0026403 | Vegetation | Tree - fell into line | Conductor, Overhead | Normal | 2017 | Tier 3 - Extreme | Distribution Circuit | 2 | 24 | 2017-02-24 | 1712846 | Sus | N | Vegetation¦Treefellintoline¦ConductorOverhead¦Normal
17-0028692 | Vegetation | Tree - fell into line | Conductor, Overhead | Normal | 2017 | Tier 3 - Extreme | Distribution Circuit | 3 | 6 | 2017-03-06 | 1720864 | Sus | N | Vegetation¦Treefellintoline¦ConductorOverhead¦Normal
17-0030977 | Animal | Bird found | Conductor, Overhead | Normal | 2017 | Tier 3 - Extreme | Distribution Circuit | 3 | 15 | 2017-03-15 | 1727691 | Sus | N | Animal¦Birdfound¦ConductorOverhead¦Normal
17-0035279 | Vegetation | Tree - fell into line | Crossarm, Wood | Broken | 2017 | Tier 2 - Elevated | Distribution Circuit | 3 | 30 | 2017-03-30 | 1740097 | Sus | N | Vegetation¦Treefellintoline¦CrossarmWood¦Broken
17-0036010 | Animal | Bird found | Conductor, Overhead | Normal | 2017 | Tier 3 - Extreme | Distribution Circuit | 4 | 3 | 2017-04-03 | 1742654 | Sus | N | Animal¦Birdfound¦ConductorOverhead¦Normal
17-0038040 | Equipment Failure/Involved | Overhead | Transformer (OH) | Failed/Faulted | 2017 | Tier 3 - Extreme | Transformer only | 4 | 7 | 2017-04-07 | 1750728 | Sus | N | EquipmentFailureInvolved¦Overhead¦Transformer(OH)¦FailedFaulted
17-0038933 | Equipment Failure/Involved | Overhead | Conductor, Overhead | Broken, wire on ground | 2017 | Tier 2 - Elevated | Distribution Circuit | 4 | 10 | 2017-04-10 | 1754567 | Sus | N | EquipmentFailureInvolved¦Overhead¦ConductorOverhead¦Brokenwireonground
17-0040096 | Unknown Cause | Patrol - not conducted |  |  | 2017 | Tier 2 - Elevated | Distribution Circuit | 4 | 13 | 2017-04-13 | 1757321 | Sus | N | UnknownCause¦Patrolnotconducted¦¦
17-0041451 | 3rd Party | Tree - cutting, 3rd party | Conductor, Overhead | Normal | 2017 | Tier 2 - Elevated | Distribution Circuit | 4 | 19 | 2017-04-19 | 1761154 | Sus | N | 3rdParty¦Treecutting3rdparty¦ConductorOverhead¦Normal
17-0043893 | Vegetation | Tree - branch fell on line | Conductor, Overhead | Broken, wire on ground | 2017 | Tier 2 - Elevated | Distribution Circuit | 4 | 29 | 2017-04-29 | 1770385 | Sus | N | Vegetation¦Treebranchfellonline¦ConductorOverhead¦Brokenwireonground
17-0045807 | Unknown Cause | Patrol - found nothing |  |  | 2017 | Tier 2 - Elevated | Distribution Circuit | 5 | 6 | 2017-05-06 | 1776248 | Sus | Y | UnknownCause¦Patrolfoundnothing¦¦
17-0049480 | Equipment Failure/Involved | Overhead | Transformer | Failed/Faulted | 2017 | Tier 2 - Elevated | Transformer only | 5 | 21 | 2017-05-21 | 1786899 | Sus | Y | EquipmentFailureInvolved¦Overhead¦Transformer¦FailedFaulted
17-0050820 | Unknown Cause | Patrol - not conducted |  |  | 2017 | Tier 2 - Elevated | Distribution Circuit | 5 | 25 | 2017-05-25 | 1790850 | Sus | Y | UnknownCause¦Patrolnotconducted¦¦
17-0051359 | Equipment Failure/Involved | Overhead | Insulator | Broken, wire on ground | 2017 | Tier 2 - Elevated | Distribution Circuit | 5 | 29 | 2017-05-29 | 1792824 | Sus | Y | EquipmentFailureInvolved¦Overhead¦Insulator¦Brokenwireonground
17-0052752 | Vegetation | Tree - branch fell on line | Conductor, Overhead | Normal | 2017 | Tier 3 - Extreme | Distribution Circuit | 6 | 5 | 2017-06-05 | 1797112 | Sus | Y | Vegetation¦Treebranchfellonline¦ConductorOverhead¦Normal
17-0052894 | Unknown Cause | Patrol - found nothing |  |  | 2017 | Tier 3 - Extreme | Distribution Circuit | 6 | 5 | 2017-06-05 | 1797635 | Sus | Y | UnknownCause¦Patrolfoundnothing¦¦
17-0052925 | Animal | Other | Pole-Wood | Broken | 2017 | Tier 3 - Extreme | Distribution Circuit | 6 | 6 | 2017-06-06 | 1797721 | Sus | Y | Animal¦Other¦PoleWood¦Broken
17-0054431 | Unknown Cause | Patrol - found nothing |  |  | 2017 | Tier 3 - Extreme | Distribution Circuit | 6 | 12 | 2017-06-12 | 1802321 | Sus | Y | UnknownCause¦Patrolfoundnothing¦¦
17-0056672 | Equipment Failure/Involved | Overhead | Transformer | Broken | 2017 | Tier 2 - Elevated | Transformer only | 6 | 19 | 2017-06-19 | 1810631 | Sus | Y | EquipmentFailureInvolved¦Overhead¦Transformer¦Broken
17-0058474 | Unknown Cause | Patrol - found nothing |  |  | 2017 | Tier 3 - Extreme | Distribution Circuit | 6 | 25 | 2017-06-25 | 1817806 | Sus | Y | UnknownCause¦Patrolfoundnothing¦¦
17-0058746 | Unknown Cause | Patrol - found nothing |  |  | 2017 | Tier 2 - Elevated | Distribution Circuit | 6 | 26 | 2017-06-26 | 1818637 | Sus | Y | UnknownCause¦Patrolfoundnothing¦¦
17-0060560 | 3rd Party | Vehicle | Anchor or Guy | Normal | 2017 | Tier 2 - Elevated | Distribution Circuit | 7 | 5 | 2017-07-05 | 1823843 | Sus | Y | 3rdParty¦Vehicle¦AnchororGuy¦Normal
17-0061810 | Unknown Cause | Patrol - found nothing |  |  | 2017 | Tier 2 - Elevated | Distribution Circuit | 7 | 10 | 2017-07-10 | 1828340 | Sus | Y | UnknownCause¦Patrolfoundnothing¦¦
17-0063968 | Vegetation | Tree - branch fell on line | Conductor, Overhead | Normal | 2017 | Tier 3 - Extreme | Distribution Circuit | 7 | 19 | 2017-07-19 | 1835760 | Sus | Y | Vegetation¦Treebranchfellonline¦ConductorOverhead¦Normal
17-0071583 | Equipment Failure/Involved | Overhead | Crossarm, Wood | Broken | 2017 | Tier 2 - Elevated | Distribution Circuit | 8 | 20 | 2017-08-20 | 1855751 | Sus | Y | EquipmentFailureInvolved¦Overhead¦CrossarmWood¦Broken
17-0073974 | Equipment Failure/Involved | Overhead | Transformer (OH) | Broken | 2017 | Tier 2 - Elevated | Transformer only | 8 | 29 | 2017-08-29 | 1862881 | Sus | Y | EquipmentFailureInvolved¦Overhead¦Transformer(OH)¦Broken
17-0075244 | Unknown Cause | Patrol - found nothing |  |  | 2017 | Tier 2 - Elevated | Distribution Circuit | 9 | 2 | 2017-09-02 | 1866862 | Sus | Y | UnknownCause¦Patrolfoundnothing¦¦
17-0075868 | Unknown Cause | Patrol - found nothing |  |  | 2017 | Tier 2 - Elevated | Distribution Circuit | 9 | 4 | 2017-09-04 | 1869885 | Sus | Y | UnknownCause¦Patrolfoundnothing¦¦
17-0086114 | Animal | Squirrel | Fuse | Failed/Faulted | 2017 | Tier 2 - Elevated | Distribution Circuit | 10 | 10 | 2017-10-10 | 1897727 | Sus | Y | Animal¦Squirrel¦Fuse¦FailedFaulted
17-0086282 | Equipment Failure/Involved | Overhead | Conductor, Overhead | Broken, wire on ground | 2017 | Tier 3 - Extreme | Distribution Circuit | 10 | 11 | 2017-10-11 | 1898220 | Sus | Y | EquipmentFailureInvolved¦Overhead¦ConductorOverhead¦Brokenwireonground
17-0087147 | Equipment Failure/Involved | Overhead | Conductor, Overhead | Broken, wire on ground | 2017 | Tier 3 - Extreme | Distribution Circuit | 10 | 8 | 2017-10-08 | 1900167 | Sus | Y | EquipmentFailureInvolved¦Overhead¦ConductorOverhead¦Brokenwireonground
17-0087596 | Environmental/External | Fire, Forest/Grass | Pole-Wood | Burned/flashed | 2017 | Tier 2 - Elevated | Distribution Circuit | 10 | 9 | 2017-10-09 | 1901483 | Sus | Y | EnvironmentalExternal¦FireForestGrass¦PoleWood¦Burnedflashed
17-0088876 | Equipment Failure/Involved | Overhead | Conductor, Overhead | Broken, wire on ground | 2017 | Tier 2 - Elevated | Distribution Circuit | 10 | 20 | 2017-10-20 | 1905134 | Sus | Y | EquipmentFailureInvolved¦Overhead¦ConductorOverhead¦Brokenwireonground
17-0093103 | Unknown Cause | Patrol - not conducted |  |  | 2017 | Tier 2 - Elevated | Distribution Circuit | 11 | 6 | 2017-11-06 | 1917197 | Sus | Y | UnknownCause¦Patrolnotconducted¦¦
17-0093792 | Equipment Failure/Involved | Overhead | Pothead(Riser Termination) | Burned/flashed | 2017 | Tier 2 - Elevated | Distribution Circuit | 11 | 9 | 2017-11-09 | 1919106 | Sus | Y | EquipmentFailureInvolved¦Overhead¦Pothead(RiserTermination)¦Burnedflashed
17-0094638 | 3rd Party | Dig in, 3rd party | Transformer (UG) | Broken | 2017 | Tier 3 - Extreme | Distribution Circuit | 11 | 13 | 2017-11-13 | 1921142 | Sus | Y | 3rdParty¦Digin3rdparty¦Transformer(UG)¦Broken
17-0097455 | Equipment Failure/Involved | Overhead | Conductor, Overhead | Together | 2017 | Tier 2 - Elevated | Distribution Circuit | 11 | 25 | 2017-11-25 | 1928846 | Sus | Y | EquipmentFailureInvolved¦Overhead¦ConductorOverhead¦Together
17-0097604 | Vegetation | Tree - fell into line | Conductor, Overhead | Normal | 2017 | Tier 2 - Elevated | Distribution Circuit | 11 | 26 | 2017-11-26 | 1929413 | Sus | Y | Vegetation¦Treefellintoline¦ConductorOverhead¦Normal
17-0102292 | Vegetation | Tree - branch fell on line | Fuse | Failed/Faulted | 2017 | Tier 3 - Extreme | Distribution Circuit | 12 | 16 | 2017-12-16 | 1946012 | Sus | N | Vegetation¦Treebranchfellonline¦Fuse¦FailedFaulted
17-0102708 | Unknown Cause | Patrol - not conducted |  |  | 2017 | Tier 2 - Elevated | Distribution Circuit | 12 | 20 | 2017-12-20 | 1948119 | Sus | N | UnknownCause¦Patrolnotconducted¦¦
17-0102910 | Unknown Cause | Patrol - found nothing |  |  | 2017 | Tier 2 - Elevated | Distribution Circuit | 12 | 21 | 2017-12-21 | 1949232 | Sus | N | UnknownCause¦Patrolfoundnothing¦¦
17-0103186 | Unknown Cause | Patrol - found nothing |  |  | 2017 | Tier 2 - Elevated | Distribution Circuit | 12 | 24 | 2017-12-24 | 1950799 | Sus | N | UnknownCause¦Patrolfoundnothing¦¦
17-0103492 | Animal | Squirrel | Fuse | Failed/Faulted | 2017 | Tier 3 - Extreme | Distribution Circuit | 12 | 28 | 2017-12-28 | 1952418 | Sus | N | Animal¦Squirrel¦Fuse¦FailedFaulted
18-0011220 | Equipment Failure/Involved | Overhead | Crossarm, Wood | Burned/flashed | 2018 | Tier 2 - Elevated | Distribution Circuit | 2 | 2 | 2018-02-02 | 18502 | Sus | N | EquipmentFailureInvolved¦Overhead¦CrossarmWood¦Burnedflashed
18-0018799 | Vegetation | Tree - branch fell on line | Secondary | Bent or Twisted | 2018 | Tier 2 - Elevated | Transformer only | 3 | 1 | 2018-03-01 | 35357 | Sus | N | Vegetation¦Treebranchfellonline¦Secondary¦BentorTwisted
18-0022371 | Vegetation | Tree - fell into line | Conductor, Overhead | Broken, wire on ground | 2018 | Tier 3 - Extreme | Distribution Circuit | 3 | 13 | 2018-03-13 | 43342 | Sus | N | Vegetation¦Treefellintoline¦ConductorOverhead¦Brokenwireonground
18-0023898 | Equipment Failure/Involved | Overhead | Transformer (OH) | Failed/Faulted | 2018 | Tier 2 - Elevated | Transformer only | 3 | 18 | 2018-03-18 | 47341 | Sus | N | EquipmentFailureInvolved¦Overhead¦Transformer(OH)¦FailedFaulted
18-0029385 | Animal | Bird found | Conductor, Overhead | Normal | 2018 | Tier 2 - Elevated | Distribution Circuit | 4 | 4 | 2018-04-04 | 59829 | Sus | N | Animal¦Birdfound¦ConductorOverhead¦Normal
18-0030139 | Animal | Other | Conductor, Overhead | Normal | 2018 | Tier 2 - Elevated | Distribution Circuit | 4 | 6 | 2018-04-06 | 61330 | Sus | N | Animal¦Other¦ConductorOverhead¦Normal
18-0031707 | Unknown Cause | Patrol - not conducted |  |  | 2018 | Tier 2 - Elevated | Distribution Circuit | 4 | 12 | 2018-04-12 | 65463 | Sus | N | UnknownCause¦Patrolnotconducted¦¦
18-0038530 | Unknown Cause | Patrol - found nothing |  |  | 2018 | Tier 2 - Elevated | Distribution Circuit | 5 | 5 | 2018-05-05 | 79935 | Sus | Y | UnknownCause¦Patrolfoundnothing¦¦
18-0040436 | Unknown Cause | Patrol - found nothing |  |  | 2018 | Tier 3 - Extreme | Distribution Circuit | 5 | 11 | 2018-05-11 | 84464 | Sus | Y | UnknownCause¦Patrolfoundnothing¦¦
18-0047821 | Unknown Cause | Patrol - found nothing |  |  | 2018 | Tier 2 - Elevated | Distribution Circuit | 6 | 6 | 2018-06-06 | 102438 | Sus | Y | UnknownCause¦Patrolfoundnothing¦¦
18-0050353 | Unknown Cause | Patrol - found nothing |  |  | 2018 | Tier 2 - Elevated | Distribution Circuit | 6 | 12 | 2018-06-12 | 107591 | Sus | Y | UnknownCause¦Patrolfoundnothing¦¦
18-0051313 | Unknown Cause | Patrol - found nothing |  |  | 2018 | Tier 2 - Elevated | Distribution Circuit | 6 | 15 | 2018-06-15 | 109718 | Sus | Y | UnknownCause¦Patrolfoundnothing¦¦
18-0053349 | Equipment Failure/Involved | Overhead | Pole-Wood | Broken, wire on ground | 2018 | Tier 2 - Elevated | Distribution Circuit | 6 | 21 | 2018-06-21 | 114859 | Sus | Y | EquipmentFailureInvolved¦Overhead¦PoleWood¦Brokenwireonground
18-0053946 | Equipment Failure/Involved | Overhead | Transformer | Failed/Faulted | 2018 | Tier 2 - Elevated | Transformer only | 6 | 23 | 2018-06-23 | 116077 | Sus | Y | EquipmentFailureInvolved¦Overhead¦Transformer¦FailedFaulted
18-0054410 | Equipment Failure/Involved | Overhead | Secondary | Burned/flashed | 2018 | Tier 3 - Extreme | Transformer only | 6 | 25 | 2018-06-25 | 117831 | Sus | Y | EquipmentFailureInvolved¦Overhead¦Secondary¦Burnedflashed
18-0055409 | Equipment Failure/Involved | Overhead | Connector or Splice (OH) | Deteriorated | 2018 | Tier 2 - Elevated | Transformer only | 6 | 28 | 2018-06-28 | 120222 | Sus | Y | EquipmentFailureInvolved¦Overhead¦ConnectororSplice(OH)¦Deteriorated
18-0055559 | Vegetation | Tree - branch fell on line | Conductor, Overhead | Together | 2018 | Tier 3 - Extreme | Distribution Circuit | 6 | 28 | 2018-06-28 | 120444 | Sus | Y | Vegetation¦Treebranchfellonline¦ConductorOverhead¦Together
18-0061472 | Equipment Failure/Involved | Overhead | Crossarm, Wood | Broken | 2018 | Tier 3 - Extreme | Transformer only | 7 | 19 | 2018-07-19 | 135627 | Sus | Y | EquipmentFailureInvolved¦Overhead¦CrossarmWood¦Broken
18-0062572 | Equipment Failure/Involved | Overhead | Jumper | Burned Open | 2018 | Tier 2 - Elevated | Distribution Circuit | 7 | 23 | 2018-07-23 | 137781 | Sus | Y | EquipmentFailureInvolved¦Overhead¦Jumper¦BurnedOpen
18-0063813 | Equipment Failure/Involved | Underground | Conductor, Underground | Deteriorated | 2018 | Tier 2 - Elevated | Distribution Circuit | 7 | 26 | 2018-07-26 | 140615 | Sus | Y | EquipmentFailureInvolved¦Underground¦ConductorUnderground¦Deteriorated
18-0070538 | Equipment Failure/Involved | Overhead | Transformer | Failed/Faulted | 2018 | Tier 2 - Elevated | Transformer only | 8 | 15 | 2018-08-15 | 156159 | Sus | Y | EquipmentFailureInvolved¦Overhead¦Transformer¦FailedFaulted
18-0084008 | Equipment Failure/Involved | Overhead | Other | Broken | 2018 | Tier 3 - Extreme | Transformer only | 9 | 26 | 2018-09-26 | 182098 | Sus | Y | EquipmentFailureInvolved¦Overhead¦Other¦Broken
18-0093563 | Equipment Failure/Involved | Overhead | Transformer | Failed/Faulted | 2018 | Tier 2 - Elevated | Transformer only | 10 | 23 | 2018-10-23 | 201104 | Sus | Y | EquipmentFailureInvolved¦Overhead¦Transformer¦FailedFaulted
18-0101634 | Vegetation | Tree - branch fell on line | Conductor, Overhead | Broken, wire on ground | 2018 | Tier 2 - Elevated | Distribution Circuit | 11 | 20 | 2018-11-20 | 219398 | Sus | Y | Vegetation¦Treebranchfellonline¦ConductorOverhead¦Brokenwireonground
18-0102740 | Equipment Failure/Involved | Overhead | Transformer (OH) | Failed/Faulted | 2018 | Tier 2 - Elevated | Distribution Circuit | 11 | 24 | 2018-11-24 | 223339 | Sus | Y | EquipmentFailureInvolved¦Overhead¦Transformer(OH)¦FailedFaulted
18-0109353 | Equipment Failure/Involved | Overhead | Pole-Wood | Broken | 2018 | Tier 2 - Elevated | Distribution Circuit | 12 | 15 | 2018-12-15 | 240969 | Sus | N | EquipmentFailureInvolved¦Overhead¦PoleWood¦Broken
18-0109580 | Animal | Bird found | Cutout, fuse holder | Burned/flashed | 2018 | Tier 2 - Elevated | Distribution Circuit | 12 | 16 | 2018-12-16 | 241770 | Sus | N | Animal¦Birdfound¦Cutoutfuseholder¦Burnedflashed
19-0004716 | Vegetation | Tree - branch fell on line | Conductor, Overhead | Normal | 2019 | Tier 2 - Elevated | Distribution Circuit | 1 | 5 | 2019-01-05 | 253976 | Sus | N | Vegetation¦Treebranchfellonline¦ConductorOverhead¦Normal
19-0005861 | Unknown Cause | Patrol - found nothing |  |  | 2019 | Tier 2 - Elevated | Transformer only | 1 | 7 | 2019-01-07 | 259414 | Sus | N | UnknownCause¦Patrolfoundnothing¦¦
19-0005995 | Vegetation | Tree - fell into line | Conductor, Overhead | Broken, wire on ground | 2019 | Tier 2 - Elevated | Distribution Circuit | 1 | 7 | 2019-01-07 | 259663 | Sus | N | Vegetation¦Treefellintoline¦ConductorOverhead¦Brokenwireonground
19-0008841 | Equipment Failure/Involved | Overhead | Transformer | Failed/Faulted | 2019 | Tier 3 - Extreme | Transformer only | 1 | 14 | 2019-01-14 | 265247 | Sus | N | EquipmentFailureInvolved¦Overhead¦Transformer¦FailedFaulted
19-0010703 | Unknown Cause | Patrol - found nothing |  |  | 2019 | Tier 3 - Extreme | Distribution Circuit | 1 | 16 | 2019-01-16 | 271865 | Sus | N | UnknownCause¦Patrolfoundnothing¦¦
19-0016532 | Animal | Squirrel | Fuse | Failed/Faulted | 2019 | Tier 2 - Elevated | Distribution Circuit | 2 | 1 | 2019-02-01 | 285183 | Sus | N | Animal¦Squirrel¦Fuse¦FailedFaulted
19-0017824 | Vegetation | Tree - fell into line | Conductor, Overhead | Normal | 2019 | Tier 3 - Extreme | Distribution Circuit | 2 | 4 | 2019-02-04 | 289487 | Sus | N | Vegetation¦Treefellintoline¦ConductorOverhead¦Normal
19-0017927 | Equipment Failure/Involved | Overhead | Pole-Wood | Broken | 2019 | Tier 2 - Elevated | Distribution Circuit | 2 | 4 | 2019-02-04 | 290271 | Sus | N | EquipmentFailureInvolved¦Overhead¦PoleWood¦Broken
19-0019242 | Vegetation | Tree - fell into line | Transformer | Broken | 2019 | Tier 2 - Elevated | Transformer only | 2 | 5 | 2019-02-05 | 292075 | Sus | N | Vegetation¦Treefellintoline¦Transformer¦Broken
19-0020761 | Vegetation | Tree - fell into line | Conductor, Overhead | Normal | 2019 | Tier 3 - Extreme | Distribution Circuit | 2 | 10 | 2019-02-10 | 298959 | Sus | N | Vegetation¦Treefellintoline¦ConductorOverhead¦Normal
19-0020831 | Vegetation | Tree - fell into line | Conductor, Overhead | Broken, wire on ground | 2019 | Tier 3 - Extreme | Distribution Circuit | 2 | 10 | 2019-02-10 | 298337 | Sus | N | Vegetation¦Treefellintoline¦ConductorOverhead¦Brokenwireonground
19-0022152 | Vegetation | Tree - fell into line | Crossarm, Wood | Broken | 2019 | Tier 3 - Extreme | Distribution Circuit | 2 | 10 | 2019-02-10 | 304152 | Sus | N | Vegetation¦Treefellintoline¦CrossarmWood¦Broken
19-0023359 | Vegetation | Tree - branch fell on line | Conductor, Overhead | Broken, wire on ground | 2019 | Tier 2 - Elevated | Distribution Circuit | 2 | 14 | 2019-02-14 | 307244 | Sus | N | Vegetation¦Treebranchfellonline¦ConductorOverhead¦Brokenwireonground
19-0023576 | Vegetation | Tree - fell into line | Pole-Wood | Broken, wire on ground | 2019 | Tier 2 - Elevated | Distribution Circuit | 2 | 14 | 2019-02-14 | 306570 | Sus | N | Vegetation¦Treefellintoline¦PoleWood¦Brokenwireonground
19-0023593 | Vegetation | Tree - branch fell on line | Fuse | Failed/Faulted | 2019 | Tier 3 - Extreme | Distribution Circuit | 2 | 13 | 2019-02-13 | 305616 | Sus | N | Vegetation¦Treebranchfellonline¦Fuse¦FailedFaulted
19-0023752 | Vegetation | Tree - fell into line | Conductor, Overhead | Broken, wire on object | 2019 | Tier 2 - Elevated | Distribution Circuit | 2 | 14 | 2019-02-14 | 311050 | Sus | N | Vegetation¦Treefellintoline¦ConductorOverhead¦Brokenwireonobject
19-0023878 | Unknown Cause | Patrol - not conducted |  |  | 2019 | Tier 2 - Elevated | Distribution Circuit | 2 | 14 | 2019-02-14 | 310806 | Sus | N | UnknownCause¦Patrolnotconducted¦¦
19-0024039 | Vegetation | Tree - fell into line | Conductor, Overhead | Broken, wire on ground | 2019 | Tier 2 - Elevated | Distribution Circuit | 2 | 12 | 2019-02-12 | 312125 | Sus | N | Vegetation¦Treefellintoline¦ConductorOverhead¦Brokenwireonground
19-0024189 | Vegetation | Tree - fell into line | Pole-Wood | Normal | 2019 | Tier 2 - Elevated | Distribution Circuit | 2 | 13 | 2019-02-13 | 312626 | Sus | N | Vegetation¦Treefellintoline¦PoleWood¦Normal
19-0025072 | Vegetation | Tree - fell into line | Conductor, Overhead | Together | 2019 | Tier 2 - Elevated | Distribution Circuit | 2 | 12 | 2019-02-12 | 315502 | Sus | N | Vegetation¦Treefellintoline¦ConductorOverhead¦Together
19-0025313 | Vegetation | Tree - fell into line | Conductor, Overhead | Broken, wire on ground | 2019 | Tier 3 - Extreme | Distribution Circuit | 2 | 17 | 2019-02-17 | 316637 | Sus | N | Vegetation¦Treefellintoline¦ConductorOverhead¦Brokenwireonground
19-0027741 | Unknown Cause | Patrol - found nothing |  |  | 2019 | Tier 2 - Elevated | Distribution Circuit | 2 | 25 | 2019-02-25 | 322771 | Sus | N | UnknownCause¦Patrolfoundnothing¦¦
19-0028662 | Vegetation | Tree - fell into line | Conductor, Overhead | Broken, wire on ground | 2019 | Tier 2 - Elevated | Distribution Circuit | 2 | 26 | 2019-02-26 | 325428 | Sus | N | Vegetation¦Treefellintoline¦ConductorOverhead¦Brokenwireonground
19-0028710 | Vegetation | Tree - fell into line | Insulator | Broken | 2019 | Tier 2 - Elevated | Distribution Circuit | 2 | 27 | 2019-02-27 | 326295 | Sus | N | Vegetation¦Treefellintoline¦Insulator¦Broken
19-0031108 | Vegetation | Tree - fell into line | Fuse | Failed/Faulted | 2019 | Tier 3 - Extreme | Distribution Circuit | 3 | 6 | 2019-03-06 | 332173 | Sus | N | Vegetation¦Treefellintoline¦Fuse¦FailedFaulted
19-0031178 | Vegetation | Tree - fell into line | Conductor, Overhead | Broken, wire on ground | 2019 | Tier 3 - Extreme | Distribution Circuit | 3 | 6 | 2019-03-06 | 332320 | Sus | N | Vegetation¦Treefellintoline¦ConductorOverhead¦Brokenwireonground
19-0032516 | Unknown Cause | Patrol - found nothing |  |  | 2019 | Tier 3 - Extreme | Distribution Circuit | 3 | 11 | 2019-03-11 | 335875 | Sus | N | UnknownCause¦Patrolfoundnothing¦¦
19-0034265 | Unknown Cause | Patrol - found nothing |  |  | 2019 | Tier 2 - Elevated | Distribution Circuit | 3 | 15 | 2019-03-15 | 340351 | Sus | N | UnknownCause¦Patrolfoundnothing¦¦
19-0034349 | Unknown Cause | Patrol - found nothing |  |  | 2019 | Tier 2 - Elevated | Distribution Circuit | 3 | 16 | 2019-03-16 | 340631 | Sus | N | UnknownCause¦Patrolfoundnothing¦¦
19-0034570 | Equipment Failure/Involved | Overhead | Transformer (OH) | Broken | 2019 | Tier 2 - Elevated | Distribution Circuit | 3 | 18 | 2019-03-18 | 341742 | Sus | N | EquipmentFailureInvolved¦Overhead¦Transformer(OH)¦Broken
19-0034646 | Vegetation | Tree - fell into line | Service conductor | Broken, wire on ground | 2019 | Tier 3 - Extreme | Transformer only | 3 | 18 | 2019-03-18 | 341683 | Sus | N | Vegetation¦Treefellintoline¦Serviceconductor¦Brokenwireonground
19-0036029 | Unknown Cause | Patrol - not conducted |  |  | 2019 | Tier 2 - Elevated | Distribution Circuit | 3 | 22 | 2019-03-22 | 345205 | Sus | N | UnknownCause¦Patrolnotconducted¦¦
19-0037462 | Unknown Cause | Patrol - found nothing |  |  | 2019 | Tier 2 - Elevated | Distribution Circuit | 3 | 27 | 2019-03-27 | 348534 | Sus | N | UnknownCause¦Patrolfoundnothing¦¦
19-0037731 | Environmental/External | Lightning | Transformer | Failed/Faulted | 2019 | Tier 2 - Elevated | Transformer only | 3 | 27 | 2019-03-27 | 349101 | Sus | N | EnvironmentalExternal¦Lightning¦Transformer¦FailedFaulted
19-0040318 | Unknown Cause | Patrol - not conducted |  |  | 2019 | Tier 2 - Elevated | Distribution Circuit | 4 | 6 | 2019-04-06 | 354955 | Sus | N | UnknownCause¦Patrolnotconducted¦¦
19-0041149 | Vegetation | Tree - fell into line | Conductor, Overhead | Broken, wire on ground | 2019 | Tier 2 - Elevated | Distribution Circuit | 4 | 9 | 2019-04-09 | 357306 | Sus | N | Vegetation¦Treefellintoline¦ConductorOverhead¦Brokenwireonground
19-0041203 | Equipment Failure/Involved | Overhead | Jumper | Failed/Faulted | 2019 | Tier 2 - Elevated | Substation - Transmission | 4 | 10 | 2019-04-10 | 357898 | Sus | N | EquipmentFailureInvolved¦Overhead¦Jumper¦FailedFaulted
19-0056977 | Vegetation | Tree - fell into line | Conductor, Overhead | Broken, wire on ground | 2019 | Tier 2 - Elevated | Distribution Circuit | 5 | 24 | 2019-05-24 | 389602 | Sus | Y | Vegetation¦Treefellintoline¦ConductorOverhead¦Brokenwireonground
19-0057740 | 3rd Party | Vehicle | Pole-Wood | Broken, wire on ground | 2019 | Tier 3 - Extreme | Distribution Circuit | 5 | 26 | 2019-05-26 | 390550 | Sus | Y | 3rdParty¦Vehicle¦PoleWood¦Brokenwireonground
19-0057952 | Equipment Failure/Involved | Overhead | Cutout, fuse holder | Failed/Faulted | 2019 | Tier 2 - Elevated | Transformer only | 5 | 27 | 2019-05-27 | 391203 | Sus | Y | EquipmentFailureInvolved¦Overhead¦Cutoutfuseholder¦FailedFaulted
19-0062762 | Unknown Cause | Patrol - found nothing |  |  | 2019 | Tier 2 - Elevated | Distribution Circuit | 6 | 4 | 2019-06-04 | 397730 | Sus | Y | UnknownCause¦Patrolfoundnothing¦¦
19-0063736 | Unknown Cause | Patrol - found nothing |  |  | 2019 | Tier 2 - Elevated | Distribution Circuit | 6 | 6 | 2019-06-06 | 399566 | Sus | Y | UnknownCause¦Patrolfoundnothing¦¦
19-0064545 | Equipment Failure/Involved | Overhead | Secondary | Deteriorated | 2019 | Tier 3 - Extreme | Transformer only | 6 | 8 | 2019-06-08 | 401280 | Sus | Y | EquipmentFailureInvolved¦Overhead¦Secondary¦Deteriorated
19-0066300 | Equipment Failure/Involved | Overhead | Conductor, Overhead | Broken, wire on ground | 2019 | Tier 3 - Extreme | Distribution Circuit | 6 | 11 | 2019-06-11 | 406692 | Sus | Y | EquipmentFailureInvolved¦Overhead¦ConductorOverhead¦Brokenwireonground
19-0068470 | Unknown Cause | Patrol - found nothing |  |  | 2019 | Tier 3 - Extreme | Distribution Circuit | 6 | 17 | 2019-06-17 | 417216 | Sus | Y | UnknownCause¦Patrolfoundnothing¦¦
19-0070347 | Unknown Cause | Patrol - found nothing |  |  | 2019 | Tier 2 - Elevated | Distribution Circuit | 6 | 20 | 2019-06-20 | 424693 | Sus | Y | UnknownCause¦Patrolfoundnothing¦¦
19-0070823 | Equipment Failure/Involved | Underground | Transformer (UG) | Leaking | 2019 | Tier 2 - Elevated | Distribution Circuit | 6 | 21 | 2019-06-21 | 425875 | Sus | Y | EquipmentFailureInvolved¦Underground¦Transformer(UG)¦Leaking
19-0071854 | Equipment Failure/Involved | Overhead | Transformer | Failed/Faulted | 2019 | Tier 2 - Elevated | Transformer only | 6 | 25 | 2019-06-25 | 428470 | Sus | Y | EquipmentFailureInvolved¦Overhead¦Transformer¦FailedFaulted
19-0073430 | Vegetation | Tree - fell into line | Secondary | Broken, wire on ground | 2019 | Tier 2 - Elevated | Transformer only | 6 | 30 | 2019-06-30 | 437279 | Sus | Y | Vegetation¦Treefellintoline¦Secondary¦Brokenwireonground
19-0074928 | Equipment Failure/Involved | Overhead | Pole-Wood | Deteriorated | 2019 | Tier 3 - Extreme | Transformer only | 7 | 6 | 2019-07-06 | 441796 | Sus | Y | EquipmentFailureInvolved¦Overhead¦PoleWood¦Deteriorated
19-0081801 | Animal | Bird found | Transformer (OH) | Normal | 2019 | Tier 3 - Extreme | Distribution Circuit | 7 | 27 | 2019-07-27 | 473018 | Sus | Y | Animal¦Birdfound¦Transformer(OH)¦Normal
19-0082445 | Equipment Failure/Involved | Overhead | Crossarm, Wood | Broken | 2019 | Tier 3 - Extreme | Transformer only | 7 | 30 | 2019-07-30 | 475269 | Sus | Y | EquipmentFailureInvolved¦Overhead¦CrossarmWood¦Broken
19-0085255 | Company Initiated | Return Circuit Normal | Conductor, Underground | Normal | 2019 | Tier 2 - Elevated | Distribution Circuit | 8 | 10 | 2019-08-10 | 500753 | Sus | Y | CompanyInitiated¦ReturnCircuitNormal¦ConductorUnderground¦Normal
19-0089655 | 3rd Party | Vehicle | Pole-Wood | Broken, wire on ground | 2019 | Tier 2 - Elevated | Transmission line | 8 | 19 | 2019-08-19 | 523974 | Sus | Y | 3rdParty¦Vehicle¦PoleWood¦Brokenwireonground
19-0102537 | Vegetation | Tree - fell into line | Conductor, Overhead | Broken, wire on ground | 2019 | Tier 3 - Extreme | Distribution Circuit | 9 | 23 | 2019-09-23 | 606674 | Sus | Y | Vegetation¦Treefellintoline¦ConductorOverhead¦Brokenwireonground
19-0108032 | Animal | Squirrel | Lightning Arrestor | Failed/Faulted | 2019 | Tier 3 - Extreme | Distribution Circuit | 10 | 6 | 2019-10-06 | 645554 | Sus | Y | Animal¦Squirrel¦LightningArrestor¦FailedFaulted
19-0118389 | Unknown Cause | Patrol - found nothing |  |  | 2019 | Tier 2 - Elevated | Distribution Circuit | 10 | 29 | 2019-10-29 | 692883 | Sus | Y | UnknownCause¦Patrolfoundnothing¦¦
19-0119142 | Vegetation | Tree - branch fell on line | Fuse | Normal | 2019 | Tier 2 - Elevated | Distribution Circuit | 10 | 30 | 2019-10-30 | 696094 | Sus | Y | Vegetation¦Treebranchfellonline¦Fuse¦Normal
19-0121651 | Unknown Cause | Patrol - found nothing |  |  | 2019 | Tier 2 - Elevated | Distribution Circuit | 11 | 5 | 2019-11-05 | 700440 | Sus | Y | UnknownCause¦Patrolfoundnothing¦¦
19-0130343 | Unknown Cause | Patrol - found nothing |  |  | 2019 | Tier 3 - Extreme | Distribution Circuit | 11 | 26 | 2019-11-26 | 720477 | Sus | Y | UnknownCause¦Patrolfoundnothing¦¦
19-0130665 | Vegetation | Tree - branch fell on line | Conductor, Overhead | Normal | 2019 | Tier 3 - Extreme | Distribution Circuit | 11 | 27 | 2019-11-27 | 722199 | Sus | Y | Vegetation¦Treebranchfellonline¦ConductorOverhead¦Normal
19-0130954 | Environmental/External | Ice or snow | Pole-Wood | Broken | 2019 | Tier 3 - Extreme | Distribution Circuit | 11 | 28 | 2019-11-28 | 723195 | Sus | Y | EnvironmentalExternal¦Iceorsnow¦PoleWood¦Broken
19-0134766 | Vegetation | Tree - cutting, PG&E contractor | Conductor, Overhead | Normal | 2019 | Tier 2 - Elevated | Distribution Circuit | 12 | 7 | 2019-12-07 | 732573 | Sus | N | Vegetation¦TreecuttingPG&Econtractor¦ConductorOverhead¦Normal
19-0137696 | Animal | Bird found | Conductor, Overhead | Normal | 2019 | Tier 3 - Extreme | Distribution Circuit | 12 | 23 | 2019-12-23 | 749098 | Sus | N | Animal¦Birdfound¦ConductorOverhead¦Normal
20-0004544 | Equipment Failure/Involved | Overhead | Connector or Splice (OH) | Broken, wire on ground | 2020 | Tier 2 - Elevated | Distribution Circuit | 1 | 2 | 2020-01-02 | 753833 | Sus | N | EquipmentFailureInvolved¦Overhead¦ConnectororSplice(OH)¦Brokenwireonground
20-0010564 | Vegetation | Tree - fell into line | Conductor, Overhead | Broken, wire on ground | 2020 | Tier 3 - Extreme | Distribution Circuit | 1 | 17 | 2020-01-17 | 764712 | Sus | N | Vegetation¦Treefellintoline¦ConductorOverhead¦Brokenwireonground
20-0010689 | Vegetation | Tree - fell into line | Conductor, Overhead | Normal | 2020 | Tier 2 - Elevated | Distribution Circuit | 1 | 17 | 2020-01-17 | 764901 | Sus | N | Vegetation¦Treefellintoline¦ConductorOverhead¦Normal
20-0015494 | Equipment Failure/Involved | Electrical Overload | Transformer | Failed/Faulted | 2020 | Tier 2 - Elevated | Transformer only | 1 | 30 | 2020-01-30 | 773322 | Sus | N | EquipmentFailureInvolved¦ElectricalOverload¦Transformer¦FailedFaulted
20-0019581 | Vegetation | Tree - fell into line | Crossarm, Wood | Broken, wire on ground | 2020 | Tier 3 - Extreme | Distribution Circuit | 2 | 9 | 2020-02-09 | 782138 | Sus | N | Vegetation¦Treefellintoline¦CrossarmWood¦Brokenwireonground
20-0024644 | Equipment Failure/Involved | Overhead | Connector or Splice (OH) | Broken, wire on ground | 2020 | Tier 2 - Elevated | Distribution Circuit | 2 | 21 | 2020-02-21 | 797759 | Sus | N | EquipmentFailureInvolved¦Overhead¦ConnectororSplice(OH)¦Brokenwireonground
20-0030901 | Animal | Squirrel | Insulator | Normal | 2020 | Tier 2 - Elevated | Substation - Distribution | 3 | 11 | 2020-03-11 | 844144 | Sus | N | Animal¦Squirrel¦Insulator¦Normal
20-0031125 | Equipment Failure/Involved | Overhead | Pole-Wood | Broken, wire on ground | 2020 | Tier 3 - Extreme | Distribution Circuit | 3 | 11 | 2020-03-11 | 844659 | Sus | N | EquipmentFailureInvolved¦Overhead¦PoleWood¦Brokenwireonground
20-0033049 | Equipment Failure/Involved | Overhead | Pole-Wood | Broken, wire on ground | 2020 | Tier 3 - Extreme | Distribution Circuit | 3 | 15 | 2020-03-15 | 855845 | Sus | N | EquipmentFailureInvolved¦Overhead¦PoleWood¦Brokenwireonground
20-0033343 | Vegetation | Tree - fell into line | Pole-Wood | Broken | 2020 | Tier 2 - Elevated | Distribution Circuit | 3 | 16 | 2020-03-16 | 853293 | Sus | N | Vegetation¦Treefellintoline¦PoleWood¦Broken
20-0034220 | Vegetation | Tree - branch fell on line | Conductor, Overhead | Normal | 2020 | Tier 3 - Extreme | Distribution Circuit | 3 | 15 | 2020-03-15 | 858535 | Sus | N | Vegetation¦Treebranchfellonline¦ConductorOverhead¦Normal
20-0034672 | Vegetation | Tree - branch fell on line | Conductor, Overhead | Normal | 2020 | Tier 3 - Extreme | Distribution Circuit | 3 | 20 | 2020-03-20 | 859589 | Sus | N | Vegetation¦Treebranchfellonline¦ConductorOverhead¦Normal
20-0036789 | Unknown Cause | Patrol - not conducted |  |  | 2020 | Tier 3 - Extreme | Distribution Circuit | 3 | 27 | 2020-03-27 | 868743 | Sus | N | UnknownCause¦Patrolnotconducted¦¦
20-0037386 | Unknown Cause | Patrol - found nothing |  |  | 2020 | Tier 2 - Elevated | Distribution Circuit | 3 | 31 | 2020-03-31 | 871336 | Sus | N | UnknownCause¦Patrolfoundnothing¦¦
20-0038115 | 3rd Party | Vehicle | Pole-Wood | Broken | 2020 | Tier 2 - Elevated | Distribution Circuit | 4 | 2 | 2020-04-02 | 879922 | Sus | N | 3rdParty¦Vehicle¦PoleWood¦Broken
20-0038447 | Vegetation | Tree - fell into line | Conductor, Overhead | Broken, wire on ground | 2020 | Tier 3 - Extreme | Distribution Circuit | 4 | 4 | 2020-04-04 | 882533 | Sus | N | Vegetation¦Treefellintoline¦ConductorOverhead¦Brokenwireonground
20-0038816 | Unknown Cause | Patrol - not conducted |  |  | 2020 | Tier 3 - Extreme | Distribution Circuit | 4 | 6 | 2020-04-06 | 884182 | Sus | N | UnknownCause¦Patrolnotconducted¦¦
20-0042036 | Equipment Failure/Involved | Overhead | Connector or Splice (OH) | Broken | 2020 | Tier 2 - Elevated | Distribution Circuit | 4 | 16 | 2020-04-16 | 896505 | Sus | N | EquipmentFailureInvolved¦Overhead¦ConnectororSplice(OH)¦Broken
20-0050971 | Equipment Failure/Involved | Overhead | Lightning Arrestor | Failed/Faulted | 2020 | Tier 2 - Elevated | Distribution Circuit | 5 | 17 | 2020-05-17 | 915121 | Sus | Y | EquipmentFailureInvolved¦Overhead¦LightningArrestor¦FailedFaulted
20-0053755 | Unknown Cause | Patrol - found nothing |  |  | 2020 | Tier 2 - Elevated | Distribution Circuit | 5 | 24 | 2020-05-24 | 920704 | Sus | Y | UnknownCause¦Patrolfoundnothing¦¦
20-0053840 | Unknown Cause | Patrol - found nothing |  |  | 2020 | Tier 2 - Elevated | Distribution Circuit | 5 | 25 | 2020-05-25 | 920974 | Sus | Y | UnknownCause¦Patrolfoundnothing¦¦
20-0057310 | Animal | Squirrel | Conductor, Overhead | Normal | 2020 | Tier 2 - Elevated | Distribution Circuit | 6 | 3 | 2020-06-03 | 930167 | Sus | Y | Animal¦Squirrel¦ConductorOverhead¦Normal
20-0060743 | Unknown Cause | Patrol - found nothing |  |  | 2020 | Tier 2 - Elevated | Distribution Circuit | 6 | 12 | 2020-06-12 | 938075 | Sus | Y | UnknownCause¦Patrolfoundnothing¦¦
20-0065388 | Equipment Failure/Involved | Overhead | Transformer | Failed/Faulted | 2020 | Tier 2 - Elevated | Transformer only | 6 | 26 | 2020-06-26 | 947992 | Sus | Y | EquipmentFailureInvolved¦Overhead¦Transformer¦FailedFaulted
20-0070749 | Unknown Cause | Patrol - not conducted |  |  | 2020 | Tier 2 - Elevated | Distribution Circuit | 7 | 10 | 2020-07-10 | 962017 | Sus | Y | UnknownCause¦Patrolnotconducted¦¦
20-0073847 | Unknown Cause | Patrol - found nothing |  |  | 2020 | Tier 3 - Extreme | Distribution Circuit | 7 | 20 | 2020-07-20 | 968638 | Sus | Y | UnknownCause¦Patrolfoundnothing¦¦
20-0077154 | Unknown Cause | Patrol - not conducted |  |  | 2020 | Tier 2 - Elevated | Transformer only | 7 | 28 | 2020-07-28 | 973944 | Sus | Y | UnknownCause¦Patrolnotconducted¦¦
20-0079861 | Unknown Cause | Patrol - found nothing |  |  | 2020 | Tier 2 - Elevated | Distribution Circuit | 8 | 5 | 2020-08-05 | 978976 | Sus | Y | UnknownCause¦Patrolfoundnothing¦¦
20-0084603 | Vegetation | Tree - fell into line | Conductor, Overhead | Broken, wire on ground | 2020 | Tier 2 - Elevated | Distribution Circuit | 8 | 16 | 2020-08-16 | 1009634 | Sus | Y | Vegetation¦Treefellintoline¦ConductorOverhead¦Brokenwireonground
20-0085345 | Unknown Cause | Patrol - found nothing |  |  | 2020 | Tier 3 - Extreme | Distribution Circuit | 8 | 16 | 2020-08-16 | 1011110 | Sus | Y | UnknownCause¦Patrolfoundnothing¦¦
20-0085721 | Unknown Cause | Patrol - found nothing |  |  | 2020 | Tier 2 - Elevated | Distribution Circuit | 8 | 17 | 2020-08-17 | 1016040 | Sus | Y | UnknownCause¦Patrolfoundnothing¦¦
20-0091907 | Environmental/External | Fire, Forest/Grass | Conductor, Overhead | Normal | 2020 | Tier 3 - Extreme | Distribution Circuit | 8 | 19 | 2020-08-19 | 1045042 | Sus | Y | EnvironmentalExternal¦FireForestGrass¦ConductorOverhead¦Normal
20-0092481 | Animal | Bird found | Transformer | Burned/flashed | 2020 | Tier 2 - Elevated | Transformer only | 9 | 2 | 2020-09-02 | 1047656 | Sus | Y | Animal¦Birdfound¦Transformer¦Burnedflashed
20-0094031 | Equipment Failure/Involved | Electrical Overload | Transformer (UG) | Normal | 2020 | Tier 3 - Extreme | Transformer only | 9 | 6 | 2020-09-06 | 1057769 | Sus | Y | EquipmentFailureInvolved¦ElectricalOverload¦Transformer(UG)¦Normal
20-0099572 | Unknown Cause | Patrol - found nothing |  |  | 2020 | Tier 2 - Elevated | Distribution Circuit | 9 | 21 | 2020-09-21 | 1085433 | Sus | Y | UnknownCause¦Patrolfoundnothing¦¦
20-0100084 | Company Initiated | Personnel, company | Relay | Malfunctioning | 2020 | Tier 2 - Elevated | Substation - Transmission | 9 | 22 | 2020-09-22 | 1087104 | Sus | Y | CompanyInitiated¦Personnelcompany¦Relay¦Malfunctioning
20-0102547 | Unknown Cause | Patrol - found nothing |  |  | 2020 | Tier 2 - Elevated | Distribution Circuit | 9 | 28 | 2020-09-28 | 1096925 | Sus | Y | UnknownCause¦Patrolfoundnothing¦¦
20-0108461 | Wildfire Mitigation | Public Safety Power Shut-off | Switch (OH) | Normal | 2020 | Tier 3 - Extreme | Distribution Circuit | 10 | 14 | 2020-10-14 | 1117723 | Sus | Y | WildfireMitigation¦PublicSafetyPowerShutoff¦Switch(OH)¦Normal
20-0120918 | Unknown Cause | Patrol - not conducted |  |  | 2020 | Tier 2 - Elevated | Distribution Circuit | 11 | 14 | 2020-11-14 | 1144636 | Sus | Y | UnknownCause¦Patrolnotconducted¦¦
20-0131480 | Equipment Failure/Involved | Overhead | Bushing | Broken | 2020 | Tier 2 - Elevated | Transformer only | 12 | 22 | 2020-12-22 | 1197163 | Sus | N | EquipmentFailureInvolved¦Overhead¦Bushing¦Broken
21-0004886 | Unknown Cause | Patrol - found nothing |  |  | 2021 | Tier 2 - Elevated | Distribution Circuit | 1 | 4 | 2021-01-04 | 1203211 | Sus | N | UnknownCause¦Patrolfoundnothing¦¦
21-0011889 | Vegetation | Tree - fell into line | Conductor, Overhead | Broken, wire on ground | 2021 | Tier 3 - Extreme | Distribution Circuit | 1 | 19 | 2021-01-19 | 1217236 | Sus | N | Vegetation¦Treefellintoline¦ConductorOverhead¦Brokenwireonground
21-0013565 | Unknown Cause | Patrol - not conducted |  |  | 2021 | Tier 2 - Elevated | Distribution Circuit | 1 | 25 | 2021-01-25 | 1222975 | Sus | N | UnknownCause¦Patrolnotconducted¦¦
21-0013746 | Vegetation | Tree - branch fell on line | Conductor, Overhead | Normal | 2021 | Tier 2 - Elevated | Distribution Circuit | 1 | 25 | 2021-01-25 | 1224024 | Sus | N | Vegetation¦Treebranchfellonline¦ConductorOverhead¦Normal
21-0014105 | Unknown Cause | Patrol - found nothing |  |  | 2021 | Tier 2 - Elevated | Distribution Circuit | 1 | 25 | 2021-01-25 | 1223611 | Sus | N | UnknownCause¦Patrolfoundnothing¦¦
21-0014126 | Vegetation | Tree - branch fell on line | Conductor, Overhead | Normal | 2021 | Tier 2 - Elevated | Distribution Circuit | 1 | 25 | 2021-01-25 | 1223455 | Sus | N | Vegetation¦Treebranchfellonline¦ConductorOverhead¦Normal
21-0017960 | Vegetation | Tree - fell into line | Conductor, Overhead | Broken, wire on ground | 2021 | Tier 2 - Elevated | Distribution Circuit | 1 | 27 | 2021-01-27 | 1240635 | Sus | N | Vegetation¦Treefellintoline¦ConductorOverhead¦Brokenwireonground
21-0019332 | Vegetation | Tree - branch fell on line | Transformer | Broken | 2021 | Tier 2 - Elevated | Transformer only | 1 | 27 | 2021-01-27 | 1237873 | Sus | N | Vegetation¦Treebranchfellonline¦Transformer¦Broken
21-0022731 | Equipment Failure/Involved | Overhead | Transformer (OH) | Broken | 2021 | Tier 2 - Elevated | Transformer only | 2 | 6 | 2021-02-06 | 1249867 | Sus | N | EquipmentFailureInvolved¦Overhead¦Transformer(OH)¦Broken
21-0027592 | Vegetation | Tree - fell into line | Transformer | Normal | 2021 | Tier 2 - Elevated | Transformer only | 2 | 19 | 2021-02-19 | 1258258 | Sus | N | Vegetation¦Treefellintoline¦Transformer¦Normal
21-0038881 | Equipment Failure/Involved | Overhead | Insulator | Broken | 2021 | Tier 3 - Extreme | Distribution Circuit | 3 | 19 | 2021-03-19 | 1289413 | Sus | N | EquipmentFailureInvolved¦Overhead¦Insulator¦Broken
21-0044542 | Equipment Failure/Involved | Overhead | Conductor, Overhead | Broken, wire on ground | 2021 | Tier 2 - Elevated | Distribution Circuit | 4 | 4 | 2021-04-04 | 1306701 | Sus | N | EquipmentFailureInvolved¦Overhead¦ConductorOverhead¦Brokenwireonground
21-0048257 | Environmental/External | Lightning | Conductor, Overhead | Normal | 2021 | Tier 2 - Elevated | Distribution Circuit | 4 | 13 | 2021-04-13 | 1315716 | Sus | N | EnvironmentalExternal¦Lightning¦ConductorOverhead¦Normal
21-0052400 | Equipment Failure/Involved | Overhead | Conductor, Overhead | Together | 2021 | Tier 3 - Extreme | Distribution Circuit | 4 | 23 | 2021-04-23 | 1330318 | Sus | N | EquipmentFailureInvolved¦Overhead¦ConductorOverhead¦Together
21-0061970 | Unknown Cause | Patrol - found nothing |  |  | 2021 | Tier 2 - Elevated | Distribution Circuit | 5 | 16 | 2021-05-16 | 1350705 | Sus | Y | UnknownCause¦Patrolfoundnothing¦¦
21-0067849 | Vegetation | Tree - fell into line | Conductor, Overhead | Normal | 2021 | Tier 2 - Elevated | Distribution Circuit | 5 | 30 | 2021-05-30 | 1361730 | Sus | Y | Vegetation¦Treefellintoline¦ConductorOverhead¦Normal
21-0069955 | Vegetation | Tree - branch fell on line | Conductor, Overhead | Normal | 2021 | Tier 3 - Extreme | Distribution Circuit | 6 | 4 | 2021-06-04 | 1365477 | Sus | Y | Vegetation¦Treebranchfellonline¦ConductorOverhead¦Normal
21-0070449 | Animal | Squirrel | Transformer (OH) | Normal | 2021 | Tier 2 - Elevated | Transformer only | 6 | 5 | 2021-06-05 | 1366476 | Sus | Y | Animal¦Squirrel¦Transformer(OH)¦Normal
21-0070638 | Vegetation | Tree - branch fell on line | Conductor, Overhead | Normal | 2021 | Tier 3 - Extreme | Distribution Circuit | 6 | 6 | 2021-06-06 | 1367059 | Sus | Y | Vegetation¦Treebranchfellonline¦ConductorOverhead¦Normal
21-0087276 | Equipment Failure/Involved | Overhead | Transformer (OH) | Failed/Faulted | 2021 | Tier 2 - Elevated | Transformer only | 7 | 9 | 2021-07-09 | 1396510 | Sus | Y | EquipmentFailureInvolved¦Overhead¦Transformer(OH)¦FailedFaulted
21-0097300 | Animal | Squirrel | Transformer (OH) | Burned/flashed | 2021 | Tier 3 - Extreme | Distribution Circuit | 7 | 30 | 2021-07-30 | 1421425 | Sus | Y | Animal¦Squirrel¦Transformer(OH)¦Burnedflashed
21-0099369 | Environmental/External | Fire, Forest/Grass | Conductor, Underground | Normal | 2021 | Tier 2 - Elevated | Distribution Circuit | 8 | 3 | 2021-08-03 | 1430051 | Sus | Y | EnvironmentalExternal¦FireForestGrass¦ConductorUnderground¦Normal
21-0103150 | Animal | Other | Pole-Wood | Deteriorated | 2021 | Tier 2 - Elevated | Distribution Circuit | 8 | 11 | 2021-08-11 | 1440235 | Sus | Y | Animal¦Other¦PoleWood¦Deteriorated
21-0106241 | Vegetation | Tree - fell into line | Conductor, Overhead | Normal | 2021 | Tier 3 - Extreme | Distribution Circuit | 8 | 18 | 2021-08-18 | 1446477 | Sus | Y | Vegetation¦Treefellintoline¦ConductorOverhead¦Normal
21-0106825 | Animal | Squirrel | Transformer (OH) | Normal | 2021 | Tier 2 - Elevated | Transformer only | 8 | 19 | 2021-08-19 | 1447278 | Sus | Y | Animal¦Squirrel¦Transformer(OH)¦Normal
21-0116226 | Equipment Failure/Involved | Overhead | Transformer (OH) | Failed/Faulted | 2021 | Tier 3 - Extreme | Transformer only | 9 | 10 | 2021-09-10 | 1467493 | Sus | Y | EquipmentFailureInvolved¦Overhead¦Transformer(OH)¦FailedFaulted
21-0116458 | Equipment Failure/Involved | Overhead | Transformer (OH) | Failed/Faulted | 2021 | Tier 2 - Elevated | Transformer only | 9 | 11 | 2021-09-11 | 1469488 | Sus | Y | EquipmentFailureInvolved¦Overhead¦Transformer(OH)¦FailedFaulted
21-0120555 | Equipment Failure/Involved | Overhead | Conductor, Overhead | Normal | 2021 | Tier 2 - Elevated | Distribution Circuit | 9 | 21 | 2021-09-21 | 1477157 | Sus | Y | EquipmentFailureInvolved¦Overhead¦ConductorOverhead¦Normal
21-0121442 | Animal | Squirrel | Transformer (OH) | Normal | 2021 | Tier 3 - Extreme | Distribution Circuit | 9 | 23 | 2021-09-23 | 1478482 | Sus | Y | Animal¦Squirrel¦Transformer(OH)¦Normal
21-0124669 | Equipment Failure/Involved | Overhead | Pole-Wood | Deteriorated | 2021 | Tier 3 - Extreme | Distribution Circuit | 10 | 1 | 2021-10-01 | 1484832 | Sus | Y | EquipmentFailureInvolved¦Overhead¦PoleWood¦Deteriorated
21-0126220 | 3rd Party | Vehicle | Pole-Wood | Broken | 2021 | Tier 3 - Extreme | Distribution Circuit | 10 | 5 | 2021-10-05 | 1487764 | Sus | Y | 3rdParty¦Vehicle¦PoleWood¦Broken
21-0128388 | Animal | Squirrel | Transformer (OH) | Normal | 2021 | Tier 3 - Extreme | Distribution Circuit | 10 | 10 | 2021-10-10 | 1491584 | Sus | Y | Animal¦Squirrel¦Transformer(OH)¦Normal
21-0128609 | Unknown Cause | Patrol - found nothing |  |  | 2021 | Tier 2 - Elevated | Distribution Circuit | 10 | 11 | 2021-10-11 | 1492472 | Sus | Y | UnknownCause¦Patrolfoundnothing¦¦
21-0132886 | Animal | Bird found | Pothead(Riser Termination) | Normal | 2021 | Tier 2 - Elevated | Distribution Circuit | 10 | 19 | 2021-10-19 | 1501621 | Sus | Y | Animal¦Birdfound¦Pothead(RiserTermination)¦Normal
21-0133376 | Vegetation | Tree - fell into line | Conductor, Overhead | Broken, wire on ground | 2021 | Tier 3 - Extreme | Distribution Circuit | 10 | 19 | 2021-10-19 | 1502390 | Sus | Y | Vegetation¦Treefellintoline¦ConductorOverhead¦Brokenwireonground
21-0136655 | Equipment Failure/Involved | Overhead | Regulator | Burned/flashed | 2021 | Tier 3 - Extreme | Distribution Circuit | 10 | 24 | 2021-10-24 | 1515517 | Sus | Y | EquipmentFailureInvolved¦Overhead¦Regulator¦Burnedflashed
21-0137623 | Unknown Cause | Patrol - found nothing |  |  | 2021 | Tier 2 - Elevated | Distribution Circuit | 10 | 24 | 2021-10-24 | 1516066 | Sus | Y | UnknownCause¦Patrolfoundnothing¦¦
21-0141099 | Vegetation | Tree - fell into line | Conductor, Overhead | Broken, wire on ground | 2021 | Tier 3 - Extreme | Distribution Circuit | 11 | 1 | 2021-11-01 | 1527639 | Sus | Y | Vegetation¦Treefellintoline¦ConductorOverhead¦Brokenwireonground
21-0141398 | Vegetation | Tree - fell into line | Conductor, Overhead | Broken, wire on ground | 2021 | Tier 3 - Extreme | Distribution Circuit | 11 | 2 | 2021-11-02 | 1532551 | Sus | Y | Vegetation¦Treefellintoline¦ConductorOverhead¦Brokenwireonground
21-0149054 | Animal | Squirrel | Conductor, Overhead | Normal | 2021 | Tier 3 - Extreme | Distribution Circuit | 11 | 20 | 2021-11-20 | 1551660 | Sus | Y | Animal¦Squirrel¦ConductorOverhead¦Normal
21-0150348 | Vegetation | Tree - branch fell on line | Conductor, Overhead | Normal | 2021 | Tier 2 - Elevated | Distribution Circuit | 11 | 23 | 2021-11-23 | 1553849 | Sus | Y | Vegetation¦Treebranchfellonline¦ConductorOverhead¦Normal
21-0150351 | Equipment Failure/Involved | Overhead | Transformer (OH) | Broken | 2021 | Tier 3 - Extreme | Distribution Circuit | 11 | 23 | 2021-11-23 | 1553813 | Sus | Y | EquipmentFailureInvolved¦Overhead¦Transformer(OH)¦Broken
21-0153689 | Animal | Other | Transformer | Broken | 2021 | Tier 2 - Elevated | Transformer only | 12 | 1 | 2021-12-01 | 1557114 | Sus | N | Animal¦Other¦Transformer¦Broken
21-0154787 | Equipment Failure/Involved | Overhead | Cutout, fuse holder | Broken | 2021 | Tier 2 - Elevated | Transformer only | 12 | 3 | 2021-12-03 | 1558930 | Sus | N | EquipmentFailureInvolved¦Overhead¦Cutoutfuseholder¦Broken
21-0155503 | Unknown Cause | Patrol - found nothing |  |  | 2021 | Tier 2 - Elevated | Distribution Circuit | 12 | 6 | 2021-12-06 | 1560734 | Sus | N | UnknownCause¦Patrolfoundnothing¦¦
21-0156329 | Unknown Cause | Patrol - not conducted |  |  | 2021 | Tier 3 - Extreme | Distribution Circuit | 12 | 9 | 2021-12-09 | 1562972 | Sus | N | UnknownCause¦Patrolnotconducted¦¦
21-0156517 | Equipment Failure/Involved | Overhead | Service conductor | Normal | 2021 | Tier 3 - Extreme | Transformer only | 12 | 10 | 2021-12-10 | 1563579 | Sus | N | EquipmentFailureInvolved¦Overhead¦Serviceconductor¦Normal
21-0157040 | Unknown Cause | Patrol - found nothing |  |  | 2021 | Tier 3 - Extreme | Distribution Circuit | 12 | 13 | 2021-12-13 | 1565747 | Sus | N | UnknownCause¦Patrolfoundnothing¦¦
21-0157866 | Unknown Cause | Patrol - not conducted |  |  | 2021 | Tier 2 - Elevated | Distribution Circuit | 12 | 14 | 2021-12-14 | 1570170 | Sus | N | UnknownCause¦Patrolnotconducted¦¦
21-0158094 | Vegetation | Tree - fell into line | Conductor, Overhead | Broken, wire on ground | 2021 | Tier 2 - Elevated | Distribution Circuit | 12 | 14 | 2021-12-14 | 1569764 | Sus | N | Vegetation¦Treefellintoline¦ConductorOverhead¦Brokenwireonground
21-0158428 | Unknown Cause | Patrol - found nothing |  |  | 2021 | Tier 2 - Elevated | Transformer only | 12 | 14 | 2021-12-14 | 1572384 | Sus | N | UnknownCause¦Patrolfoundnothing¦¦
21-0158846 | Unknown Cause | Patrol - found nothing |  |  | 2021 | Tier 3 - Extreme | Distribution Circuit | 12 | 16 | 2021-12-16 | 1574248 | Sus | N | UnknownCause¦Patrolfoundnothing¦¦
21-0158964 | Unknown Cause | Patrol - found nothing |  |  | 2021 | Tier 2 - Elevated | Distribution Circuit | 12 | 16 | 2021-12-16 | 1575090 | Sus | N | UnknownCause¦Patrolfoundnothing¦¦
21-0160821 | Equipment Failure/Involved | Overhead | Conductor, Overhead | Broken, wire on ground | 2021 | Tier 3 - Extreme | Distribution Circuit | 12 | 26 | 2021-12-26 | 1582821 | Sus | N | EquipmentFailureInvolved¦Overhead¦ConductorOverhead¦Brokenwireonground
21-0161103 | Vegetation | Tree - fell into line | Conductor, Overhead | Broken, wire on ground | 2021 | Tier 2 - Elevated | Distribution Circuit | 12 | 27 | 2021-12-27 | 1585276 | Sus | N | Vegetation¦Treefellintoline¦ConductorOverhead¦Brokenwireonground
21-0161147 | Vegetation | Tree - fell into line | Conductor, Overhead | Broken, wire on ground | 2021 | Tier 3 - Extreme | Distribution Circuit | 12 | 27 | 2021-12-27 | 1585351 | Sus | N | Vegetation¦Treefellintoline¦ConductorOverhead¦Brokenwireonground
21-0161589 | Vegetation | Tree - fell into line | Crossarm, Wood | Broken, wire on ground | 2021 | Tier 2 - Elevated | Distribution Circuit | 12 | 26 | 2021-12-26 | 1588569 | Sus | N | Vegetation¦Treefellintoline¦CrossarmWood¦Brokenwireonground
22-0005189 | Equipment Failure/Involved | Overhead | Transformer (OH) | Failed/Faulted | 2022 | Tier 2 - Elevated | Transformer only | 1 | 2 | 2022-01-02 | 1592412 | Sus | N | EquipmentFailureInvolved¦Overhead¦Transformer(OH)¦FailedFaulted
22-0010416 | Equipment Failure/Involved | Underground | Transformer (UG) | Failed/Faulted | 2022 | Tier 2 - Elevated | Distribution Circuit | 1 | 17 | 2022-01-17 | 1603749 | Sus | N | EquipmentFailureInvolved¦Underground¦Transformer(UG)¦FailedFaulted
22-0014400 | Unknown Cause | Patrol - found nothing |  |  | 2022 | Tier 2 - Elevated | Distribution Circuit | 1 | 26 | 2022-01-26 | 1612356 | Sus | N | UnknownCause¦Patrolfoundnothing¦¦
22-0018935 | Unknown Cause | Patrol - found nothing |  |  | 2022 | Tier 3 - Extreme | Distribution Circuit | 2 | 4 | 2022-02-04 | 1621494 | Sus | N | UnknownCause¦Patrolfoundnothing¦¦
22-0021677 | Equipment Failure/Involved | Overhead | Transformer (OH) | Failed/Faulted | 2022 | Tier 3 - Extreme | Distribution Circuit | 2 | 12 | 2022-02-12 | 1625960 | Sus | N | EquipmentFailureInvolved¦Overhead¦Transformer(OH)¦FailedFaulted
22-0039211 | Equipment Failure/Involved | Overhead | Bushing | Failed/Faulted | 2022 | Tier 2 - Elevated | Distribution Circuit | 3 | 28 | 2022-03-28 | 1657713 | Sus | N | EquipmentFailureInvolved¦Overhead¦Bushing¦FailedFaulted
22-0041335 | Equipment Failure/Involved | Overhead | Insulator | Failed/Faulted | 2022 | Tier 3 - Extreme | Distribution Circuit | 3 | 31 | 2022-03-31 | 1660575 | Sus | N | EquipmentFailureInvolved¦Overhead¦Insulator¦FailedFaulted
22-0045075 | Unknown Cause | Patrol - found nothing |  |  | 2022 | Tier 3 - Extreme | Distribution Circuit | 4 | 10 | 2022-04-10 | 1667257 | Sus | N | UnknownCause¦Patrolfoundnothing¦¦
22-0045465 | Vegetation | Tree - branch fell on line | Pole-Wood | Broken | 2022 | Tier 3 - Extreme | Distribution Circuit | 4 | 11 | 2022-04-11 | 1668471 | Sus | N | Vegetation¦Treebranchfellonline¦PoleWood¦Broken
22-0046293 | Vegetation | Tree - bark fell into line | Transformer | Bent or Twisted | 2022 | Tier 2 - Elevated | Transformer only | 4 | 11 | 2022-04-11 | 1670182 | Sus | N | Vegetation¦Treebarkfellintoline¦Transformer¦BentorTwisted
22-0050651 | Unknown Cause | Patrol - not conducted |  |  | 2022 | Tier 2 - Elevated | Transmission line | 4 | 16 | 2022-04-16 | 1674745 | Sus | N | UnknownCause¦Patrolnotconducted¦¦
22-0051603 | 3rd Party | Fire, house or bldg. | Transformer (OH) | Normal | 2022 | Tier 2 - Elevated | Transformer only | 4 | 19 | 2022-04-19 | 1676630 | Sus | N | 3rdParty¦Firehouseorbldg¦Transformer(OH)¦Normal
22-0053406 | Equipment Failure/Involved | Overhead | Insulator | Broken | 2022 | Zone 1 - HHZ | Distribution Circuit | 4 | 22 | 2022-04-22 | 1679458 | Sus | N | EquipmentFailureInvolved¦Overhead¦Insulator¦Broken
22-0060977 | Unknown Cause | Patrol - found nothing |  |  | 2022 | Tier 2 - Elevated | Distribution Circuit | 5 | 11 | 2022-05-11 | 1694221 | Sus | Y | UnknownCause¦Patrolfoundnothing¦¦
22-0070271 | Vegetation | Tree - fell into line | Crossarm, Wood | Broken | 2022 | Tier 2 - Elevated | Distribution Circuit | 6 | 5 | 2022-06-05 | 1719378 | Sus | Y | Vegetation¦Treefellintoline¦CrossarmWood¦Broken
22-0070738 | Company Initiated | Construction Activity/equip, company | Jumper | Arcing | 2022 | Tier 2 - Elevated | Distribution Circuit | 6 | 6 | 2022-06-06 | 1720737 | Sus | Y | CompanyInitiated¦ConstructionActivityequipcompany¦Jumper¦Arcing
22-0070776 | Equipment Failure/Involved | Overhead | Other | Broken | 2022 | Tier 2 - Elevated | Distribution Circuit | 6 | 6 | 2022-06-06 | 1720798 | Sus | Y | EquipmentFailureInvolved¦Overhead¦Other¦Broken
22-0071181 | Vegetation | Tree - fell into line | Circuit Breaker | Normal | 2022 | Tier 3 - Extreme | Distribution Circuit | 6 | 7 | 2022-06-07 | 1721681 | Sus | Y | Vegetation¦Treefellintoline¦CircuitBreaker¦Normal
22-0075846 | Vegetation | Tree - fell into line | Conductor, Overhead | Broken, wire on ground | 2022 | Tier 3 - Extreme | Distribution Circuit | 6 | 17 | 2022-06-17 | 1734314 | Sus | Y | Vegetation¦Treefellintoline¦ConductorOverhead¦Brokenwireonground
22-0081333 | Unknown Cause | Patrol - found nothing |  |  | 2022 | Tier 3 - Extreme | Distribution Circuit | 7 | 2 | 2022-07-02 | 1747663 | Sus | Y | UnknownCause¦Patrolfoundnothing¦¦
22-0085631 | Unknown Cause | Patrol - found nothing |  |  | 2022 | Tier 2 - Elevated | Distribution Circuit | 7 | 15 | 2022-07-15 | 1756739 | Sus | Y | UnknownCause¦Patrolfoundnothing¦¦
22-0086032 | Equipment Failure/Involved | Overhead | Jumper | Burned Open | 2022 | Tier 2 - Elevated | Distribution Circuit | 7 | 15 | 2022-07-15 | 1757483 | Sus | Y | EquipmentFailureInvolved¦Overhead¦Jumper¦BurnedOpen
22-0087962 | Equipment Failure/Involved | Overhead | Jumper | Burned Open | 2022 | Tier 2 - Elevated | Transformer only | 7 | 21 | 2022-07-21 | 1762126 | Sus | Y | EquipmentFailureInvolved¦Overhead¦Jumper¦BurnedOpen
22-0095937 | 3rd Party | Vehicle | Conductor, Overhead | Normal | 2022 | Tier 2 - Elevated | Distribution Circuit | 8 | 10 | 2022-08-10 | 1777906 | Sus | Y | 3rdParty¦Vehicle¦ConductorOverhead¦Normal
22-0098543 | Equipment Failure/Involved | Substation | Circuit Breaker | Failed/Faulted | 2022 | Tier 2 - Elevated | Substation - Transmission | 8 | 17 | 2022-08-17 | 1783252 | Sus | Y | EquipmentFailureInvolved¦Substation¦CircuitBreaker¦FailedFaulted
22-0104843 | 3rd Party | Tree - cutting, 3rd party | Conductor, Overhead | Broken | 2022 | Tier 3 - Extreme | Transformer only | 9 | 1 | 2022-09-01 | 1796991 | Sus | Y | 3rdParty¦Treecutting3rdparty¦ConductorOverhead¦Broken
22-0108749 | Unknown Cause | Patrol - found nothing |  |  | 2022 | Tier 2 - Elevated | Distribution Circuit | 9 | 10 | 2022-09-10 | 1807530 | Sus | Y | UnknownCause¦Patrolfoundnothing¦¦
22-0117444 | Company Initiated | Construction Activity/equip, company | Conductor, Overhead | Normal | 2022 | Tier 2 - Elevated | Distribution Circuit | 10 | 4 | 2022-10-04 | 1827297 | Sus | Y | CompanyInitiated¦ConstructionActivityequipcompany¦ConductorOverhead¦Normal
22-0120881 | Equipment Failure/Involved | Overhead | Pole-Wood | Deteriorated | 2022 | Tier 2 - Elevated | Distribution Circuit | 10 | 12 | 2022-10-12 | 1836097 | Sus | Y | EquipmentFailureInvolved¦Overhead¦PoleWood¦Deteriorated
22-0122974 | Animal | Bird found | Conductor, Overhead | Normal | 2022 | Tier 2 - Elevated | Distribution Circuit | 10 | 19 | 2022-10-19 | 1840530 | Sus | Y | Animal¦Birdfound¦ConductorOverhead¦Normal
22-0124689 | Equipment Failure/Involved | Overhead | Pole-Wood | Broken | 2022 | Tier 2 - Elevated | Distribution Circuit | 10 | 25 | 2022-10-25 | 1845174 | Sus | Y | EquipmentFailureInvolved¦Overhead¦PoleWood¦Broken
22-0126352 | Vegetation | Tree - fell into line | Conductor, Overhead | Broken, wire on ground | 2022 | Tier 2 - Elevated | Distribution Circuit | 11 | 1 | 2022-11-01 | 1849658 | Sus | Y | Vegetation¦Treefellintoline¦ConductorOverhead¦Brokenwireonground
22-0128608 | Vegetation | Tree - branch fell on line | Conductor, Overhead | Normal | 2022 | Tier 2 - Elevated | Distribution Circuit | 11 | 7 | 2022-11-07 | 1856003 | Sus | Y | Vegetation¦Treebranchfellonline¦ConductorOverhead¦Normal
22-0128923 | 3rd Party | Customer Equipment | Transformer | Normal | 2022 | Tier 2 - Elevated | Transformer only | 11 | 21 | 2022-11-21 | 1866810 | Sus | Y | 3rdParty¦CustomerEquipment¦Transformer¦Normal
22-0129056 | Vegetation | Tree - fell into line | Conductor, Overhead | Normal | 2022 | Tier 2 - Elevated | Distribution Circuit | 11 | 8 | 2022-11-08 | 1857377 | Sus | Y | Vegetation¦Treefellintoline¦ConductorOverhead¦Normal
22-0129090 | Vegetation | Tree - fell into line | Conductor, Overhead | Normal | 2022 | Tier 3 - Extreme | Distribution Circuit | 11 | 8 | 2022-11-08 | 1857425 | Sus | Y | Vegetation¦Treefellintoline¦ConductorOverhead¦Normal
22-0129292 | Equipment Failure/Involved | Overhead | Transformer (OH) | Failed/Faulted | 2022 | Tier 2 - Elevated | Transformer only | 11 | 8 | 2022-11-08 | 1857589 | Sus | Y | EquipmentFailureInvolved¦Overhead¦Transformer(OH)¦FailedFaulted
22-0129616 | Unknown Cause | Patrol - found nothing |  |  | 2022 | Tier 3 - Extreme | Distribution Circuit | 11 | 9 | 2022-11-09 | 1859013 | Sus | Y | UnknownCause¦Patrolfoundnothing¦¦
22-0129841 | Unknown Cause | Patrol - found nothing |  |  | 2022 | Tier 2 - Elevated | Distribution Circuit | 11 | 9 | 2022-11-09 | 1859482 | Sus | Y | UnknownCause¦Patrolfoundnothing¦¦
22-0130568 | Vegetation | Tree - fell into line | Conductor, Overhead | Normal | 2022 | Tier 3 - Extreme | Distribution Circuit | 11 | 11 | 2022-11-11 | 1860834 | Sus | Y | Vegetation¦Treefellintoline¦ConductorOverhead¦Normal
22-0137217 | Unknown Cause | Patrol - not conducted |  |  | 2022 | Tier 2 - Elevated | Distribution Circuit | 12 | 6 | 2022-12-06 | 1877667 | Sus | N | UnknownCause¦Patrolnotconducted¦¦
22-0138452 | Equipment Failure/Involved | Overhead | Conductor, Overhead | Broken, wire on ground | 2022 | Tier 2 - Elevated | Distribution Circuit | 12 | 10 | 2022-12-10 | 1881688 | Sus | N | EquipmentFailureInvolved¦Overhead¦ConductorOverhead¦Brokenwireonground
22-0138937 | Unknown Cause | Patrol - found nothing |  |  | 2022 | Tier 3 - Extreme | Distribution Circuit | 12 | 11 | 2022-12-11 | 1885911 | Sus | N | UnknownCause¦Patrolfoundnothing¦¦
22-0140629 | Equipment Failure/Involved | Overhead | Transformer (OH) | Burned/flashed | 2022 | Tier 2 - Elevated | Transformer only | 12 | 19 | 2022-12-19 | 1892755 | Sus | N | EquipmentFailureInvolved¦Overhead¦Transformer(OH)¦Burnedflashed
22-0140984 | Equipment Failure/Involved | Overhead | Connector or Splice (OH) | Broken, wire on ground | 2022 | Tier 2 - Elevated | Distribution Circuit | 12 | 22 | 2022-12-22 | 1895659 | Sus | N | EquipmentFailureInvolved¦Overhead¦ConnectororSplice(OH)¦Brokenwireonground
22-0141424 | Vegetation | Tree - fell into line | Crossarm, Wood | Broken, wire on ground | 2022 | Tier 2 - Elevated | Distribution Circuit | 12 | 26 | 2022-12-26 | 1897953 | Sus | N | Vegetation¦Treefellintoline¦CrossarmWood¦Brokenwireonground
22-0142155 | Vegetation | Tree - fell into line | Transformer (OH) | Failed/Faulted | 2022 | Tier 2 - Elevated | Transformer only | 12 | 30 | 2022-12-30 | 1901771 | Sus | N | Vegetation¦Treefellintoline¦Transformer(OH)¦FailedFaulted
15-0015767 | Equipment Failure/Involved | Other | Transformer | Malfunctioning | 2015 | Tier 2 - Elevated | Transformer only | 2 | 25 | 2015-02-25 | 1195918 | Sus | N | EquipmentFailureInvolved¦Other¦Transformer¦Malfunctioning
15-0021038 | Equipment Failure/Involved | Other | Insulator | Broken | 2015 | Tier 2 - Elevated | Distribution Circuit | 3 | 20 | 2015-03-20 | 1206079 | Sus | N | EquipmentFailureInvolved¦Other¦Insulator¦Broken
15-0024864 | Vegetation | Tree - fell into line | Conductor, Overhead | Broken, wire on ground | 2015 | Tier 3 - Extreme | Distribution Circuit | 4 | 7 | 2015-04-07 | 1214818 | Sus | N | Vegetation¦Treefellintoline¦ConductorOverhead¦Brokenwireonground
15-0029477 | Equipment Failure/Involved | Other | Insulator | Broken | 2015 | Tier 3 - Extreme | Distribution Circuit | 4 | 25 | 2015-04-25 | 1224743 | Sus | N | EquipmentFailureInvolved¦Other¦Insulator¦Broken
15-0036301 | Animal | Other | Transformer (OH) | Normal | 2015 | Tier 2 - Elevated | Transformer only | 5 | 25 | 2015-05-25 | 1239235 | Sus | Y | Animal¦Other¦Transformer(OH)¦Normal
15-0039031 | Animal | Bird found | Transformer (OH) | Failed/Faulted | 2015 | Tier 2 - Elevated | Transformer only | 6 | 6 | 2015-06-06 | 1244753 | Sus | Y | Animal¦Birdfound¦Transformer(OH)¦FailedFaulted
15-0041054 | Vegetation | Tree - fell into line | Conductor, Overhead | Broken, wire on ground | 2015 | Tier 2 - Elevated | Distribution Circuit | 6 | 15 | 2015-06-15 | 1251087 | Sus | Y | Vegetation¦Treefellintoline¦ConductorOverhead¦Brokenwireonground
15-0046405 | Vegetation | Tree - fell into line | Cutout, fuse holder | Broken, wire on ground | 2015 | Tier 2 - Elevated | Distribution Circuit | 7 | 8 | 2015-07-08 | 1265112 | Sus | Y | Vegetation¦Treefellintoline¦Cutoutfuseholder¦Brokenwireonground
15-0053852 | Equipment Failure/Involved | Overhead | Conductor, Overhead | Broken, wire on ground | 2015 | Tier 2 - Elevated | Distribution Circuit | 8 | 8 | 2015-08-08 | 1285294 | Sus | Y | EquipmentFailureInvolved¦Overhead¦ConductorOverhead¦Brokenwireonground
15-0055415 | Vegetation | Tree - branch fell on line | Conductor, Overhead | Broken, wire on ground | 2015 | Tier 2 - Elevated | Distribution Circuit | 8 | 16 | 2015-08-16 | 1289945 | Sus | Y | Vegetation¦Treebranchfellonline¦ConductorOverhead¦Brokenwireonground
15-0059478 | Vegetation | Tree - branch fell on line | Conductor, Overhead | Broken, wire on ground | 2015 | Tier 3 - Extreme | Distribution Circuit | 9 | 5 | 2015-09-05 | 1300484 | Sus | Y | Vegetation¦Treebranchfellonline¦ConductorOverhead¦Brokenwireonground
15-0061769 | Equipment Failure/Involved | Overhead | Fuse | Failed/Faulted | 2015 | Tier 2 - Elevated | Distribution Circuit | 9 | 16 | 2015-09-16 | 1306999 | Sus | Y | EquipmentFailureInvolved¦Overhead¦Fuse¦FailedFaulted
15-0062247 | Animal | Bird found | Fuse | Normal | 2015 | Tier 2 - Elevated | Distribution Circuit | 9 | 19 | 2015-09-19 | 1308450 | Sus | Y | Animal¦Birdfound¦Fuse¦Normal
15-0062619 | Unknown Cause | Patrol - found nothing |  |  | 2015 | Tier 3 - Extreme | Distribution Circuit | 9 | 22 | 2015-09-22 | 1309868 | Sus | Y | UnknownCause¦Patrolfoundnothing¦¦
15-0063464 | Animal | Bird found | Fuse | Failed/Faulted | 2015 | Tier 2 - Elevated | Distribution Circuit | 9 | 24 | 2015-09-24 | 1311628 | Sus | Y | Animal¦Birdfound¦Fuse¦FailedFaulted
15-0069455 | Equipment Failure/Involved | Overhead | Transformer (OH) | Leaking | 2015 | Tier 2 - Elevated | Distribution Circuit | 10 | 10 | 2015-10-10 | 1320028 | Sus | Y | EquipmentFailureInvolved¦Overhead¦Transformer(OH)¦Leaking
15-0070535 | Animal | Bird found | Fuse | Failed/Faulted | 2015 | Tier 2 - Elevated | Distribution Circuit | 10 | 15 | 2015-10-15 | 1322422 | Sus | Y | Animal¦Birdfound¦Fuse¦FailedFaulted
15-0078356 | Vegetation | Tree - fell into line | Pole-Wood | Broken | 2015 | Tier 3 - Extreme | Distribution Circuit | 11 | 16 | 2015-11-16 | 1343121 | Sus | Y | Vegetation¦Treefellintoline¦PoleWood¦Broken
15-0079834 | Equipment Failure/Involved | Overhead | Secondary | Broken, wire on object | 2015 | Tier 2 - Elevated | Transformer only | 11 | 21 | 2015-11-21 | 1346319 | Sus | Y | EquipmentFailureInvolved¦Overhead¦Secondary¦Brokenwireonobject
15-0079954 | Vegetation | Tree - branch fell on line | Conductor, Overhead | Normal | 2015 | Tier 2 - Elevated | Distribution Circuit | 11 | 22 | 2015-11-22 | 1346843 | Sus | Y | Vegetation¦Treebranchfellonline¦ConductorOverhead¦Normal
15-0082409 | Vegetation | Tree - bark fell into line | Conductor, Overhead | Normal | 2015 | Tier 2 - Elevated | Distribution Circuit | 12 | 3 | 2015-12-03 | 1352570 | Sus | N | Vegetation¦Treebarkfellintoline¦ConductorOverhead¦Normal
15-0083327 | Unknown Cause | Patrol - found nothing |  |  | 2015 | Tier 3 - Extreme | Distribution Circuit | 12 | 8 | 2015-12-08 | 1355431 | Sus | N | UnknownCause¦Patrolfoundnothing¦¦
15-0083528 | Unknown Cause | Patrol - found nothing |  |  | 2015 | Tier 2 - Elevated | Distribution Circuit | 12 | 9 | 2015-12-09 | 1356020 | Sus | N | UnknownCause¦Patrolfoundnothing¦¦
15-0083831 | Vegetation | Tree - branch fell on line | Conductor, Overhead | Normal | 2015 | Tier 2 - Elevated | Distribution Circuit | 12 | 10 | 2015-12-10 | 1357132 | Sus | N | Vegetation¦Treebranchfellonline¦ConductorOverhead¦Normal
15-0083856 | Unknown Cause | Patrol - found nothing |  |  | 2015 | Tier 3 - Extreme | Distribution Circuit | 12 | 10 | 2015-12-10 | 1357218 | Sus | N | UnknownCause¦Patrolfoundnothing¦¦
15-0083876 | Vegetation | Tree - fell into line | Crossarm, Wood | Broken | 2015 | Tier 2 - Elevated | Distribution Circuit | 12 | 10 | 2015-12-10 | 1357278 | Sus | N | Vegetation¦Treefellintoline¦CrossarmWood¦Broken
15-0084287 | Unknown Cause | Patrol - found nothing |  |  | 2015 | Tier 2 - Elevated | Distribution Circuit | 12 | 11 | 2015-12-11 | 1358819 | Sus | N | UnknownCause¦Patrolfoundnothing¦¦
15-0085442 | Unknown Cause | Patrol - found nothing |  |  | 2015 | Tier 2 - Elevated | Distribution Circuit | 12 | 15 | 2015-12-15 | 1363903 | Sus | N | UnknownCause¦Patrolfoundnothing¦¦
15-0087487 | 3rd Party | Vehicle | Conductor, Overhead | Normal | 2015 | Tier 3 - Extreme | Distribution Circuit | 12 | 27 | 2015-12-27 | 1372330 | Sus | N | 3rdParty¦Vehicle¦ConductorOverhead¦Normal
16-0005083 | Vegetation | Tree - branch fell on line | Conductor, Overhead | Normal | 2016 | Tier 3 - Extreme | Distribution Circuit | 1 | 13 | 2016-01-13 | 1382786 | Sus | N | Vegetation¦Treebranchfellonline¦ConductorOverhead¦Normal
16-0006015 | Equipment Failure/Involved | Overhead | Pole-Wood | Broken | 2016 | Tier 2 - Elevated | Distribution Circuit | 1 | 18 | 2016-01-18 | 1385945 | Sus | N | EquipmentFailureInvolved¦Overhead¦PoleWood¦Broken
16-0006246 | Unknown Cause | Patrol - found nothing |  |  | 2016 | Tier 3 - Extreme | Distribution Circuit | 1 | 19 | 2016-01-19 | 1386896 | Sus | N | UnknownCause¦Patrolfoundnothing¦¦
16-0007715 | Unknown Cause | Patrol - found nothing |  |  | 2016 | Tier 2 - Elevated | Distribution Circuit | 1 | 23 | 2016-01-23 | 1390588 | Sus | N | UnknownCause¦Patrolfoundnothing¦¦
16-0009904 | Unknown Cause | Patrol - found nothing |  |  | 2016 | Tier 2 - Elevated | Distribution Circuit | 2 | 1 | 2016-02-01 | 1396456 | Sus | N | UnknownCause¦Patrolfoundnothing¦¦
16-0014298 | Equipment Failure/Involved | Overhead | Insulator | Broken | 2016 | Tier 2 - Elevated | Distribution Circuit | 2 | 19 | 2016-02-19 | 1409412 | Sus | N | EquipmentFailureInvolved¦Overhead¦Insulator¦Broken
16-0017887 | Vegetation | Tree - fell into line | Fuse | Failed/Faulted | 2016 | Tier 2 - Elevated | Distribution Circuit | 3 | 5 | 2016-03-05 | 1418264 | Sus | N | Vegetation¦Treefellintoline¦Fuse¦FailedFaulted
16-0018160 | Vegetation | Tree - fell into line | Conductor, Overhead | Broken, wire on object | 2016 | Tier 2 - Elevated | Distribution Circuit | 3 | 5 | 2016-03-05 | 1419051 | Sus | N | Vegetation¦Treefellintoline¦ConductorOverhead¦Brokenwireonobject
16-0020743 | Vegetation | Tree - fell into line | Conductor, Overhead | Together | 2016 | Tier 2 - Elevated | Distribution Circuit | 3 | 12 | 2016-03-12 | 1429092 | Sus | N | Vegetation¦Treefellintoline¦ConductorOverhead¦Together
16-0020936 | Vegetation | Tree - fell into line | Crossarm, Wood | Broken, wire on ground | 2016 | Tier 2 - Elevated | Distribution Circuit | 3 | 13 | 2016-03-13 | 1430144 | Sus | N | Vegetation¦Treefellintoline¦CrossarmWood¦Brokenwireonground
16-0022733 | Unknown Cause | Patrol - found nothing |  | Burned Open | 2016 | Tier 3 - Extreme | Distribution Circuit | 3 | 20 | 2016-03-20 | 1434511 | Sus | N | UnknownCause¦Patrolfoundnothing¦¦BurnedOpen
16-0023195 | Equipment Failure/Involved | Overhead | Switch (OH) | Broken | 2016 | Tier 3 - Extreme | Distribution Circuit | 3 | 22 | 2016-03-22 | 1436032 | Sus | N | EquipmentFailureInvolved¦Overhead¦Switch(OH)¦Broken
16-0024896 | Vegetation | Tree - fell into line | Conductor, Overhead | Broken, wire on ground | 2016 | Tier 2 - Elevated | Distribution Circuit | 3 | 29 | 2016-03-29 | 1441338 | Sus | N | Vegetation¦Treefellintoline¦ConductorOverhead¦Brokenwireonground
16-0031342 | 3rd Party | Tree - cutting, 3rd party | Pole-Wood | Broken, wire on ground | 2016 | Tier 2 - Elevated | Distribution Circuit | 4 | 25 | 2016-04-25 | 1458393 | Sus | N | 3rdParty¦Treecutting3rdparty¦PoleWood¦Brokenwireonground
16-0041607 | Vegetation | Tree - fell into line | Conductor, Overhead | Normal | 2016 | Tier 3 - Extreme | Distribution Circuit | 6 | 7 | 2016-06-07 | 1484539 | Sus | Y | Vegetation¦Treefellintoline¦ConductorOverhead¦Normal
16-0042515 | Unknown Cause | Patrol - found nothing |  |  | 2016 | Tier 3 - Extreme | Distribution Circuit | 6 | 10 | 2016-06-10 | 1486851 | Sus | Y | UnknownCause¦Patrolfoundnothing¦¦
16-0047571 | Unknown Cause | Patrol - found nothing |  |  | 2016 | Tier 2 - Elevated | Distribution Circuit | 7 | 2 | 2016-07-02 | 1500009 | Sus | Y | UnknownCause¦Patrolfoundnothing¦¦
16-0048011 | Equipment Failure/Involved | Overhead | Transformer | Failed/Faulted | 2016 | Tier 3 - Extreme | Transformer only | 7 | 5 | 2016-07-05 | 1501506 | Sus | Y | EquipmentFailureInvolved¦Overhead¦Transformer¦FailedFaulted
16-0053413 | Unknown Cause | Patrol - found nothing |  |  | 2016 | Tier 2 - Elevated | Distribution Circuit | 7 | 28 | 2016-07-28 | 1517934 | Sus | Y | UnknownCause¦Patrolfoundnothing¦¦
16-0057478 | Unknown Cause | Patrol - found nothing |  |  | 2016 | Tier 2 - Elevated | Distribution Circuit | 8 | 15 | 2016-08-15 | 1526873 | Sus | Y | UnknownCause¦Patrolfoundnothing¦¦
16-0066115 | Equipment Failure/Involved | Overhead | Transformer (OH) | Leaking | 2016 | Tier 2 - Elevated | Transformer only | 9 | 20 | 2016-09-20 | 1545013 | Sus | Y | EquipmentFailureInvolved¦Overhead¦Transformer(OH)¦Leaking
16-0066462 | Unknown Cause | Patrol - found nothing |  |  | 2016 | Tier 3 - Extreme | Distribution Circuit | 9 | 22 | 2016-09-22 | 1545815 | Sus | Y | UnknownCause¦Patrolfoundnothing¦¦
16-0066475 | Unknown Cause | Patrol - found nothing |  |  | 2016 | Tier 2 - Elevated | Distribution Circuit | 9 | 22 | 2016-09-22 | 1545809 | Sus | Y | UnknownCause¦Patrolfoundnothing¦¦
16-0071082 | Equipment Failure/Involved | Overhead | Crossarm, Wood | Deteriorated | 2016 | Tier 3 - Extreme | Distribution Circuit | 10 | 11 | 2016-10-11 | 1556326 | Sus | Y | EquipmentFailureInvolved¦Overhead¦CrossarmWood¦Deteriorated
16-0072778 | Vegetation | Tree - fell into line | Conductor, Overhead | Broken, wire on ground | 2016 | Tier 3 - Extreme | Distribution Circuit | 10 | 16 | 2016-10-16 | 1562247 | Sus | Y | Vegetation¦Treefellintoline¦ConductorOverhead¦Brokenwireonground
16-0075732 | Equipment Failure/Involved | Overhead | Jumper | Bent or Twisted | 2016 | Tier 2 - Elevated | Distribution Circuit | 10 | 26 | 2016-10-26 | 1570390 | Sus | Y | EquipmentFailureInvolved¦Overhead¦Jumper¦BentorTwisted
16-0076677 | Vegetation | Tree - branch fell on line |  | Failed/Faulted | 2016 | Tier 3 - Extreme | Transformer only | 10 | 29 | 2016-10-29 | 1572685 | Sus | Y | Vegetation¦Treebranchfellonline¦¦FailedFaulted
16-0077364 | Animal | Other | Pole-Wood | Broken | 2016 | Tier 2 - Elevated | Distribution Circuit | 11 | 1 | 2016-11-01 | 1574948 | Sus | Y | Animal¦Other¦PoleWood¦Broken
16-0080881 | Vegetation | Tree - grew into line | Secondary | Arcing | 2016 | Tier 2 - Elevated | Transformer only | 11 | 18 | 2016-11-18 | 1584022 | Sus | Y | Vegetation¦Treegrewintoline¦Secondary¦Arcing
16-0081168 | Equipment Failure/Involved | Overhead | Cutout, fuse holder | Broken | 2016 | Tier 2 - Elevated | Distribution Circuit | 11 | 19 | 2016-11-19 | 1585253 | Sus | Y | EquipmentFailureInvolved¦Overhead¦Cutoutfuseholder¦Broken
16-0081565 | Unknown Cause | Patrol - not conducted |  |  | 2016 | Tier 3 - Extreme | Distribution Circuit | 11 | 21 | 2016-11-21 | 1586923 | Sus | Y | UnknownCause¦Patrolnotconducted¦¦
16-0084990 | Unknown Cause | Patrol - found nothing |  |  | 2016 | Tier 2 - Elevated | Distribution Circuit | 12 | 10 | 2016-12-10 | 1599047 | Sus | N | UnknownCause¦Patrolfoundnothing¦¦
16-0085103 | Animal | Bird found | Fuse | Failed/Faulted | 2016 | Tier 3 - Extreme | Distribution Circuit | 12 | 11 | 2016-12-11 | 1599773 | Sus | N | Animal¦Birdfound¦Fuse¦FailedFaulted
16-0086554 | 3rd Party | Other | Conductor, Overhead | Normal | 2016 | Tier 2 - Elevated | Distribution Circuit | 12 | 20 | 2016-12-20 | 1607817 | Sus | N | 3rdParty¦Other¦ConductorOverhead¦Normal
17-0002864 | Vegetation | Tree - fell into line | Conductor, Overhead | Normal | 2017 | Tier 2 - Elevated | Distribution Circuit | 1 | 2 | 2017-01-02 | 1615183 | Sus | N | Vegetation¦Treefellintoline¦ConductorOverhead¦Normal
17-0003576 | Vegetation | Tree - fell into line | Conductor, Overhead | Broken, wire on ground | 2017 | Tier 2 - Elevated | Distribution Circuit | 1 | 3 | 2017-01-03 | 1618290 | Sus | N | Vegetation¦Treefellintoline¦ConductorOverhead¦Brokenwireonground
17-0013257 | Vegetation | Tree - fell into line | Pole-Wood | Broken, wire on ground | 2017 | Tier 2 - Elevated | Distribution Circuit | 1 | 22 | 2017-01-22 | 1661588 | Sus | N | Vegetation¦Treefellintoline¦PoleWood¦Brokenwireonground
17-0019079 | Unknown Cause | Patrol - found nothing |  |  | 2017 | Tier 2 - Elevated | Distribution Circuit | 2 | 8 | 2017-02-08 | 1681936 | Sus | N | UnknownCause¦Patrolfoundnothing¦¦
17-0019280 | Vegetation | Tree - fell into line | Conductor, Overhead | Normal | 2017 | Tier 3 - Extreme | Distribution Circuit | 2 | 9 | 2017-02-09 | 1682777 | Sus | N | Vegetation¦Treefellintoline¦ConductorOverhead¦Normal
17-0019395 | Vegetation | Tree - fell into line | Conductor, Overhead | Broken, wire on ground | 2017 | Tier 3 - Extreme | Distribution Circuit | 2 | 9 | 2017-02-09 | 1683066 | Sus | N | Vegetation¦Treefellintoline¦ConductorOverhead¦Brokenwireonground
17-0021432 | Vegetation | Tree - fell into line | Conductor, Overhead | Normal | 2017 | Tier 2 - Elevated | Distribution Circuit | 2 | 16 | 2017-02-16 | 1689765 | Sus | N | Vegetation¦Treefellintoline¦ConductorOverhead¦Normal
17-0022911 | Vegetation | Tree - fell into line | Conductor, Overhead | Broken, wire on ground | 2017 | Tier 2 - Elevated | Distribution Circuit | 2 | 18 | 2017-02-18 | 1699086 | Sus | N | Vegetation¦Treefellintoline¦ConductorOverhead¦Brokenwireonground
17-0024047 | Equipment Failure/Involved | Overhead | Conductor, Overhead | Broken, wire on ground | 2017 | Tier 3 - Extreme | Distribution Circuit | 2 | 20 | 2017-02-20 | 1705555 | Sus | N | EquipmentFailureInvolved¦Overhead¦ConductorOverhead¦Brokenwireonground
17-0024866 | Vegetation | Tree - fell into line | Conductor, Overhead | Broken, wire on ground | 2017 | Tier 2 - Elevated | Transmission line | 2 | 21 | 2017-02-21 | 1707380 | Sus | N | Vegetation¦Treefellintoline¦ConductorOverhead¦Brokenwireonground
17-0025578 | Company Initiated | Improper Construction | Pole-Wood | Normal | 2017 | Tier 3 - Extreme | Distribution Circuit | 2 | 22 | 2017-02-22 | 1710627 | Sus | N | CompanyInitiated¦ImproperConstruction¦PoleWood¦Normal
17-0026858 | Vegetation | Tree - branch fell on line | Conductor, Overhead | Normal | 2017 | Tier 2 - Elevated | Distribution Circuit | 2 | 26 | 2017-02-26 | 1714261 | Sus | N | Vegetation¦Treebranchfellonline¦ConductorOverhead¦Normal
17-0028818 | Vegetation | Tree - fell into line | Conductor, Overhead | Normal | 2017 | Tier 3 - Extreme | Distribution Circuit | 3 | 6 | 2017-03-06 | 1721009 | Sus | N | Vegetation¦Treefellintoline¦ConductorOverhead¦Normal
17-0030039 | Unknown Cause | Patrol - found nothing |  |  | 2017 | Tier 2 - Elevated | Distribution Circuit | 3 | 10 | 2017-03-10 | 1724076 | Sus | N | UnknownCause¦Patrolfoundnothing¦¦
17-0030835 | Vegetation | Tree - fell into line | Conductor, Overhead | Broken, wire on ground | 2017 | Tier 3 - Extreme | Distribution Circuit | 3 | 15 | 2017-03-15 | 1727351 | Sus | N | Vegetation¦Treefellintoline¦ConductorOverhead¦Brokenwireonground
17-0035513 | Vegetation | Tree - branch fell on line | Conductor, Overhead | Broken, wire on ground | 2017 | Tier 3 - Extreme | Distribution Circuit | 3 | 31 | 2017-03-31 | 1740992 | Sus | N | Vegetation¦Treebranchfellonline¦ConductorOverhead¦Brokenwireonground
17-0037335 | Unknown Cause | Patrol - not conducted |  |  | 2017 | Tier 3 - Extreme | Distribution Circuit | 4 | 6 | 2017-04-06 | 1746494 | Sus | N | UnknownCause¦Patrolnotconducted¦¦
17-0037673 | Vegetation | Tree - branch fell on line | Conductor, Overhead | Normal | 2017 | Tier 3 - Extreme | Distribution Circuit | 4 | 7 | 2017-04-07 | 1748988 | Sus | N | Vegetation¦Treebranchfellonline¦ConductorOverhead¦Normal
17-0038169 | Vegetation | Tree - fell into line | Fuse | Failed/Faulted | 2017 | Tier 3 - Extreme | Distribution Circuit | 4 | 7 | 2017-04-07 | 1751990 | Sus | N | Vegetation¦Treefellintoline¦Fuse¦FailedFaulted
17-0043930 | Equipment Failure/Involved | Overhead | Transformer | Failed/Faulted | 2017 | Tier 2 - Elevated | Transformer only | 4 | 29 | 2017-04-29 | 1770656 | Sus | N | EquipmentFailureInvolved¦Overhead¦Transformer¦FailedFaulted
17-0047418 | Equipment Failure/Involved | Overhead |  | Failed/Faulted | 2017 | Tier 2 - Elevated | Transformer only | 5 | 11 | 2017-05-11 | 1780418 | Sus | Y | EquipmentFailureInvolved¦Overhead¦¦FailedFaulted
17-0055858 | Unknown Cause | Patrol - found nothing |  |  | 2017 | Tier 2 - Elevated | Distribution Circuit | 6 | 16 | 2017-06-16 | 1806407 | Sus | Y | UnknownCause¦Patrolfoundnothing¦¦
17-0060533 | Equipment Failure/Involved | Overhead | Pole-Wood | Broken | 2017 | Tier 2 - Elevated | Distribution Circuit | 7 | 5 | 2017-07-05 | 1823738 | Sus | Y | EquipmentFailureInvolved¦Overhead¦PoleWood¦Broken
17-0064701 | Vegetation | Tree - fell into line | Conductor, Overhead | Normal | 2017 | Tier 2 - Elevated | Distribution Circuit | 7 | 22 | 2017-07-22 | 1837485 | Sus | Y | Vegetation¦Treefellintoline¦ConductorOverhead¦Normal
17-0068175 | Equipment Failure/Involved | Overhead | Transformer (OH) | Failed/Faulted | 2017 | Tier 3 - Extreme | Distribution Circuit | 8 | 5 | 2017-08-05 | 1846829 | Sus | Y | EquipmentFailureInvolved¦Overhead¦Transformer(OH)¦FailedFaulted
17-0071461 | Unknown Cause | Patrol - found nothing |  |  | 2017 | Tier 2 - Elevated | Distribution Circuit | 8 | 19 | 2017-08-19 | 1855174 | Sus | Y | UnknownCause¦Patrolfoundnothing¦¦
17-0076833 | Equipment Failure/Involved | Overhead | Pole-Wood | Deteriorated | 2017 | Tier 2 - Elevated | Distribution Circuit | 9 | 7 | 2017-09-07 | 1872890 | Sus | Y | EquipmentFailureInvolved¦Overhead¦PoleWood¦Deteriorated
17-0080117 | Vegetation | Tree - fell into line | Conductor, Overhead | Normal | 2017 | Tier 3 - Extreme | Distribution Circuit | 9 | 19 | 2017-09-19 | 1881966 | Sus | Y | Vegetation¦Treefellintoline¦ConductorOverhead¦Normal
17-0081265 | Unknown Cause | Patrol - found nothing |  |  | 2017 | Tier 2 - Elevated | Distribution Circuit | 9 | 24 | 2017-09-24 | 1884847 | Sus | Y | UnknownCause¦Patrolfoundnothing¦¦
17-0085439 | Unknown Cause | Patrol - found nothing |  |  | 2017 | Tier 3 - Extreme | Distribution Circuit | 10 | 9 | 2017-10-09 | 1894788 | Sus | Y | UnknownCause¦Patrolfoundnothing¦¦
17-0085970 | Vegetation | Tree - fell into line | Pole-Wood | Broken, wire on ground | 2017 | Tier 2 - Elevated | Distribution Circuit | 10 | 8 | 2017-10-08 | 1897466 | Sus | Y | Vegetation¦Treefellintoline¦PoleWood¦Brokenwireonground
17-0086458 | Environmental/External | Fire, Forest/Grass | Pole-Wood | Burned/flashed | 2017 | Tier 2 - Elevated | Distribution Circuit | 10 | 8 | 2017-10-08 | 1898861 | Sus | Y | EnvironmentalExternal¦FireForestGrass¦PoleWood¦Burnedflashed
17-0087513 | Environmental/External | Fire, Forest/Grass | Conductor, Overhead | Normal | 2017 | Tier 3 - Extreme | Distribution Circuit | 10 | 8 | 2017-10-08 | 1901313 | Sus | Y | EnvironmentalExternal¦FireForestGrass¦ConductorOverhead¦Normal
17-0088704 | Equipment Failure/Involved | Overhead | Pole-Wood | Broken | 2017 | Tier 2 - Elevated | Distribution Circuit | 10 | 8 | 2017-10-08 | 1904451 | Sus | Y | EquipmentFailureInvolved¦Overhead¦PoleWood¦Broken
17-0089519 | Animal | Squirrel | Fuse | Failed/Faulted | 2017 | Tier 2 - Elevated | Distribution Circuit | 10 | 22 | 2017-10-22 | 1907323 | Sus | Y | Animal¦Squirrel¦Fuse¦FailedFaulted
17-0093774 | Unknown Cause | Patrol - found nothing |  |  | 2017 | Tier 3 - Extreme | Distribution Circuit | 11 | 9 | 2017-11-09 | 1919082 | Sus | Y | UnknownCause¦Patrolfoundnothing¦¦
17-0095986 | Equipment Failure/Involved | Overhead | Transformer (OH) | Failed/Faulted | 2017 | Tier 3 - Extreme | Transformer only | 11 | 17 | 2017-11-17 | 1925090 | Sus | Y | EquipmentFailureInvolved¦Overhead¦Transformer(OH)¦FailedFaulted
17-0096637 | Animal | Other |  | Failed/Faulted | 2017 | Tier 3 - Extreme | Transformer only | 11 | 20 | 2017-11-20 | 1926837 | Sus | Y | Animal¦Other¦¦FailedFaulted
17-0097065 | 3rd Party | Vehicle | Pole-Wood | Broken | 2017 | Tier 2 - Elevated | Distribution Circuit | 11 | 22 | 2017-11-22 | 1927820 | Sus | Y | 3rdParty¦Vehicle¦PoleWood¦Broken
17-0097817 | Vegetation | Tree - branch fell on line | Conductor, Overhead | Normal | 2017 | Tier 3 - Extreme | Distribution Circuit | 11 | 27 | 2017-11-27 | 1930077 | Sus | Y | Vegetation¦Treebranchfellonline¦ConductorOverhead¦Normal
17-0099594 | Vegetation | Tree - branch fell on line | Conductor, Overhead | Normal | 2017 | Tier 3 - Extreme | Distribution Circuit | 12 | 4 | 2017-12-04 | 1934856 | Sus | N | Vegetation¦Treebranchfellonline¦ConductorOverhead¦Normal
17-0099742 | Vegetation | Tree - bark fell into line | Conductor, Overhead | Together | 2017 | Tier 3 - Extreme | Distribution Circuit | 12 | 4 | 2017-12-04 | 1935488 | Sus | N | Vegetation¦Treebarkfellintoline¦ConductorOverhead¦Together
17-0101251 | Equipment Failure/Involved | Overhead | Crossarm, Wood | Broken | 2017 | Tier 2 - Elevated | Distribution Circuit | 12 | 12 | 2017-12-12 | 1941029 | Sus | N | EquipmentFailureInvolved¦Overhead¦CrossarmWood¦Broken
18-0003980 | Vegetation | Tree - branch fell on line | Conductor, Overhead | Broken, wire on ground | 2018 | Tier 3 - Extreme | Distribution Circuit | 1 | 6 | 2018-01-06 | 3057 | Sus | N | Vegetation¦Treebranchfellonline¦ConductorOverhead¦Brokenwireonground
18-0011368 | Unknown Cause | Patrol - found nothing |  |  | 2018 | Tier 3 - Extreme | Distribution Circuit | 2 | 4 | 2018-02-04 | 19096 | Sus | N | UnknownCause¦Patrolfoundnothing¦¦
18-0023884 | Equipment Failure/Involved | Overhead | Crossarm, Wood | Broken | 2018 | Tier 3 - Extreme | Distribution Circuit | 3 | 16 | 2018-03-16 | 46367 | Sus | N | EquipmentFailureInvolved¦Overhead¦CrossarmWood¦Broken
18-0025683 | Vegetation | Tree - fell into line | Conductor, Overhead | Normal | 2018 | Tier 3 - Extreme | Distribution Circuit | 3 | 22 | 2018-03-22 | 50866 | Sus | N | Vegetation¦Treefellintoline¦ConductorOverhead¦Normal
18-0025795 | Unknown Cause | Patrol - found nothing |  |  | 2018 | Tier 2 - Elevated | Distribution Circuit | 3 | 22 | 2018-03-22 | 51095 | Sus | N | UnknownCause¦Patrolfoundnothing¦¦
18-0025849 | Vegetation | Tree - fell into line | Secondary | Broken, wire on ground | 2018 | Tier 2 - Elevated | Transformer only | 3 | 22 | 2018-03-22 | 51416 | Sus | N | Vegetation¦Treefellintoline¦Secondary¦Brokenwireonground
18-0029522 | Unknown Cause | Patrol - not conducted |  |  | 2018 | Tier 2 - Elevated | Distribution Circuit | 4 | 5 | 2018-04-05 | 60077 | Sus | N | UnknownCause¦Patrolnotconducted¦¦
18-0031446 | Vegetation | Tree - branch fell on line | Conductor, Overhead | Broken, wire on ground | 2018 | Tier 3 - Extreme | Distribution Circuit | 4 | 11 | 2018-04-11 | 64948 | Sus | N | Vegetation¦Treebranchfellonline¦ConductorOverhead¦Brokenwireonground
18-0032875 | 3rd Party | Vehicle | Pole-Wood | Broken, wire on ground | 2018 | Tier 3 - Extreme | Distribution Circuit | 4 | 16 | 2018-04-16 | 68397 | Sus | N | 3rdParty¦Vehicle¦PoleWood¦Brokenwireonground
18-0041331 | Vegetation | Tree - branch fell on line | Conductor, Overhead | Normal | 2018 | Tier 2 - Elevated | Distribution Circuit | 5 | 15 | 2018-05-15 | 86768 | Sus | Y | Vegetation¦Treebranchfellonline¦ConductorOverhead¦Normal
18-0059716 | Unknown Cause | Patrol - found nothing |  |  | 2018 | Tier 2 - Elevated | Distribution Circuit | 7 | 13 | 2018-07-13 | 131233 | Sus | Y | UnknownCause¦Patrolfoundnothing¦¦
18-0067607 | Equipment Failure/Involved | Overhead | Pole-Wood | Deteriorated | 2018 | Tier 3 - Extreme | Distribution Circuit | 8 | 7 | 2018-08-07 | 150959 | Sus | Y | EquipmentFailureInvolved¦Overhead¦PoleWood¦Deteriorated
18-0068473 | Environmental/External | Fire, Forest/Grass | Conductor, Overhead | Normal | 2018 | Tier 2 - Elevated | Transmission line | 8 | 9 | 2018-08-09 | 152455 | Sus | Y | EnvironmentalExternal¦FireForestGrass¦ConductorOverhead¦Normal
18-0068643 | Environmental/External | Fire, Forest/Grass | Conductor, Overhead | Normal | 2018 | Tier 3 - Extreme | Distribution Circuit | 8 | 10 | 2018-08-10 | 152825 | Sus | Y | EnvironmentalExternal¦FireForestGrass¦ConductorOverhead¦Normal
18-0073577 | Vegetation | Tree - fell into line | Jumper | Burned Open | 2018 | Tier 3 - Extreme | Distribution Circuit | 8 | 26 | 2018-08-26 | 162559 | Sus | Y | Vegetation¦Treefellintoline¦Jumper¦BurnedOpen
18-0082723 | Wildfire Mitigation | CWSP - Vegetation Removal |  |  | 2018 | Tier 3 - Extreme | Distribution Circuit | 9 | 24 | 2018-09-24 | 180216 | Sus | Y | WildfireMitigation¦CWSPVegetationRemoval¦¦
18-0085129 | Unknown Cause | Patrol - found nothing |  |  | 2018 | Tier 3 - Extreme | Distribution Circuit | 10 | 1 | 2018-10-01 | 184879 | Sus | Y | UnknownCause¦Patrolfoundnothing¦¦
18-0094455 | Animal | Squirrel | Fuse | Failed/Faulted | 2018 | Tier 2 - Elevated | Distribution Circuit | 10 | 26 | 2018-10-26 | 202728 | Sus | Y | Animal¦Squirrel¦Fuse¦FailedFaulted
18-0100668 | Equipment Failure/Involved | Overhead |  | Failed/Faulted | 2018 | Tier 2 - Elevated | Transformer only | 11 | 17 | 2018-11-17 | 217368 | Sus | Y | EquipmentFailureInvolved¦Overhead¦¦FailedFaulted
18-0101954 | Vegetation | Tree - branch fell on line | Conductor, Overhead | Normal | 2018 | Tier 3 - Extreme | Distribution Circuit | 11 | 21 | 2018-11-21 | 220094 | Sus | Y | Vegetation¦Treebranchfellonline¦ConductorOverhead¦Normal
18-0103922 | Unknown Cause | Patrol - found nothing |  |  | 2018 | Tier 2 - Elevated | Distribution Circuit | 11 | 27 | 2018-11-27 | 225602 | Sus | Y | UnknownCause¦Patrolfoundnothing¦¦
18-0104765 | Vegetation | Tree - fell into line | Conductor, Overhead | Normal | 2018 | Tier 2 - Elevated | Distribution Circuit | 11 | 29 | 2018-11-29 | 227713 | Sus | Y | Vegetation¦Treefellintoline¦ConductorOverhead¦Normal
18-0109324 | Equipment Failure/Involved | Overhead | Transformer | Failed/Faulted | 2018 | Tier 2 - Elevated | Transformer only | 12 | 15 | 2018-12-15 | 240792 | Sus | N | EquipmentFailureInvolved¦Overhead¦Transformer¦FailedFaulted
18-0109872 | 3rd Party | Vehicle | Pole-Wood | Broken | 2018 | Tier 3 - Extreme | Distribution Circuit | 12 | 18 | 2018-12-18 | 243018 | Sus | N | 3rdParty¦Vehicle¦PoleWood¦Broken
18-0109872 | 3rd Party | Vehicle | Pole-Wood | Broken | 2018 | Tier 3 - Extreme | Distribution Circuit | 12 | 18 | 2018-12-18 | 243018 | Sus | N | 3rdParty¦Vehicle¦PoleWood¦Broken
18-0111039 | Equipment Failure/Involved | Overhead | Jumper | Burned Open | 2018 | Tier 2 - Elevated | Distribution Circuit | 12 | 29 | 2018-12-29 | 249278 | Sus | N | EquipmentFailureInvolved¦Overhead¦Jumper¦BurnedOpen
19-0004955 | Vegetation | Tree - fell into line | Conductor, Overhead | Together | 2019 | Tier 3 - Extreme | Distribution Circuit | 1 | 5 | 2019-01-05 | 254803 | Sus | N | Vegetation¦Treefellintoline¦ConductorOverhead¦Together
19-0011176 | Unknown Cause | Patrol - found nothing |  |  | 2019 | Tier 2 - Elevated | Distribution Circuit | 1 | 17 | 2019-01-17 | 272762 | Sus | N | UnknownCause¦Patrolfoundnothing¦¦
19-0011191 | Vegetation | Tree - branch fell on line | Conductor, Overhead | Normal | 2019 | Tier 2 - Elevated | Distribution Circuit | 1 | 17 | 2019-01-17 | 273799 | Sus | N | Vegetation¦Treebranchfellonline¦ConductorOverhead¦Normal
19-0011256 | Vegetation | Tree - branch fell on line | Conductor, Overhead | Broken, wire on ground | 2019 | Tier 2 - Elevated | Distribution Circuit | 1 | 16 | 2019-01-16 | 271901 | Sus | N | Vegetation¦Treebranchfellonline¦ConductorOverhead¦Brokenwireonground
19-0011257 | Environmental/External | Lightning | Transformer | Failed/Faulted | 2019 | Tier 2 - Elevated | Transformer only | 1 | 17 | 2019-01-17 | 274545 | Sus | N | EnvironmentalExternal¦Lightning¦Transformer¦FailedFaulted
19-0011654 | Vegetation | Tree - branch fell on line | Conductor, Overhead | Broken, wire on ground | 2019 | Tier 3 - Extreme | Distribution Circuit | 1 | 17 | 2019-01-17 | 272786 | Sus | N | Vegetation¦Treebranchfellonline¦ConductorOverhead¦Brokenwireonground
19-0011800 | Vegetation | Tree - branch fell on line | Conductor, Overhead | Normal | 2019 | Tier 3 - Extreme | Distribution Circuit | 1 | 18 | 2019-01-18 | 275825 | Sus | N | Vegetation¦Treebranchfellonline¦ConductorOverhead¦Normal
19-0012223 | Vegetation | Tree - fell into line | Conductor, Overhead | Broken, wire on ground | 2019 | Tier 2 - Elevated | Distribution Circuit | 1 | 19 | 2019-01-19 | 276982 | Sus | N | Vegetation¦Treefellintoline¦ConductorOverhead¦Brokenwireonground
19-0016827 | Vegetation | Tree - fell into line | Conductor, Overhead | Broken, wire on ground | 2019 | Tier 2 - Elevated | Distribution Circuit | 2 | 1 | 2019-02-01 | 285849 | Sus | N | Vegetation¦Treefellintoline¦ConductorOverhead¦Brokenwireonground
19-0017359 | Vegetation | Tree - fell into line | Conductor, Overhead | Broken, wire on object | 2019 | Tier 2 - Elevated | Distribution Circuit | 2 | 2 | 2019-02-02 | 288022 | Sus | N | Vegetation¦Treefellintoline¦ConductorOverhead¦Brokenwireonobject
19-0020241 | Equipment Failure/Involved | Overhead | Other | Broken | 2019 | Tier 3 - Extreme | Distribution Circuit | 2 | 8 | 2019-02-08 | 296604 | Sus | N | EquipmentFailureInvolved¦Overhead¦Other¦Broken
19-0020528 | Vegetation | Tree - fell into line | Conductor, Overhead | Broken, wire on ground | 2019 | Tier 2 - Elevated | Distribution Circuit | 2 | 10 | 2019-02-10 | 297827 | Sus | N | Vegetation¦Treefellintoline¦ConductorOverhead¦Brokenwireonground
19-0020629 | Vegetation | Tree - branch fell on line | Conductor, Overhead | Broken, wire on ground | 2019 | Tier 2 - Elevated | Distribution Circuit | 2 | 10 | 2019-02-10 | 297225 | Sus | N | Vegetation¦Treebranchfellonline¦ConductorOverhead¦Brokenwireonground
19-0022212 | Vegetation | Tree - fell into line | Conductor, Overhead | Normal | 2019 | Tier 2 - Elevated | Distribution Circuit | 2 | 13 | 2019-02-13 | 304287 | Sus | N | Vegetation¦Treefellintoline¦ConductorOverhead¦Normal
19-0022357 | Unknown Cause | Patrol - found nothing |  |  | 2019 | Tier 2 - Elevated | Distribution Circuit | 2 | 13 | 2019-02-13 | 304368 | Sus | N | UnknownCause¦Patrolfoundnothing¦¦
19-0023795 | Vegetation | Tree - fell into line | Conductor, Overhead | Broken, wire on ground | 2019 | Tier 2 - Elevated | Distribution Circuit | 2 | 15 | 2019-02-15 | 311355 | Sus | N | Vegetation¦Treefellintoline¦ConductorOverhead¦Brokenwireonground
19-0023894 | Vegetation | Tree - fell into line | Conductor, Overhead | Broken, wire on ground | 2019 | Tier 2 - Elevated | Distribution Circuit | 2 | 13 | 2019-02-13 | 303242 | Sus | N | Vegetation¦Treefellintoline¦ConductorOverhead¦Brokenwireonground
19-0024012 | Vegetation | Tree - branch fell on line | Conductor, Overhead | Burned/flashed | 2019 | Tier 2 - Elevated | Distribution Circuit | 2 | 14 | 2019-02-14 | 309106 | Sus | N | Vegetation¦Treebranchfellonline¦ConductorOverhead¦Burnedflashed
19-0024264 | Unknown Cause | Patrol - found nothing |  |  | 2019 | Tier 3 - Extreme | Distribution Circuit | 2 | 15 | 2019-02-15 | 312631 | Sus | N | UnknownCause¦Patrolfoundnothing¦¦
19-0024687 | Unknown Cause | Patrol - found nothing |  |  | 2019 | Tier 3 - Extreme | Distribution Circuit | 2 | 15 | 2019-02-15 | 312730 | Sus | N | UnknownCause¦Patrolfoundnothing¦¦
19-0024699 | Vegetation | Tree - fell into line | Transformer | Broken | 2019 | Tier 2 - Elevated | Distribution Circuit | 2 | 16 | 2019-02-16 | 314875 | Sus | N | Vegetation¦Treefellintoline¦Transformer¦Broken
19-0026081 | Equipment Failure/Involved | Overhead | Connector or Splice (OH) | Broken | 2019 | Tier 3 - Extreme | Distribution Circuit | 2 | 19 | 2019-02-19 | 318844 | Sus | N | EquipmentFailureInvolved¦Overhead¦ConnectororSplice(OH)¦Broken
19-0028349 | Vegetation | Tree - branch fell on line | Conductor, Overhead | Broken, wire on ground | 2019 | Tier 2 - Elevated | Distribution Circuit | 2 | 26 | 2019-02-26 | 324418 | Sus | N | Vegetation¦Treebranchfellonline¦ConductorOverhead¦Brokenwireonground
19-0029187 | Equipment Failure/Involved | Overhead | Cutout, fuse holder | Broken | 2019 | Tier 2 - Elevated | Distribution Circuit | 2 | 27 | 2019-02-27 | 327494 | Sus | N | EquipmentFailureInvolved¦Overhead¦Cutoutfuseholder¦Broken
19-0029202 | Vegetation | Tree - fell into line | Fuse | Failed/Faulted | 2019 | Tier 2 - Elevated | Distribution Circuit | 2 | 27 | 2019-02-27 | 327595 | Sus | N | Vegetation¦Treefellintoline¦Fuse¦FailedFaulted
19-0036324 | Equipment Failure/Involved | Overhead | Conductor, Overhead | Normal | 2019 | Tier 2 - Elevated | Distribution Circuit | 3 | 23 | 2019-03-23 | 345964 | Sus | N | EquipmentFailureInvolved¦Overhead¦ConductorOverhead¦Normal
19-0037613 | Unknown Cause | Patrol - found nothing |  |  | 2019 | Tier 3 - Extreme | Distribution Circuit | 3 | 27 | 2019-03-27 | 348605 | Sus | N | UnknownCause¦Patrolfoundnothing¦¦
19-0037689 | Environmental/External | Lightning | Conductor, Overhead | Normal | 2019 | Tier 2 - Elevated | Distribution Circuit | 3 | 27 | 2019-03-27 | 348999 | Sus | N | EnvironmentalExternal¦Lightning¦ConductorOverhead¦Normal
19-0040357 | Equipment Failure/Involved | Overhead | Transformer | Failed/Faulted | 2019 | Tier 3 - Extreme | Transformer only | 4 | 7 | 2019-04-07 | 355110 | Sus | N | EquipmentFailureInvolved¦Overhead¦Transformer¦FailedFaulted
19-0041609 | Unknown Cause | Patrol - found nothing |  |  | 2019 | Tier 2 - Elevated | Distribution Circuit | 4 | 11 | 2019-04-11 | 358571 | Sus | N | UnknownCause¦Patrolfoundnothing¦¦
19-0044660 | Environmental/External | Lightning | Transformer | Failed/Faulted | 2019 | Tier 2 - Elevated | Transformer only | 4 | 21 | 2019-04-21 | 364784 | Sus | N | EnvironmentalExternal¦Lightning¦Transformer¦FailedFaulted
19-0044707 | Equipment Failure/Involved | Overhead | Conductor, Overhead | Broken | 2019 | Tier 3 - Extreme | Transformer only | 4 | 21 | 2019-04-21 | 365017 | Sus | N | EquipmentFailureInvolved¦Overhead¦ConductorOverhead¦Broken
19-0052179 | Vegetation | Tree - branch fell on line | Conductor, Overhead | Normal | 2019 | Tier 3 - Extreme | Distribution Circuit | 5 | 15 | 2019-05-15 | 380932 | Sus | Y | Vegetation¦Treebranchfellonline¦ConductorOverhead¦Normal
19-0054445 | Vegetation | Tree - fell into line | Conductor, Overhead | Broken | 2019 | Tier 2 - Elevated | Distribution Circuit | 5 | 20 | 2019-05-20 | 386220 | Sus | Y | Vegetation¦Treefellintoline¦ConductorOverhead¦Broken
19-0059241 | Unknown Cause | Patrol - not conducted |  |  | 2019 | Tier 3 - Extreme | Transmission line | 5 | 29 | 2019-05-29 | 392998 | Sus | Y | UnknownCause¦Patrolnotconducted¦¦
19-0065525 | Vegetation | Tree - fell into line | Conductor, Overhead | Broken, wire on ground | 2019 | Tier 2 - Elevated | Distribution Circuit | 6 | 10 | 2019-06-10 | 404560 | Sus | Y | Vegetation¦Treefellintoline¦ConductorOverhead¦Brokenwireonground
19-0071033 | Vegetation | Tree - cutting, PG&E contractor | Conductor, Overhead | Normal | 2019 | Tier 2 - Elevated | Distribution Circuit | 6 | 22 | 2019-06-22 | 426237 | Sus | Y | Vegetation¦TreecuttingPG&Econtractor¦ConductorOverhead¦Normal
19-0073687 | Vegetation | Tree - branch fell on line | Conductor, Overhead | Normal | 2019 | Tier 3 - Extreme | Distribution Circuit | 7 | 1 | 2019-07-01 | 438936 | Sus | Y | Vegetation¦Treebranchfellonline¦ConductorOverhead¦Normal
19-0075773 | Equipment Failure/Involved | Overhead | Conductor, Overhead | Deteriorated | 2019 | Tier 3 - Extreme | Distribution Circuit | 7 | 9 | 2019-07-09 | 443855 | Sus | Y | EquipmentFailureInvolved¦Overhead¦ConductorOverhead¦Deteriorated
19-0075888 | Vegetation | Tree - branch fell on line | Conductor, Overhead | Normal | 2019 | Tier 2 - Elevated | Transmission line | 7 | 10 | 2019-07-10 | 444145 | Sus | Y | Vegetation¦Treebranchfellonline¦ConductorOverhead¦Normal
19-0077352 | Equipment Failure/Involved | Overhead | Crossarm, Wood | Broken | 2019 | Tier 3 - Extreme | Distribution Circuit | 7 | 15 | 2019-07-15 | 451021 | Sus | Y | EquipmentFailureInvolved¦Overhead¦CrossarmWood¦Broken
19-0077458 | Company Initiated | Construction Activity/equip, company | Conductor, Overhead | Normal | 2019 | Tier 2 - Elevated | Distribution Circuit | 7 | 15 | 2019-07-15 | 451641 | Sus | Y | CompanyInitiated¦ConstructionActivityequipcompany¦ConductorOverhead¦Normal
19-0080317 | Environmental/External | Lightning | Transformer (OH) | Failed/Faulted | 2019 | Tier 2 - Elevated | Distribution Circuit | 7 | 23 | 2019-07-23 | 468710 | Sus | Y | EnvironmentalExternal¦Lightning¦Transformer(OH)¦FailedFaulted
19-0086467 | Vegetation | Tree - fell into line | Pole-Wood | Broken, wire on ground | 2019 | Tier 2 - Elevated | Distribution Circuit | 8 | 9 | 2019-08-09 | 498264 | Sus | Y | Vegetation¦Treefellintoline¦PoleWood¦Brokenwireonground
19-0086671 | Equipment Failure/Involved | Overhead | Lightning Arrestor | Failed/Faulted | 2019 | Tier 3 - Extreme | Distribution Circuit | 8 | 11 | 2019-08-11 | 502030 | Sus | Y | EquipmentFailureInvolved¦Overhead¦LightningArrestor¦FailedFaulted
19-0091142 | Environmental/External | Fire, Forest/Grass | Pole-Wood | Burned/flashed | 2019 | Tier 2 - Elevated | Distribution Circuit | 8 | 22 | 2019-08-22 | 532784 | Sus | Y | EnvironmentalExternal¦FireForestGrass¦PoleWood¦Burnedflashed
19-0091345 | Unknown Cause | Patrol - found nothing |  |  | 2019 | Tier 3 - Extreme | Distribution Circuit | 8 | 23 | 2019-08-23 | 533131 | Sus | Y | UnknownCause¦Patrolfoundnothing¦¦
19-0091767 | Equipment Failure/Involved | Overhead | Bushing | Broken | 2019 | Tier 3 - Extreme | Transformer only | 8 | 24 | 2019-08-24 | 536653 | Sus | Y | EquipmentFailureInvolved¦Overhead¦Bushing¦Broken
19-0093970 | Equipment Failure/Involved | Overhead | Insulator | Broken | 2019 | Tier 3 - Extreme | Distribution Circuit | 8 | 30 | 2019-08-30 | 547864 | Sus | Y | EquipmentFailureInvolved¦Overhead¦Insulator¦Broken
19-0102098 | Vegetation | Tree - branch fell on line | Fuse | Failed/Faulted | 2019 | Tier 2 - Elevated | Distribution Circuit | 9 | 21 | 2019-09-21 | 600993 | Sus | Y | Vegetation¦Treebranchfellonline¦Fuse¦FailedFaulted
19-0109029 | Unknown Cause | Patrol - found nothing |  |  | 2019 | Tier 2 - Elevated | Distribution Circuit | 10 | 8 | 2019-10-08 | 647690 | Sus | Y | UnknownCause¦Patrolfoundnothing¦¦
19-0118523 | Wildfire Mitigation | Public Safety Power Shut-off | Conductor, Overhead | Normal | 2019 | Tier 2 - Elevated | Distribution Circuit | 10 | 26 | 2019-10-26 | 693488 | Sus | Y | WildfireMitigation¦PublicSafetyPowerShutoff¦ConductorOverhead¦Normal
19-0121166 | 3rd Party | Vehicle | Pole-Wood | Broken, wire on ground | 2019 | Tier 3 - Extreme | Distribution Circuit | 11 | 5 | 2019-11-05 | 699731 | Sus | Y | 3rdParty¦Vehicle¦PoleWood¦Brokenwireonground
19-0126859 | Unknown Cause | Patrol - found nothing |  |  | 2019 | Tier 2 - Elevated | Distribution Circuit | 11 | 20 | 2019-11-20 | 711552 | Sus | Y | UnknownCause¦Patrolfoundnothing¦¦
19-0129988 | Vegetation | Tree - fell into line | Conductor, Overhead | Broken, wire on ground | 2019 | Tier 2 - Elevated | Distribution Circuit | 11 | 27 | 2019-11-27 | 720360 | Sus | Y | Vegetation¦Treefellintoline¦ConductorOverhead¦Brokenwireonground
19-0130068 | Equipment Failure/Involved | Overhead | Conductor, Overhead | Broken, wire on ground | 2019 | Tier 3 - Extreme | Distribution Circuit | 11 | 26 | 2019-11-26 | 720647 | Sus | Y | EquipmentFailureInvolved¦Overhead¦ConductorOverhead¦Brokenwireonground
20-0004676 | Unknown Cause | Patrol - not conducted |  |  | 2020 | Tier 2 - Elevated | Distribution Circuit | 1 | 2 | 2020-01-02 | 754025 | Sus | N | UnknownCause¦Patrolnotconducted¦¦
20-0009073 | Equipment Failure/Involved | Overhead | Jumper | Burned/flashed | 2020 | Tier 2 - Elevated | Distribution Circuit | 1 | 15 | 2020-01-15 | 761499 | Sus | N | EquipmentFailureInvolved¦Overhead¦Jumper¦Burnedflashed
20-0009828 | Equipment Failure/Involved | Overhead | Transformer | Failed/Faulted | 2020 | Tier 2 - Elevated | Transformer only | 1 | 16 | 2020-01-16 | 762546 | Sus | N | EquipmentFailureInvolved¦Overhead¦Transformer¦FailedFaulted
20-0010028 | Equipment Failure/Involved | Overhead | Transformer (OH) | Failed/Faulted | 2020 | Tier 3 - Extreme | Distribution Circuit | 1 | 16 | 2020-01-16 | 762880 | Sus | N | EquipmentFailureInvolved¦Overhead¦Transformer(OH)¦FailedFaulted
20-0012509 | Unknown Cause | Patrol - found nothing |  |  | 2020 | Tier 2 - Elevated | Distribution Circuit | 1 | 22 | 2020-01-22 | 768353 | Sus | N | UnknownCause¦Patrolfoundnothing¦¦
20-0019369 | Vegetation | Tree - fell into line | Pole-Wood | Broken | 2020 | Tier 2 - Elevated | Distribution Circuit | 2 | 9 | 2020-02-09 | 784951 | Sus | N | Vegetation¦Treefellintoline¦PoleWood¦Broken
20-0020511 | Vegetation | Tree - branch fell on line | Conductor, Overhead | Normal | 2020 | Tier 3 - Extreme | Distribution Circuit | 2 | 9 | 2020-02-09 | 788315 | Sus | N | Vegetation¦Treebranchfellonline¦ConductorOverhead¦Normal
20-0026623 | Unknown Cause | Patrol - found nothing |  |  | 2020 | Tier 2 - Elevated | Distribution Circuit | 2 | 27 | 2020-02-27 | 815519 | Sus | N | UnknownCause¦Patrolfoundnothing¦¦
20-0027909 | Vegetation | Tree - fell into line | Conductor, Overhead | Normal | 2020 | Tier 3 - Extreme | Distribution Circuit | 3 | 2 | 2020-03-02 | 823734 | Sus | N | Vegetation¦Treefellintoline¦ConductorOverhead¦Normal
20-0028782 | Vegetation | Tree - branch fell on line | Conductor, Overhead | Normal | 2020 | Tier 3 - Extreme | Distribution Circuit | 3 | 4 | 2020-03-04 | 830435 | Sus | N | Vegetation¦Treebranchfellonline¦ConductorOverhead¦Normal
20-0032543 | Unknown Cause | Patrol - found nothing |  |  | 2020 | Tier 3 - Extreme | Distribution Circuit | 3 | 16 | 2020-03-16 | 853738 | Sus | N | UnknownCause¦Patrolfoundnothing¦¦
20-0036240 | Unknown Cause | Patrol - found nothing |  |  | 2020 | Tier 3 - Extreme | Distribution Circuit | 3 | 26 | 2020-03-26 | 865848 | Sus | N | UnknownCause¦Patrolfoundnothing¦¦
20-0040067 | Unknown Cause | Patrol - found nothing |  |  | 2020 | Tier 3 - Extreme | Distribution Circuit | 4 | 9 | 2020-04-09 | 892874 | Sus | N | UnknownCause¦Patrolfoundnothing¦¦
20-0040087 | Vegetation | Tree - fell into line | Secondary | Normal | 2020 | Tier 2 - Elevated | Distribution Circuit | 4 | 9 | 2020-04-09 | 893067 | Sus | N | Vegetation¦Treefellintoline¦Secondary¦Normal
20-0046635 | Equipment Failure/Involved | Overhead | Woodpin | Broken | 2020 | Tier 2 - Elevated | Distribution Circuit | 5 | 2 | 2020-05-02 | 906020 | Sus | Y | EquipmentFailureInvolved¦Overhead¦Woodpin¦Broken
20-0050990 | Equipment Failure/Involved | Overhead | Crossarm, Wood | Broken, wire on ground | 2020 | Tier 2 - Elevated | Distribution Circuit | 5 | 17 | 2020-05-17 | 915182 | Sus | Y | EquipmentFailureInvolved¦Overhead¦CrossarmWood¦Brokenwireonground
20-0061771 | Equipment Failure/Involved | Overhead | Pole-Wood | Burned/flashed | 2020 | Tier 3 - Extreme | Distribution Circuit | 6 | 16 | 2020-06-16 | 940395 | Sus | Y | EquipmentFailureInvolved¦Overhead¦PoleWood¦Burnedflashed
20-0062922 | Vegetation | Tree - fell into line | Conductor, Overhead | Broken, wire on ground | 2020 | Tier 2 - Elevated | Distribution Circuit | 6 | 19 | 2020-06-19 | 942335 | Sus | Y | Vegetation¦Treefellintoline¦ConductorOverhead¦Brokenwireonground
20-0065628 | Equipment Failure/Involved | Overhead | Conductor, Overhead | Broken, wire on ground | 2020 | Tier 2 - Elevated | Distribution Circuit | 6 | 27 | 2020-06-27 | 948545 | Sus | Y | EquipmentFailureInvolved¦Overhead¦ConductorOverhead¦Brokenwireonground
20-0066356 | Vegetation | Tree - branch fell on line | Conductor, Overhead | Normal | 2020 | Tier 3 - Extreme | Distribution Circuit | 6 | 29 | 2020-06-29 | 954050 | Sus | Y | Vegetation¦Treebranchfellonline¦ConductorOverhead¦Normal
20-0070341 | Vegetation | Tree - fell into line | Conductor, Overhead | Broken, wire on ground | 2020 | Tier 2 - Elevated | Distribution Circuit | 7 | 10 | 2020-07-10 | 961366 | Sus | Y | Vegetation¦Treefellintoline¦ConductorOverhead¦Brokenwireonground
20-0071084 | Unknown Cause | Patrol - found nothing |  |  | 2020 | Tier 3 - Extreme | Distribution Circuit | 7 | 12 | 2020-07-12 | 963123 | Sus | Y | UnknownCause¦Patrolfoundnothing¦¦
20-0074537 | 3rd Party | Tree - cutting, 3rd party | Conductor, Overhead | Normal | 2020 | Tier 3 - Extreme | Distribution Circuit | 7 | 22 | 2020-07-22 | 969673 | Sus | Y | 3rdParty¦Treecutting3rdparty¦ConductorOverhead¦Normal
20-0085409 | Equipment Failure/Involved | Overhead | Insulator | Burned/flashed | 2020 | Tier 3 - Extreme | Distribution Circuit | 8 | 16 | 2020-08-16 | 1014475 | Sus | Y | EquipmentFailureInvolved¦Overhead¦Insulator¦Burnedflashed
20-0087342 | Equipment Failure/Involved | Overhead | Transformer | Failed/Faulted | 2020 | Tier 2 - Elevated | Transformer only | 8 | 19 | 2020-08-19 | 1021404 | Sus | Y | EquipmentFailureInvolved¦Overhead¦Transformer¦FailedFaulted
20-0088760 | Vegetation | Tree - fell into line | Conductor, Overhead | Broken, wire on ground | 2020 | Tier 2 - Elevated | Distribution Circuit | 8 | 21 | 2020-08-21 | 1026745 | Sus | Y | Vegetation¦Treefellintoline¦ConductorOverhead¦Brokenwireonground
20-0088849 | Unknown Cause | Patrol - found nothing |  |  | 2020 | Tier 2 - Elevated | Distribution Circuit | 8 | 22 | 2020-08-22 | 1026868 | Sus | Y | UnknownCause¦Patrolfoundnothing¦¦
20-0091320 | Unknown Cause | Patrol - not conducted |  |  | 2020 | Tier 3 - Extreme | Distribution Circuit | 8 | 29 | 2020-08-29 | 1040594 | Sus | Y | UnknownCause¦Patrolnotconducted¦¦
20-0092644 | Environmental/External | Fire, Forest/Grass | Transformer | Burned Open | 2020 | Tier 3 - Extreme | Transformer only | 9 | 2 | 2020-09-02 | 1049504 | Sus | Y | EnvironmentalExternal¦FireForestGrass¦Transformer¦BurnedOpen
20-0093179 | Vegetation | Tree - fell into line | Secondary | Broken, wire on ground | 2020 | Tier 2 - Elevated | Distribution Circuit | 9 | 3 | 2020-09-03 | 1053183 | Sus | Y | Vegetation¦Treefellintoline¦Secondary¦Brokenwireonground
20-0096351 | Unknown Cause | Patrol - found nothing |  |  | 2020 | Tier 3 - Extreme | Transformer only | 8 | 19 | 2020-08-19 | 1064178 | Sus | Y | UnknownCause¦Patrolfoundnothing¦¦
20-0096446 | Equipment Failure/Involved | Overhead | Pole-Wood | Deteriorated | 2020 | Tier 2 - Elevated | Distribution Circuit | 9 | 11 | 2020-09-11 | 1064613 | Sus | Y | EquipmentFailureInvolved¦Overhead¦PoleWood¦Deteriorated
20-0101081 | Equipment Failure/Involved | Overhead | Transformer (OH) | Leaking | 2020 | Tier 3 - Extreme | Transformer only | 9 | 24 | 2020-09-24 | 1091381 | Sus | Y | EquipmentFailureInvolved¦Overhead¦Transformer(OH)¦Leaking
20-0104675 | Equipment Failure/Involved | Overhead | Transformer (OH) | Broken | 2020 | Tier 3 - Extreme | Transformer only | 10 | 2 | 2020-10-02 | 1108373 | Sus | Y | EquipmentFailureInvolved¦Overhead¦Transformer(OH)¦Broken
20-0108289 | Wildfire Mitigation | Public Safety Power Shut-off | Circuit Breaker | Normal | 2020 | Tier 3 - Extreme | Distribution Circuit | 10 | 14 | 2020-10-14 | 1117793 | Sus | Y | WildfireMitigation¦PublicSafetyPowerShutoff¦CircuitBreaker¦Normal
20-0109283 | Equipment Failure/Involved | Overhead | Pole-Wood | Deteriorated | 2020 | Tier 2 - Elevated | Distribution Circuit | 10 | 15 | 2020-10-15 | 1118688 | Sus | Y | EquipmentFailureInvolved¦Overhead¦PoleWood¦Deteriorated
20-0112852 | Wildfire Mitigation | Public Safety Power Shut-off | Conductor, Overhead | Normal | 2020 | Tier 2 - Elevated | Distribution Circuit | 10 | 25 | 2020-10-25 | 1126325 | Sus | Y | WildfireMitigation¦PublicSafetyPowerShutoff¦ConductorOverhead¦Normal
20-0128834 | Equipment Failure/Involved | Overhead | Transformer (OH) | Failed/Faulted | 2020 | Tier 2 - Elevated | Transformer only | 12 | 8 | 2020-12-08 | 1170753 | Sus | N | EquipmentFailureInvolved¦Overhead¦Transformer(OH)¦FailedFaulted
21-0004221 | Unknown Cause | Patrol - found nothing |  |  | 2021 | Tier 2 - Elevated | Distribution Circuit | 1 | 1 | 2021-01-01 | 1202042 | Sus | N | UnknownCause¦Patrolfoundnothing¦¦
21-0004913 | Unknown Cause | Patrol - found nothing |  |  | 2021 | Tier 2 - Elevated | Transformer only | 1 | 4 | 2021-01-04 | 1203974 | Sus | N | UnknownCause¦Patrolfoundnothing¦¦
21-0007013 | Equipment Failure/Involved | Overhead | Pole-Wood | Broken | 2021 | Tier 2 - Elevated | Distribution Circuit | 1 | 10 | 2021-01-10 | 1207723 | Sus | N | EquipmentFailureInvolved¦Overhead¦PoleWood¦Broken
21-0010177 | Vegetation | Tree - fell into line | Conductor, Overhead | Normal | 2021 | Tier 3 - Extreme | Distribution Circuit | 1 | 19 | 2021-01-19 | 1214765 | Sus | N | Vegetation¦Treefellintoline¦ConductorOverhead¦Normal
21-0012852 | Vegetation | Tree - fell into line | Transformer | Broken | 2021 | Tier 3 - Extreme | Transformer only | 1 | 22 | 2021-01-22 | 1221349 | Sus | N | Vegetation¦Treefellintoline¦Transformer¦Broken
21-0014762 | Vegetation | Tree - branch fell on line | Conductor, Overhead | Normal | 2021 | Tier 2 - Elevated | Distribution Circuit | 1 | 26 | 2021-01-26 | 1226547 | Sus | N | Vegetation¦Treebranchfellonline¦ConductorOverhead¦Normal
21-0015899 | Unknown Cause | Patrol - found nothing |  |  | 2021 | Tier 3 - Extreme | Distribution Circuit | 1 | 26 | 2021-01-26 | 1228064 | Sus | N | UnknownCause¦Patrolfoundnothing¦¦
21-0015959 | Unknown Cause | Patrol - not conducted |  |  | 2021 | Tier 2 - Elevated | Transformer only | 1 | 27 | 2021-01-27 | 1234610 | Sus | N | UnknownCause¦Patrolnotconducted¦¦
21-0016158 | Vegetation | Tree - palm frond fell into line | Crossarm, Wood | Broken | 2021 | Tier 2 - Elevated | Distribution Circuit | 1 | 26 | 2021-01-26 | 1232204 | Sus | N | Vegetation¦Treepalmfrondfellintoline¦CrossarmWood¦Broken
21-0016351 | Unknown Cause | Patrol - found nothing |  |  | 2021 | Tier 2 - Elevated | Distribution Circuit | 1 | 27 | 2021-01-27 | 1232721 | Sus | N | UnknownCause¦Patrolfoundnothing¦¦
21-0017731 | Unknown Cause | Patrol - found nothing |  |  | 2021 | Tier 3 - Extreme | Distribution Circuit | 1 | 28 | 2021-01-28 | 1240025 | Sus | N | UnknownCause¦Patrolfoundnothing¦¦
21-0021282 | Equipment Failure/Involved | Overhead | Transformer (OH) | Broken | 2021 | Tier 2 - Elevated | Distribution Circuit | 2 | 3 | 2021-02-03 | 1246903 | Sus | N | EquipmentFailureInvolved¦Overhead¦Transformer(OH)¦Broken
21-0027235 | Equipment Failure/Involved | Overhead | Transformer (OH) | Failed/Faulted | 2021 | Tier 2 - Elevated | Transformer only | 2 | 19 | 2021-02-19 | 1257698 | Sus | N | EquipmentFailureInvolved¦Overhead¦Transformer(OH)¦FailedFaulted
21-0027878 | Equipment Failure/Involved | Overhead | Cutout, fuse holder | Broken | 2021 | Tier 2 - Elevated | Distribution Circuit | 2 | 21 | 2021-02-21 | 1258989 | Sus | N | EquipmentFailureInvolved¦Overhead¦Cutoutfuseholder¦Broken
21-0028962 | Unknown Cause | Patrol - found nothing |  |  | 2021 | Tier 3 - Extreme | Distribution Circuit | 2 | 24 | 2021-02-24 | 1260918 | Sus | N | UnknownCause¦Patrolfoundnothing¦¦
21-0036113 | Vegetation | Tree - branch fell on line | Conductor, Overhead | Normal | 2021 | Tier 3 - Extreme | Distribution Circuit | 3 | 13 | 2021-03-13 | 1280750 | Sus | N | Vegetation¦Treebranchfellonline¦ConductorOverhead¦Normal
21-0036699 | Unknown Cause | Patrol - found nothing |  |  | 2021 | Tier 2 - Elevated | Distribution Circuit | 3 | 15 | 2021-03-15 | 1283313 | Sus | N | UnknownCause¦Patrolfoundnothing¦¦
21-0037286 | Unknown Cause | Patrol - found nothing |  |  | 2021 | Tier 2 - Elevated | Distribution Circuit | 3 | 15 | 2021-03-15 | 1283898 | Sus | N | UnknownCause¦Patrolfoundnothing¦¦
21-0057885 | Equipment Failure/Involved | Overhead | Transformer (OH) | Failed/Faulted | 2021 | Tier 2 - Elevated | Transformer only | 5 | 6 | 2021-05-06 | 1342448 | Sus | Y | EquipmentFailureInvolved¦Overhead¦Transformer(OH)¦FailedFaulted
21-0062473 | Equipment Failure/Involved | Overhead | Transformer (OH) | Failed/Faulted | 2021 | Tier 2 - Elevated | Transformer only | 5 | 17 | 2021-05-17 | 1351771 | Sus | Y | EquipmentFailureInvolved¦Overhead¦Transformer(OH)¦FailedFaulted
21-0068216 | Unknown Cause | Patrol - found nothing |  |  | 2021 | Tier 2 - Elevated | Distribution Circuit | 6 | 1 | 2021-06-01 | 1362639 | Sus | Y | UnknownCause¦Patrolfoundnothing¦¦
21-0069141 | Equipment Failure/Involved | Overhead | Pole-Wood | Broken | 2021 | Tier 3 - Extreme | Distribution Circuit | 6 | 2 | 2021-06-02 | 1364312 | Sus | Y | EquipmentFailureInvolved¦Overhead¦PoleWood¦Broken
21-0069812 | Animal | Squirrel | Transformer (OH) | Failed/Faulted | 2021 | Tier 2 - Elevated | Transformer only | 6 | 3 | 2021-06-03 | 1365274 | Sus | Y | Animal¦Squirrel¦Transformer(OH)¦FailedFaulted
21-0072414 | Equipment Failure/Involved | Overhead | Insulator | Broken | 2021 | Tier 2 - Elevated | Distribution Circuit | 6 | 10 | 2021-06-10 | 1369891 | Sus | Y | EquipmentFailureInvolved¦Overhead¦Insulator¦Broken
21-0089812 | Vegetation | Tree - fell into line | Crossarm, Wood | Broken, wire on ground | 2021 | Tier 2 - Elevated | Distribution Circuit | 7 | 14 | 2021-07-14 | 1404933 | Sus | Y | Vegetation¦Treefellintoline¦CrossarmWood¦Brokenwireonground
21-0101659 | Animal | Squirrel | Transformer (OH) | Burned/flashed | 2021 | Tier 2 - Elevated | Distribution Circuit | 8 | 8 | 2021-08-08 | 1437147 | Sus | Y | Animal¦Squirrel¦Transformer(OH)¦Burnedflashed
21-0105595 | Wildfire Mitigation | Public Safety Power Shut-off |  |  | 2021 | Tier 2 - Elevated | Distribution Circuit | 8 | 17 | 2021-08-17 | 1445560 | Sus | Y | WildfireMitigation¦PublicSafetyPowerShutoff¦¦
21-0110785 | Equipment Failure/Involved | Overhead | Transformer (OH) | Failed/Faulted | 2021 | Tier 2 - Elevated | Transformer only | 8 | 29 | 2021-08-29 | 1457468 | Sus | Y | EquipmentFailureInvolved¦Overhead¦Transformer(OH)¦FailedFaulted
21-0115740 | Unknown Cause | Patrol - found nothing |  |  | 2021 | Tier 3 - Extreme | Transformer only | 9 | 10 | 2021-09-10 | 1467162 | Sus | Y | UnknownCause¦Patrolfoundnothing¦¦
21-0120133 | Unknown Cause | Patrol - found nothing |  |  | 2021 | Tier 2 - Elevated | Distribution Circuit | 9 | 20 | 2021-09-20 | 1476647 | Sus | Y | UnknownCause¦Patrolfoundnothing¦¦
21-0121840 | Company Initiated | Return Circuit Normal | Conductor, Underground | Normal | 2021 | Tier 2 - Elevated | Distribution Circuit | 9 | 24 | 2021-09-24 | 1479587 | Sus | Y | CompanyInitiated¦ReturnCircuitNormal¦ConductorUnderground¦Normal
21-0125209 | Equipment Failure/Involved | Underground | Conductor, Underground | Broken | 2021 | Tier 2 - Elevated | Distribution Circuit | 10 | 2 | 2021-10-02 | 1485607 | Sus | Y | EquipmentFailureInvolved¦Underground¦ConductorUnderground¦Broken
21-0136206 | Equipment Failure/Involved | Overhead | Conductor, Overhead | Broken, wire on ground | 2021 | Tier 2 - Elevated | Distribution Circuit | 10 | 24 | 2021-10-24 | 1512327 | Sus | Y | EquipmentFailureInvolved¦Overhead¦ConductorOverhead¦Brokenwireonground
21-0153506 | 3rd Party | Tree - cutting, 3rd party | Conductor, Overhead | Broken, wire on ground | 2021 | Tier 3 - Extreme | Distribution Circuit | 12 | 1 | 2021-12-01 | 1556953 | Sus | N | 3rdParty¦Treecutting3rdparty¦ConductorOverhead¦Brokenwireonground
21-0157984 | Unknown Cause | Patrol - found nothing |  |  | 2021 | Tier 3 - Extreme | Distribution Circuit | 12 | 14 | 2021-12-14 | 1570371 | Sus | N | UnknownCause¦Patrolfoundnothing¦¦
21-0158116 | Vegetation | Tree - branch fell on line | Conductor, Overhead | Normal | 2021 | Tier 3 - Extreme | Distribution Circuit | 12 | 14 | 2021-12-14 | 1571523 | Sus | N | Vegetation¦Treebranchfellonline¦ConductorOverhead¦Normal
21-0161157 | Vegetation | Tree - fell into line | Conductor, Overhead | Broken, wire on ground | 2021 | Tier 3 - Extreme | Distribution Circuit | 12 | 27 | 2021-12-27 | 1585745 | Sus | N | Vegetation¦Treefellintoline¦ConductorOverhead¦Brokenwireonground
21-0161352 | Vegetation | Tree - fell into line | Conductor, Overhead | Broken, wire on ground | 2021 | Tier 2 - Elevated | Distribution Circuit | 12 | 27 | 2021-12-27 | 1587053 | Sus | N | Vegetation¦Treefellintoline¦ConductorOverhead¦Brokenwireonground
21-0161820 | Vegetation | Tree - fell into line | Conductor, Overhead | Together | 2021 | Tier 3 - Extreme | Distribution Circuit | 12 | 27 | 2021-12-27 | 1589863 | Sus | N | Vegetation¦Treefellintoline¦ConductorOverhead¦Together
21-0161832 | Environmental/External | Ice or snow | Conductor, Overhead | Broken, wire on ground | 2021 | Tier 3 - Extreme | Distribution Circuit | 12 | 26 | 2021-12-26 | 1589906 | Sus | N | EnvironmentalExternal¦Iceorsnow¦ConductorOverhead¦Brokenwireonground
22-0005102 | Unknown Cause | Patrol - found nothing |  |  | 2022 | Tier 2 - Elevated | Distribution Circuit | 1 | 1 | 2022-01-01 | 1591810 | Sus | N | UnknownCause¦Patrolfoundnothing¦¦
22-0006226 | Vegetation | Tree - fell into line | Conductor, Overhead | Broken | 2021 | Tier 2 - Elevated | Distribution Circuit | 12 | 27 | 2021-12-27 | 1595292 | Sus | N | Vegetation¦Treefellintoline¦ConductorOverhead¦Broken
22-0006513 | Unknown Cause | Patrol - found nothing |  |  | 2022 | Tier 2 - Elevated | Distribution Circuit | 1 | 5 | 2022-01-05 | 1595904 | Sus | N | UnknownCause¦Patrolfoundnothing¦¦
22-0006759 | Vegetation | Tree - fell into line | Pole-Wood | Broken, wire on ground | 2022 | Tier 2 - Elevated | Distribution Circuit | 1 | 5 | 2022-01-05 | 1596492 | Sus | N | Vegetation¦Treefellintoline¦PoleWood¦Brokenwireonground
22-0009157 | Vegetation | Tree - fell into line | Pole-Wood | Broken, wire on ground | 2022 | Tier 2 - Elevated | Distribution Circuit | 1 | 12 | 2022-01-12 | 1601233 | Sus | N | Vegetation¦Treefellintoline¦PoleWood¦Brokenwireonground
22-0014724 | Vegetation | Tree - fell into line | Conductor, Overhead | Normal | 2022 | Tier 2 - Elevated | Distribution Circuit | 1 | 26 | 2022-01-26 | 1613066 | Sus | N | Vegetation¦Treefellintoline¦ConductorOverhead¦Normal
22-0017059 | Equipment Failure/Involved | Overhead | Secondary | Broken | 2022 | Tier 2 - Elevated | Transformer only | 2 | 1 | 2022-02-01 | 1618227 | Sus | N | EquipmentFailureInvolved¦Overhead¦Secondary¦Broken
22-0017320 | Unknown Cause | Patrol - found nothing |  |  | 2022 | Tier 2 - Elevated | Distribution Circuit | 2 | 1 | 2022-02-01 | 1618768 | Sus | N | UnknownCause¦Patrolfoundnothing¦¦
22-0027234 | Equipment Failure/Involved | Overhead | Fuse | Broken | 2022 | Tier 2 - Elevated | Distribution Circuit | 2 | 27 | 2022-02-27 | 1638670 | Sus | N | EquipmentFailureInvolved¦Overhead¦Fuse¦Broken
22-0030569 | Animal | Bird found | Fuse | Burned Open | 2022 | Tier 2 - Elevated | Distribution Circuit | 3 | 7 | 2022-03-07 | 1643660 | Sus | N | Animal¦Birdfound¦Fuse¦BurnedOpen
22-0032602 | Unknown Cause | Patrol - found nothing |  |  | 2022 | Tier 2 - Elevated | Distribution Circuit | 3 | 10 | 2022-03-10 | 1646475 | Sus | N | UnknownCause¦Patrolfoundnothing¦¦
22-0036190 | Equipment Failure/Involved | Electrical Overload | Transformer | Deteriorated | 2022 | Tier 2 - Elevated | Transformer only | 3 | 21 | 2022-03-21 | 1652278 | Sus | N | EquipmentFailureInvolved¦ElectricalOverload¦Transformer¦Deteriorated
22-0037576 | Equipment Failure/Involved | Overhead | Transformer (OH) | Failed/Faulted | 2022 | Tier 2 - Elevated | Transformer only | 3 | 23 | 2022-03-23 | 1654329 | Sus | N | EquipmentFailureInvolved¦Overhead¦Transformer(OH)¦FailedFaulted
22-0043914 | 3rd Party | Vehicle | Pole-Wood | Broken | 2022 | Tier 3 - Extreme | Distribution Circuit | 4 | 7 | 2022-04-07 | 1665140 | Sus | N | 3rdParty¦Vehicle¦PoleWood¦Broken
22-0045187 | Unknown Cause | Patrol - found nothing |  |  | 2022 | Tier 3 - Extreme | Distribution Circuit | 4 | 10 | 2022-04-10 | 1667715 | Sus | N | UnknownCause¦Patrolfoundnothing¦¦
22-0047088 | Vegetation | Tree - fell into line | Conductor, Overhead | Normal | 2022 | Tier 2 - Elevated | Distribution Circuit | 4 | 12 | 2022-04-12 | 1670802 | Sus | N | Vegetation¦Treefellintoline¦ConductorOverhead¦Normal
22-0049046 | Equipment Failure/Involved | Overhead | Insulator | Broken | 2022 | Tier 2 - Elevated | Distribution Circuit | 4 | 15 | 2022-04-15 | 1673135 | Sus | N | EquipmentFailureInvolved¦Overhead¦Insulator¦Broken
22-0049412 | Equipment Failure/Involved | Overhead | Pothead(Riser Termination) | Deteriorated | 2022 | Tier 3 - Extreme | Distribution Circuit | 4 | 15 | 2022-04-15 | 1673139 | Sus | N | EquipmentFailureInvolved¦Overhead¦Pothead(RiserTermination)¦Deteriorated
22-0052084 | Vegetation | Tree - fell into line | Conductor, Overhead | Normal | 2022 | Tier 2 - Elevated | Distribution Circuit | 4 | 20 | 2022-04-20 | 1677587 | Sus | N | Vegetation¦Treefellintoline¦ConductorOverhead¦Normal
22-0064225 | Equipment Failure/Involved | Overhead | Pole-Wood | Deteriorated | 2022 | Tier 2 - Elevated | Distribution Circuit | 5 | 19 | 2022-05-19 | 1704584 | Sus | Y | EquipmentFailureInvolved¦Overhead¦PoleWood¦Deteriorated
22-0064235 | Equipment Failure/Involved | Overhead | Transformer (OH) | Failed/Faulted | 2022 | Tier 2 - Elevated | Distribution Circuit | 5 | 19 | 2022-05-19 | 1705050 | Sus | Y | EquipmentFailureInvolved¦Overhead¦Transformer(OH)¦FailedFaulted
22-0070096 | Equipment Failure/Involved | Overhead | Pole-Wood | Broken, wire on object | 2022 | Tier 2 - Elevated | Distribution Circuit | 6 | 4 | 2022-06-04 | 1718817 | Sus | Y | EquipmentFailureInvolved¦Overhead¦PoleWood¦Brokenwireonobject
22-0070225 | Unknown Cause | Patrol - found nothing |  |  | 2022 | Tier 2 - Elevated | Distribution Circuit | 6 | 4 | 2022-06-04 | 1719146 | Sus | Y | UnknownCause¦Patrolfoundnothing¦¦
22-0074237 | 3rd Party | Customer Equipment | Customer Equipment | Malfunctioning | 2022 | Tier 2 - Elevated | Distribution Circuit | 6 | 14 | 2022-06-14 | 1731379 | Sus | Y | 3rdParty¦CustomerEquipment¦CustomerEquipment¦Malfunctioning
22-0074471 | Equipment Failure/Involved | Electrical Overload | Transformer (OH) | Failed/Faulted | 2022 | Tier 3 - Extreme | Distribution Circuit | 6 | 15 | 2022-06-15 | 1731882 | Sus | Y | EquipmentFailureInvolved¦ElectricalOverload¦Transformer(OH)¦FailedFaulted
22-0074604 | Equipment Failure/Involved | Overhead | Transformer (OH) | Normal | 2022 | Tier 2 - Elevated | Transformer only | 6 | 15 | 2022-06-15 | 1732203 | Sus | Y | EquipmentFailureInvolved¦Overhead¦Transformer(OH)¦Normal
22-0076579 | Equipment Failure/Involved | Overhead | Conductor, Overhead | On Ground | 2022 | Tier 2 - Elevated | Transmission line | 6 | 21 | 2022-06-21 | 1736746 | Sus | Y | EquipmentFailureInvolved¦Overhead¦ConductorOverhead¦OnGround
22-0076809 | Unknown Cause | Patrol - found nothing |  |  | 2022 | Tier 2 - Elevated | Distribution Circuit | 6 | 22 | 2022-06-22 | 1737680 | Sus | Y | UnknownCause¦Patrolfoundnothing¦¦
22-0078488 | Equipment Failure/Involved | Overhead | Recloser | Malfunctioning | 2022 | Tier 2 - Elevated | Distribution Circuit | 6 | 25 | 2022-06-25 | 1741928 | Sus | Y | EquipmentFailureInvolved¦Overhead¦Recloser¦Malfunctioning
22-0082052 | Unknown Cause | Patrol - found nothing |  |  | 2022 | Tier 3 - Extreme | Distribution Circuit | 7 | 5 | 2022-07-05 | 1749482 | Sus | Y | UnknownCause¦Patrolfoundnothing¦¦
22-0086048 | Unknown Cause | Patrol - found nothing |  |  | 2022 | Tier 2 - Elevated | Transformer only | 7 | 15 | 2022-07-15 | 1757518 | Sus | Y | UnknownCause¦Patrolfoundnothing¦¦
22-0089414 | Unknown Cause | Patrol - found nothing |  |  | 2022 | Tier 3 - Extreme | Distribution Circuit | 7 | 25 | 2022-07-25 | 1765129 | Sus | Y | UnknownCause¦Patrolfoundnothing¦¦
22-0094077 | Equipment Failure/Involved | Overhead | Pole-Wood | Broken | 2022 | Tier 2 - Elevated | Distribution Circuit | 8 | 5 | 2022-08-05 | 1773821 | Sus | Y | EquipmentFailureInvolved¦Overhead¦PoleWood¦Broken
22-0094608 | Animal | Bird found | Conductor, Overhead | Normal | 2022 | Tier 2 - Elevated | Distribution Circuit | 8 | 6 | 2022-08-06 | 1774971 | Sus | Y | Animal¦Birdfound¦ConductorOverhead¦Normal
22-0097309 | Equipment Failure/Involved | Overhead | Transformer (OH) | Failed/Faulted | 2022 | Tier 2 - Elevated | Distribution Circuit | 8 | 14 | 2022-08-14 | 1780668 | Sus | Y | EquipmentFailureInvolved¦Overhead¦Transformer(OH)¦FailedFaulted
22-0102390 | Unknown Cause | Patrol - found nothing |  |  | 2022 | Tier 2 - Elevated | Distribution Circuit | 8 | 26 | 2022-08-26 | 1792283 | Sus | Y | UnknownCause¦Patrolfoundnothing¦¦
22-0105539 | Equipment Failure/Involved | Overhead | Pole-Wood | Deteriorated | 2022 | Tier 2 - Elevated | Distribution Circuit | 9 | 3 | 2022-09-03 | 1798490 | Sus | Y | EquipmentFailureInvolved¦Overhead¦PoleWood¦Deteriorated
22-0111293 | Animal | Bird found | Transformer (OH) | Normal | 2022 | Tier 2 - Elevated | Distribution Circuit | 9 | 16 | 2022-09-16 | 1812713 | Sus | Y | Animal¦Birdfound¦Transformer(OH)¦Normal
22-0111750 | Equipment Failure/Involved | Overhead | Transformer (OH) | Broken | 2022 | Tier 3 - Extreme | Transformer only | 9 | 18 | 2022-09-18 | 1815154 | Sus | Y | EquipmentFailureInvolved¦Overhead¦Transformer(OH)¦Broken
22-0126251 | Unknown Cause | Patrol - found nothing |  |  | 2022 | Tier 3 - Extreme | Distribution Circuit | 10 | 31 | 2022-10-31 | 1849376 | Sus | Y | UnknownCause¦Patrolfoundnothing¦¦
22-0126547 | Vegetation | Tree - branch fell on line | Conductor, Overhead | Normal | 2022 | Tier 2 - Elevated | Distribution Circuit | 11 | 1 | 2022-11-01 | 1850177 | Sus | Y | Vegetation¦Treebranchfellonline¦ConductorOverhead¦Normal
22-0129379 | Vegetation | Tree - fell into line | Conductor, Overhead | Broken, wire on ground | 2022 | Tier 3 - Extreme | Distribution Circuit | 11 | 8 | 2022-11-08 | 1858445 | Sus | Y | Vegetation¦Treefellintoline¦ConductorOverhead¦Brokenwireonground
22-0130663 | Equipment Failure/Involved | Overhead | Transformer (OH) | Failed/Faulted | 2022 | Tier 2 - Elevated | Distribution Circuit | 11 | 13 | 2022-11-13 | 1861645 | Sus | Y | EquipmentFailureInvolved¦Overhead¦Transformer(OH)¦FailedFaulted
22-0132949 | Unknown Cause | Patrol - not conducted |  |  | 2022 | Tier 3 - Extreme | Transformer only | 11 | 20 | 2022-11-20 | 1866404 | Sus | Y | UnknownCause¦Patrolnotconducted¦¦
22-0133356 | Animal | Squirrel | Fuse | Normal | 2022 | Tier 2 - Elevated | Distribution Circuit | 11 | 22 | 2022-11-22 | 1867540 | Sus | Y | Animal¦Squirrel¦Fuse¦Normal
22-0136900 | Vegetation | Tree - fell into line | Conductor, Overhead | Broken, wire on ground | 2022 | Tier 3 - Extreme | Distribution Circuit | 12 | 6 | 2022-12-06 | 1876961 | Sus | N | Vegetation¦Treefellintoline¦ConductorOverhead¦Brokenwireonground
22-0138267 | Vegetation | Tree - branch fell on line | Conductor, Overhead | Normal | 2022 | Tier 2 - Elevated | Distribution Circuit | 12 | 10 | 2022-12-10 | 1880855 | Sus | N | Vegetation¦Treebranchfellonline¦ConductorOverhead¦Normal
22-0139321 | Unknown Cause | Patrol - found nothing |  |  | 2022 | Tier 2 - Elevated | Transformer only | 12 | 12 | 2022-12-12 | 1887461 | Sus | N | UnknownCause¦Patrolfoundnothing¦¦
15-0002270 | Vegetation | Tree - fell into line | Conductor, Overhead | Broken, wire on ground | 2015 | Tier 2 - Elevated | Distribution Circuit | 1 | 3 | 2015-01-03 | 1158746 | Sus | N | Vegetation¦Treefellintoline¦ConductorOverhead¦Brokenwireonground
15-0004118 | Vegetation | Tree - fell into line | Conductor, Overhead | Broken, wire on ground | 2015 | Tier 3 - Extreme | Distribution Circuit | 1 | 13 | 2015-01-13 | 1163005 | Sus | N | Vegetation¦Treefellintoline¦ConductorOverhead¦Brokenwireonground
15-0010970 | Vegetation | Tree - fell into line | Conductor, Overhead | On Ground | 2015 | Tier 3 - Extreme | Distribution Circuit | 2 | 6 | 2015-02-06 | 1179103 | Sus | N | Vegetation¦Treefellintoline¦ConductorOverhead¦OnGround
15-0014916 | Vegetation | Tree - fell into line | Pole-Wood | Broken, wire on ground | 2015 | Tier 3 - Extreme | Distribution Circuit | 2 | 23 | 2015-02-23 | 1194312 | Sus | N | Vegetation¦Treefellintoline¦PoleWood¦Brokenwireonground
15-0032384 | Environmental/External | Lightning | Conductor, Overhead | Normal | 2015 | Tier 3 - Extreme | Distribution Circuit | 5 | 7 | 2015-05-07 | 1230358 | Sus | Y | EnvironmentalExternal¦Lightning¦ConductorOverhead¦Normal
15-0034493 | Environmental/External | Lightning | Transformer (OH) | Failed/Faulted | 2015 | Tier 3 - Extreme | Transformer only | 5 | 15 | 2015-05-15 | 1235231 | Sus | Y | EnvironmentalExternal¦Lightning¦Transformer(OH)¦FailedFaulted
15-0038980 | Equipment Failure/Involved | Overhead | Transformer | Failed/Faulted | 2015 | Tier 2 - Elevated | Transformer only | 6 | 5 | 2015-06-05 | 1244611 | Sus | Y | EquipmentFailureInvolved¦Overhead¦Transformer¦FailedFaulted
15-0039056 | Vegetation | Tree - fell into line | Conductor, Overhead | Broken, wire on ground | 2015 | Tier 2 - Elevated | Distribution Circuit | 6 | 6 | 2015-06-06 | 1244920 | Sus | Y | Vegetation¦Treefellintoline¦ConductorOverhead¦Brokenwireonground
15-0039396 | Equipment Failure/Involved | Underground | Elbow | Failed/Faulted | 2015 | Tier 2 - Elevated | Distribution Circuit | 6 | 8 | 2015-06-08 | 1245761 | Sus | Y | EquipmentFailureInvolved¦Underground¦Elbow¦FailedFaulted
15-0040280 | Animal | Bird found | Fuse | Failed/Faulted | 2015 | Tier 3 - Extreme | Distribution Circuit | 6 | 11 | 2015-06-11 | 1248972 | Sus | Y | Animal¦Birdfound¦Fuse¦FailedFaulted
15-0040506 | Animal | Bird found | Transformer (OH) | Failed/Faulted | 2015 | Tier 2 - Elevated | Distribution Circuit | 6 | 11 | 2015-06-11 | 1249458 | Sus | Y | Animal¦Birdfound¦Transformer(OH)¦FailedFaulted
15-0042527 | Vegetation | Tree - fell into line | Conductor, Overhead | Normal | 2015 | Tier 3 - Extreme | Distribution Circuit | 6 | 22 | 2015-06-22 | 1254690 | Sus | Y | Vegetation¦Treefellintoline¦ConductorOverhead¦Normal
15-0045303 | Equipment Failure/Involved | Underground | Conductor, Underground | Burned/flashed | 2015 | Tier 2 - Elevated | Transformer only | 7 | 3 | 2015-07-03 | 1262289 | Sus | Y | EquipmentFailureInvolved¦Underground¦ConductorUnderground¦Burnedflashed
15-0049146 | Equipment Failure/Involved | Overhead | Transformer (OH) | Failed/Faulted | 2015 | Tier 2 - Elevated | Distribution Circuit | 7 | 20 | 2015-07-20 | 1273845 | Sus | Y | EquipmentFailureInvolved¦Overhead¦Transformer(OH)¦FailedFaulted
15-0051718 | Vegetation | Tree - bark fell into line | Conductor, Overhead | Together | 2015 | Tier 2 - Elevated | Distribution Circuit | 7 | 30 | 2015-07-30 | 1280306 | Sus | Y | Vegetation¦Treebarkfellintoline¦ConductorOverhead¦Together
15-0052383 | Environmental/External | Lightning | Transformer | Failed/Faulted | 2015 | Tier 2 - Elevated | Transformer only | 8 | 3 | 2015-08-03 | 1282004 | Sus | Y | EnvironmentalExternal¦Lightning¦Transformer¦FailedFaulted
15-0055611 | Animal | Other | Transformer (OH) | Normal | 2015 | Tier 2 - Elevated | Distribution Circuit | 8 | 17 | 2015-08-17 | 1290289 | Sus | Y | Animal¦Other¦Transformer(OH)¦Normal
15-0059687 | Equipment Failure/Involved | Overhead | Transformer (OH) | Failed/Faulted | 2015 | Tier 3 - Extreme | Transformer only | 9 | 7 | 2015-09-07 | 1301465 | Sus | Y | EquipmentFailureInvolved¦Overhead¦Transformer(OH)¦FailedFaulted
15-0066515 | Equipment Failure/Involved | Other | Fuse | Failed/Faulted | 2015 | Tier 3 - Extreme | Transformer only | 9 | 30 | 2015-09-30 | 1313993 | Sus | Y | EquipmentFailureInvolved¦Other¦Fuse¦FailedFaulted
15-0067681 | Unknown Cause | Patrol - found nothing |  |  | 2015 | Tier 3 - Extreme | Distribution Circuit | 10 | 3 | 2015-10-03 | 1316223 | Sus | Y | UnknownCause¦Patrolfoundnothing¦¦
15-0071022 | 3rd Party | Vehicle | Pole-Wood | Broken | 2015 | Tier 2 - Elevated | Distribution Circuit | 10 | 16 | 2015-10-16 | 1323401 | Sus | Y | 3rdParty¦Vehicle¦PoleWood¦Broken
15-0073218 | Unknown Cause | Patrol - found nothing |  |  | 2015 | Tier 3 - Extreme | Distribution Circuit | 10 | 25 | 2015-10-25 | 1328908 | Sus | Y | UnknownCause¦Patrolfoundnothing¦¦
15-0074956 | Unknown Cause | Patrol - found nothing |  |  | 2015 | Tier 3 - Extreme | Distribution Circuit | 11 | 2 | 2015-11-02 | 1333532 | Sus | Y | UnknownCause¦Patrolfoundnothing¦¦
15-0077690 | Equipment Failure/Involved | Overhead | Cutout, fuse holder | Normal | 2015 | Tier 2 - Elevated | Transformer only | 11 | 13 | 2015-11-13 | 1340734 | Sus | Y | EquipmentFailureInvolved¦Overhead¦Cutoutfuseholder¦Normal
15-0079296 | Unknown Cause | Patrol - found nothing |  |  | 2015 | Tier 2 - Elevated | Distribution Circuit | 11 | 19 | 2015-11-19 | 1345287 | Sus | Y | UnknownCause¦Patrolfoundnothing¦¦
15-0081107 | Equipment Failure/Involved | Other | Transformer | Burned/flashed | 2015 | Tier 3 - Extreme | Distribution Circuit | 11 | 25 | 2015-11-25 | 1348651 | Sus | Y | EquipmentFailureInvolved¦Other¦Transformer¦Burnedflashed
15-0081231 | Equipment Failure/Involved | Overhead | Pole-Wood | Broken, wire on ground | 2015 | Tier 2 - Elevated | Distribution Circuit | 11 | 26 | 2015-11-26 | 1348912 | Sus | Y | EquipmentFailureInvolved¦Overhead¦PoleWood¦Brokenwireonground
15-0084836 | Vegetation | Tree - fell into line | Jumper | Broken | 2015 | Tier 3 - Extreme | Distribution Circuit | 12 | 13 | 2015-12-13 | 1361004 | Sus | N | Vegetation¦Treefellintoline¦Jumper¦Broken
15-0086782 | Vegetation | Tree - fell into line | Conductor, Overhead | Together | 2015 | Tier 2 - Elevated | Distribution Circuit | 12 | 22 | 2015-12-22 | 1369436 | Sus | N | Vegetation¦Treefellintoline¦ConductorOverhead¦Together
15-0086979 | Vegetation | Tree - fell into line | Conductor, Overhead | Normal | 2015 | Tier 2 - Elevated | Distribution Circuit | 12 | 23 | 2015-12-23 | 1370420 | Sus | N | Vegetation¦Treefellintoline¦ConductorOverhead¦Normal
16-0005210 | Equipment Failure/Involved | Overhead | Cutout, fuse holder | Broken | 2016 | Tier 3 - Extreme | Transformer only | 1 | 13 | 2016-01-13 | 1383193 | Sus | N | EquipmentFailureInvolved¦Overhead¦Cutoutfuseholder¦Broken
16-0005895 | Equipment Failure/Involved | Overhead | Insulator | Broken, wire on ground | 2016 | Tier 3 - Extreme | Distribution Circuit | 1 | 17 | 2016-01-17 | 1385482 | Sus | N | EquipmentFailureInvolved¦Overhead¦Insulator¦Brokenwireonground
16-0005909 | Environmental/External | Flood/Erosion | Pole-Wood | Normal | 2016 | Tier 2 - Elevated | Distribution Circuit | 1 | 17 | 2016-01-17 | 1385526 | Sus | N | EnvironmentalExternal¦FloodErosion¦PoleWood¦Normal
16-0006364 | Unknown Cause | Patrol - found nothing |  |  | 2016 | Tier 3 - Extreme | Distribution Circuit | 1 | 19 | 2016-01-19 | 1387248 | Sus | N | UnknownCause¦Patrolfoundnothing¦¦
16-0009000 | Equipment Failure/Involved | Electrical Overload | Transformer | Failed/Faulted | 2016 | Tier 2 - Elevated | Transformer only | 1 | 28 | 2016-01-28 | 1393720 | Sus | N | EquipmentFailureInvolved¦ElectricalOverload¦Transformer¦FailedFaulted
16-0013395 | Unknown Cause | Patrol - found nothing |  |  | 2016 | Tier 2 - Elevated | Distribution Circuit | 2 | 17 | 2016-02-17 | 1406128 | Sus | N | UnknownCause¦Patrolfoundnothing¦¦
16-0018601 | Equipment Failure/Involved | Overhead | Secondary | Deteriorated | 2016 | Tier 2 - Elevated | Transformer only | 3 | 6 | 2016-03-06 | 1422836 | Sus | N | EquipmentFailureInvolved¦Overhead¦Secondary¦Deteriorated
16-0019187 | Vegetation | Tree - fell into line | Conductor, Overhead | Broken, wire on ground | 2016 | Tier 3 - Extreme | Distribution Circuit | 3 | 8 | 2016-03-08 | 1425066 | Sus | N | Vegetation¦Treefellintoline¦ConductorOverhead¦Brokenwireonground
16-0022680 | Vegetation | Tree - branch fell on line | Transformer | Broken | 2016 | Tier 3 - Extreme | Transformer only | 3 | 19 | 2016-03-19 | 1434266 | Sus | N | Vegetation¦Treebranchfellonline¦Transformer¦Broken
16-0031065 | Vegetation | Tree - branch fell on line | Fuse | Failed/Faulted | 2016 | Tier 2 - Elevated | Distribution Circuit | 4 | 24 | 2016-04-24 | 1457146 | Sus | N | Vegetation¦Treebranchfellonline¦Fuse¦FailedFaulted
16-0031163 | Unknown Cause | Patrol - not conducted |  |  | 2016 | Tier 3 - Extreme | Transformer only | 4 | 24 | 2016-04-24 | 1457745 | Sus | N | UnknownCause¦Patrolnotconducted¦¦
16-0032901 | Equipment Failure/Involved | Overhead | Transformer | Failed/Faulted | 2016 | Tier 2 - Elevated | Transformer only | 4 | 30 | 2016-04-30 | 1462221 | Sus | N | EquipmentFailureInvolved¦Overhead¦Transformer¦FailedFaulted
16-0033602 | Unknown Cause | Patrol - not conducted |  |  | 2016 | Tier 2 - Elevated | Distribution Circuit | 5 | 3 | 2016-05-03 | 1464209 | Sus | Y | UnknownCause¦Patrolnotconducted¦¦
16-0034655 | Animal | Squirrel | Transformer (OH) | Broken | 2016 | Tier 2 - Elevated | Distribution Circuit | 5 | 7 | 2016-05-07 | 1466440 | Sus | Y | Animal¦Squirrel¦Transformer(OH)¦Broken
16-0037583 | Unknown Cause | Patrol - found nothing |  |  | 2016 | Tier 2 - Elevated | Distribution Circuit | 5 | 21 | 2016-05-21 | 1474274 | Sus | Y | UnknownCause¦Patrolfoundnothing¦¦
16-0039531 | Equipment Failure/Involved | Overhead | Conductor, Overhead | Together | 2016 | Tier 2 - Elevated | Distribution Circuit | 5 | 28 | 2016-05-28 | 1478607 | Sus | Y | EquipmentFailureInvolved¦Overhead¦ConductorOverhead¦Together
16-0044584 | Vegetation | Tree - fell into line | Conductor, Overhead | Normal | 2016 | Tier 3 - Extreme | Distribution Circuit | 6 | 20 | 2016-06-20 | 1492940 | Sus | Y | Vegetation¦Treefellintoline¦ConductorOverhead¦Normal
16-0046363 | Vegetation | Tree - fell into line | Conductor, Overhead | Together | 2016 | Tier 2 - Elevated | Distribution Circuit | 6 | 28 | 2016-06-28 | 1497517 | Sus | Y | Vegetation¦Treefellintoline¦ConductorOverhead¦Together
16-0047782 | 3rd Party | Vehicle | Conductor, Overhead | Normal | 2016 | Tier 2 - Elevated | Distribution Circuit | 7 | 4 | 2016-07-04 | 1500933 | Sus | Y | 3rdParty¦Vehicle¦ConductorOverhead¦Normal
16-0047893 | Equipment Failure/Involved | Overhead | Conductor, Overhead | Broken, wire on ground | 2016 | Tier 2 - Elevated | Transformer only | 7 | 5 | 2016-07-05 | 1501150 | Sus | Y | EquipmentFailureInvolved¦Overhead¦ConductorOverhead¦Brokenwireonground
16-0051033 | Unknown Cause | Patrol - found nothing |  |  | 2016 | Tier 3 - Extreme | Distribution Circuit | 7 | 19 | 2016-07-19 | 1512731 | Sus | Y | UnknownCause¦Patrolfoundnothing¦¦
16-0051308 | 3rd Party | Vehicle | Pole-Wood | Broken | 2016 | Tier 2 - Elevated | Distribution Circuit | 7 | 20 | 2016-07-20 | 1513276 | Sus | Y | 3rdParty¦Vehicle¦PoleWood¦Broken
16-0052715 | Unknown Cause | Patrol - found nothing |  |  | 2016 | Tier 2 - Elevated | Distribution Circuit | 7 | 26 | 2016-07-26 | 1516475 | Sus | Y | UnknownCause¦Patrolfoundnothing¦¦
16-0055185 | Unknown Cause | Patrol - found nothing |  |  | 2016 | Tier 2 - Elevated | Distribution Circuit | 8 | 4 | 2016-08-04 | 1521668 | Sus | Y | UnknownCause¦Patrolfoundnothing¦¦
16-0055469 | Animal | Bird found | Cutout, fuse holder | Normal | 2016 | Tier 2 - Elevated | Distribution Circuit | 8 | 5 | 2016-08-05 | 1522343 | Sus | Y | Animal¦Birdfound¦Cutoutfuseholder¦Normal
16-0055590 | Equipment Failure/Involved | Overhead | Transformer | Failed/Faulted | 2016 | Tier 2 - Elevated | Transformer only | 8 | 7 | 2016-08-07 | 1522738 | Sus | Y | EquipmentFailureInvolved¦Overhead¦Transformer¦FailedFaulted
16-0058419 | Vegetation | Tree - fell into line | Conductor, Overhead | Broken, wire on ground | 2016 | Tier 3 - Extreme | Distribution Circuit | 8 | 19 | 2016-08-19 | 1528777 | Sus | Y | Vegetation¦Treefellintoline¦ConductorOverhead¦Brokenwireonground
16-0059184 | 3rd Party | Vehicle | Pole-Wood | Broken | 2016 | Tier 3 - Extreme | Distribution Circuit | 8 | 22 | 2016-08-22 | 1530572 | Sus | Y | 3rdParty¦Vehicle¦PoleWood¦Broken
16-0067925 | Unknown Cause | Patrol - found nothing |  |  | 2016 | Tier 2 - Elevated | Transformer only | 9 | 27 | 2016-09-27 | 1548678 | Sus | Y | UnknownCause¦Patrolfoundnothing¦¦
16-0068593 | Vegetation | Tree - branch fell on line | Fuse | Failed/Faulted | 2016 | Tier 3 - Extreme | Distribution Circuit | 9 | 29 | 2016-09-29 | 1550100 | Sus | Y | Vegetation¦Treebranchfellonline¦Fuse¦FailedFaulted
16-0068774 | Vegetation | Tree - grew into line | Conductor, Overhead | Together | 2016 | Tier 2 - Elevated | Transformer only | 9 | 30 | 2016-09-30 | 1550538 | Sus | Y | Vegetation¦Treegrewintoline¦ConductorOverhead¦Together
16-0074988 | Equipment Failure/Involved | Overhead | Transformer (OH) | Failed/Faulted | 2016 | Tier 3 - Extreme | Distribution Circuit | 10 | 24 | 2016-10-24 | 1568574 | Sus | Y | EquipmentFailureInvolved¦Overhead¦Transformer(OH)¦FailedFaulted
16-0075224 | Vegetation | Tree - fell into line | Conductor, Overhead | Normal | 2016 | Tier 3 - Extreme | Transformer only | 10 | 25 | 2016-10-25 | 1569207 | Sus | Y | Vegetation¦Treefellintoline¦ConductorOverhead¦Normal
16-0076254 | Vegetation | Tree - branch fell on line | Conductor, Overhead | Broken, wire on ground | 2016 | Tier 3 - Extreme | Distribution Circuit | 10 | 28 | 2016-10-28 | 1571544 | Sus | Y | Vegetation¦Treebranchfellonline¦ConductorOverhead¦Brokenwireonground
16-0079456 | Unknown Cause | Patrol - not conducted |  |  | 2016 | Tier 2 - Elevated | Distribution Circuit | 11 | 12 | 2016-11-12 | 1580079 | Sus | Y | UnknownCause¦Patrolnotconducted¦¦
16-0079545 | Animal | Bird found | Transformer (OH) | Failed/Faulted | 2016 | Tier 2 - Elevated | Transformer only | 11 | 13 | 2016-11-13 | 1580566 | Sus | Y | Animal¦Birdfound¦Transformer(OH)¦FailedFaulted
16-0081030 | Equipment Failure/Involved | Underground | Conductor, Underground | Broken | 2016 | Tier 2 - Elevated | Distribution Circuit | 11 | 18 | 2016-11-18 | 1584482 | Sus | Y | EquipmentFailureInvolved¦Underground¦ConductorUnderground¦Broken
16-0082315 | Equipment Failure/Involved | Overhead | PT/CCVT | Burned/flashed | 2016 | Tier 2 - Elevated | Distribution Circuit | 11 | 26 | 2016-11-26 | 1589323 | Sus | Y | EquipmentFailureInvolved¦Overhead¦PTCCVT¦Burnedflashed
16-0082707 | Unknown Cause | Patrol - found nothing |  |  | 2016 | Tier 3 - Extreme | Distribution Circuit | 11 | 28 | 2016-11-28 | 1590576 | Sus | Y | UnknownCause¦Patrolfoundnothing¦¦
16-0084920 | Vegetation | Tree - fell into line | Conductor, Overhead | Normal | 2016 | Tier 2 - Elevated | Distribution Circuit | 12 | 10 | 2016-12-10 | 1598270 | Sus | N | Vegetation¦Treefellintoline¦ConductorOverhead¦Normal
16-0086995 | Equipment Failure/Involved | Overhead | Transformer | Deteriorated | 2016 | Tier 2 - Elevated | Transformer only | 12 | 25 | 2016-12-25 | 1610721 | Sus | N | EquipmentFailureInvolved¦Overhead¦Transformer¦Deteriorated
16-0087309 | Vegetation | Tree - cutting, PG&E contractor | Crossarm, Wood | Broken | 2016 | Tier 3 - Extreme | Distribution Circuit | 12 | 29 | 2016-12-29 | 1612786 | Sus | N | Vegetation¦TreecuttingPG&Econtractor¦CrossarmWood¦Broken
17-0002877 | Vegetation | Tree - fell into line | Conductor, Overhead | Broken, wire on ground | 2017 | Tier 3 - Extreme | Distribution Circuit | 1 | 3 | 2017-01-03 | 1615236 | Sus | N | Vegetation¦Treefellintoline¦ConductorOverhead¦Brokenwireonground
17-0004743 | Vegetation | Tree - fell into line | Pole-Wood | Broken, wire on ground | 2017 | Tier 2 - Elevated | Distribution Circuit | 1 | 7 | 2017-01-07 | 1621849 | Sus | N | Vegetation¦Treefellintoline¦PoleWood¦Brokenwireonground
17-0004923 | Unknown Cause | Patrol - found nothing |  |  | 2017 | Tier 2 - Elevated | Transmission line | 1 | 8 | 2017-01-08 | 1622649 | Sus | N | UnknownCause¦Patrolfoundnothing¦¦
17-0006772 | Vegetation | Tree - fell into line | Conductor, Overhead | Broken, wire on ground | 2017 | Tier 2 - Elevated | Distribution Circuit | 1 | 10 | 2017-01-10 | 1633938 | Sus | N | Vegetation¦Treefellintoline¦ConductorOverhead¦Brokenwireonground
17-0007667 | Vegetation | Tree - fell into line | Conductor, Overhead | Broken, wire on ground | 2017 | Tier 3 - Extreme | Distribution Circuit | 1 | 11 | 2017-01-11 | 1638461 | Sus | N | Vegetation¦Treefellintoline¦ConductorOverhead¦Brokenwireonground
17-0008380 | Equipment Failure/Involved | Overhead | Connector or Splice (OH) | Broken, wire on ground | 2017 | Tier 2 - Elevated | Distribution Circuit | 1 | 12 | 2017-01-12 | 1641156 | Sus | N | EquipmentFailureInvolved¦Overhead¦ConnectororSplice(OH)¦Brokenwireonground
17-0008747 | Unknown Cause | Patrol - found nothing |  |  | 2017 | Tier 3 - Extreme | Distribution Circuit | 1 | 13 | 2017-01-13 | 1642379 | Sus | N | UnknownCause¦Patrolfoundnothing¦¦
17-0011713 | Equipment Failure/Involved | Overhead | Transformer | Failed/Faulted | 2017 | Tier 2 - Elevated | Transformer only | 1 | 20 | 2017-01-20 | 1654516 | Sus | N | EquipmentFailureInvolved¦Overhead¦Transformer¦FailedFaulted
17-0013018 | Unknown Cause | Patrol - found nothing |  |  | 2017 | Tier 3 - Extreme | Distribution Circuit | 1 | 22 | 2017-01-22 | 1659008 | Sus | N | UnknownCause¦Patrolfoundnothing¦¦
17-0013077 | Vegetation | Tree - fell into line | Conductor, Overhead | Normal | 2017 | Tier 3 - Extreme | Distribution Circuit | 1 | 22 | 2017-01-22 | 1660420 | Sus | N | Vegetation¦Treefellintoline¦ConductorOverhead¦Normal
17-0013081 | Equipment Failure/Involved | Overhead | Conductor, Overhead | Broken, wire on ground | 2017 | Tier 2 - Elevated | Distribution Circuit | 1 | 22 | 2017-01-22 | 1660670 | Sus | N | EquipmentFailureInvolved¦Overhead¦ConductorOverhead¦Brokenwireonground
17-0013652 | Vegetation | Tree - branch fell on line | Conductor, Overhead | Normal | 2017 | Tier 3 - Extreme | Distribution Circuit | 1 | 23 | 2017-01-23 | 1662967 | Sus | N | Vegetation¦Treebranchfellonline¦ConductorOverhead¦Normal
17-0014386 | Equipment Failure/Involved | Overhead | Pole-Wood | Broken | 2017 | Tier 2 - Elevated | Distribution Circuit | 1 | 24 | 2017-01-24 | 1665806 | Sus | N | EquipmentFailureInvolved¦Overhead¦PoleWood¦Broken
17-0015545 | Vegetation | Tree - fell into line | Fuse | Failed/Faulted | 2017 | Tier 3 - Extreme | Distribution Circuit | 1 | 26 | 2017-01-26 | 1668101 | Sus | N | Vegetation¦Treefellintoline¦Fuse¦FailedFaulted
17-0017648 | Equipment Failure/Involved | Overhead | Transformer | Broken | 2017 | Tier 3 - Extreme | Transformer only | 2 | 6 | 2017-02-06 | 1675784 | Sus | N | EquipmentFailureInvolved¦Overhead¦Transformer¦Broken
17-0020245 | Vegetation | Tree - branch fell on line | Conductor, Overhead | Normal | 2017 | Tier 3 - Extreme | Distribution Circuit | 2 | 10 | 2017-02-10 | 1685619 | Sus | N | Vegetation¦Treebranchfellonline¦ConductorOverhead¦Normal
17-0020593 | Vegetation | Tree - fell into line | Transformer | Failed/Faulted | 2017 | Tier 2 - Elevated | Transformer only | 2 | 12 | 2017-02-12 | 1687058 | Sus | N | Vegetation¦Treefellintoline¦Transformer¦FailedFaulted
17-0023041 | Vegetation | Tree - fell into line | Conductor, Overhead | Broken, wire on ground | 2017 | Tier 2 - Elevated | Distribution Circuit | 2 | 17 | 2017-02-17 | 1693227 | Sus | N | Vegetation¦Treefellintoline¦ConductorOverhead¦Brokenwireonground
17-0023155 | Vegetation | Tree - fell into line | Conductor, Overhead | On Ground | 2017 | Tier 3 - Extreme | Distribution Circuit | 2 | 17 | 2017-02-17 | 1695836 | Sus | N | Vegetation¦Treefellintoline¦ConductorOverhead¦OnGround
17-0023898 | Vegetation | Tree - fell into line | Conductor, Overhead | Broken, wire on ground | 2017 | Tier 3 - Extreme | Distribution Circuit | 2 | 20 | 2017-02-20 | 1703743 | Sus | N | Vegetation¦Treefellintoline¦ConductorOverhead¦Brokenwireonground
17-0024818 | Vegetation | Tree - fell into line | Conductor, Overhead | Broken, wire on ground | 2017 | Tier 3 - Extreme | Distribution Circuit | 2 | 21 | 2017-02-21 | 1707060 | Sus | N | Vegetation¦Treefellintoline¦ConductorOverhead¦Brokenwireonground
17-0024868 | Vegetation | Tree - fell into line | Conductor, Overhead | Broken, wire on ground | 2017 | Tier 2 - Elevated | Distribution Circuit | 2 | 20 | 2017-02-20 | 1706204 | Sus | N | Vegetation¦Treefellintoline¦ConductorOverhead¦Brokenwireonground
17-0024882 | Vegetation | Tree - fell into line | Conductor, Overhead | Normal | 2017 | Tier 2 - Elevated | Distribution Circuit | 2 | 20 | 2017-02-20 | 1703793 | Sus | N | Vegetation¦Treefellintoline¦ConductorOverhead¦Normal
17-0035171 | Vegetation | Tree - fell into line | Pole-Wood | Broken, wire on ground | 2017 | Tier 2 - Elevated | Distribution Circuit | 3 | 30 | 2017-03-30 | 1739694 | Sus | N | Vegetation¦Treefellintoline¦PoleWood¦Brokenwireonground
17-0035171 | Vegetation | Tree - fell into line | Pole-Wood | Broken, wire on ground | 2017 | Tier 3 - Extreme | Distribution Circuit | 3 | 30 | 2017-03-30 | 1739694 | Sus | N | Vegetation¦Treefellintoline¦PoleWood¦Brokenwireonground
17-0037221 | Unknown Cause | Patrol - found nothing |  |  | 2017 | Tier 2 - Elevated | Distribution Circuit | 4 | 6 | 2017-04-06 | 1745828 | Sus | N | UnknownCause¦Patrolfoundnothing¦¦
17-0037414 | Vegetation | Tree - fell into line | Crossarm, Wood | Broken, wire on ground | 2017 | Tier 2 - Elevated | Distribution Circuit | 4 | 6 | 2017-04-06 | 1746649 | Sus | N | Vegetation¦Treefellintoline¦CrossarmWood¦Brokenwireonground
17-0037995 | Vegetation | Tree - fell into line | Conductor, Overhead | Broken, wire on ground | 2017 | Tier 2 - Elevated | Distribution Circuit | 4 | 7 | 2017-04-07 | 1751153 | Sus | N | Vegetation¦Treefellintoline¦ConductorOverhead¦Brokenwireonground
17-0038013 | Vegetation | Tree - branch fell on line | Conductor, Overhead | Normal | 2017 | Tier 2 - Elevated | Distribution Circuit | 4 | 7 | 2017-04-07 | 1750992 | Sus | N | Vegetation¦Treebranchfellonline¦ConductorOverhead¦Normal
17-0038204 | Unknown Cause | Patrol - found nothing |  |  | 2017 | Tier 3 - Extreme | Distribution Circuit | 4 | 8 | 2017-04-08 | 1752242 | Sus | N | UnknownCause¦Patrolfoundnothing¦¦
17-0038313 | Environmental/External | Lightning | Transformer (OH) | Failed/Faulted | 2017 | Tier 3 - Extreme | Distribution Circuit | 4 | 8 | 2017-04-08 | 1752300 | Sus | N | EnvironmentalExternal¦Lightning¦Transformer(OH)¦FailedFaulted
17-0043192 | 3rd Party | Tree - cutting, 3rd party | Conductor, Overhead | Broken, wire on ground | 2017 | Tier 2 - Elevated | Distribution Circuit | 4 | 26 | 2017-04-26 | 1767942 | Sus | N | 3rdParty¦Treecutting3rdparty¦ConductorOverhead¦Brokenwireonground
17-0043878 | Unknown Cause | Patrol - found nothing |  |  | 2017 | Tier 3 - Extreme | Distribution Circuit | 4 | 29 | 2017-04-29 | 1770287 | Sus | N | UnknownCause¦Patrolfoundnothing¦¦
17-0045117 | Equipment Failure/Involved | Overhead | Transformer (OH) | Arcing | 2017 | Tier 2 - Elevated | Distribution Circuit | 5 | 4 | 2017-05-04 | 1774233 | Sus | Y | EquipmentFailureInvolved¦Overhead¦Transformer(OH)¦Arcing
17-0050433 | Equipment Failure/Involved | Overhead | Connector or Splice (OH) | Broken, wire on object | 2017 | Tier 2 - Elevated | Distribution Circuit | 5 | 24 | 2017-05-24 | 1789737 | Sus | Y | EquipmentFailureInvolved¦Overhead¦ConnectororSplice(OH)¦Brokenwireonobject
17-0053829 | Vegetation | Tree - fell into line | Conductor, Overhead | Broken, wire on ground | 2017 | Tier 2 - Elevated | Distribution Circuit | 6 | 8 | 2017-06-08 | 1799995 | Sus | Y | Vegetation¦Treefellintoline¦ConductorOverhead¦Brokenwireonground
17-0059055 | Equipment Failure/Involved | Overhead | Secondary | Burned/flashed | 2017 | Tier 2 - Elevated | Transformer only | 6 | 27 | 2017-06-27 | 1819506 | Sus | Y | EquipmentFailureInvolved¦Overhead¦Secondary¦Burnedflashed
17-0061340 | Equipment Failure/Involved | Overhead | Jumper | Burned Open | 2017 | Tier 2 - Elevated | Distribution Circuit | 7 | 7 | 2017-07-07 | 1825924 | Sus | Y | EquipmentFailureInvolved¦Overhead¦Jumper¦BurnedOpen
17-0063532 | Unknown Cause | Patrol - found nothing |  |  | 2017 | Tier 2 - Elevated | Distribution Circuit | 7 | 17 | 2017-07-17 | 1833483 | Sus | Y | UnknownCause¦Patrolfoundnothing¦¦
17-0076731 | Unknown Cause | Patrol - found nothing |  |  | 2017 | Tier 2 - Elevated | Distribution Circuit | 9 | 7 | 2017-09-07 | 1872268 | Sus | Y | UnknownCause¦Patrolfoundnothing¦¦
17-0080477 | Vegetation | Tree - branch fell on line | Conductor, Overhead | Normal | 2017 | Tier 2 - Elevated | Distribution Circuit | 9 | 21 | 2017-09-21 | 1882942 | Sus | Y | Vegetation¦Treebranchfellonline¦ConductorOverhead¦Normal
17-0083214 | Equipment Failure/Involved | Overhead | Conductor, Overhead | Normal | 2017 | Tier 2 - Elevated | Distribution Circuit | 10 | 1 | 2017-10-01 | 1889020 | Sus | Y | EquipmentFailureInvolved¦Overhead¦ConductorOverhead¦Normal
17-0086331 | Equipment Failure/Involved | Overhead | Pole-Wood | Broken | 2017 | Tier 3 - Extreme | Distribution Circuit | 10 | 11 | 2017-10-11 | 1898337 | Sus | Y | EquipmentFailureInvolved¦Overhead¦PoleWood¦Broken
17-0086788 | Vegetation | Tree - branch fell on line | Conductor, Overhead | Failed/Faulted | 2017 | Tier 2 - Elevated | Distribution Circuit | 10 | 12 | 2017-10-12 | 1899436 | Sus | Y | Vegetation¦Treebranchfellonline¦ConductorOverhead¦FailedFaulted
17-0087723 | Environmental/External | Fire, Forest/Grass | Pole-Wood | Broken, wire on ground | 2017 | Tier 3 - Extreme | Distribution Circuit | 10 | 8 | 2017-10-08 | 1901847 | Sus | Y | EnvironmentalExternal¦FireForestGrass¦PoleWood¦Brokenwireonground
17-0088046 | Vegetation | Tree - fell into line | Conductor, Overhead | Normal | 2017 | Tier 2 - Elevated | Distribution Circuit | 10 | 17 | 2017-10-17 | 1902710 | Sus | Y | Vegetation¦Treefellintoline¦ConductorOverhead¦Normal
17-0089789 | Equipment Failure/Involved | Overhead | Other | Malfunctioning | 2017 | Tier 2 - Elevated | Distribution Circuit | 10 | 23 | 2017-10-23 | 1907330 | Sus | Y | EquipmentFailureInvolved¦Overhead¦Other¦Malfunctioning
17-0090811 | Unknown Cause | Patrol - found nothing |  |  | 2017 | Tier 2 - Elevated | Distribution Circuit | 10 | 27 | 2017-10-27 | 1910722 | Sus | Y | UnknownCause¦Patrolfoundnothing¦¦
17-0092870 | Equipment Failure/Involved | Overhead | Pole-Wood | Broken | 2017 | Tier 2 - Elevated | Distribution Circuit | 11 | 6 | 2017-11-06 | 1916660 | Sus | Y | EquipmentFailureInvolved¦Overhead¦PoleWood¦Broken
17-0093879 | 3rd Party | Vehicle | Pole-Wood | Normal | 2017 | Tier 2 - Elevated | Distribution Circuit | 11 | 9 | 2017-11-09 | 1919257 | Sus | Y | 3rdParty¦Vehicle¦PoleWood¦Normal
17-0095346 | Unknown Cause | Patrol - found nothing |  |  | 2017 | Tier 3 - Extreme | Distribution Circuit | 11 | 15 | 2017-11-15 | 1923271 | Sus | Y | UnknownCause¦Patrolfoundnothing¦¦
17-0096608 | Vegetation | Tree - grew into line | Conductor, Overhead | Normal | 2017 | Tier 3 - Extreme | Distribution Circuit | 11 | 20 | 2017-11-20 | 1926763 | Sus | Y | Vegetation¦Treegrewintoline¦ConductorOverhead¦Normal
17-0100808 | Equipment Failure/Involved | Overhead | Crossarm, Wood | Broken | 2017 | Tier 2 - Elevated | Distribution Circuit | 12 | 8 | 2017-12-08 | 1939053 | Sus | N | EquipmentFailureInvolved¦Overhead¦CrossarmWood¦Broken
18-0005958 | Animal | Squirrel | Transformer (OH) | Normal | 2018 | Tier 2 - Elevated | Distribution Circuit | 1 | 13 | 2018-01-13 | 7776 | Sus | N | Animal¦Squirrel¦Transformer(OH)¦Normal
18-0018679 | Unknown Cause | Patrol - found nothing |  |  | 2018 | Tier 2 - Elevated | Distribution Circuit | 3 | 1 | 2018-03-01 | 35142 | Sus | N | UnknownCause¦Patrolfoundnothing¦¦
18-0018739 | Vegetation | Tree - fell into line | Crossarm, Wood | Broken | 2018 | Tier 3 - Extreme | Distribution Circuit | 3 | 1 | 2018-03-01 | 34455 | Sus | N | Vegetation¦Treefellintoline¦CrossarmWood¦Broken
18-0019306 | Vegetation | Tree - fell into line | Conductor, Overhead | Normal | 2018 | Tier 2 - Elevated | Distribution Circuit | 3 | 3 | 2018-03-03 | 37005 | Sus | N | Vegetation¦Treefellintoline¦ConductorOverhead¦Normal
18-0019344 | Vegetation | Tree - fell into line | Conductor, Overhead | Broken, wire on ground | 2018 | Tier 3 - Extreme | Distribution Circuit | 3 | 3 | 2018-03-03 | 37185 | Sus | N | Vegetation¦Treefellintoline¦ConductorOverhead¦Brokenwireonground
18-0022024 | Unknown Cause | Patrol - not conducted |  |  | 2018 | Tier 2 - Elevated | Distribution Circuit | 3 | 12 | 2018-03-12 | 42573 | Sus | N | UnknownCause¦Patrolnotconducted¦¦
18-0022708 | Vegetation | Tree - grew into line | Transformer | Broken | 2018 | Tier 3 - Extreme | Transformer only | 3 | 14 | 2018-03-14 | 43861 | Sus | N | Vegetation¦Treegrewintoline¦Transformer¦Broken
18-0027645 | Equipment Failure/Involved | Overhead | Pole-Wood | Broken | 2018 | Tier 2 - Elevated | Distribution Circuit | 3 | 29 | 2018-03-29 | 55755 | Sus | N | EquipmentFailureInvolved¦Overhead¦PoleWood¦Broken
18-0028915 | Vegetation | Tree - branch fell on line | Conductor, Overhead | Normal | 2018 | Tier 2 - Elevated | Distribution Circuit | 4 | 3 | 2018-04-03 | 58761 | Sus | N | Vegetation¦Treebranchfellonline¦ConductorOverhead¦Normal
18-0031458 | Equipment Failure/Involved | Overhead | Conductor, Overhead | Broken, wire on ground | 2018 | Tier 3 - Extreme | Distribution Circuit | 4 | 11 | 2018-04-11 | 64934 | Sus | N | EquipmentFailureInvolved¦Overhead¦ConductorOverhead¦Brokenwireonground
18-0032228 | Unknown Cause | Patrol - not conducted |  |  | 2018 | Tier 3 - Extreme | Distribution Circuit | 4 | 14 | 2018-04-14 | 66727 | Sus | N | UnknownCause¦Patrolnotconducted¦¦
18-0032605 | Vegetation | Tree - branch fell on line | Fuse | Failed/Faulted | 2018 | Tier 3 - Extreme | Distribution Circuit | 4 | 16 | 2018-04-16 | 67872 | Sus | N | Vegetation¦Treebranchfellonline¦Fuse¦FailedFaulted
18-0045165 | Company Initiated | Personnel, company | Sectionalizer | Normal | 2018 | Tier 2 - Elevated | Distribution Circuit | 6 | 11 | 2018-06-11 | 106506 | Sus | Y | CompanyInitiated¦Personnelcompany¦Sectionalizer¦Normal
18-0048690 | Animal | Bird found | Fuse | Normal | 2018 | Tier 2 - Elevated | Distribution Circuit | 6 | 7 | 2018-06-07 | 103958 | Sus | Y | Animal¦Birdfound¦Fuse¦Normal
18-0058130 | Equipment Failure/Involved | Overhead | Transformer | Failed/Faulted | 2018 | Tier 2 - Elevated | Transformer only | 7 | 9 | 2018-07-09 | 127626 | Sus | Y | EquipmentFailureInvolved¦Overhead¦Transformer¦FailedFaulted
18-0059597 | Animal | Bird found | Fuse | Failed/Faulted | 2018 | Tier 3 - Extreme | Distribution Circuit | 7 | 13 | 2018-07-13 | 130872 | Sus | Y | Animal¦Birdfound¦Fuse¦FailedFaulted
18-0060083 | Equipment Failure/Involved | Overhead | Transformer | Failed/Faulted | 2018 | Tier 3 - Extreme | Transformer only | 7 | 16 | 2018-07-16 | 132430 | Sus | Y | EquipmentFailureInvolved¦Overhead¦Transformer¦FailedFaulted
18-0064717 | Equipment Failure/Involved | Overhead | Bushing | Burned/flashed | 2018 | Tier 3 - Extreme | Distribution Circuit | 7 | 29 | 2018-07-29 | 143506 | Sus | Y | EquipmentFailureInvolved¦Overhead¦Bushing¦Burnedflashed
18-0067510 | Environmental/External | Fire, Forest/Grass | Pole-Wood | Burned/flashed | 2018 | Tier 3 - Extreme | Distribution Circuit | 8 | 7 | 2018-08-07 | 150887 | Sus | Y | EnvironmentalExternal¦FireForestGrass¦PoleWood¦Burnedflashed
18-0067625 | Environmental/External | Fire, Forest/Grass | Pole-Wood | Burned/flashed | 2018 | Tier 3 - Extreme | Distribution Circuit | 7 | 26 | 2018-07-26 | 150976 | Sus | Y | EnvironmentalExternal¦FireForestGrass¦PoleWood¦Burnedflashed
18-0070541 | Animal | Other | Fuse | Failed/Faulted | 2018 | Tier 2 - Elevated | Distribution Circuit | 8 | 16 | 2018-08-16 | 156190 | Sus | Y | Animal¦Other¦Fuse¦FailedFaulted
18-0084172 | Vegetation | Tree - branch fell on line | Secondary | Broken, wire on ground | 2018 | Tier 3 - Extreme | Distribution Circuit | 9 | 27 | 2018-09-27 | 182575 | Sus | Y | Vegetation¦Treebranchfellonline¦Secondary¦Brokenwireonground
18-0102192 | Equipment Failure/Involved | Overhead | Conductor, Overhead | Broken, wire on ground | 2018 | Tier 3 - Extreme | Distribution Circuit | 11 | 21 | 2018-11-21 | 220657 | Sus | Y | EquipmentFailureInvolved¦Overhead¦ConductorOverhead¦Brokenwireonground
18-0102289 | Environmental/External | Lightning | Transformer (OH) | Failed/Faulted | 2018 | Tier 2 - Elevated | Distribution Circuit | 11 | 22 | 2018-11-22 | 221771 | Sus | Y | EnvironmentalExternal¦Lightning¦Transformer(OH)¦FailedFaulted
18-0103379 | Environmental/External | Fire, Forest/Grass | Pole-Wood | Burned/flashed | 2018 | Tier 3 - Extreme | Distribution Circuit | 11 | 8 | 2018-11-08 | 224975 | Sus | Y | EnvironmentalExternal¦FireForestGrass¦PoleWood¦Burnedflashed
18-0103697 | Environmental/External | Fire, Forest/Grass | Pole-Wood | Burned/flashed | 2018 | Tier 3 - Extreme | Distribution Circuit | 11 | 8 | 2018-11-08 | 225361 | Sus | Y | EnvironmentalExternal¦FireForestGrass¦PoleWood¦Burnedflashed
18-0108023 | 3rd Party | Vehicle | Pole-Wood | Broken | 2018 | Tier 3 - Extreme | Distribution Circuit | 12 | 8 | 2018-12-08 | 236100 | Sus | N | 3rdParty¦Vehicle¦PoleWood¦Broken
18-0109558 | Equipment Failure/Involved | Overhead | Crossarm, Wood | Broken | 2018 | Tier 2 - Elevated | Distribution Circuit | 12 | 16 | 2018-12-16 | 241817 | Sus | N | EquipmentFailureInvolved¦Overhead¦CrossarmWood¦Broken
18-0109991 | Vegetation | Tree - fell into line | Conductor, Overhead | Burned/flashed | 2018 | Tier 2 - Elevated | Distribution Circuit | 12 | 19 | 2018-12-19 | 243905 | Sus | N | Vegetation¦Treefellintoline¦ConductorOverhead¦Burnedflashed
18-0110450 | Equipment Failure/Involved | Overhead | Connector or Splice (OH) | Broken, wire on ground | 2018 | Tier 3 - Extreme | Distribution Circuit | 12 | 24 | 2018-12-24 | 246064 | Sus | N | EquipmentFailureInvolved¦Overhead¦ConnectororSplice(OH)¦Brokenwireonground
19-0004952 | Vegetation | Tree - fell into line | Conductor, Overhead | Broken, wire on ground | 2019 | Tier 3 - Extreme | Transformer only | 1 | 5 | 2019-01-05 | 254864 | Sus | N | Vegetation¦Treefellintoline¦ConductorOverhead¦Brokenwireonground
19-0005931 | Unknown Cause | Patrol - not conducted |  |  | 2019 | Tier 2 - Elevated | Distribution Circuit | 1 | 7 | 2019-01-07 | 259564 | Sus | N | UnknownCause¦Patrolnotconducted¦¦
19-0010982 | Equipment Failure/Involved | Overhead | Transformer | Arcing | 2019 | Tier 3 - Extreme | Transformer only | 1 | 16 | 2019-01-16 | 270556 | Sus | N | EquipmentFailureInvolved¦Overhead¦Transformer¦Arcing
19-0011272 | Vegetation | Tree - fell into line | Crossarm, Wood | Broken | 2019 | Tier 2 - Elevated | Distribution Circuit | 1 | 17 | 2019-01-17 | 273666 | Sus | N | Vegetation¦Treefellintoline¦CrossarmWood¦Broken
19-0012834 | Equipment Failure/Involved | Overhead | Transformer (OH) | Failed/Faulted | 2019 | Tier 2 - Elevated | Distribution Circuit | 1 | 21 | 2019-01-21 | 278050 | Sus | N | EquipmentFailureInvolved¦Overhead¦Transformer(OH)¦FailedFaulted
19-0017598 | Vegetation | Tree - fell into line | Conductor, Overhead | Normal | 2019 | Tier 2 - Elevated | Distribution Circuit | 2 | 3 | 2019-02-03 | 288965 | Sus | N | Vegetation¦Treefellintoline¦ConductorOverhead¦Normal
19-0018402 | Vegetation | Tree - branch fell on line | Conductor, Overhead | Normal | 2019 | Tier 2 - Elevated | Distribution Circuit | 2 | 5 | 2019-02-05 | 291739 | Sus | N | Vegetation¦Treebranchfellonline¦ConductorOverhead¦Normal
19-0018668 | Vegetation | Tree - branch fell on line | Conductor, Overhead | Normal | 2019 | Tier 3 - Extreme | Distribution Circuit | 2 | 5 | 2019-02-05 | 292099 | Sus | N | Vegetation¦Treebranchfellonline¦ConductorOverhead¦Normal
19-0020692 | Vegetation | Tree - fell into line | Conductor, Overhead | Normal | 2019 | Tier 3 - Extreme | Distribution Circuit | 2 | 10 | 2019-02-10 | 297787 | Sus | N | Vegetation¦Treefellintoline¦ConductorOverhead¦Normal
19-0023195 | Vegetation | Tree - fell into line | Conductor, Overhead | Broken, wire on ground | 2019 | Tier 2 - Elevated | Distribution Circuit | 2 | 13 | 2019-02-13 | 308961 | Sus | N | Vegetation¦Treefellintoline¦ConductorOverhead¦Brokenwireonground
19-0023640 | Equipment Failure/Involved | Overhead | Cutout, fuse holder | Broken | 2019 | Tier 2 - Elevated | Transformer only | 2 | 13 | 2019-02-13 | 305346 | Sus | N | EquipmentFailureInvolved¦Overhead¦Cutoutfuseholder¦Broken
19-0023827 | Vegetation | Tree - fell into line | Conductor, Overhead | Together | 2019 | Tier 2 - Elevated | Distribution Circuit | 2 | 15 | 2019-02-15 | 311130 | Sus | N | Vegetation¦Treefellintoline¦ConductorOverhead¦Together
19-0024101 | Unknown Cause | Patrol - found nothing |  |  | 2019 | Tier 3 - Extreme | Distribution Circuit | 2 | 14 | 2019-02-14 | 306405 | Sus | N | UnknownCause¦Patrolfoundnothing¦¦
19-0024182 | Vegetation | Tree - fell into line | Pole-Wood | Broken, wire on ground | 2019 | Tier 3 - Extreme | Distribution Circuit | 2 | 13 | 2019-02-13 | 312605 | Sus | N | Vegetation¦Treefellintoline¦PoleWood¦Brokenwireonground
19-0024357 | Unknown Cause | Patrol - not conducted | Conductor, Overhead | Broken, wire on ground | 2019 | Tier 3 - Extreme | Generation | 2 | 15 | 2019-02-15 | 313115 | Sus | N | UnknownCause¦Patrolnotconducted¦ConductorOverhead¦Brokenwireonground
19-0024456 | Vegetation | Tree - branch fell on line | Conductor, Overhead | Normal | 2019 | Tier 2 - Elevated | Distribution Circuit | 2 | 16 | 2019-02-16 | 313745 | Sus | N | Vegetation¦Treebranchfellonline¦ConductorOverhead¦Normal
19-0024663 | Vegetation | Tree - fell into line | Conductor, Overhead | Normal | 2019 | Tier 3 - Extreme | Distribution Circuit | 2 | 16 | 2019-02-16 | 314637 | Sus | N | Vegetation¦Treefellintoline¦ConductorOverhead¦Normal
19-0025116 | Vegetation | Tree - branch fell on line | Conductor, Overhead | Normal | 2019 | Tier 3 - Extreme | Distribution Circuit | 2 | 17 | 2019-02-17 | 315483 | Sus | N | Vegetation¦Treebranchfellonline¦ConductorOverhead¦Normal
19-0025619 | Vegetation | Tree - fell into line | Conductor, Overhead | Normal | 2019 | Tier 3 - Extreme | Distribution Circuit | 2 | 18 | 2019-02-18 | 317532 | Sus | N | Vegetation¦Treefellintoline¦ConductorOverhead¦Normal
19-0027222 | 3rd Party | Tree - cutting, 3rd party | Conductor, Overhead | Broken, wire on ground | 2019 | Tier 3 - Extreme | Distribution Circuit | 2 | 22 | 2019-02-22 | 321207 | Sus | N | 3rdParty¦Treecutting3rdparty¦ConductorOverhead¦Brokenwireonground
19-0027840 | Unknown Cause | Patrol - found nothing |  |  | 2019 | Tier 2 - Elevated | Distribution Circuit | 2 | 25 | 2019-02-25 | 323092 | Sus | N | UnknownCause¦Patrolfoundnothing¦¦
19-0028437 | Vegetation | Tree - fell into line | Conductor, Overhead | Broken, wire on ground | 2019 | Tier 2 - Elevated | Distribution Circuit | 2 | 26 | 2019-02-26 | 324693 | Sus | N | Vegetation¦Treefellintoline¦ConductorOverhead¦Brokenwireonground
19-0028614 | Vegetation | Tree - fell into line | Conductor, Overhead | Normal | 2019 | Tier 3 - Extreme | Distribution Circuit | 2 | 26 | 2019-02-26 | 325324 | Sus | N | Vegetation¦Treefellintoline¦ConductorOverhead¦Normal
19-0028636 | Equipment Failure/Involved | Overhead | Conductor, Overhead | Arcing | 2019 | Tier 2 - Elevated | Distribution Circuit | 2 | 26 | 2019-02-26 | 325615 | Sus | N | EquipmentFailureInvolved¦Overhead¦ConductorOverhead¦Arcing
19-0029148 | Vegetation | Tree - branch fell on line | Conductor, Overhead | Broken, wire on ground | 2019 | Tier 2 - Elevated | Distribution Circuit | 2 | 27 | 2019-02-27 | 327317 | Sus | N | Vegetation¦Treebranchfellonline¦ConductorOverhead¦Brokenwireonground
19-0029427 | Unknown Cause | Patrol - found nothing |  |  | 2019 | Tier 3 - Extreme | Distribution Circuit | 2 | 28 | 2019-02-28 | 328032 | Sus | N | UnknownCause¦Patrolfoundnothing¦¦
19-0030239 | Unknown Cause | Patrol - found nothing |  |  | 2019 | Tier 2 - Elevated | Distribution Circuit | 3 | 3 | 2019-03-03 | 330005 | Sus | N | UnknownCause¦Patrolfoundnothing¦¦
19-0031180 | Unknown Cause | Patrol - found nothing |  |  | 2019 | Tier 2 - Elevated | Distribution Circuit | 3 | 6 | 2019-03-06 | 332171 | Sus | N | UnknownCause¦Patrolfoundnothing¦¦
19-0031323 | Equipment Failure/Involved | Electrical Overload | Connector or Splice (OH) | Burned Open | 2019 | Tier 3 - Extreme | Transformer only | 3 | 6 | 2019-03-06 | 332745 | Sus | N | EquipmentFailureInvolved¦ElectricalOverload¦ConnectororSplice(OH)¦BurnedOpen
19-0031420 | Vegetation | Tree - fell into line | Pole-Wood | Broken | 2019 | Tier 3 - Extreme | Distribution Circuit | 3 | 6 | 2019-03-06 | 333040 | Sus | N | Vegetation¦Treefellintoline¦PoleWood¦Broken
19-0036242 | Unknown Cause | Patrol - found nothing |  |  | 2019 | Tier 2 - Elevated | Distribution Circuit | 3 | 22 | 2019-03-22 | 345590 | Sus | N | UnknownCause¦Patrolfoundnothing¦¦
19-0037892 | Equipment Failure/Involved | Overhead | Transformer (OH) | Broken | 2019 | Tier 2 - Elevated | Distribution Circuit | 3 | 28 | 2019-03-28 | 349431 | Sus | N | EquipmentFailureInvolved¦Overhead¦Transformer(OH)¦Broken
19-0040222 | Equipment Failure/Involved | Overhead | Cutout, fuse holder | Broken | 2019 | Tier 2 - Elevated | Distribution Circuit | 4 | 5 | 2019-04-05 | 354629 | Sus | N | EquipmentFailureInvolved¦Overhead¦Cutoutfuseholder¦Broken
19-0041754 | Equipment Failure/Involved | Overhead | Insulator | Broken | 2019 | Tier 2 - Elevated | Distribution Circuit | 4 | 11 | 2019-04-11 | 359273 | Sus | N | EquipmentFailureInvolved¦Overhead¦Insulator¦Broken
19-0044180 | Equipment Failure/Involved | Overhead | Transformer | Failed/Faulted | 2019 | Tier 2 - Elevated | Transformer only | 4 | 18 | 2019-04-18 | 363264 | Sus | N | EquipmentFailureInvolved¦Overhead¦Transformer¦FailedFaulted
19-0046638 | Equipment Failure/Involved | Underground | Connector or Splice (UG) | Burned/flashed | 2019 | Tier 2 - Elevated | Transformer only | 4 | 26 | 2019-04-26 | 368953 | Sus | N | EquipmentFailureInvolved¦Underground¦ConnectororSplice(UG)¦Burnedflashed
19-0052879 | Vegetation | Tree - fell into line | Conductor, Overhead | Broken, wire on ground | 2019 | Tier 2 - Elevated | Distribution Circuit | 5 | 16 | 2019-05-16 | 382616 | Sus | Y | Vegetation¦Treefellintoline¦ConductorOverhead¦Brokenwireonground
19-0054147 | Vegetation | Tree - fell into line | Conductor, Overhead | Broken, wire on ground | 2019 | Tier 3 - Extreme | Distribution Circuit | 5 | 19 | 2019-05-19 | 385517 | Sus | Y | Vegetation¦Treefellintoline¦ConductorOverhead¦Brokenwireonground
19-0060037 | 3rd Party | Vehicle | Pole-Wood | Broken, wire on ground | 2019 | Tier 2 - Elevated | Distribution Circuit | 5 | 30 | 2019-05-30 | 393560 | Sus | Y | 3rdParty¦Vehicle¦PoleWood¦Brokenwireonground
19-0060265 | Environmental/External | Lightning | Transformer | Failed/Faulted | 2019 | Tier 2 - Elevated | Transformer only | 5 | 30 | 2019-05-30 | 393794 | Sus | Y | EnvironmentalExternal¦Lightning¦Transformer¦FailedFaulted
19-0064073 | Vegetation | Tree - branch fell on line | Conductor, Overhead | Together | 2019 | Tier 2 - Elevated | Distribution Circuit | 6 | 7 | 2019-06-07 | 400310 | Sus | Y | Vegetation¦Treebranchfellonline¦ConductorOverhead¦Together
19-0064894 | Equipment Failure/Involved | Overhead | Transformer | Failed/Faulted | 2019 | Tier 2 - Elevated | Transformer only | 6 | 9 | 2019-06-09 | 402600 | Sus | Y | EquipmentFailureInvolved¦Overhead¦Transformer¦FailedFaulted
19-0065090 | Equipment Failure/Involved | Overhead | Transformer (OH) | Broken | 2019 | Tier 2 - Elevated | Transformer only | 6 | 9 | 2019-06-09 | 402807 | Sus | Y | EquipmentFailureInvolved¦Overhead¦Transformer(OH)¦Broken
19-0070053 | Equipment Failure/Involved | Overhead | Pole-Wood | Broken | 2019 | Tier 3 - Extreme | Distribution Circuit | 6 | 20 | 2019-06-20 | 422246 | Sus | Y | EquipmentFailureInvolved¦Overhead¦PoleWood¦Broken
19-0070985 | 3rd Party | Tree - cutting, 3rd party | Conductor, Overhead | Normal | 2019 | Tier 2 - Elevated | Distribution Circuit | 6 | 22 | 2019-06-22 | 426017 | Sus | Y | 3rdParty¦Treecutting3rdparty¦ConductorOverhead¦Normal
19-0077152 | 3rd Party | Metallic Balloon | Conductor, Overhead | Normal | 2019 | Tier 2 - Elevated | Distribution Circuit | 7 | 14 | 2019-07-14 | 450045 | Sus | Y | 3rdParty¦MetallicBalloon¦ConductorOverhead¦Normal
19-0083631 | 3rd Party | Vehicle | Pole-Wood | Broken, wire on ground | 2019 | Tier 2 - Elevated | Distribution Circuit | 8 | 1 | 2019-08-01 | 477534 | Sus | Y | 3rdParty¦Vehicle¦PoleWood¦Brokenwireonground
19-0084155 | Animal | Bird found | Fuse | Failed/Faulted | 2019 | Tier 2 - Elevated | Distribution Circuit | 8 | 4 | 2019-08-04 | 482324 | Sus | Y | Animal¦Birdfound¦Fuse¦FailedFaulted
19-0086648 | Unknown Cause | Patrol - found nothing |  |  | 2019 | Tier 2 - Elevated | Distribution Circuit | 8 | 11 | 2019-08-11 | 501927 | Sus | Y | UnknownCause¦Patrolfoundnothing¦¦
19-0089364 | Equipment Failure/Involved | Overhead | Crossarm, Wood | Broken | 2019 | Tier 3 - Extreme | Distribution Circuit | 8 | 19 | 2019-08-19 | 522376 | Sus | Y | EquipmentFailureInvolved¦Overhead¦CrossarmWood¦Broken
19-0089394 | Equipment Failure/Involved | Overhead | Pole-Wood | Broken | 2019 | Tier 2 - Elevated | Distribution Circuit | 8 | 19 | 2019-08-19 | 522155 | Sus | Y | EquipmentFailureInvolved¦Overhead¦PoleWood¦Broken
19-0092810 | Vegetation | Tree - fell into line | Conductor, Overhead | Broken, wire on ground | 2019 | Tier 3 - Extreme | Distribution Circuit | 8 | 27 | 2019-08-27 | 543098 | Sus | Y | Vegetation¦Treefellintoline¦ConductorOverhead¦Brokenwireonground
19-0096464 | Vegetation | Tree - fell into line | Conductor, Overhead | Broken, wire on ground | 2019 | Tier 3 - Extreme | Distribution Circuit | 9 | 7 | 2019-09-07 | 562060 | Sus | Y | Vegetation¦Treefellintoline¦ConductorOverhead¦Brokenwireonground
19-0099267 | Animal | Squirrel | Transformer (OH) | Normal | 2019 | Tier 3 - Extreme | Distribution Circuit | 9 | 15 | 2019-09-15 | 583218 | Sus | Y | Animal¦Squirrel¦Transformer(OH)¦Normal
19-0101501 | Equipment Failure/Involved | Overhead | Transformer | Failed/Faulted | 2019 | Tier 3 - Extreme | Transformer only | 9 | 19 | 2019-09-19 | 595573 | Sus | Y | EquipmentFailureInvolved¦Overhead¦Transformer¦FailedFaulted
19-0104206 | Equipment Failure/Involved | Overhead | Cutout, fuse holder | Broken | 2019 | Tier 3 - Extreme | Distribution Circuit | 9 | 26 | 2019-09-26 | 619118 | Sus | Y | EquipmentFailureInvolved¦Overhead¦Cutoutfuseholder¦Broken
19-0104881 | Equipment Failure/Involved | Overhead | Crossarm, Wood | Deteriorated | 2019 | Tier 2 - Elevated | Distribution Circuit | 9 | 28 | 2019-09-28 | 624696 | Sus | Y | EquipmentFailureInvolved¦Overhead¦CrossarmWood¦Deteriorated
19-0107923 | 3rd Party | Metallic Balloon | Conductor, Overhead | Normal | 2019 | Tier 2 - Elevated | Distribution Circuit | 10 | 5 | 2019-10-05 | 644749 | Sus | Y | 3rdParty¦MetallicBalloon¦ConductorOverhead¦Normal
19-0108228 | Animal | Squirrel | Pothead(Riser Termination) | Normal | 2019 | Tier 3 - Extreme | Distribution Circuit | 10 | 7 | 2019-10-07 | 645855 | Sus | Y | Animal¦Squirrel¦Pothead(RiserTermination)¦Normal
19-0116224 | Wildfire Mitigation | Public Safety Power Shut-off | Conductor, Overhead | Normal | 2019 | Tier 2 - Elevated | Distribution Circuit | 10 | 26 | 2019-10-26 | 684310 | Sus | Y | WildfireMitigation¦PublicSafetyPowerShutoff¦ConductorOverhead¦Normal
19-0122761 | Animal | Bird found | Conductor, Overhead | Normal | 2019 | Tier 2 - Elevated | Distribution Circuit | 11 | 8 | 2019-11-08 | 702371 | Sus | Y | Animal¦Birdfound¦ConductorOverhead¦Normal
19-0123286 | Animal | Squirrel | Transformer (OH) | Broken | 2019 | Tier 3 - Extreme | Transformer only | 11 | 9 | 2019-11-09 | 703343 | Sus | Y | Animal¦Squirrel¦Transformer(OH)¦Broken
19-0129944 | Vegetation | Tree - fell into line | Conductor, Overhead | Broken, wire on ground | 2019 | Tier 3 - Extreme | Distribution Circuit | 11 | 27 | 2019-11-27 | 720344 | Sus | Y | Vegetation¦Treefellintoline¦ConductorOverhead¦Brokenwireonground
19-0130585 | Unknown Cause | Patrol - found nothing |  |  | 2019 | Tier 3 - Extreme | Distribution Circuit | 11 | 26 | 2019-11-26 | 718498 | Sus | Y | UnknownCause¦Patrolfoundnothing¦¦
19-0132230 | Unknown Cause | Patrol - not conducted |  |  | 2019 | Tier 2 - Elevated | Distribution Circuit | 12 | 2 | 2019-12-02 | 727238 | Sus | N | UnknownCause¦Patrolnotconducted¦¦
19-0135045 | Vegetation | Tree - branch fell on line | Conductor, Overhead | Normal | 2019 | Tier 2 - Elevated | Distribution Circuit | 12 | 8 | 2019-12-08 | 733677 | Sus | N | Vegetation¦Treebranchfellonline¦ConductorOverhead¦Normal
19-0135187 | Equipment Failure/Involved | Overhead | Pole-Wood | Broken | 2019 | Tier 2 - Elevated | Distribution Circuit | 12 | 9 | 2019-12-09 | 734141 | Sus | N | EquipmentFailureInvolved¦Overhead¦PoleWood¦Broken
19-0135501 | 3rd Party | Fire, house or bldg. |  | Failed/Faulted | 2019 | Tier 2 - Elevated | Transformer only | 12 | 10 | 2019-12-10 | 735072 | Sus | N | 3rdParty¦Firehouseorbldg¦¦FailedFaulted
19-0137207 | Unknown Cause | Patrol - found nothing |  |  | 2019 | Tier 2 - Elevated | Distribution Circuit | 12 | 19 | 2019-12-19 | 745935 | Sus | N | UnknownCause¦Patrolfoundnothing¦¦
19-0137597 | Vegetation | Tree - bark fell into line | Pole-Wood | Broken, wire on ground | 2019 | Tier 2 - Elevated | Distribution Circuit | 12 | 22 | 2019-12-22 | 748415 | Sus | N | Vegetation¦Treebarkfellintoline¦PoleWood¦Brokenwireonground
20-0005201 | Equipment Failure/Involved | Overhead | Transformer | Leaking | 2020 | Tier 2 - Elevated | Transformer only | 1 | 4 | 2020-01-04 | 754869 | Sus | N | EquipmentFailureInvolved¦Overhead¦Transformer¦Leaking
20-0012043 | Equipment Failure/Involved | Overhead | Crossarm, Wood | Broken | 2020 | Tier 3 - Extreme | Distribution Circuit | 1 | 21 | 2020-01-21 | 767598 | Sus | N | EquipmentFailureInvolved¦Overhead¦CrossarmWood¦Broken
20-0027550 | Vegetation | Tree - fell into line | Conductor, Overhead | Broken, wire on ground | 2020 | Tier 2 - Elevated | Distribution Circuit | 3 | 1 | 2020-03-01 | 820962 | Sus | N | Vegetation¦Treefellintoline¦ConductorOverhead¦Brokenwireonground
20-0029261 | Equipment Failure/Involved | Overhead | Connector or Splice (OH) | Burned/flashed | 2020 | Tier 3 - Extreme | Transformer only | 3 | 5 | 2020-03-05 | 834055 | Sus | N | EquipmentFailureInvolved¦Overhead¦ConnectororSplice(OH)¦Burnedflashed
20-0032781 | Vegetation | Tree - fell into line | Conductor, Overhead | On Ground | 2020 | Tier 3 - Extreme | Distribution Circuit | 3 | 16 | 2020-03-16 | 854556 | Sus | N | Vegetation¦Treefellintoline¦ConductorOverhead¦OnGround
20-0033557 | Vegetation | Tree - fell into line | Conductor, Overhead | Normal | 2020 | Tier 3 - Extreme | Distribution Circuit | 3 | 17 | 2020-03-17 | 857163 | Sus | N | Vegetation¦Treefellintoline¦ConductorOverhead¦Normal
20-0034294 | Equipment Failure/Involved | Overhead | Connector or Splice (OH) | Broken, wire on ground | 2020 | Tier 3 - Extreme | Distribution Circuit | 3 | 19 | 2020-03-19 | 859044 | Sus | N | EquipmentFailureInvolved¦Overhead¦ConnectororSplice(OH)¦Brokenwireonground
20-0035620 | Unknown Cause | Patrol - found nothing |  |  | 2020 | Tier 3 - Extreme | Distribution Circuit | 3 | 24 | 2020-03-24 | 862847 | Sus | N | UnknownCause¦Patrolfoundnothing¦¦
20-0040660 | Equipment Failure/Involved | Overhead | Transformer (OH) | Failed/Faulted | 2020 | Tier 3 - Extreme | Distribution Circuit | 4 | 12 | 2020-04-12 | 894099 | Sus | N | EquipmentFailureInvolved¦Overhead¦Transformer(OH)¦FailedFaulted
20-0048861 | Animal | Other | Bus | Normal | 2020 | Tier 2 - Elevated | Substation - Distribution | 5 | 10 | 2020-05-10 | 910539 | Sus | Y | Animal¦Other¦Bus¦Normal
20-0056162 | Unknown Cause | Patrol - not conducted |  |  | 2020 | Tier 2 - Elevated | Distribution Circuit | 6 | 1 | 2020-06-01 | 927006 | Sus | Y | UnknownCause¦Patrolnotconducted¦¦
20-0060154 | Equipment Failure/Involved | Overhead | Crossarm, Wood | Broken | 2020 | Tier 2 - Elevated | Distribution Circuit | 6 | 11 | 2020-06-11 | 936780 | Sus | Y | EquipmentFailureInvolved¦Overhead¦CrossarmWood¦Broken
20-0063302 | Animal | Bird found | Transformer (OH) | Normal | 2020 | Tier 2 - Elevated | Distribution Circuit | 6 | 20 | 2020-06-20 | 943172 | Sus | Y | Animal¦Birdfound¦Transformer(OH)¦Normal
20-0074500 | Animal | Other | Transformer (OH) | Normal | 2020 | Tier 3 - Extreme | Distribution Circuit | 7 | 22 | 2020-07-22 | 969553 | Sus | Y | Animal¦Other¦Transformer(OH)¦Normal
20-0077128 | Vegetation | Tree - fell into line | Conductor, Overhead | Normal | 2020 | Tier 2 - Elevated | Distribution Circuit | 7 | 28 | 2020-07-28 | 973955 | Sus | Y | Vegetation¦Treefellintoline¦ConductorOverhead¦Normal
20-0084802 | Vegetation | Tree - branch fell on line | Conductor, Overhead | Broken, wire on ground | 2020 | Tier 2 - Elevated | Distribution Circuit | 8 | 16 | 2020-08-16 | 1011595 | Sus | Y | Vegetation¦Treebranchfellonline¦ConductorOverhead¦Brokenwireonground
20-0085343 | Vegetation | Tree - fell into line | Conductor, Overhead | Broken, wire on ground | 2020 | Tier 3 - Extreme | Distribution Circuit | 8 | 16 | 2020-08-16 | 1014171 | Sus | Y | Vegetation¦Treefellintoline¦ConductorOverhead¦Brokenwireonground
20-0087149 | Equipment Failure/Involved | Overhead | Transformer (OH) | Broken | 2020 | Tier 2 - Elevated | Transformer only | 8 | 18 | 2020-08-18 | 1021209 | Sus | Y | EquipmentFailureInvolved¦Overhead¦Transformer(OH)¦Broken
20-0090172 | Environmental/External | Fire, Forest/Grass | Conductor, Overhead | Normal | 2020 | Tier 3 - Extreme | Distribution Circuit | 8 | 19 | 2020-08-19 | 1032194 | Sus | Y | EnvironmentalExternal¦FireForestGrass¦ConductorOverhead¦Normal
20-0090694 | Equipment Failure/Involved | Overhead | Pole-Wood | Broken | 2020 | Tier 2 - Elevated | Transformer only | 8 | 27 | 2020-08-27 | 1034322 | Sus | Y | EquipmentFailureInvolved¦Overhead¦PoleWood¦Broken
20-0096141 | Animal | Squirrel | Switch (OH) | Normal | 2020 | Tier 2 - Elevated | Distribution Circuit | 9 | 10 | 2020-09-10 | 1062813 | Sus | Y | Animal¦Squirrel¦Switch(OH)¦Normal
20-0111531 | Animal | Squirrel | Bushing | Burned/flashed | 2020 | Tier 2 - Elevated | Distribution Circuit | 10 | 22 | 2020-10-22 | 1123266 | Sus | Y | Animal¦Squirrel¦Bushing¦Burnedflashed
20-0112243 | Wildfire Mitigation | Public Safety Power Shut-off | Conductor, Overhead | Normal | 2020 | Tier 3 - Extreme | Distribution Circuit | 10 | 25 | 2020-10-25 | 1127753 | Sus | Y | WildfireMitigation¦PublicSafetyPowerShutoff¦ConductorOverhead¦Normal
20-0115635 | Unknown Cause | Patrol - not conducted |  |  | 2020 | Tier 2 - Elevated | Distribution Circuit | 10 | 31 | 2020-10-31 | 1132780 | Sus | Y | UnknownCause¦Patrolnotconducted¦¦
20-0115899 | Unknown Cause | Patrol - found nothing |  |  | 2020 | Tier 2 - Elevated | Distribution Circuit | 11 | 2 | 2020-11-02 | 1133619 | Sus | Y | UnknownCause¦Patrolfoundnothing¦¦
20-0115943 | Animal | Squirrel | Conductor, Overhead | Normal | 2020 | Tier 3 - Extreme | Distribution Circuit | 11 | 2 | 2020-11-02 | 1133639 | Sus | Y | Animal¦Squirrel¦ConductorOverhead¦Normal
20-0118105 | Equipment Failure/Involved | Overhead | Jumper | Burned Open | 2020 | Tier 2 - Elevated | Distribution Circuit | 11 | 6 | 2020-11-06 | 1138027 | Sus | Y | EquipmentFailureInvolved¦Overhead¦Jumper¦BurnedOpen
20-0125374 | Animal | Bird found | Conductor, Overhead | Normal | 2020 | Tier 2 - Elevated | Distribution Circuit | 11 | 26 | 2020-11-26 | 1154751 | Sus | Y | Animal¦Birdfound¦ConductorOverhead¦Normal
20-0128452 | Unknown Cause | Patrol - found nothing |  |  | 2020 | Tier 3 - Extreme | Distribution Circuit | 12 | 7 | 2020-12-07 | 1167374 | Sus | N | UnknownCause¦Patrolfoundnothing¦¦
20-0130191 | Equipment Failure/Involved | Overhead | Conductor, Overhead | Broken, wire on ground | 2020 | Tier 3 - Extreme | Distribution Circuit | 12 | 13 | 2020-12-13 | 1182809 | Sus | N | EquipmentFailureInvolved¦Overhead¦ConductorOverhead¦Brokenwireonground
20-0130671 | Equipment Failure/Involved | Overhead | Transformer (OH) | Failed/Faulted | 2020 | Tier 3 - Extreme | Distribution Circuit | 12 | 15 | 2020-12-15 | 1189831 | Sus | N | EquipmentFailureInvolved¦Overhead¦Transformer(OH)¦FailedFaulted
20-0130928 | Animal | Squirrel | Transformer | Normal | 2020 | Tier 2 - Elevated | Transformer only | 12 | 17 | 2020-12-17 | 1192407 | Sus | N | Animal¦Squirrel¦Transformer¦Normal
21-0009868 | Equipment Failure/Involved | Overhead | Jumper | Bent or Twisted | 2021 | Tier 2 - Elevated | Distribution Circuit | 1 | 18 | 2021-01-18 | 1213088 | Sus | N | EquipmentFailureInvolved¦Overhead¦Jumper¦BentorTwisted
21-0010126 | Vegetation | Tree - fell into line | Pole-Wood | Broken, wire on ground | 2021 | Tier 3 - Extreme | Distribution Circuit | 1 | 19 | 2021-01-19 | 1214440 | Sus | N | Vegetation¦Treefellintoline¦PoleWood¦Brokenwireonground
21-0011180 | Vegetation | Tree - fell into line | Pole-Wood | Broken, wire on ground | 2021 | Tier 3 - Extreme | Distribution Circuit | 1 | 19 | 2021-01-19 | 1217953 | Sus | N | Vegetation¦Treefellintoline¦PoleWood¦Brokenwireonground
21-0011795 | Equipment Failure/Involved | Overhead | Crossarm, Wood | Broken | 2021 | Tier 3 - Extreme | Distribution Circuit | 1 | 19 | 2021-01-19 | 1218081 | Sus | N | EquipmentFailureInvolved¦Overhead¦CrossarmWood¦Broken
21-0013292 | Unknown Cause | Patrol - found nothing |  |  | 2021 | Tier 2 - Elevated | Distribution Circuit | 1 | 23 | 2021-01-23 | 1221798 | Sus | N | UnknownCause¦Patrolfoundnothing¦¦
21-0014390 | Equipment Failure/Involved | Overhead | Transformer (OH) | Broken | 2021 | Tier 2 - Elevated | Distribution Circuit | 1 | 26 | 2021-01-26 | 1225558 | Sus | N | EquipmentFailureInvolved¦Overhead¦Transformer(OH)¦Broken
21-0015968 | Vegetation | Tree - fell into line | Conductor, Overhead | Normal | 2021 | Tier 3 - Extreme | Distribution Circuit | 1 | 26 | 2021-01-26 | 1227188 | Sus | N | Vegetation¦Treefellintoline¦ConductorOverhead¦Normal
21-0016064 | Unknown Cause | Patrol - found nothing |  |  | 2021 | Tier 3 - Extreme | Transformer only | 1 | 27 | 2021-01-27 | 1234922 | Sus | N | UnknownCause¦Patrolfoundnothing¦¦
21-0016254 | Vegetation | Tree - fell into line | Conductor, Overhead | Broken, wire on ground | 2021 | Tier 2 - Elevated | Distribution Circuit | 1 | 27 | 2021-01-27 | 1235547 | Sus | N | Vegetation¦Treefellintoline¦ConductorOverhead¦Brokenwireonground
21-0017025 | Vegetation | Tree - fell into line | Conductor, Overhead | Broken, wire on ground | 2021 | Tier 3 - Extreme | Distribution Circuit | 1 | 27 | 2021-01-27 | 1237453 | Sus | N | Vegetation¦Treefellintoline¦ConductorOverhead¦Brokenwireonground
21-0019255 | Vegetation | Tree - fell into line | Conductor, Overhead | Broken, wire on ground | 2021 | Tier 3 - Extreme | Distribution Circuit | 1 | 28 | 2021-01-28 | 1243015 | Sus | N | Vegetation¦Treefellintoline¦ConductorOverhead¦Brokenwireonground
21-0020239 | Equipment Failure/Involved | Overhead | Transformer | Failed/Faulted | 2021 | Tier 2 - Elevated | Transformer only | 2 | 1 | 2021-02-01 | 1244620 | Sus | N | EquipmentFailureInvolved¦Overhead¦Transformer¦FailedFaulted
21-0020593 | Vegetation | Tree - fell into line | Conductor, Overhead | Normal | 2021 | Tier 3 - Extreme | Distribution Circuit | 2 | 1 | 2021-02-01 | 1245319 | Sus | N | Vegetation¦Treefellintoline¦ConductorOverhead¦Normal
21-0022696 | Equipment Failure/Involved | Overhead | Connector or Splice (OH) | Contaminated | 2021 | Tier 2 - Elevated | Transformer only | 2 | 6 | 2021-02-06 | 1249715 | Sus | N | EquipmentFailureInvolved¦Overhead¦ConnectororSplice(OH)¦Contaminated
21-0022784 | Unknown Cause | Patrol - found nothing |  |  | 2021 | Tier 2 - Elevated | Distribution Circuit | 2 | 7 | 2021-02-07 | 1250024 | Sus | N | UnknownCause¦Patrolfoundnothing¦¦
21-0024671 | Unknown Cause | Patrol - found nothing |  |  | 2021 | Tier 2 - Elevated | Distribution Circuit | 2 | 11 | 2021-02-11 | 1253139 | Sus | N | UnknownCause¦Patrolfoundnothing¦¦
21-0025299 | Unknown Cause | Patrol - not conducted |  |  | 2021 | Tier 3 - Extreme | Distribution Circuit | 2 | 13 | 2021-02-13 | 1254212 | Sus | N | UnknownCause¦Patrolnotconducted¦¦
21-0026567 | Equipment Failure/Involved | Overhead | Secondary | Burned Open | 2021 | Tier 2 - Elevated | Transformer only | 2 | 17 | 2021-02-17 | 1256436 | Sus | N | EquipmentFailureInvolved¦Overhead¦Secondary¦BurnedOpen
21-0027819 | Unknown Cause | Patrol - found nothing |  |  | 2021 | Tier 2 - Elevated | Distribution Circuit | 2 | 21 | 2021-02-21 | 1258823 | Sus | N | UnknownCause¦Patrolfoundnothing¦¦
21-0028485 | Unknown Cause | Patrol - found nothing |  |  | 2021 | Tier 2 - Elevated | Distribution Circuit | 2 | 23 | 2021-02-23 | 1260041 | Sus | N | UnknownCause¦Patrolfoundnothing¦¦
21-0029791 | Equipment Failure/Involved | Overhead | Transformer (OH) | Failed/Faulted | 2021 | Tier 2 - Elevated | Transformer only | 2 | 25 | 2021-02-25 | 1262637 | Sus | N | EquipmentFailureInvolved¦Overhead¦Transformer(OH)¦FailedFaulted
21-0036501 | Equipment Failure/Involved | Overhead | Conductor, Overhead | Broken, wire on object | 2021 | Tier 2 - Elevated | Transformer only | 3 | 15 | 2021-03-15 | 1282482 | Sus | N | EquipmentFailureInvolved¦Overhead¦ConductorOverhead¦Brokenwireonobject
21-0038321 | Animal | Squirrel | Conductor, Overhead | Normal | 2021 | Tier 3 - Extreme | Distribution Circuit | 3 | 18 | 2021-03-18 | 1288289 | Sus | N | Animal¦Squirrel¦ConductorOverhead¦Normal
21-0052160 | Equipment Failure/Involved | Overhead | Transformer (OH) | Failed/Faulted | 2021 | Tier 2 - Elevated | Transformer only | 4 | 22 | 2021-04-22 | 1329218 | Sus | N | EquipmentFailureInvolved¦Overhead¦Transformer(OH)¦FailedFaulted
21-0054542 | Vegetation | Tree - fell into line | Conductor, Overhead | Broken, wire on ground | 2021 | Tier 3 - Extreme | Distribution Circuit | 4 | 28 | 2021-04-28 | 1336481 | Sus | N | Vegetation¦Treefellintoline¦ConductorOverhead¦Brokenwireonground
21-0059916 | Equipment Failure/Involved | Overhead | Conductor, Overhead | Broken, wire on ground | 2021 | Tier 2 - Elevated | Distribution Circuit | 5 | 11 | 2021-05-11 | 1346240 | Sus | Y | EquipmentFailureInvolved¦Overhead¦ConductorOverhead¦Brokenwireonground
21-0077714 | Equipment Failure/Involved | Overhead | Transformer (OH) | Leaking | 2021 | Tier 2 - Elevated | Transformer only | 6 | 22 | 2021-06-22 | 1382530 | Sus | Y | EquipmentFailureInvolved¦Overhead¦Transformer(OH)¦Leaking
21-0091979 | Equipment Failure/Involved | Overhead | Other | Broken | 2021 | Tier 2 - Elevated | Distribution Circuit | 7 | 19 | 2021-07-19 | 1408270 | Sus | Y | EquipmentFailureInvolved¦Overhead¦Other¦Broken
21-0092578 | Vegetation | Tree - fell into line | Conductor, Overhead | Normal | 2021 | Tier 2 - Elevated | Distribution Circuit | 7 | 20 | 2021-07-20 | 1409289 | Sus | Y | Vegetation¦Treefellintoline¦ConductorOverhead¦Normal
21-0098206 | Equipment Failure/Involved | Overhead | Transformer (OH) | Failed/Faulted | 2021 | Tier 3 - Extreme | Distribution Circuit | 8 | 1 | 2021-08-01 | 1428037 | Sus | Y | EquipmentFailureInvolved¦Overhead¦Transformer(OH)¦FailedFaulted
21-0098296 | Unknown Cause | Patrol - found nothing |  |  | 2021 | Tier 3 - Extreme | Distribution Circuit | 8 | 2 | 2021-08-02 | 1428424 | Sus | Y | UnknownCause¦Patrolfoundnothing¦¦
21-0105862 | Wildfire Mitigation | Public Safety Power Shut-off | Conductor, Overhead | Normal | 2021 | Tier 3 - Extreme | Distribution Circuit | 8 | 17 | 2021-08-17 | 1445904 | Sus | Y | WildfireMitigation¦PublicSafetyPowerShutoff¦ConductorOverhead¦Normal
21-0107581 | Equipment Failure/Involved | Overhead | Fuse | Broken | 2021 | Tier 2 - Elevated | Transformer only | 8 | 20 | 2021-08-20 | 1448784 | Sus | Y | EquipmentFailureInvolved¦Overhead¦Fuse¦Broken
21-0114438 | Equipment Failure/Involved | Overhead | Transformer (OH) | Failed/Faulted | 2021 | Tier 2 - Elevated | Transformer only | 9 | 7 | 2021-09-07 | 1464027 | Sus | Y | EquipmentFailureInvolved¦Overhead¦Transformer(OH)¦FailedFaulted
21-0115712 | Animal | Other | Conductor, Overhead | Broken, wire on ground | 2021 | Tier 2 - Elevated | Distribution Circuit | 9 | 10 | 2021-09-10 | 1467342 | Sus | Y | Animal¦Other¦ConductorOverhead¦Brokenwireonground
21-0125749 | Company Initiated | Personnel, company | Secondary | Broken, wire on ground | 2021 | Tier 2 - Elevated | Transformer only | 10 | 4 | 2021-10-04 | 1486609 | Sus | Y | CompanyInitiated¦Personnelcompany¦Secondary¦Brokenwireonground
21-0128066 | Unknown Cause | Patrol - found nothing |  |  | 2021 | Tier 2 - Elevated | Distribution Circuit | 10 | 8 | 2021-10-08 | 1490754 | Sus | Y | UnknownCause¦Patrolfoundnothing¦¦
21-0129221 | Vegetation | Tree - branch fell on line | Conductor, Overhead | Normal | 2021 | Tier 3 - Extreme | Distribution Circuit | 10 | 11 | 2021-10-11 | 1493952 | Sus | Y | Vegetation¦Treebranchfellonline¦ConductorOverhead¦Normal
21-0131118 | Vegetation | Tree - fell into line | Conductor, Overhead | Broken, wire on ground | 2021 | Tier 2 - Elevated | Distribution Circuit | 10 | 14 | 2021-10-14 | 1497637 | Sus | Y | Vegetation¦Treefellintoline¦ConductorOverhead¦Brokenwireonground
21-0131914 | Unknown Cause | Patrol - found nothing |  |  | 2021 | Tier 2 - Elevated | Distribution Circuit | 10 | 16 | 2021-10-16 | 1498980 | Sus | Y | UnknownCause¦Patrolfoundnothing¦¦
21-0132413 | Unknown Cause | Patrol - found nothing |  |  | 2021 | Tier 2 - Elevated | Distribution Circuit | 10 | 18 | 2021-10-18 | 1500886 | Sus | Y | UnknownCause¦Patrolfoundnothing¦¦
21-0135602 | Unknown Cause | Patrol - found nothing |  |  | 2021 | Tier 2 - Elevated | Distribution Circuit | 10 | 24 | 2021-10-24 | 1507474 | Sus | Y | UnknownCause¦Patrolfoundnothing¦¦
21-0135949 | Vegetation | Tree - fell into line | Conductor, Overhead | On Ground | 2021 | Tier 2 - Elevated | Distribution Circuit | 10 | 24 | 2021-10-24 | 1508233 | Sus | Y | Vegetation¦Treefellintoline¦ConductorOverhead¦OnGround
21-0136064 | Vegetation | Tree - branch fell on line | Conductor, Overhead | Normal | 2021 | Tier 3 - Extreme | Distribution Circuit | 10 | 24 | 2021-10-24 | 1510548 | Sus | Y | Vegetation¦Treebranchfellonline¦ConductorOverhead¦Normal
21-0136706 | Unknown Cause | Patrol - not conducted |  |  | 2021 | Tier 2 - Elevated | Distribution Circuit | 10 | 24 | 2021-10-24 | 1515643 | Sus | Y | UnknownCause¦Patrolnotconducted¦¦
21-0136953 | Vegetation | Tree - fell into line | Pole-Wood | Broken | 2021 | Tier 2 - Elevated | Distribution Circuit | 10 | 25 | 2021-10-25 | 1516664 | Sus | Y | Vegetation¦Treefellintoline¦PoleWood¦Broken
21-0143860 | Unknown Cause | Patrol - found nothing |  |  | 2021 | Tier 2 - Elevated | Distribution Circuit | 11 | 9 | 2021-11-09 | 1538384 | Sus | Y | UnknownCause¦Patrolfoundnothing¦¦
21-0145293 | Vegetation | Tree - cutting, PG&E contractor | Recloser | Normal | 2021 | Tier 3 - Extreme | Distribution Circuit | 11 | 13 | 2021-11-13 | 1542940 | Sus | Y | Vegetation¦TreecuttingPG&Econtractor¦Recloser¦Normal
21-0149006 | Unknown Cause | Patrol - found nothing |  |  | 2021 | Tier 2 - Elevated | Distribution Circuit | 11 | 20 | 2021-11-20 | 1550964 | Sus | Y | UnknownCause¦Patrolfoundnothing¦¦
21-0150786 | Animal | Squirrel | Fuse | Failed/Faulted | 2021 | Tier 2 - Elevated | Distribution Circuit | 11 | 24 | 2021-11-24 | 1554103 | Sus | Y | Animal¦Squirrel¦Fuse¦FailedFaulted
21-0151198 | Animal | Squirrel | Conductor, Overhead | Normal | 2021 | Tier 2 - Elevated | Distribution Circuit | 11 | 25 | 2021-11-25 | 1554512 | Sus | Y | Animal¦Squirrel¦ConductorOverhead¦Normal
21-0153991 | 3rd Party | Vehicle | Pole-Wood | Broken | 2021 | Tier 2 - Elevated | Distribution Circuit | 12 | 2 | 2021-12-02 | 1557536 | Sus | N | 3rdParty¦Vehicle¦PoleWood¦Broken
21-0154822 | Equipment Failure/Involved | Overhead | Transformer (OH) | Failed/Faulted | 2021 | Tier 2 - Elevated | Transformer only | 12 | 3 | 2021-12-03 | 1558938 | Sus | N | EquipmentFailureInvolved¦Overhead¦Transformer(OH)¦FailedFaulted
21-0155683 | Equipment Failure/Involved | Overhead | Transformer | Failed/Faulted | 2021 | Tier 2 - Elevated | Transformer only | 12 | 7 | 2021-12-07 | 1560959 | Sus | N | EquipmentFailureInvolved¦Overhead¦Transformer¦FailedFaulted
21-0157569 | Equipment Failure/Involved | Overhead | Conductor, Overhead | Broken, wire on ground | 2021 | Tier 2 - Elevated | Distribution Circuit | 12 | 13 | 2021-12-13 | 1566023 | Sus | N | EquipmentFailureInvolved¦Overhead¦ConductorOverhead¦Brokenwireonground
21-0157714 | Unknown Cause | Patrol - not conducted |  |  | 2021 | Tier 2 - Elevated | Distribution Circuit | 12 | 13 | 2021-12-13 | 1569231 | Sus | N | UnknownCause¦Patrolnotconducted¦¦
21-0157844 | Vegetation | Tree - fell into line | Conductor, Overhead | Broken, wire on ground | 2021 | Tier 2 - Elevated | Distribution Circuit | 12 | 14 | 2021-12-14 | 1569465 | Sus | N | Vegetation¦Treefellintoline¦ConductorOverhead¦Brokenwireonground
21-0157941 | Vegetation | Tree - branch fell on line | Conductor, Overhead | Broken, wire on ground | 2021 | Tier 3 - Extreme | Distribution Circuit | 12 | 13 | 2021-12-13 | 1567012 | Sus | N | Vegetation¦Treebranchfellonline¦ConductorOverhead¦Brokenwireonground
21-0158831 | Vegetation | Tree - branch fell on line | Conductor, Overhead | Normal | 2021 | Tier 3 - Extreme | Distribution Circuit | 12 | 16 | 2021-12-16 | 1574199 | Sus | N | Vegetation¦Treebranchfellonline¦ConductorOverhead¦Normal
21-0160422 | Vegetation | Tree - fell into line | Conductor, Overhead | On Ground | 2021 | Tier 3 - Extreme | Distribution Circuit | 12 | 23 | 2021-12-23 | 1579846 | Sus | N | Vegetation¦Treefellintoline¦ConductorOverhead¦OnGround
21-0161016 | Vegetation | Tree - branch fell on line | Conductor, Overhead | Normal | 2021 | Tier 3 - Extreme | Distribution Circuit | 12 | 27 | 2021-12-27 | 1585172 | Sus | N | Vegetation¦Treebranchfellonline¦ConductorOverhead¦Normal
21-0161151 | Equipment Failure/Involved | Overhead | Crossarm, Wood | Broken | 2021 | Tier 2 - Elevated | Distribution Circuit | 12 | 27 | 2021-12-27 | 1583892 | Sus | N | EquipmentFailureInvolved¦Overhead¦CrossarmWood¦Broken
21-0161484 | Vegetation | Tree - fell into line | Pole-Wood | Broken, wire on ground | 2021 | Tier 2 - Elevated | Distribution Circuit | 12 | 26 | 2021-12-26 | 1587864 | Sus | N | Vegetation¦Treefellintoline¦PoleWood¦Brokenwireonground
21-0161793 | Vegetation | Tree - fell into line | Conductor, Overhead | Broken, wire on ground | 2021 | Tier 3 - Extreme | Distribution Circuit | 12 | 27 | 2021-12-27 | 1589761 | Sus | N | Vegetation¦Treefellintoline¦ConductorOverhead¦Brokenwireonground
22-0005445 | Vegetation | Tree - branch fell on line | Conductor, Overhead | Normal | 2021 | Tier 2 - Elevated | Distribution Circuit | 12 | 26 | 2021-12-26 | 1593515 | Sus | N | Vegetation¦Treebranchfellonline¦ConductorOverhead¦Normal
22-0018239 | Company Initiated | Return Circuit Normal | Other | Normal | 2022 | Tier 3 - Extreme | Transmission line | 4 | 7 | 2022-04-07 | 1664759 | Sus | N | CompanyInitiated¦ReturnCircuitNormal¦Other¦Normal
22-0018239 | Company Initiated | Return Circuit Normal | Other | Normal | 2022 | Tier 3 - Extreme | Transmission line | 4 | 7 | 2022-04-07 | 1664759 | Sus | N | CompanyInitiated¦ReturnCircuitNormal¦Other¦Normal
22-0024794 | 3rd Party | Vehicle | Capacitor | Burned/flashed | 2022 | Tier 3 - Extreme | Distribution Circuit | 2 | 21 | 2022-02-21 | 1633344 | Sus | N | 3rdParty¦Vehicle¦Capacitor¦Burnedflashed
22-0025696 | Animal | Squirrel | Bushing | Failed/Faulted | 2022 | Tier 2 - Elevated | Transformer only | 2 | 23 | 2022-02-23 | 1634684 | Sus | N | Animal¦Squirrel¦Bushing¦FailedFaulted
22-0030420 | Unknown Cause | Patrol - found nothing |  |  | 2022 | Tier 3 - Extreme | Distribution Circuit | 3 | 6 | 2022-03-06 | 1643320 | Sus | N | UnknownCause¦Patrolfoundnothing¦¦
22-0032475 | Equipment Failure/Involved | Overhead | Crossarm, Wood | Broken | 2022 | Tier 2 - Elevated | Distribution Circuit | 3 | 10 | 2022-03-10 | 1646296 | Sus | N | EquipmentFailureInvolved¦Overhead¦CrossarmWood¦Broken
22-0041470 | Unknown Cause | Patrol - found nothing |  |  | 2022 | Tier 3 - Extreme | Transformer only | 3 | 31 | 2022-03-31 | 1660613 | Sus | N | UnknownCause¦Patrolfoundnothing¦¦
22-0043397 | Vegetation | Tree - fell into line | Conductor, Overhead | Broken, wire on ground | 2022 | Tier 2 - Elevated | Distribution Circuit | 4 | 6 | 2022-04-06 | 1664092 | Sus | N | Vegetation¦Treefellintoline¦ConductorOverhead¦Brokenwireonground
22-0044943 | Vegetation | Tree - branch fell on line | Secondary | Broken | 2022 | Tier 3 - Extreme | Transformer only | 4 | 9 | 2022-04-09 | 1666840 | Sus | N | Vegetation¦Treebranchfellonline¦Secondary¦Broken
22-0045148 | Equipment Failure/Involved | Overhead | Jumper | Burned Open | 2022 | Tier 2 - Elevated | Distribution Circuit | 4 | 10 | 2022-04-10 | 1667596 | Sus | N | EquipmentFailureInvolved¦Overhead¦Jumper¦BurnedOpen
22-0049348 | Equipment Failure/Involved | Overhead | Transformer | Broken | 2022 | Tier 2 - Elevated | Transformer only | 4 | 14 | 2022-04-14 | 1673004 | Sus | N | EquipmentFailureInvolved¦Overhead¦Transformer¦Broken
22-0051067 | Vegetation | Tree - fell into line | Conductor, Overhead | Together | 2022 | Tier 3 - Extreme | Distribution Circuit | 4 | 18 | 2022-04-18 | 1675911 | Sus | N | Vegetation¦Treefellintoline¦ConductorOverhead¦Together
22-0054208 | Equipment Failure/Involved | Overhead | Insulator | Broken, wire on ground | 2022 | Tier 2 - Elevated | Distribution Circuit | 4 | 25 | 2022-04-25 | 1681140 | Sus | N | EquipmentFailureInvolved¦Overhead¦Insulator¦Brokenwireonground
22-0059301 | 3rd Party | Vehicle | Pole-Wood | Broken, wire on ground | 2022 | Tier 2 - Elevated | Distribution Circuit | 5 | 7 | 2022-05-07 | 1690715 | Sus | Y | 3rdParty¦Vehicle¦PoleWood¦Brokenwireonground
22-0059425 | Vegetation | Tree - fell into line | Conductor, Overhead | Normal | 2022 | Tier 3 - Extreme | Distribution Circuit | 5 | 8 | 2022-05-08 | 1691093 | Sus | Y | Vegetation¦Treefellintoline¦ConductorOverhead¦Normal
22-0059478 | Animal | Squirrel | Cutout, fuse holder | Failed/Faulted | 2022 | Tier 2 - Elevated | Distribution Circuit | 5 | 8 | 2022-05-08 | 1691352 | Sus | Y | Animal¦Squirrel¦Cutoutfuseholder¦FailedFaulted
22-0060954 | Unknown Cause | Patrol - found nothing |  |  | 2022 | Tier 2 - Elevated | Distribution Circuit | 5 | 11 | 2022-05-11 | 1694186 | Sus | Y | UnknownCause¦Patrolfoundnothing¦¦
22-0074921 | Equipment Failure/Involved | Overhead | Pole-Wood | Burned/flashed | 2022 | Tier 2 - Elevated | Distribution Circuit | 6 | 16 | 2022-06-16 | 1732965 | Sus | Y | EquipmentFailureInvolved¦Overhead¦PoleWood¦Burnedflashed
22-0075963 | Vegetation | Tree - branch fell on line | Service conductor | Together | 2022 | Tier 3 - Extreme | Transformer only | 6 | 18 | 2022-06-18 | 1734915 | Sus | Y | Vegetation¦Treebranchfellonline¦Serviceconductor¦Together
22-0077404 | Equipment Failure/Involved | Overhead | Transformer (OH) | Broken | 2022 | Tier 3 - Extreme | Transformer only | 6 | 22 | 2022-06-22 | 1739239 | Sus | Y | EquipmentFailureInvolved¦Overhead¦Transformer(OH)¦Broken
22-0089997 | 3rd Party | Tree - cutting, 3rd party | Conductor, Overhead | Broken, wire on ground | 2022 | Tier 2 - Elevated | Distribution Circuit | 7 | 26 | 2022-07-26 | 1766100 | Sus | Y | 3rdParty¦Treecutting3rdparty¦ConductorOverhead¦Brokenwireonground
22-0092632 | Equipment Failure/Involved | Overhead | Transformer (OH) | Broken | 2022 | Tier 2 - Elevated | Transformer only | 8 | 2 | 2022-08-02 | 1771066 | Sus | Y | EquipmentFailureInvolved¦Overhead¦Transformer(OH)¦Broken
22-0097377 | Unknown Cause | Patrol - found nothing |  |  | 2022 | Tier 2 - Elevated | Distribution Circuit | 8 | 15 | 2022-08-15 | 1780939 | Sus | Y | UnknownCause¦Patrolfoundnothing¦¦
22-0100783 | Animal | Bird found | Transformer (OH) | Broken | 2022 | Tier 2 - Elevated | Distribution Circuit | 8 | 23 | 2022-08-23 | 1787855 | Sus | Y | Animal¦Birdfound¦Transformer(OH)¦Broken
22-0101816 | Vegetation | Tree - cutting, PG&E contractor | Conductor, Overhead | Contaminated | 2022 | Tier 3 - Extreme | Distribution Circuit | 8 | 25 | 2022-08-25 | 1791226 | Sus | Y | Vegetation¦TreecuttingPG&Econtractor¦ConductorOverhead¦Contaminated
22-0105696 | Vegetation | Tree - fell into line | Crossarm, Wood | Broken | 2022 | Tier 2 - Elevated | Distribution Circuit | 9 | 4 | 2022-09-04 | 1798889 | Sus | Y | Vegetation¦Treefellintoline¦CrossarmWood¦Broken
22-0111463 | Vegetation | Tree - branch fell on line | Conductor, Overhead | Bent or Twisted | 2022 | Tier 2 - Elevated | Transformer only | 9 | 17 | 2022-09-17 | 1813247 | Sus | Y | Vegetation¦Treebranchfellonline¦ConductorOverhead¦BentorTwisted
22-0126954 | Vegetation | Tree - fell into line | Conductor, Overhead | Normal | 2022 | Tier 3 - Extreme | Distribution Circuit | 11 | 2 | 2022-11-02 | 1851268 | Sus | Y | Vegetation¦Treefellintoline¦ConductorOverhead¦Normal
22-0128380 | Vegetation | Tree - fell into line | Conductor, Overhead | Broken, wire on ground | 2022 | Tier 3 - Extreme | Distribution Circuit | 11 | 6 | 2022-11-06 | 1855536 | Sus | Y | Vegetation¦Treefellintoline¦ConductorOverhead¦Brokenwireonground
22-0129840 | Vegetation | Tree - grew into line | Conductor, Overhead | Normal | 2022 | Tier 2 - Elevated | Distribution Circuit | 11 | 9 | 2022-11-09 | 1859596 | Sus | Y | Vegetation¦Treegrewintoline¦ConductorOverhead¦Normal
22-0135568 | Equipment Failure/Involved | Overhead | Conductor, Overhead | Broken, wire on ground | 2022 | Tier 2 - Elevated | Transformer only | 12 | 1 | 2022-12-01 | 1873033 | Sus | N | EquipmentFailureInvolved¦Overhead¦ConductorOverhead¦Brokenwireonground
22-0135796 | Equipment Failure/Involved | Overhead | Cutout, fuse holder | Burned/flashed | 2022 | Tier 2 - Elevated | Distribution Circuit | 12 | 1 | 2022-12-01 | 1873618 | Sus | N | EquipmentFailureInvolved¦Overhead¦Cutoutfuseholder¦Burnedflashed
22-0137162 | Equipment Failure/Involved | Overhead | Recloser | Malfunctioning | 2022 | Tier 3 - Extreme | Distribution Circuit | 12 | 6 | 2022-12-06 | 1877627 | Sus | N | EquipmentFailureInvolved¦Overhead¦Recloser¦Malfunctioning
22-0137750 | Equipment Failure/Involved | Overhead | Pole-Wood | Broken | 2022 | Tier 2 - Elevated | Transformer only | 12 | 8 | 2022-12-08 | 1879216 | Sus | N | EquipmentFailureInvolved¦Overhead¦PoleWood¦Broken
22-0138123 | Unknown Cause | Patrol - found nothing |  |  | 2022 | Tier 2 - Elevated | Distribution Circuit | 12 | 10 | 2022-12-10 | 1880454 | Sus | N | UnknownCause¦Patrolfoundnothing¦¦
22-0138829 | Vegetation | Tree - branch fell on line | Conductor, Overhead | Broken, wire on ground | 2022 | Tier 3 - Extreme | Distribution Circuit | 12 | 10 | 2022-12-10 | 1885273 | Sus | N | Vegetation¦Treebranchfellonline¦ConductorOverhead¦Brokenwireonground
22-0141304 | Unknown Cause | Patrol - found nothing |  |  | 2022 | Tier 2 - Elevated | Distribution Circuit | 12 | 26 | 2022-12-26 | 1897379 | Sus | N | UnknownCause¦Patrolfoundnothing¦¦
22-0141452 | Vegetation | Tree - fell into line | Conductor, Overhead | Broken, wire on ground | 2022 | Tier 3 - Extreme | Distribution Circuit | 12 | 27 | 2022-12-27 | 1898129 | Sus | N | Vegetation¦Treefellintoline¦ConductorOverhead¦Brokenwireonground
22-0142573 | Unknown Cause | Patrol - found nothing |  |  | 2022 | Tier 3 - Extreme | Distribution Circuit | 12 | 31 | 2022-12-31 | 1903884 | Sus | N | UnknownCause¦Patrolfoundnothing¦¦
22-0142655 | Vegetation | Tree - bark fell into line | Conductor, Overhead | Broken, wire on ground | 2022 | Tier 2 - Elevated | Distribution Circuit | 12 | 31 | 2022-12-31 | 1904885 | Sus | N | Vegetation¦Treebarkfellintoline¦ConductorOverhead¦Brokenwireonground
15-0006930 | Equipment Failure/Involved | Other | Transformer | Broken | 2015 | Tier 3 - Extreme | Transformer only | 1 | 24 | 2015-01-24 | 1167949 | Sus | N | EquipmentFailureInvolved¦Other¦Transformer¦Broken
15-0008432 | 3rd Party | Vehicle | Pole-Wood | Broken | 2015 | Tier 3 - Extreme | Distribution Circuit | 1 | 30 | 2015-01-30 | 1170413 | Sus | N | 3rdParty¦Vehicle¦PoleWood¦Broken
15-0010193 | Vegetation | Tree - fell into line | Conductor, Overhead | Broken, wire on ground | 2015 | Tier 2 - Elevated | Distribution Circuit | 2 | 6 | 2015-02-06 | 1173398 | Sus | N | Vegetation¦Treefellintoline¦ConductorOverhead¦Brokenwireonground
15-0011641 | Unknown Cause | Patrol - found nothing |  |  | 2015 | Tier 2 - Elevated | Distribution Circuit | 2 | 8 | 2015-02-08 | 1183036 | Sus | N | UnknownCause¦Patrolfoundnothing¦¦
15-0012327 | Vegetation | Tree - fell into line | Conductor, Overhead | Broken, wire on ground | 2015 | Tier 2 - Elevated | Distribution Circuit | 2 | 7 | 2015-02-07 | 1187254 | Sus | N | Vegetation¦Treefellintoline¦ConductorOverhead¦Brokenwireonground
15-0021083 | Equipment Failure/Involved | Other | Transformer | Malfunctioning | 2015 | Tier 3 - Extreme | Transformer only | 3 | 20 | 2015-03-20 | 1206189 | Sus | N | EquipmentFailureInvolved¦Other¦Transformer¦Malfunctioning
15-0034948 | Equipment Failure/Involved | Overhead | Secondary | Broken, wire on ground | 2015 | Tier 2 - Elevated | Transformer only | 5 | 18 | 2015-05-18 | 1236407 | Sus | Y | EquipmentFailureInvolved¦Overhead¦Secondary¦Brokenwireonground
15-0043721 | Animal | Squirrel | Conductor, Overhead | Normal | 2015 | Tier 2 - Elevated | Distribution Circuit | 6 | 27 | 2015-06-27 | 1257635 | Sus | Y | Animal¦Squirrel¦ConductorOverhead¦Normal
15-0043726 | Vegetation | Tree - fell into line | Conductor, Overhead | Broken, wire on ground | 2015 | Tier 2 - Elevated | Distribution Circuit | 6 | 27 | 2015-06-27 | 1257601 | Sus | Y | Vegetation¦Treefellintoline¦ConductorOverhead¦Brokenwireonground
15-0045240 | Environmental/External | Lightning | Transformer (OH) | Failed/Faulted | 2015 | Tier 2 - Elevated | Distribution Circuit | 7 | 2 | 2015-07-02 | 1262153 | Sus | Y | EnvironmentalExternal¦Lightning¦Transformer(OH)¦FailedFaulted
15-0050617 | Equipment Failure/Involved | Overhead | Transformer (OH) | Normal | 2015 | Tier 2 - Elevated | Distribution Circuit | 7 | 27 | 2015-07-27 | 1277658 | Sus | Y | EquipmentFailureInvolved¦Overhead¦Transformer(OH)¦Normal
15-0051266 | Vegetation | Tree - fell into line | Conductor, Overhead | On Ground | 2015 | Tier 2 - Elevated | Distribution Circuit | 7 | 29 | 2015-07-29 | 1279386 | Sus | Y | Vegetation¦Treefellintoline¦ConductorOverhead¦OnGround
15-0053496 | Equipment Failure/Involved | Underground | Conductor, Underground | Deteriorated | 2015 | Tier 2 - Elevated | Distribution Circuit | 8 | 7 | 2015-08-07 | 1284261 | Sus | Y | EquipmentFailureInvolved¦Underground¦ConductorUnderground¦Deteriorated
15-0057146 | Unknown Cause | Patrol - found nothing |  |  | 2015 | Tier 2 - Elevated | Distribution Circuit | 8 | 25 | 2015-08-25 | 1294078 | Sus | Y | UnknownCause¦Patrolfoundnothing¦¦
15-0058226 | 3rd Party | Vehicle | Pole-Wood | Broken | 2015 | Tier 2 - Elevated | Distribution Circuit | 8 | 30 | 2015-08-30 | 1297041 | Sus | Y | 3rdParty¦Vehicle¦PoleWood¦Broken
15-0058226 | 3rd Party | Vehicle | Pole-Wood | Broken | 2015 | Tier 2 - Elevated | Distribution Circuit | 8 | 30 | 2015-08-30 | 1297041 | Sus | Y | 3rdParty¦Vehicle¦PoleWood¦Broken
15-0058279 | Vegetation | Tree - branch fell on line | Conductor, Overhead | On Ground | 2015 | Tier 2 - Elevated | Distribution Circuit | 8 | 30 | 2015-08-30 | 1297383 | Sus | Y | Vegetation¦Treebranchfellonline¦ConductorOverhead¦OnGround
15-0061944 | Equipment Failure/Involved | Overhead | Cutout, fuse holder | Broken | 2015 | Tier 2 - Elevated | Distribution Circuit | 9 | 17 | 2015-09-17 | 1307590 | Sus | Y | EquipmentFailureInvolved¦Overhead¦Cutoutfuseholder¦Broken
15-0062113 | Environmental/External | Fire, Forest/Grass | Pole-Wood | Burned/flashed | 2015 | Tier 2 - Elevated | Distribution Circuit | 9 | 13 | 2015-09-13 | 1308046 | Sus | Y | EnvironmentalExternal¦FireForestGrass¦PoleWood¦Burnedflashed
15-0062487 | Animal | Squirrel | Fuse | Failed/Faulted | 2015 | Tier 2 - Elevated | Distribution Circuit | 9 | 21 | 2015-09-21 | 1309259 | Sus | Y | Animal¦Squirrel¦Fuse¦FailedFaulted
15-0066318 | Animal | Bird found | Fuse | Failed/Faulted | 2015 | Tier 2 - Elevated | Distribution Circuit | 9 | 29 | 2015-09-29 | 1313604 | Sus | Y | Animal¦Birdfound¦Fuse¦FailedFaulted
15-0071307 | Environmental/External | Lightning | Transformer (OH) | Failed/Faulted | 2015 | Tier 2 - Elevated | Distribution Circuit | 10 | 17 | 2015-10-17 | 1324003 | Sus | Y | EnvironmentalExternal¦Lightning¦Transformer(OH)¦FailedFaulted
15-0071680 | Environmental/External | Lightning | Transformer | Failed/Faulted | 2015 | Tier 3 - Extreme | Transformer only | 10 | 18 | 2015-10-18 | 1325677 | Sus | Y | EnvironmentalExternal¦Lightning¦Transformer¦FailedFaulted
15-0077951 | Unknown Cause | Patrol - found nothing |  |  | 2015 | Tier 3 - Extreme | Distribution Circuit | 11 | 15 | 2015-11-15 | 1342052 | Sus | Y | UnknownCause¦Patrolfoundnothing¦¦
15-0084121 | Equipment Failure/Involved | Overhead | Conductor, Overhead | Deteriorated | 2015 | Tier 2 - Elevated | Distribution Circuit | 12 | 10 | 2015-12-10 | 1358276 | Sus | N | EquipmentFailureInvolved¦Overhead¦ConductorOverhead¦Deteriorated
15-0084390 | Unknown Cause | Patrol - found nothing |  |  | 2015 | Tier 3 - Extreme | Distribution Circuit | 12 | 12 | 2015-12-12 | 1359372 | Sus | N | UnknownCause¦Patrolfoundnothing¦¦
15-0086308 | 3rd Party | Other | Conductor, Overhead | Normal | 2015 | Tier 2 - Elevated | Distribution Circuit | 12 | 20 | 2015-12-20 | 1367084 | Sus | N | 3rdParty¦Other¦ConductorOverhead¦Normal
15-0087853 | Equipment Failure/Involved | Electrical Overload | Transformer | Failed/Faulted | 2015 | Tier 2 - Elevated | Transformer only | 12 | 30 | 2015-12-30 | 1374671 | Sus | N | EquipmentFailureInvolved¦ElectricalOverload¦Transformer¦FailedFaulted
15-0087899 | Equipment Failure/Involved | Overhead | Transformer | Failed/Faulted | 2015 | Tier 2 - Elevated | Transformer only | 12 | 30 | 2015-12-30 | 1374967 | Sus | N | EquipmentFailureInvolved¦Overhead¦Transformer¦FailedFaulted
16-0002525 | Vegetation | Tree - fell into line | Service conductor | Broken, wire on ground | 2016 | Tier 2 - Elevated | Transformer only | 1 | 2 | 2016-01-02 | 1376034 | Sus | N | Vegetation¦Treefellintoline¦Serviceconductor¦Brokenwireonground
16-0003468 | Vegetation | Tree - fell into line | Conductor, Overhead | Broken, wire on ground | 2016 | Tier 2 - Elevated | Distribution Circuit | 1 | 6 | 2016-01-06 | 1378544 | Sus | N | Vegetation¦Treefellintoline¦ConductorOverhead¦Brokenwireonground
16-0006613 | Unknown Cause | Patrol - found nothing |  |  | 2016 | Tier 2 - Elevated | Distribution Circuit | 1 | 19 | 2016-01-19 | 1387933 | Sus | N | UnknownCause¦Patrolfoundnothing¦¦
16-0015038 | Unknown Cause | Patrol - found nothing |  |  | 2016 | Tier 3 - Extreme | Distribution Circuit | 2 | 23 | 2016-02-23 | 1411007 | Sus | N | UnknownCause¦Patrolfoundnothing¦¦
16-0016719 | 3rd Party | Vehicle | Pole-Wood | Broken, wire on ground | 2016 | Tier 2 - Elevated | Distribution Circuit | 3 | 2 | 2016-03-02 | 1414679 | Sus | N | 3rdParty¦Vehicle¦PoleWood¦Brokenwireonground
16-0017695 | Vegetation | Tree - fell into line | Conductor, Overhead | On Ground | 2016 | Tier 3 - Extreme | Distribution Circuit | 3 | 5 | 2016-03-05 | 1418034 | Sus | N | Vegetation¦Treefellintoline¦ConductorOverhead¦OnGround
16-0018889 | Vegetation | Tree - fell into line | Conductor, Overhead | Normal | 2016 | Tier 2 - Elevated | Distribution Circuit | 3 | 7 | 2016-03-07 | 1423918 | Sus | N | Vegetation¦Treefellintoline¦ConductorOverhead¦Normal
16-0020975 | Vegetation | Tree - fell into line | Pole-Wood | Broken, wire on ground | 2016 | Tier 2 - Elevated | Distribution Circuit | 3 | 13 | 2016-03-13 | 1430282 | Sus | N | Vegetation¦Treefellintoline¦PoleWood¦Brokenwireonground
16-0021046 | Vegetation | Tree - fell into line | Conductor, Overhead | Broken, wire on ground | 2016 | Tier 3 - Extreme | Distribution Circuit | 3 | 13 | 2016-03-13 | 1430570 | Sus | N | Vegetation¦Treefellintoline¦ConductorOverhead¦Brokenwireonground
16-0022728 | Unknown Cause | Patrol - found nothing |  |  | 2016 | Tier 2 - Elevated | Distribution Circuit | 3 | 20 | 2016-03-20 | 1434514 | Sus | N | UnknownCause¦Patrolfoundnothing¦¦
16-0024596 | Unknown Cause | Patrol - found nothing |  |  | 2016 | Tier 2 - Elevated | Distribution Circuit | 3 | 28 | 2016-03-28 | 1440393 | Sus | N | UnknownCause¦Patrolfoundnothing¦¦
16-0027607 | Vegetation | Tree - branch fell on line | Conductor, Overhead | Together | 2016 | Tier 3 - Extreme | Distribution Circuit | 4 | 10 | 2016-04-10 | 1448305 | Sus | N | Vegetation¦Treebranchfellonline¦ConductorOverhead¦Together
16-0030122 | Unknown Cause | Patrol - found nothing |  |  | 2016 | Tier 2 - Elevated | Distribution Circuit | 4 | 21 | 2016-04-21 | 1454817 | Sus | N | UnknownCause¦Patrolfoundnothing¦¦
16-0030388 | Animal | Bird found | Conductor, Overhead | Normal | 2016 | Tier 2 - Elevated | Distribution Circuit | 4 | 21 | 2016-04-21 | 1455311 | Sus | N | Animal¦Birdfound¦ConductorOverhead¦Normal
16-0031542 | Equipment Failure/Involved | Electrical Overload | Transformer | Failed/Faulted | 2016 | Tier 3 - Extreme | Transformer only | 4 | 26 | 2016-04-26 | 1459118 | Sus | N | EquipmentFailureInvolved¦ElectricalOverload¦Transformer¦FailedFaulted
16-0032677 | Unknown Cause | Patrol - found nothing |  |  | 2016 | Tier 2 - Elevated | Distribution Circuit | 4 | 29 | 2016-04-29 | 1461542 | Sus | N | UnknownCause¦Patrolfoundnothing¦¦
16-0037479 | Vegetation | Tree - fell into line | Conductor, Overhead | Broken, wire on ground | 2016 | Tier 2 - Elevated | Distribution Circuit | 5 | 20 | 2016-05-20 | 1473753 | Sus | Y | Vegetation¦Treefellintoline¦ConductorOverhead¦Brokenwireonground
16-0043477 | Unknown Cause | Patrol - found nothing |  |  | 2016 | Tier 3 - Extreme | Distribution Circuit | 6 | 15 | 2016-06-15 | 1489477 | Sus | Y | UnknownCause¦Patrolfoundnothing¦¦
16-0045168 | Vegetation | Tree - branch fell on line | Conductor, Overhead | Bent or Twisted | 2016 | Tier 2 - Elevated | Distribution Circuit | 6 | 22 | 2016-06-22 | 1494263 | Sus | Y | Vegetation¦Treebranchfellonline¦ConductorOverhead¦BentorTwisted
16-0045864 | Unknown Cause | Patrol - not conducted |  |  | 2016 | Tier 2 - Elevated | Distribution Circuit | 6 | 26 | 2016-06-26 | 1496164 | Sus | Y | UnknownCause¦Patrolnotconducted¦¦
16-0049426 | Unknown Cause | Patrol - found nothing |  |  | 2016 | Tier 3 - Extreme | Distribution Circuit | 7 | 12 | 2016-07-12 | 1508975 | Sus | Y | UnknownCause¦Patrolfoundnothing¦¦
16-0051918 | Unknown Cause | Patrol - found nothing |  |  | 2016 | Tier 3 - Extreme | Distribution Circuit | 7 | 22 | 2016-07-22 | 1514375 | Sus | Y | UnknownCause¦Patrolfoundnothing¦¦
16-0053238 | Animal | Squirrel | Fuse | Failed/Faulted | 2016 | Tier 2 - Elevated | Distribution Circuit | 7 | 28 | 2016-07-28 | 1517716 | Sus | Y | Animal¦Squirrel¦Fuse¦FailedFaulted
16-0061777 | Equipment Failure/Involved | Overhead | Other | Broken | 2016 | Tier 2 - Elevated | Distribution Circuit | 9 | 1 | 2016-09-01 | 1535519 | Sus | Y | EquipmentFailureInvolved¦Overhead¦Other¦Broken
16-0069791 | Vegetation | Tree - fell into line | Conductor, Overhead | Normal | 2016 | Tier 2 - Elevated | Distribution Circuit | 10 | 5 | 2016-10-05 | 1553318 | Sus | Y | Vegetation¦Treefellintoline¦ConductorOverhead¦Normal
16-0069889 | Vegetation | Tree - fell into line | Conductor, Overhead | Normal | 2016 | Tier 2 - Elevated | Distribution Circuit | 10 | 5 | 2016-10-05 | 1553535 | Sus | Y | Vegetation¦Treefellintoline¦ConductorOverhead¦Normal
16-0072388 | Unknown Cause | Patrol - not conducted |  |  | 2016 | Tier 3 - Extreme | Distribution Circuit | 10 | 14 | 2016-10-14 | 1560511 | Sus | Y | UnknownCause¦Patrolnotconducted¦¦
16-0073947 | Equipment Failure/Involved | Overhead | Jumper | Broken | 2016 | Tier 3 - Extreme | Transformer only | 10 | 19 | 2016-10-19 | 1565717 | Sus | Y | EquipmentFailureInvolved¦Overhead¦Jumper¦Broken
16-0074666 | Equipment Failure/Involved | Overhead | Other | Failed/Faulted | 2016 | Tier 3 - Extreme | Transformer only | 10 | 21 | 2016-10-21 | 1567183 | Sus | Y | EquipmentFailureInvolved¦Overhead¦Other¦FailedFaulted
16-0075162 | Environmental/External | Lightning | Transformer | Failed/Faulted | 2016 | Tier 2 - Elevated | Transformer only | 10 | 24 | 2016-10-24 | 1568908 | Sus | Y | EnvironmentalExternal¦Lightning¦Transformer¦FailedFaulted
16-0075956 | Animal | Bird found | Conductor, Overhead | Normal | 2016 | Tier 2 - Elevated | Distribution Circuit | 10 | 27 | 2016-10-27 | 1570761 | Sus | Y | Animal¦Birdfound¦ConductorOverhead¦Normal
16-0084443 | Equipment Failure/Involved | Overhead | Cutout, fuse holder | Burned/flashed | 2016 | Tier 2 - Elevated | Distribution Circuit | 12 | 7 | 2016-12-07 | 1596395 | Sus | N | EquipmentFailureInvolved¦Overhead¦Cutoutfuseholder¦Burnedflashed
16-0086084 | Animal | Bird found | Fuse | Failed/Faulted | 2016 | Tier 2 - Elevated | Distribution Circuit | 12 | 16 | 2016-12-16 | 1605078 | Sus | N | Animal¦Birdfound¦Fuse¦FailedFaulted
17-0002875 | Vegetation | Tree - branch fell on line | Fuse | Failed/Faulted | 2017 | Tier 3 - Extreme | Distribution Circuit | 1 | 3 | 2017-01-03 | 1615231 | Sus | N | Vegetation¦Treebranchfellonline¦Fuse¦FailedFaulted
17-0004763 | Unknown Cause | Patrol - found nothing |  |  | 2017 | Tier 3 - Extreme | Distribution Circuit | 1 | 7 | 2017-01-07 | 1621440 | Sus | N | UnknownCause¦Patrolfoundnothing¦¦
17-0005414 | Vegetation | Tree - branch fell on line | Fuse | Failed/Faulted | 2017 | Tier 3 - Extreme | Distribution Circuit | 1 | 8 | 2017-01-08 | 1625760 | Sus | N | Vegetation¦Treebranchfellonline¦Fuse¦FailedFaulted
17-0005665 | Vegetation | Tree - fell into line | Conductor, Overhead | Broken, wire on ground | 2017 | Tier 3 - Extreme | Distribution Circuit | 1 | 8 | 2017-01-08 | 1628988 | Sus | N | Vegetation¦Treefellintoline¦ConductorOverhead¦Brokenwireonground
17-0005990 | Unknown Cause | Patrol - not conducted |  |  | 2017 | Tier 2 - Elevated | Distribution Circuit | 1 | 8 | 2017-01-08 | 1630708 | Sus | N | UnknownCause¦Patrolnotconducted¦¦
17-0007514 | Vegetation | Tree - fell into line | Conductor, Overhead | Broken, wire on ground | 2017 | Tier 3 - Extreme | Distribution Circuit | 1 | 11 | 2017-01-11 | 1639138 | Sus | N | Vegetation¦Treefellintoline¦ConductorOverhead¦Brokenwireonground
17-0008410 | Vegetation | Tree - branch fell on line | Conductor, Overhead | Normal | 2017 | Tier 3 - Extreme | Distribution Circuit | 1 | 12 | 2017-01-12 | 1641250 | Sus | N | Vegetation¦Treebranchfellonline¦ConductorOverhead¦Normal
17-0008443 | Vegetation | Tree - fell into line | Transformer | Broken | 2017 | Tier 3 - Extreme | Transformer only | 1 | 11 | 2017-01-11 | 1639822 | Sus | N | Vegetation¦Treefellintoline¦Transformer¦Broken
17-0011689 | Vegetation | Tree - fell into line | Conductor, Overhead | Together | 2017 | Tier 3 - Extreme | Distribution Circuit | 1 | 20 | 2017-01-20 | 1654901 | Sus | N | Vegetation¦Treefellintoline¦ConductorOverhead¦Together
17-0012124 | Vegetation | Tree - branch fell on line | Conductor, Overhead | Normal | 2017 | Tier 3 - Extreme | Distribution Circuit | 1 | 21 | 2017-01-21 | 1657006 | Sus | N | Vegetation¦Treebranchfellonline¦ConductorOverhead¦Normal
17-0013106 | Vegetation | Tree - fell into line | Conductor, Overhead | Together | 2017 | Tier 3 - Extreme | Distribution Circuit | 1 | 22 | 2017-01-22 | 1660077 | Sus | N | Vegetation¦Treefellintoline¦ConductorOverhead¦Together
17-0013293 | Vegetation | Tree - fell into line | Service conductor | Broken | 2017 | Tier 3 - Extreme | Transformer only | 1 | 21 | 2017-01-21 | 1656166 | Sus | N | Vegetation¦Treefellintoline¦Serviceconductor¦Broken
17-0014523 | Vegetation | Tree - fell into line | Conductor, Overhead | Broken, wire on ground | 2017 | Tier 3 - Extreme | Distribution Circuit | 1 | 21 | 2017-01-21 | 1666433 | Sus | N | Vegetation¦Treefellintoline¦ConductorOverhead¦Brokenwireonground
17-0015615 | 3rd Party | Tree - cutting, 3rd party | Insulator | Broken | 2017 | Tier 3 - Extreme | Distribution Circuit | 1 | 27 | 2017-01-27 | 1668486 | Sus | N | 3rdParty¦Treecutting3rdparty¦Insulator¦Broken
17-0017484 | Equipment Failure/Involved | Overhead | Transformer (OH) | Broken | 2017 | Tier 2 - Elevated | Transformer only | 2 | 4 | 2017-02-04 | 1675048 | Sus | N | EquipmentFailureInvolved¦Overhead¦Transformer(OH)¦Broken
17-0017656 | Equipment Failure/Involved | Underground | Pothead/Riser Termination | Failed/Faulted | 2017 | Tier 3 - Extreme | Distribution Circuit | 2 | 6 | 2017-02-06 | 1675789 | Sus | N | EquipmentFailureInvolved¦Underground¦PotheadRiserTermination¦FailedFaulted
17-0018144 | Vegetation | Tree - fell into line | Secondary | Together | 2017 | Tier 3 - Extreme | Distribution Circuit | 2 | 7 | 2017-02-07 | 1677803 | Sus | N | Vegetation¦Treefellintoline¦Secondary¦Together
17-0020347 | Equipment Failure/Involved | Overhead | Transformer | Leaking | 2017 | Tier 2 - Elevated | Transformer only | 2 | 11 | 2017-02-11 | 1686165 | Sus | N | EquipmentFailureInvolved¦Overhead¦Transformer¦Leaking
17-0021737 | Equipment Failure/Involved | Overhead | Woodpin | Broken | 2017 | Tier 3 - Extreme | Distribution Circuit | 2 | 16 | 2017-02-16 | 1690615 | Sus | N | EquipmentFailureInvolved¦Overhead¦Woodpin¦Broken
17-0022557 | Vegetation | Tree - fell into line | Conductor, Overhead | Broken, wire on object | 2017 | Tier 2 - Elevated | Distribution Circuit | 2 | 17 | 2017-02-17 | 1696038 | Sus | N | Vegetation¦Treefellintoline¦ConductorOverhead¦Brokenwireonobject
17-0023097 | Equipment Failure/Involved | Overhead | Connector or Splice (OH) | Broken | 2017 | Tier 3 - Extreme | Transformer only | 2 | 21 | 2017-02-21 | 1699006 | Sus | N | EquipmentFailureInvolved¦Overhead¦ConnectororSplice(OH)¦Broken
17-0023479 | Vegetation | Tree - fell into line | Conductor, Overhead | Burned/flashed | 2017 | Tier 3 - Extreme | Distribution Circuit | 2 | 19 | 2017-02-19 | 1701727 | Sus | N | Vegetation¦Treefellintoline¦ConductorOverhead¦Burnedflashed
17-0024591 | Unknown Cause | Patrol - not conducted |  |  | 2017 | Tier 2 - Elevated | Distribution Circuit | 2 | 20 | 2017-02-20 | 1706337 | Sus | N | UnknownCause¦Patrolnotconducted¦¦
17-0024704 | Unknown Cause | Patrol - found nothing |  |  | 2017 | Tier 3 - Extreme | Distribution Circuit | 2 | 20 | 2017-02-20 | 1704776 | Sus | N | UnknownCause¦Patrolfoundnothing¦¦
17-0025169 | Vegetation | Tree - fell into line | Conductor, Overhead | Broken, wire on ground | 2017 | Tier 2 - Elevated | Distribution Circuit | 2 | 21 | 2017-02-21 | 1708768 | Sus | N | Vegetation¦Treefellintoline¦ConductorOverhead¦Brokenwireonground
17-0025387 | Vegetation | Tree - bark fell into line | Conductor, Overhead | Normal | 2017 | Tier 3 - Extreme | Distribution Circuit | 2 | 20 | 2017-02-20 | 1705409 | Sus | N | Vegetation¦Treebarkfellintoline¦ConductorOverhead¦Normal
17-0026672 | Equipment Failure/Involved | Electrical Overload | Transformer | Failed/Faulted | 2017 | Tier 2 - Elevated | Distribution Circuit | 2 | 24 | 2017-02-24 | 1713338 | Sus | N | EquipmentFailureInvolved¦ElectricalOverload¦Transformer¦FailedFaulted
17-0028337 | 3rd Party | Vehicle | Anchor or Guy | Broken | 2017 | Tier 2 - Elevated | Distribution Circuit | 3 | 4 | 2017-03-04 | 1719383 | Sus | N | 3rdParty¦Vehicle¦AnchororGuy¦Broken
17-0029844 | Unknown Cause | Patrol - found nothing |  |  | 2017 | Tier 2 - Elevated | Distribution Circuit | 3 | 9 | 2017-03-09 | 1723649 | Sus | N | UnknownCause¦Patrolfoundnothing¦¦
17-0030717 | Unknown Cause | Patrol - found nothing |  |  | 2017 | Tier 3 - Extreme | Distribution Circuit | 3 | 14 | 2017-03-14 | 1726911 | Sus | N | UnknownCause¦Patrolfoundnothing¦¦
17-0032032 | Unknown Cause | Patrol - found nothing |  |  | 2017 | Tier 2 - Elevated | Distribution Circuit | 3 | 20 | 2017-03-20 | 1730811 | Sus | N | UnknownCause¦Patrolfoundnothing¦¦
17-0038272 | Vegetation | Tree - fell into line | Connector or Splice (OH) | Broken | 2017 | Tier 3 - Extreme | Transformer only | 4 | 8 | 2017-04-08 | 1752622 | Sus | N | Vegetation¦Treefellintoline¦ConnectororSplice(OH)¦Broken
17-0039443 | Vegetation | Tree - fell into line | Conductor, Overhead | Normal | 2017 | Tier 2 - Elevated | Distribution Circuit | 4 | 12 | 2017-04-12 | 1755947 | Sus | N | Vegetation¦Treefellintoline¦ConductorOverhead¦Normal
17-0040125 | Environmental/External | Lightning | Other | Failed/Faulted | 2017 | Tier 2 - Elevated | Transformer only | 4 | 13 | 2017-04-13 | 1757413 | Sus | N | EnvironmentalExternal¦Lightning¦Other¦FailedFaulted
17-0040483 | Unknown Cause | Patrol - found nothing |  |  | 2017 | Tier 2 - Elevated | Distribution Circuit | 4 | 15 | 2017-04-15 | 1758361 | Sus | N | UnknownCause¦Patrolfoundnothing¦¦
17-0042218 | Vegetation | Tree - fell into line | Crossarm, Wood | Broken | 2017 | Tier 2 - Elevated | Distribution Circuit | 4 | 23 | 2017-04-23 | 1765356 | Sus | N | Vegetation¦Treefellintoline¦CrossarmWood¦Broken
17-0042470 | Equipment Failure/Involved | Overhead | Woodpin | Broken | 2017 | Tier 2 - Elevated | Distribution Circuit | 4 | 24 | 2017-04-24 | 1766023 | Sus | N | EquipmentFailureInvolved¦Overhead¦Woodpin¦Broken
17-0045808 | Unknown Cause | Patrol - found nothing |  |  | 2017 | Tier 2 - Elevated | Distribution Circuit | 5 | 6 | 2017-05-06 | 1776460 | Sus | Y | UnknownCause¦Patrolfoundnothing¦¦
17-0065987 | Equipment Failure/Involved | Overhead | Crossarm, Wood | Broken, wire on object | 2017 | Tier 3 - Extreme | Distribution Circuit | 7 | 27 | 2017-07-27 | 1840921 | Sus | Y | EquipmentFailureInvolved¦Overhead¦CrossarmWood¦Brokenwireonobject
17-0066176 | Unknown Cause | Patrol - found nothing |  |  | 2017 | Tier 3 - Extreme | Distribution Circuit | 7 | 28 | 2017-07-28 | 1841396 | Sus | Y | UnknownCause¦Patrolfoundnothing¦¦
17-0070765 | Equipment Failure/Involved | Overhead | Transformer (OH) | Failed/Faulted | 2017 | Tier 2 - Elevated | Distribution Circuit | 8 | 16 | 2017-08-16 | 1853704 | Sus | Y | EquipmentFailureInvolved¦Overhead¦Transformer(OH)¦FailedFaulted
17-0075852 | Equipment Failure/Involved | Overhead |  | Failed/Faulted | 2017 | Tier 2 - Elevated | Transformer only | 9 | 4 | 2017-09-04 | 1869776 | Sus | Y | EquipmentFailureInvolved¦Overhead¦¦FailedFaulted
17-0077113 | Company Initiated | Personnel, company | Connector or Splice (OH) | Broken | 2017 | Tier 2 - Elevated | Distribution Circuit | 9 | 8 | 2017-09-08 | 1873576 | Sus | Y | CompanyInitiated¦Personnelcompany¦ConnectororSplice(OH)¦Broken
17-0080298 | Equipment Failure/Involved | Overhead | Transformer | Failed/Faulted | 2017 | Tier 2 - Elevated | Transformer only | 9 | 20 | 2017-09-20 | 1882285 | Sus | Y | EquipmentFailureInvolved¦Overhead¦Transformer¦FailedFaulted
17-0085383 | Environmental/External | Fire, Forest/Grass | Conductor, Overhead | Broken, wire on ground | 2017 | Tier 2 - Elevated | Transmission line | 10 | 9 | 2017-10-09 | 1895549 | Sus | Y | EnvironmentalExternal¦FireForestGrass¦ConductorOverhead¦Brokenwireonground
17-0086491 | Environmental/External | Fire, Forest/Grass | Pole-Wood | Burned/flashed | 2017 | Tier 3 - Extreme | Distribution Circuit | 10 | 11 | 2017-10-11 | 1898947 | Sus | Y | EnvironmentalExternal¦FireForestGrass¦PoleWood¦Burnedflashed
17-0087219 | Environmental/External | Fire, Forest/Grass | Pole-Wood | Burned/flashed | 2017 | Tier 2 - Elevated | Distribution Circuit | 10 | 9 | 2017-10-09 | 1900385 | Sus | Y | EnvironmentalExternal¦FireForestGrass¦PoleWood¦Burnedflashed
17-0087420 | Environmental/External | Fire, Forest/Grass | Conductor, Overhead | Broken, wire on ground | 2017 | Tier 3 - Extreme | Distribution Circuit | 10 | 8 | 2017-10-08 | 1901016 | Sus | Y | EnvironmentalExternal¦FireForestGrass¦ConductorOverhead¦Brokenwireonground
17-0087492 | Environmental/External | Fire, Forest/Grass | Service conductor | Burned/flashed | 2017 | Tier 2 - Elevated | Transformer only | 10 | 14 | 2017-10-14 | 1901260 | Sus | Y | EnvironmentalExternal¦FireForestGrass¦Serviceconductor¦Burnedflashed
17-0087856 | Equipment Failure/Involved | Overhead | Pole-Wood | Broken | 2017 | Tier 3 - Extreme | Distribution Circuit | 10 | 16 | 2017-10-16 | 1902243 | Sus | Y | EquipmentFailureInvolved¦Overhead¦PoleWood¦Broken
17-0088660 | Animal | Bird found | Fuse | Failed/Faulted | 2017 | Tier 2 - Elevated | Distribution Circuit | 10 | 19 | 2017-10-19 | 1904231 | Sus | Y | Animal¦Birdfound¦Fuse¦FailedFaulted
17-0092242 | Equipment Failure/Involved | Overhead | Transformer | Failed/Faulted | 2017 | Tier 3 - Extreme | Transformer only | 11 | 2 | 2017-11-02 | 1914688 | Sus | Y | EquipmentFailureInvolved¦Overhead¦Transformer¦FailedFaulted
17-0093360 | Unknown Cause | Patrol - found nothing |  |  | 2017 | Tier 2 - Elevated | Distribution Circuit | 11 | 7 | 2017-11-07 | 1917827 | Sus | Y | UnknownCause¦Patrolfoundnothing¦¦
17-0095785 | Unknown Cause | Patrol - found nothing |  |  | 2017 | Tier 2 - Elevated | Distribution Circuit | 11 | 16 | 2017-11-16 | 1924423 | Sus | Y | UnknownCause¦Patrolfoundnothing¦¦
17-0099693 | Vegetation | Tree - branch fell on line | Fuse | Failed/Faulted | 2017 | Tier 3 - Extreme | Distribution Circuit | 12 | 4 | 2017-12-04 | 1935136 | Sus | N | Vegetation¦Treebranchfellonline¦Fuse¦FailedFaulted
17-0099865 | Vegetation | Tree - fell into line | Conductor, Overhead | Broken, wire on ground | 2017 | Tier 3 - Extreme | Distribution Circuit | 12 | 4 | 2017-12-04 | 1936115 | Sus | N | Vegetation¦Treefellintoline¦ConductorOverhead¦Brokenwireonground
18-0007398 | Equipment Failure/Involved | Overhead | Cutout, fuse holder | Broken | 2018 | Tier 2 - Elevated | Transformer only | 1 | 19 | 2018-01-19 | 10800 | Sus | N | EquipmentFailureInvolved¦Overhead¦Cutoutfuseholder¦Broken
18-0016408 | Unknown Cause | Patrol - found nothing |  |  | 2018 | Tier 2 - Elevated | Distribution Circuit | 2 | 22 | 2018-02-22 | 29386 | Sus | N | UnknownCause¦Patrolfoundnothing¦¦
18-0019103 | Unknown Cause | Patrol - found nothing |  |  | 2018 | Tier 2 - Elevated | Distribution Circuit | 3 | 2 | 2018-03-02 | 35984 | Sus | N | UnknownCause¦Patrolfoundnothing¦¦
18-0023873 | Equipment Failure/Involved | Overhead | Conductor, Overhead | Broken, wire on ground | 2018 | Tier 3 - Extreme | Distribution Circuit | 3 | 16 | 2018-03-16 | 47271 | Sus | N | EquipmentFailureInvolved¦Overhead¦ConductorOverhead¦Brokenwireonground
18-0024874 | Animal | Bird found | Fuse | Failed/Faulted | 2018 | Tier 2 - Elevated | Distribution Circuit | 3 | 21 | 2018-03-21 | 49199 | Sus | N | Animal¦Birdfound¦Fuse¦FailedFaulted
18-0024967 | Vegetation | Tree - fell into line | Conductor, Overhead | Broken, wire on ground | 2018 | Tier 3 - Extreme | Distribution Circuit | 3 | 21 | 2018-03-21 | 49472 | Sus | N | Vegetation¦Treefellintoline¦ConductorOverhead¦Brokenwireonground
18-0026133 | Vegetation | Tree - fell into line | Insulator | Broken, wire on ground | 2018 | Tier 3 - Extreme | Distribution Circuit | 3 | 23 | 2018-03-23 | 52176 | Sus | N | Vegetation¦Treefellintoline¦Insulator¦Brokenwireonground
18-0030235 | Vegetation | Tree - fell into line | Conductor, Overhead | Broken, wire on ground | 2018 | Tier 2 - Elevated | Distribution Circuit | 4 | 7 | 2018-04-07 | 61788 | Sus | N | Vegetation¦Treefellintoline¦ConductorOverhead¦Brokenwireonground
18-0033752 | 3rd Party | Vehicle | Pole-Wood | Broken, wire on ground | 2018 | Tier 2 - Elevated | Distribution Circuit | 4 | 19 | 2018-04-19 | 70126 | Sus | N | 3rdParty¦Vehicle¦PoleWood¦Brokenwireonground
18-0047007 | Equipment Failure/Involved | Overhead | Connector or Splice (OH) | Broken | 2018 | Tier 2 - Elevated | Distribution Circuit | 6 | 4 | 2018-06-04 | 100541 | Sus | Y | EquipmentFailureInvolved¦Overhead¦ConnectororSplice(OH)¦Broken
18-0064322 | Unknown Cause | Patrol - found nothing |  |  | 2018 | Tier 2 - Elevated | Distribution Circuit | 7 | 27 | 2018-07-27 | 141511 | Sus | Y | UnknownCause¦Patrolfoundnothing¦¦
18-0066711 | Environmental/External | Fire, Forest/Grass | Pole-Wood | Burned/flashed | 2018 | Tier 3 - Extreme | Distribution Circuit | 7 | 26 | 2018-07-26 | 148847 | Sus | Y | EnvironmentalExternal¦FireForestGrass¦PoleWood¦Burnedflashed
18-0066891 | Environmental/External | Fire, Forest/Grass | Pole-Wood | Burned/flashed | 2018 | Tier 3 - Extreme | Distribution Circuit | 7 | 26 | 2018-07-26 | 149311 | Sus | Y | EnvironmentalExternal¦FireForestGrass¦PoleWood¦Burnedflashed
18-0069929 | Vegetation | Tree - grew into line | Secondary | Together | 2018 | Tier 3 - Extreme | Transformer only | 8 | 14 | 2018-08-14 | 155401 | Sus | Y | Vegetation¦Treegrewintoline¦Secondary¦Together
18-0071123 | Equipment Failure/Involved | Overhead | Insulator | Broken | 2018 | Tier 3 - Extreme | Distribution Circuit | 8 | 17 | 2018-08-17 | 157139 | Sus | Y | EquipmentFailureInvolved¦Overhead¦Insulator¦Broken
18-0073373 | Animal | Bird found | Conductor, Overhead | Together | 2018 | Tier 2 - Elevated | Distribution Circuit | 8 | 25 | 2018-08-25 | 161988 | Sus | Y | Animal¦Birdfound¦ConductorOverhead¦Together
18-0073382 | Unknown Cause | Patrol - found nothing |  |  | 2018 | Tier 2 - Elevated | Distribution Circuit | 8 | 25 | 2018-08-25 | 162002 | Sus | Y | UnknownCause¦Patrolfoundnothing¦¦
18-0073639 | Unknown Cause | Patrol - found nothing |  |  | 2018 | Tier 2 - Elevated | Distribution Circuit | 8 | 26 | 2018-08-26 | 162746 | Sus | Y | UnknownCause¦Patrolfoundnothing¦¦
18-0081803 | 3rd Party | Other | Conductor, Overhead | Normal | 2018 | Tier 2 - Elevated | Distribution Circuit | 9 | 20 | 2018-09-20 | 178394 | Sus | Y | 3rdParty¦Other¦ConductorOverhead¦Normal
18-0087693 | Animal | Squirrel | Transformer (OH) | Leaking | 2018 | Tier 3 - Extreme | Distribution Circuit | 10 | 6 | 2018-10-06 | 189915 | Sus | Y | Animal¦Squirrel¦Transformer(OH)¦Leaking
18-0092244 | 3rd Party | Tree - cutting, 3rd party | Conductor, Overhead | Normal | 2018 | Tier 2 - Elevated | Distribution Circuit | 10 | 19 | 2018-10-19 | 198702 | Sus | Y | 3rdParty¦Treecutting3rdparty¦ConductorOverhead¦Normal
18-0098286 | Vegetation | Tree - branch fell on line | Jumper | Broken | 2018 | Tier 3 - Extreme | Distribution Circuit | 11 | 8 | 2018-11-08 | 211689 | Sus | Y | Vegetation¦Treebranchfellonline¦Jumper¦Broken
18-0100327 | Equipment Failure/Involved | Overhead | Transformer (OH) | Failed/Faulted | 2018 | Tier 2 - Elevated | Transformer only | 11 | 16 | 2018-11-16 | 216729 | Sus | Y | EquipmentFailureInvolved¦Overhead¦Transformer(OH)¦FailedFaulted
18-0100820 | Environmental/External | Fire, Forest/Grass | Pole-Wood | Burned/flashed | 2018 | Tier 3 - Extreme | Distribution Circuit | 11 | 8 | 2018-11-08 | 217832 | Sus | Y | EnvironmentalExternal¦FireForestGrass¦PoleWood¦Burnedflashed
18-0100871 | Environmental/External | Fire, Forest/Grass | Pole-Wood | Burned/flashed | 2018 | Tier 3 - Extreme | Distribution Circuit | 11 | 8 | 2018-11-08 | 217933 | Sus | Y | EnvironmentalExternal¦FireForestGrass¦PoleWood¦Burnedflashed
18-0101238 | Environmental/External | Fire, Forest/Grass | Conductor, Underground | Burned/flashed | 2018 | Tier 3 - Extreme | Distribution Circuit | 11 | 8 | 2018-11-08 | 218587 | Sus | Y | EnvironmentalExternal¦FireForestGrass¦ConductorUnderground¦Burnedflashed
18-0102324 | Environmental/External | Fire, Forest/Grass | Pole-Wood | Burned/flashed | 2018 | Tier 3 - Extreme | Distribution Circuit | 11 | 8 | 2018-11-08 | 221958 | Sus | Y | EnvironmentalExternal¦FireForestGrass¦PoleWood¦Burnedflashed
18-0102721 | Vegetation | Tree - fell into line | Conductor, Overhead | Broken, wire on ground | 2018 | Tier 2 - Elevated | Distribution Circuit | 11 | 23 | 2018-11-23 | 223239 | Sus | Y | Vegetation¦Treefellintoline¦ConductorOverhead¦Brokenwireonground
18-0103125 | Vegetation | Tree - fell into line | Transformer (OH) | Broken | 2018 | Tier 3 - Extreme | Distribution Circuit | 11 | 25 | 2018-11-25 | 224263 | Sus | Y | Vegetation¦Treefellintoline¦Transformer(OH)¦Broken
19-0006983 | Unknown Cause | Patrol - found nothing |  |  | 2019 | Tier 2 - Elevated | Distribution Circuit | 1 | 9 | 2019-01-09 | 261720 | Sus | N | UnknownCause¦Patrolfoundnothing¦¦
19-0008407 | Equipment Failure/Involved | Overhead | Transformer (OH) | Failed/Faulted | 2019 | Tier 2 - Elevated | Transformer only | 1 | 14 | 2019-01-14 | 264446 | Sus | N | EquipmentFailureInvolved¦Overhead¦Transformer(OH)¦FailedFaulted
19-0010502 | Equipment Failure/Involved | Overhead | Pole-Wood | Broken, wire on ground | 2019 | Tier 2 - Elevated | Distribution Circuit | 1 | 16 | 2019-01-16 | 272021 | Sus | N | EquipmentFailureInvolved¦Overhead¦PoleWood¦Brokenwireonground
19-0010992 | Vegetation | Tree - fell into line | Conductor, Overhead | Broken, wire on ground | 2019 | Tier 3 - Extreme | Distribution Circuit | 1 | 16 | 2019-01-16 | 270390 | Sus | N | Vegetation¦Treefellintoline¦ConductorOverhead¦Brokenwireonground
19-0011074 | Vegetation | Tree - fell into line | Conductor, Overhead | Broken, wire on ground | 2019 | Tier 3 - Extreme | Distribution Circuit | 1 | 17 | 2019-01-17 | 273894 | Sus | N | Vegetation¦Treefellintoline¦ConductorOverhead¦Brokenwireonground
19-0011193 | Vegetation | Tree - fell into line | Conductor, Overhead | Broken, wire on ground | 2019 | Tier 3 - Extreme | Distribution Circuit | 1 | 16 | 2019-01-16 | 270941 | Sus | N | Vegetation¦Treefellintoline¦ConductorOverhead¦Brokenwireonground
19-0011784 | Equipment Failure/Involved | Overhead | Fuse | Failed/Faulted | 2019 | Tier 2 - Elevated | Distribution Circuit | 1 | 18 | 2019-01-18 | 275273 | Sus | N | EquipmentFailureInvolved¦Overhead¦Fuse¦FailedFaulted
19-0014174 | Vegetation | Tree - fell into line | Conductor, Overhead | Normal | 2019 | Tier 3 - Extreme | Distribution Circuit | 1 | 24 | 2019-01-24 | 280536 | Sus | N | Vegetation¦Treefellintoline¦ConductorOverhead¦Normal
19-0014324 | Equipment Failure/Involved | Overhead | Other | Failed/Faulted | 2019 | Tier 3 - Extreme | Transformer only | 1 | 25 | 2019-01-25 | 280962 | Sus | N | EquipmentFailureInvolved¦Overhead¦Other¦FailedFaulted
19-0015597 | Equipment Failure/Involved | Underground | Conductor, Underground | Broken | 2019 | Tier 2 - Elevated | Distribution Circuit | 1 | 29 | 2019-01-29 | 283012 | Sus | N | EquipmentFailureInvolved¦Underground¦ConductorUnderground¦Broken
19-0016792 | Vegetation | Tree - branch fell on line | Conductor, Overhead | Broken, wire on ground | 2019 | Tier 2 - Elevated | Distribution Circuit | 2 | 1 | 2019-02-01 | 285722 | Sus | N | Vegetation¦Treebranchfellonline¦ConductorOverhead¦Brokenwireonground
19-0017310 | Unknown Cause | Patrol - not conducted |  |  | 2019 | Tier 2 - Elevated | Distribution Circuit | 2 | 2 | 2019-02-02 | 287855 | Sus | N | UnknownCause¦Patrolnotconducted¦¦
19-0018141 | Vegetation | Tree - fell into line | Conductor, Overhead | Broken, wire on ground | 2019 | Tier 3 - Extreme | Distribution Circuit | 2 | 4 | 2019-02-04 | 290889 | Sus | N | Vegetation¦Treefellintoline¦ConductorOverhead¦Brokenwireonground
19-0019028 | Vegetation | Tree - fell into line | Conductor, Overhead | Normal | 2019 | Tier 3 - Extreme | Distribution Circuit | 2 | 4 | 2019-02-04 | 294013 | Sus | N | Vegetation¦Treefellintoline¦ConductorOverhead¦Normal
19-0019373 | Environmental/External | Ice or snow | Conductor, Overhead | Normal | 2019 | Tier 3 - Extreme | Distribution Circuit | 2 | 6 | 2019-02-06 | 294774 | Sus | N | EnvironmentalExternal¦Iceorsnow¦ConductorOverhead¦Normal
19-0020626 | Vegetation | Tree - fell into line | Pole-Wood | Broken, wire on ground | 2019 | Tier 3 - Extreme | Distribution Circuit | 2 | 10 | 2019-02-10 | 298472 | Sus | N | Vegetation¦Treefellintoline¦PoleWood¦Brokenwireonground
19-0020653 | Vegetation | Tree - fell into line | Conductor, Overhead | Broken, wire on ground | 2019 | Tier 3 - Extreme | Distribution Circuit | 2 | 9 | 2019-02-09 | 298732 | Sus | N | Vegetation¦Treefellintoline¦ConductorOverhead¦Brokenwireonground
19-0020689 | Equipment Failure/Involved | Overhead | Conductor, Overhead | Broken, wire on ground | 2019 | Tier 3 - Extreme | Distribution Circuit | 2 | 10 | 2019-02-10 | 298021 | Sus | N | EquipmentFailureInvolved¦Overhead¦ConductorOverhead¦Brokenwireonground
19-0021148 | Vegetation | Tree - fell into line | Conductor, Overhead | Broken, wire on ground | 2019 | Tier 3 - Extreme | Distribution Circuit | 2 | 4 | 2019-02-04 | 300051 | Sus | N | Vegetation¦Treefellintoline¦ConductorOverhead¦Brokenwireonground
19-0021466 | Vegetation | Tree - fell into line | Conductor, Overhead | Normal | 2019 | Tier 3 - Extreme | Distribution Circuit | 2 | 11 | 2019-02-11 | 300229 | Sus | N | Vegetation¦Treefellintoline¦ConductorOverhead¦Normal
19-0022798 | Vegetation | Tree - fell into line | Pole-Wood | Broken, wire on ground | 2019 | Tier 3 - Extreme | Distribution Circuit | 2 | 14 | 2019-02-14 | 306699 | Sus | N | Vegetation¦Treefellintoline¦PoleWood¦Brokenwireonground
19-0023295 | Unknown Cause | Patrol - found nothing |  |  | 2019 | Tier 2 - Elevated | Distribution Circuit | 2 | 12 | 2019-02-12 | 301074 | Sus | N | UnknownCause¦Patrolfoundnothing¦¦
19-0023540 | Vegetation | Tree - branch fell on line | Conductor, Overhead | Normal | 2019 | Tier 2 - Elevated | Distribution Circuit | 2 | 14 | 2019-02-14 | 306333 | Sus | N | Vegetation¦Treebranchfellonline¦ConductorOverhead¦Normal
19-0023764 | Vegetation | Tree - branch fell on line | Fuse | Normal | 2019 | Tier 3 - Extreme | Distribution Circuit | 2 | 15 | 2019-02-15 | 311089 | Sus | N | Vegetation¦Treebranchfellonline¦Fuse¦Normal
19-0024158 | Unknown Cause | Patrol - found nothing |  |  | 2019 | Tier 2 - Elevated | Distribution Circuit | 2 | 15 | 2019-02-15 | 312209 | Sus | N | UnknownCause¦Patrolfoundnothing¦¦
19-0024761 | Vegetation | Tree - fell into line | Conductor, Overhead | Normal | 2019 | Tier 2 - Elevated | Distribution Circuit | 2 | 16 | 2019-02-16 | 315078 | Sus | N | Vegetation¦Treefellintoline¦ConductorOverhead¦Normal
19-0025068 | Vegetation | Tree - fell into line | Crossarm, Wood | Broken | 2019 | Tier 3 - Extreme | Distribution Circuit | 2 | 16 | 2019-02-16 | 314723 | Sus | N | Vegetation¦Treefellintoline¦CrossarmWood¦Broken
19-0025320 | Vegetation | Tree - branch fell on line | Conductor, Overhead | Broken, wire on ground | 2019 | Tier 2 - Elevated | Distribution Circuit | 2 | 16 | 2019-02-16 | 314128 | Sus | N | Vegetation¦Treebranchfellonline¦ConductorOverhead¦Brokenwireonground
19-0025518 | Vegetation | Tree - fell into line | Conductor, Overhead | Broken, wire on ground | 2019 | Tier 3 - Extreme | Distribution Circuit | 2 | 17 | 2019-02-17 | 317122 | Sus | N | Vegetation¦Treefellintoline¦ConductorOverhead¦Brokenwireonground
19-0025614 | Vegetation | Tree - fell into line | Conductor, Overhead | Broken, wire on ground | 2019 | Tier 2 - Elevated | Distribution Circuit | 2 | 13 | 2019-02-13 | 317560 | Sus | N | Vegetation¦Treefellintoline¦ConductorOverhead¦Brokenwireonground
19-0026237 | Unknown Cause | Patrol - found nothing |  |  | 2019 | Tier 2 - Elevated | Distribution Circuit | 2 | 19 | 2019-02-19 | 319187 | Sus | N | UnknownCause¦Patrolfoundnothing¦¦
19-0028012 | Unknown Cause | Patrol - not conducted |  |  | 2019 | Tier 3 - Extreme | Transmission line | 2 | 25 | 2019-02-25 | 323581 | Sus | N | UnknownCause¦Patrolnotconducted¦¦
19-0028062 | Unknown Cause | Patrol - not conducted |  |  | 2019 | Tier 2 - Elevated | Transmission line | 2 | 26 | 2019-02-26 | 323800 | Sus | N | UnknownCause¦Patrolnotconducted¦¦
19-0028957 | Vegetation | Tree - fell into line | Conductor, Overhead | Broken, wire on ground | 2019 | Tier 2 - Elevated | Distribution Circuit | 2 | 26 | 2019-02-26 | 326174 | Sus | N | Vegetation¦Treefellintoline¦ConductorOverhead¦Brokenwireonground
19-0031104 | Vegetation | Tree - fell into line | Conductor, Overhead | Normal | 2019 | Tier 3 - Extreme | Distribution Circuit | 3 | 6 | 2019-03-06 | 332208 | Sus | N | Vegetation¦Treefellintoline¦ConductorOverhead¦Normal
19-0034267 | Unknown Cause | Patrol - not conducted |  |  | 2019 | Tier 3 - Extreme | Distribution Circuit | 3 | 15 | 2019-03-15 | 340501 | Sus | N | UnknownCause¦Patrolnotconducted¦¦
19-0034755 | Unknown Cause | Patrol - found nothing |  |  | 2019 | Tier 2 - Elevated | Distribution Circuit | 3 | 18 | 2019-03-18 | 342220 | Sus | N | UnknownCause¦Patrolfoundnothing¦¦
19-0036688 | 3rd Party | Vehicle | Crossarm, Wood | Broken | 2019 | Tier 2 - Elevated | Distribution Circuit | 3 | 25 | 2019-03-25 | 347054 | Sus | N | 3rdParty¦Vehicle¦CrossarmWood¦Broken
19-0040573 | Equipment Failure/Involved | Overhead | Secondary | Arcing | 2019 | Tier 2 - Elevated | Transformer only | 4 | 8 | 2019-04-08 | 355879 | Sus | N | EquipmentFailureInvolved¦Overhead¦Secondary¦Arcing
19-0046481 | Unknown Cause | Patrol - found nothing |  |  | 2019 | Tier 3 - Extreme | Distribution Circuit | 4 | 26 | 2019-04-26 | 368658 | Sus | N | UnknownCause¦Patrolfoundnothing¦¦
19-0050589 | Unknown Cause | Patrol - not conducted |  |  | 2019 | Tier 2 - Elevated | Transmission line | 5 | 10 | 2019-05-10 | 377518 | Sus | Y | UnknownCause¦Patrolnotconducted¦¦
19-0053219 | Equipment Failure/Involved | Overhead | Conductor, Overhead | Deteriorated | 2019 | Tier 2 - Elevated | Distribution Circuit | 5 | 17 | 2019-05-17 | 383480 | Sus | Y | EquipmentFailureInvolved¦Overhead¦ConductorOverhead¦Deteriorated
19-0053859 | Vegetation | Tree - fell into line | Conductor, Overhead | Normal | 2019 | Tier 2 - Elevated | Distribution Circuit | 5 | 19 | 2019-05-19 | 384801 | Sus | Y | Vegetation¦Treefellintoline¦ConductorOverhead¦Normal
19-0060747 | Vegetation | Tree - grew into line | Secondary | Normal | 2019 | Tier 3 - Extreme | Transformer only | 5 | 31 | 2019-05-31 | 394434 | Sus | Y | Vegetation¦Treegrewintoline¦Secondary¦Normal
19-0066827 | Equipment Failure/Involved | Overhead | Pole-Wood | Deteriorated | 2019 | Tier 2 - Elevated | Transformer only | 6 | 12 | 2019-06-12 | 407901 | Sus | Y | EquipmentFailureInvolved¦Overhead¦PoleWood¦Deteriorated
19-0067391 | Vegetation | Tree - branch fell on line | Conductor, Overhead | Normal | 2019 | Tier 2 - Elevated | Distribution Circuit | 6 | 13 | 2019-06-13 | 409253 | Sus | Y | Vegetation¦Treebranchfellonline¦ConductorOverhead¦Normal
19-0069621 | Animal | Bird found | Conductor, Overhead | Normal | 2019 | Tier 2 - Elevated | Distribution Circuit | 6 | 19 | 2019-06-19 | 421048 | Sus | Y | Animal¦Birdfound¦ConductorOverhead¦Normal
19-0073776 | Equipment Failure/Involved | Overhead | Crossarm, Wood | Broken | 2019 | Tier 2 - Elevated | Distribution Circuit | 7 | 1 | 2019-07-01 | 439476 | Sus | Y | EquipmentFailureInvolved¦Overhead¦CrossarmWood¦Broken
19-0076126 | Vegetation | Tree - grew into line | Conductor, Overhead | Normal | 2019 | Tier 2 - Elevated | Distribution Circuit | 7 | 10 | 2019-07-10 | 444546 | Sus | Y | Vegetation¦Treegrewintoline¦ConductorOverhead¦Normal
19-0081772 | Unknown Cause | Patrol - found nothing |  |  | 2019 | Tier 3 - Extreme | Transmission line | 7 | 27 | 2019-07-27 | 473193 | Sus | Y | UnknownCause¦Patrolfoundnothing¦¦
19-0082914 | Equipment Failure/Involved | Overhead | Transformer (OH) | Arcing | 2019 | Tier 2 - Elevated | Distribution Circuit | 7 | 31 | 2019-07-31 | 476013 | Sus | Y | EquipmentFailureInvolved¦Overhead¦Transformer(OH)¦Arcing
19-0084568 | Equipment Failure/Involved | Overhead | Transformer | Failed/Faulted | 2019 | Tier 2 - Elevated | Transformer only | 8 | 5 | 2019-08-05 | 485157 | Sus | Y | EquipmentFailureInvolved¦Overhead¦Transformer¦FailedFaulted
19-0085047 | Animal | Squirrel | Transformer (OH) | Failed/Faulted | 2019 | Tier 3 - Extreme | Distribution Circuit | 8 | 6 | 2019-08-06 | 487598 | Sus | Y | Animal¦Squirrel¦Transformer(OH)¦FailedFaulted
19-0086441 | Environmental/External | Lightning | Conductor, Overhead | Normal | 2019 | Tier 2 - Elevated | Distribution Circuit | 8 | 10 | 2019-08-10 | 498334 | Sus | Y | EnvironmentalExternal¦Lightning¦ConductorOverhead¦Normal
19-0087090 | Vegetation | Tree - fell into line | Conductor, Overhead | Arcing | 2019 | Tier 2 - Elevated | Distribution Circuit | 8 | 12 | 2019-08-12 | 504741 | Sus | Y | Vegetation¦Treefellintoline¦ConductorOverhead¦Arcing
19-0087270 | Equipment Failure/Involved | Overhead | Insulator | Broken | 2019 | Tier 3 - Extreme | Distribution Circuit | 8 | 13 | 2019-08-13 | 506893 | Sus | Y | EquipmentFailureInvolved¦Overhead¦Insulator¦Broken
19-0097660 | 3rd Party | Vehicle | Transformer | Arcing | 2019 | Tier 2 - Elevated | Transformer only | 9 | 11 | 2019-09-11 | 569787 | Sus | Y | 3rdParty¦Vehicle¦Transformer¦Arcing
19-0110998 | Equipment Failure/Involved | Overhead | Transformer | Leaking | 2019 | Tier 3 - Extreme | Transformer only | 10 | 14 | 2019-10-14 | 655764 | Sus | Y | EquipmentFailureInvolved¦Overhead¦Transformer¦Leaking
19-0115379 | Wildfire Mitigation | Public Safety Power Shut-off |  |  | 2019 | Tier 3 - Extreme | Transmission line | 10 | 23 | 2019-10-23 | 679268 | Sus | Y | WildfireMitigation¦PublicSafetyPowerShutoff¦¦
19-0120595 | Unknown Cause | Patrol - found nothing |  |  | 2019 | Tier 2 - Elevated | Distribution Circuit | 11 | 4 | 2019-11-04 | 698920 | Sus | Y | UnknownCause¦Patrolfoundnothing¦¦
19-0121987 | Animal | Bird found | Cutout, fuse holder | Broken | 2019 | Tier 2 - Elevated | Distribution Circuit | 11 | 6 | 2019-11-06 | 701012 | Sus | Y | Animal¦Birdfound¦Cutoutfuseholder¦Broken
19-0130033 | Equipment Failure/Involved | Overhead | Conductor, Overhead | Broken, wire on ground | 2019 | Tier 2 - Elevated | Distribution Circuit | 11 | 26 | 2019-11-26 | 717591 | Sus | Y | EquipmentFailureInvolved¦Overhead¦ConductorOverhead¦Brokenwireonground
19-0130464 | Unknown Cause | Patrol - found nothing |  |  | 2019 | Tier 3 - Extreme | Distribution Circuit | 11 | 27 | 2019-11-27 | 720098 | Sus | Y | UnknownCause¦Patrolfoundnothing¦¦
19-0131894 | Unknown Cause | Patrol - found nothing |  |  | 2019 | Tier 3 - Extreme | Distribution Circuit | 12 | 1 | 2019-12-01 | 725803 | Sus | N | UnknownCause¦Patrolfoundnothing¦¦
19-0136728 | Equipment Failure/Involved | Overhead | Conductor, Overhead | Normal | 2019 | Tier 2 - Elevated | Distribution Circuit | 12 | 16 | 2019-12-16 | 741735 | Sus | N | EquipmentFailureInvolved¦Overhead¦ConductorOverhead¦Normal
19-0137102 | Unknown Cause | Patrol - found nothing |  |  | 2019 | Tier 2 - Elevated | Distribution Circuit | 12 | 18 | 2019-12-18 | 745257 | Sus | N | UnknownCause¦Patrolfoundnothing¦¦
19-0138223 | Animal | Bird found | Fuse | Failed/Faulted | 2019 | Tier 2 - Elevated | Distribution Circuit | 12 | 30 | 2019-12-30 | 752586 | Sus | N | Animal¦Birdfound¦Fuse¦FailedFaulted
19-0138260 | Vegetation | Tree - grew into line | Conductor, Overhead | Normal | 2019 | Tier 2 - Elevated | Distribution Circuit | 12 | 31 | 2019-12-31 | 752844 | Sus | N | Vegetation¦Treegrewintoline¦ConductorOverhead¦Normal
20-0008262 | Equipment Failure/Involved | Overhead | Other | Broken | 2020 | Tier 3 - Extreme | Distribution Circuit | 1 | 13 | 2020-01-13 | 760421 | Sus | N | EquipmentFailureInvolved¦Overhead¦Other¦Broken
20-0009854 | Vegetation | Tree - branch fell on line | Transformer (OH) | Normal | 2020 | Tier 3 - Extreme | Distribution Circuit | 1 | 16 | 2020-01-16 | 762552 | Sus | N | Vegetation¦Treebranchfellonline¦Transformer(OH)¦Normal
20-0010309 | Vegetation | Tree - fell into line | Crossarm, Wood | Broken, wire on ground | 2020 | Tier 2 - Elevated | Distribution Circuit | 1 | 16 | 2020-01-16 | 763582 | Sus | N | Vegetation¦Treefellintoline¦CrossarmWood¦Brokenwireonground
20-0016955 | Unknown Cause | Patrol - not conducted |  |  | 2020 | Tier 2 - Elevated | Distribution Circuit | 2 | 4 | 2020-02-04 | 777336 | Sus | N | UnknownCause¦Patrolnotconducted¦¦
20-0018788 | Animal | Bird found | Conductor, Overhead | Normal | 2020 | Tier 3 - Extreme | Distribution Circuit | 2 | 8 | 2020-02-08 | 780530 | Sus | N | Animal¦Birdfound¦ConductorOverhead¦Normal
20-0019921 | Vegetation | Tree - fell into line | Crossarm, Steel | Broken | 2020 | Tier 3 - Extreme | Distribution Circuit | 2 | 9 | 2020-02-09 | 785213 | Sus | N | Vegetation¦Treefellintoline¦CrossarmSteel¦Broken
20-0022614 | Vegetation | Tree - fell into line | Service conductor | Broken | 2020 | Tier 2 - Elevated | Transformer only | 2 | 15 | 2020-02-15 | 791840 | Sus | N | Vegetation¦Treefellintoline¦Serviceconductor¦Broken
20-0022679 | Unknown Cause | Patrol - found nothing |  |  | 2020 | Tier 2 - Elevated | Distribution Circuit | 2 | 16 | 2020-02-16 | 792127 | Sus | N | UnknownCause¦Patrolfoundnothing¦¦
20-0024828 | Equipment Failure/Involved | Overhead | Insulator | Broken | 2020 | Tier 2 - Elevated | Distribution Circuit | 2 | 21 | 2020-02-21 | 800095 | Sus | N | EquipmentFailureInvolved¦Overhead¦Insulator¦Broken
20-0025097 | Unknown Cause | Patrol - not conducted |  |  | 2020 | Tier 3 - Extreme | Distribution Circuit | 2 | 24 | 2020-02-24 | 801209 | Sus | N | UnknownCause¦Patrolnotconducted¦¦
20-0027649 | Vegetation | Tree - bark fell into line | Conductor, Overhead | Normal | 2020 | Tier 3 - Extreme | Distribution Circuit | 3 | 2 | 2020-03-02 | 821178 | Sus | N | Vegetation¦Treebarkfellintoline¦ConductorOverhead¦Normal
20-0028429 | Equipment Failure/Involved | Overhead | Cutout, fuse holder | Broken | 2020 | Tier 2 - Elevated | Distribution Circuit | 3 | 3 | 2020-03-03 | 827954 | Sus | N | EquipmentFailureInvolved¦Overhead¦Cutoutfuseholder¦Broken
20-0032886 | Vegetation | Tree - fell into line | Conductor, Overhead | Broken, wire on ground | 2020 | Tier 3 - Extreme | Distribution Circuit | 3 | 16 | 2020-03-16 | 855293 | Sus | N | Vegetation¦Treefellintoline¦ConductorOverhead¦Brokenwireonground
20-0032976 | Vegetation | Tree - fell into line | Crossarm, Wood | Broken | 2020 | Tier 2 - Elevated | Distribution Circuit | 3 | 16 | 2020-03-16 | 855526 | Sus | N | Vegetation¦Treefellintoline¦CrossarmWood¦Broken
20-0034229 | Vegetation | Tree - fell into line | Conductor, Overhead | Broken, wire on ground | 2020 | Tier 3 - Extreme | Distribution Circuit | 3 | 18 | 2020-03-18 | 858873 | Sus | N | Vegetation¦Treefellintoline¦ConductorOverhead¦Brokenwireonground
20-0038531 | Equipment Failure/Involved | Overhead | Insulator | Broken | 2020 | Tier 2 - Elevated | Distribution Circuit | 4 | 5 | 2020-04-05 | 882715 | Sus | N | EquipmentFailureInvolved¦Overhead¦Insulator¦Broken
20-0040771 | Equipment Failure/Involved | Overhead | Insulator | Broken | 2020 | Tier 2 - Elevated | Distribution Circuit | 4 | 13 | 2020-04-13 | 894453 | Sus | N | EquipmentFailureInvolved¦Overhead¦Insulator¦Broken
20-0044583 | Equipment Failure/Involved | Overhead | Transformer | Failed/Faulted | 2020 | Tier 2 - Elevated | Transformer only | 4 | 25 | 2020-04-25 | 901527 | Sus | N | EquipmentFailureInvolved¦Overhead¦Transformer¦FailedFaulted
20-0051534 | Unknown Cause | Patrol - not conducted |  |  | 2020 | Tier 2 - Elevated | Distribution Circuit | 5 | 18 | 2020-05-18 | 916345 | Sus | Y | UnknownCause¦Patrolnotconducted¦¦
20-0055293 | Equipment Failure/Involved | Overhead | Transformer | Failed/Faulted | 2020 | Tier 3 - Extreme | Transformer only | 5 | 28 | 2020-05-28 | 924497 | Sus | Y | EquipmentFailureInvolved¦Overhead¦Transformer¦FailedFaulted
20-0057571 | Animal | Squirrel | Conductor, Overhead | Normal | 2020 | Tier 2 - Elevated | Distribution Circuit | 6 | 4 | 2020-06-04 | 930470 | Sus | Y | Animal¦Squirrel¦ConductorOverhead¦Normal
20-0083157 | Equipment Failure/Involved | Overhead | Conductor, Overhead | Broken, wire on ground | 2020 | Tier 2 - Elevated | Distribution Circuit | 8 | 13 | 2020-08-13 | 996336 | Sus | Y | EquipmentFailureInvolved¦Overhead¦ConductorOverhead¦Brokenwireonground
20-0084894 | Equipment Failure/Involved | Overhead | Crossarm, Wood | Broken | 2020 | Tier 3 - Extreme | Distribution Circuit | 8 | 16 | 2020-08-16 | 1012160 | Sus | Y | EquipmentFailureInvolved¦Overhead¦CrossarmWood¦Broken
20-0087177 | Environmental/External | Fire, Forest/Grass | Conductor, Overhead | Burned/flashed | 2020 | Tier 3 - Extreme | Distribution Circuit | 8 | 19 | 2020-08-19 | 1021274 | Sus | Y | EnvironmentalExternal¦FireForestGrass¦ConductorOverhead¦Burnedflashed
20-0087638 | Environmental/External | Fire, Forest/Grass | Conductor, Overhead | Contaminated | 2020 | Tier 2 - Elevated | Distribution Circuit | 8 | 19 | 2020-08-19 | 1023880 | Sus | Y | EnvironmentalExternal¦FireForestGrass¦ConductorOverhead¦Contaminated
20-0097023 | Equipment Failure/Involved | Overhead | Switch (OH) | Broken | 2020 | Tier 3 - Extreme | Distribution Circuit | 9 | 13 | 2020-09-13 | 1067478 | Sus | Y | EquipmentFailureInvolved¦Overhead¦Switch(OH)¦Broken
20-0098735 | Equipment Failure/Involved | Overhead | Transformer | Failed/Faulted | 2020 | Tier 3 - Extreme | Transformer only | 9 | 17 | 2020-09-17 | 1078405 | Sus | Y | EquipmentFailureInvolved¦Overhead¦Transformer¦FailedFaulted
20-0103909 | Vegetation | Tree - branch fell on line | Conductor, Overhead | Normal | 2020 | Tier 2 - Elevated | Distribution Circuit | 10 | 1 | 2020-10-01 | 1104035 | Sus | Y | Vegetation¦Treebranchfellonline¦ConductorOverhead¦Normal
20-0109415 | Unknown Cause | Patrol - found nothing |  |  | 2020 | Tier 2 - Elevated | Distribution Circuit | 10 | 15 | 2020-10-15 | 1118824 | Sus | Y | UnknownCause¦Patrolfoundnothing¦¦
20-0114315 | Environmental/External | Fire, Forest/Grass | Conductor, Overhead | Broken | 2020 | Tier 3 - Extreme | Distribution Circuit | 10 | 28 | 2020-10-28 | 1130501 | Sus | Y | EnvironmentalExternal¦FireForestGrass¦ConductorOverhead¦Broken
20-0117985 | Company Initiated | Construction Activity/equip, company | Conductor, Overhead | Normal | 2020 | Tier 3 - Extreme | Distribution Circuit | 11 | 6 | 2020-11-06 | 1137798 | Sus | Y | CompanyInitiated¦ConstructionActivityequipcompany¦ConductorOverhead¦Normal
20-0118243 | Company Initiated | Construction Activity/equip, company | Crossarm, Wood | Burned/flashed | 2020 | Tier 3 - Extreme | Transformer only | 11 | 7 | 2020-11-07 | 1138589 | Sus | Y | CompanyInitiated¦ConstructionActivityequipcompany¦CrossarmWood¦Burnedflashed
20-0119006 | Equipment Failure/Involved | Overhead | Transformer (OH) | Failed/Faulted | 2020 | Tier 2 - Elevated | Transformer only | 11 | 9 | 2020-11-09 | 1140472 | Sus | Y | EquipmentFailureInvolved¦Overhead¦Transformer(OH)¦FailedFaulted
20-0120938 | Unknown Cause | Patrol - not conducted |  |  | 2020 | Tier 3 - Extreme | Distribution Circuit | 11 | 14 | 2020-11-14 | 1144718 | Sus | Y | UnknownCause¦Patrolnotconducted¦¦
20-0122647 | Unknown Cause | Patrol - found nothing |  |  | 2020 | Tier 3 - Extreme | Transformer only | 11 | 18 | 2020-11-18 | 1148435 | Sus | Y | UnknownCause¦Patrolfoundnothing¦¦
20-0123367 | Equipment Failure/Involved | Overhead | Transformer | Arcing | 2020 | Tier 3 - Extreme | Transformer only | 11 | 20 | 2020-11-20 | 1150223 | Sus | Y | EquipmentFailureInvolved¦Overhead¦Transformer¦Arcing
20-0123954 | Equipment Failure/Involved | Electrical Overload | Transformer (OH) | Failed/Faulted | 2020 | Tier 2 - Elevated | Transformer only | 11 | 22 | 2020-11-22 | 1152825 | Sus | Y | EquipmentFailureInvolved¦ElectricalOverload¦Transformer(OH)¦FailedFaulted
20-0131514 | Equipment Failure/Involved | Overhead | Transformer (OH) | Failed/Faulted | 2020 | Tier 2 - Elevated | Transformer only | 12 | 22 | 2020-12-22 | 1197331 | Sus | N | EquipmentFailureInvolved¦Overhead¦Transformer(OH)¦FailedFaulted
20-0131560 | Company Initiated | Construction Activity/equip, company | Fuse | Failed/Faulted | 2020 | Tier 2 - Elevated | Distribution Circuit | 12 | 23 | 2020-12-23 | 1197564 | Sus | N | CompanyInitiated¦ConstructionActivityequipcompany¦Fuse¦FailedFaulted
21-0009183 | Equipment Failure/Involved | Overhead | Transformer | Failed/Faulted | 2021 | Tier 2 - Elevated | Transformer only | 1 | 15 | 2021-01-15 | 1211043 | Sus | N | EquipmentFailureInvolved¦Overhead¦Transformer¦FailedFaulted
21-0011056 | Equipment Failure/Involved | Overhead | Conductor, Overhead | Broken, wire on ground | 2021 | Tier 3 - Extreme | Distribution Circuit | 1 | 19 | 2021-01-19 | 1217801 | Sus | N | EquipmentFailureInvolved¦Overhead¦ConductorOverhead¦Brokenwireonground
21-0013719 | Equipment Failure/Involved | Overhead | Connector or Splice (OH) | Broken, wire on ground | 2021 | Tier 2 - Elevated | Distribution Circuit | 1 | 25 | 2021-01-25 | 1223872 | Sus | N | EquipmentFailureInvolved¦Overhead¦ConnectororSplice(OH)¦Brokenwireonground
21-0014954 | Vegetation | Tree - fell into line | Conductor, Overhead | Broken, wire on ground | 2021 | Tier 2 - Elevated | Distribution Circuit | 1 | 26 | 2021-01-26 | 1227932 | Sus | N | Vegetation¦Treefellintoline¦ConductorOverhead¦Brokenwireonground
21-0021253 | Equipment Failure/Involved | Overhead | Crossarm, Wood | Broken | 2021 | Tier 3 - Extreme | Distribution Circuit | 2 | 3 | 2021-02-03 | 1246853 | Sus | N | EquipmentFailureInvolved¦Overhead¦CrossarmWood¦Broken
21-0022669 | Unknown Cause | Patrol - found nothing |  |  | 2021 | Tier 2 - Elevated | Distribution Circuit | 2 | 6 | 2021-02-06 | 1249551 | Sus | N | UnknownCause¦Patrolfoundnothing¦¦
21-0033247 | Vegetation | Tree - fell into line | Secondary | Normal | 2021 | Tier 3 - Extreme | Transformer only | 3 | 7 | 2021-03-07 | 1272964 | Sus | N | Vegetation¦Treefellintoline¦Secondary¦Normal
21-0034060 | Equipment Failure/Involved | Overhead |  | Broken | 2021 | Tier 2 - Elevated | Transformer only | 3 | 9 | 2021-03-09 | 1275495 | Sus | N | EquipmentFailureInvolved¦Overhead¦¦Broken
21-0034236 | Vegetation | Tree - fell into line | Conductor, Overhead | Together | 2021 | Tier 3 - Extreme | Distribution Circuit | 3 | 9 | 2021-03-09 | 1276430 | Sus | N | Vegetation¦Treefellintoline¦ConductorOverhead¦Together
21-0035804 | Equipment Failure/Involved | Overhead | Transformer (OH) | Failed/Faulted | 2021 | Tier 2 - Elevated | Transformer only | 3 | 12 | 2021-03-12 | 1280037 | Sus | N | EquipmentFailureInvolved¦Overhead¦Transformer(OH)¦FailedFaulted
21-0039747 | Equipment Failure/Involved | Overhead | Transformer (OH) | Leaking | 2021 | Tier 2 - Elevated | Transformer only | 3 | 23 | 2021-03-23 | 1293313 | Sus | N | EquipmentFailureInvolved¦Overhead¦Transformer(OH)¦Leaking
21-0041148 | Unknown Cause | Patrol - found nothing | Transformer | Normal | 2021 | Tier 2 - Elevated | Transformer only | 3 | 25 | 2021-03-25 | 1298176 | Sus | N | UnknownCause¦Patrolfoundnothing¦Transformer¦Normal
21-0044060 | Unknown Cause | Patrol - found nothing |  |  | 2021 | Tier 2 - Elevated | Distribution Circuit | 4 | 2 | 2021-04-02 | 1305639 | Sus | N | UnknownCause¦Patrolfoundnothing¦¦
21-0045842 | Equipment Failure/Involved | Overhead | Connector or Splice (OH) | Deteriorated | 2021 | Tier 3 - Extreme | Transformer only | 4 | 7 | 2021-04-07 | 1308820 | Sus | N | EquipmentFailureInvolved¦Overhead¦ConnectororSplice(OH)¦Deteriorated
21-0049287 | Equipment Failure/Involved | Fire, pole | Pole-Wood | Burned/flashed | 2021 | Tier 3 - Extreme | Transmission line | 4 | 15 | 2021-04-15 | 1319015 | Sus | N | EquipmentFailureInvolved¦Firepole¦PoleWood¦Burnedflashed
21-0054360 | Environmental/External | Lightning | Transformer (OH) | Failed/Faulted | 2021 | Tier 3 - Extreme | Transformer only | 4 | 28 | 2021-04-28 | 1336172 | Sus | N | EnvironmentalExternal¦Lightning¦Transformer(OH)¦FailedFaulted
21-0057097 | Vegetation | Tree - fell into line | Conductor, Overhead | Bent or Twisted | 2021 | Tier 2 - Elevated | Distribution Circuit | 5 | 5 | 2021-05-05 | 1341224 | Sus | Y | Vegetation¦Treefellintoline¦ConductorOverhead¦BentorTwisted
21-0084202 | Vegetation | Tree - fell into line | Conductor, Overhead | Normal | 2021 | Tier 2 - Elevated | Distribution Circuit | 7 | 2 | 2021-07-02 | 1390628 | Sus | Y | Vegetation¦Treefellintoline¦ConductorOverhead¦Normal
21-0085648 | Equipment Failure/Involved | Overhead | Transformer (OH) | Failed/Faulted | 2021 | Tier 2 - Elevated | Distribution Circuit | 7 | 6 | 2021-07-06 | 1393147 | Sus | Y | EquipmentFailureInvolved¦Overhead¦Transformer(OH)¦FailedFaulted
21-0087257 | 3rd Party | Vehicle | Pole-Wood | Broken | 2021 | Tier 2 - Elevated | Distribution Circuit | 7 | 9 | 2021-07-09 | 1396460 | Sus | Y | 3rdParty¦Vehicle¦PoleWood¦Broken
21-0092759 | Unknown Cause | Patrol - found nothing |  |  | 2021 | Tier 2 - Elevated | Distribution Circuit | 7 | 21 | 2021-07-21 | 1409559 | Sus | Y | UnknownCause¦Patrolfoundnothing¦¦
21-0093230 | Unknown Cause | Patrol - found nothing |  |  | 2021 | Tier 2 - Elevated | Transformer only | 7 | 21 | 2021-07-21 | 1410665 | Sus | Y | UnknownCause¦Patrolfoundnothing¦¦
21-0095921 | Unknown Cause | Patrol - found nothing |  |  | 2021 | Tier 3 - Extreme | Distribution Circuit | 7 | 28 | 2021-07-28 | 1416940 | Sus | Y | UnknownCause¦Patrolfoundnothing¦¦
21-0104262 | 3rd Party | Other | Service conductor | Broken | 2021 | Tier 2 - Elevated | Transformer only | 8 | 13 | 2021-08-13 | 1442047 | Sus | Y | 3rdParty¦Other¦Serviceconductor¦Broken
21-0108234 | Unknown Cause | Patrol - found nothing |  |  | 2021 | Tier 3 - Extreme | Distribution Circuit | 8 | 23 | 2021-08-23 | 1450832 | Sus | Y | UnknownCause¦Patrolfoundnothing¦¦
21-0109498 | Unknown Cause | Patrol - found nothing |  |  | 2021 | Tier 2 - Elevated | Distribution Circuit | 8 | 26 | 2021-08-26 | 1453610 | Sus | Y | UnknownCause¦Patrolfoundnothing¦¦
21-0110775 | Equipment Failure/Involved | Underground | Conductor, Underground | Broken | 2021 | Tier 2 - Elevated | Distribution Circuit | 8 | 29 | 2021-08-29 | 1457525 | Sus | Y | EquipmentFailureInvolved¦Underground¦ConductorUnderground¦Broken
21-0111735 | Equipment Failure/Involved | Overhead | Cutout, fuse holder | Broken | 2021 | Tier 3 - Extreme | Transformer only | 8 | 31 | 2021-08-31 | 1459194 | Sus | Y | EquipmentFailureInvolved¦Overhead¦Cutoutfuseholder¦Broken
21-0113252 | Unknown Cause | Patrol - found nothing |  |  | 2021 | Tier 3 - Extreme | Transformer only | 9 | 3 | 2021-09-03 | 1461461 | Sus | Y | UnknownCause¦Patrolfoundnothing¦¦
21-0132093 | Unknown Cause | Patrol - found nothing |  |  | 2021 | Tier 2 - Elevated | Distribution Circuit | 10 | 17 | 2021-10-17 | 1499615 | Sus | Y | UnknownCause¦Patrolfoundnothing¦¦
21-0132152 | Unknown Cause | Patrol - not conducted |  |  | 2021 | Tier 2 - Elevated | Distribution Circuit | 10 | 17 | 2021-10-17 | 1499698 | Sus | Y | UnknownCause¦Patrolnotconducted¦¦
21-0134719 | Unknown Cause | Patrol - found nothing |  |  | 2021 | Tier 2 - Elevated | Transformer only | 10 | 21 | 2021-10-21 | 1504811 | Sus | Y | UnknownCause¦Patrolfoundnothing¦¦
21-0135853 | Vegetation | Tree - fell into line | Conductor, Overhead | Broken, wire on ground | 2021 | Tier 2 - Elevated | Distribution Circuit | 10 | 24 | 2021-10-24 | 1508700 | Sus | Y | Vegetation¦Treefellintoline¦ConductorOverhead¦Brokenwireonground
21-0137629 | Equipment Failure/Involved | Overhead | Conductor, Overhead | Broken, wire on ground | 2021 | Tier 3 - Extreme | Distribution Circuit | 10 | 24 | 2021-10-24 | 1512233 | Sus | Y | EquipmentFailureInvolved¦Overhead¦ConductorOverhead¦Brokenwireonground
21-0156564 | Unknown Cause | Patrol - found nothing |  |  | 2021 | Tier 3 - Extreme | Distribution Circuit | 12 | 10 | 2021-12-10 | 1563594 | Sus | N | UnknownCause¦Patrolfoundnothing¦¦
21-0156759 | Equipment Failure/Involved | Overhead | Transformer (OH) | Broken | 2021 | Tier 3 - Extreme | Transformer only | 12 | 11 | 2021-12-11 | 1564764 | Sus | N | EquipmentFailureInvolved¦Overhead¦Transformer(OH)¦Broken
21-0157049 | Unknown Cause | Patrol - found nothing |  |  | 2021 | Tier 3 - Extreme | Distribution Circuit | 12 | 13 | 2021-12-13 | 1565887 | Sus | N | UnknownCause¦Patrolfoundnothing¦¦
21-0157803 | Vegetation | Tree - fell into line | Conductor, Overhead | Normal | 2021 | Tier 2 - Elevated | Transmission line | 12 | 14 | 2021-12-14 | 1569841 | Sus | N | Vegetation¦Treefellintoline¦ConductorOverhead¦Normal
21-0158125 | Vegetation | Tree - branch fell on line | Conductor, Overhead | Broken, wire on ground | 2021 | Tier 2 - Elevated | Distribution Circuit | 12 | 14 | 2021-12-14 | 1569722 | Sus | N | Vegetation¦Treebranchfellonline¦ConductorOverhead¦Brokenwireonground
21-0158887 | Equipment Failure/Involved | Overhead | Jumper | Broken | 2021 | Tier 2 - Elevated | Distribution Circuit | 12 | 16 | 2021-12-16 | 1574610 | Sus | N | EquipmentFailureInvolved¦Overhead¦Jumper¦Broken
21-0159712 | 3rd Party | Vehicle | Pole-Wood | Broken, wire on ground | 2021 | Tier 2 - Elevated | Distribution Circuit | 12 | 19 | 2021-12-19 | 1577256 | Sus | N | 3rdParty¦Vehicle¦PoleWood¦Brokenwireonground
21-0161293 | Equipment Failure/Involved | Overhead | Cutout, fuse holder | Failed/Faulted | 2021 | Tier 3 - Extreme | Transformer only | 12 | 28 | 2021-12-28 | 1586453 | Sus | N | EquipmentFailureInvolved¦Overhead¦Cutoutfuseholder¦FailedFaulted
21-0161374 | Vegetation | Tree - fell into line | Conductor, Overhead | Broken, wire on ground | 2021 | Tier 3 - Extreme | Distribution Circuit | 12 | 27 | 2021-12-27 | 1587203 | Sus | N | Vegetation¦Treefellintoline¦ConductorOverhead¦Brokenwireonground
21-0161561 | Vegetation | Tree - fell into line | Conductor, Overhead | Normal | 2021 | Tier 3 - Extreme | Distribution Circuit | 12 | 27 | 2021-12-27 | 1588466 | Sus | N | Vegetation¦Treefellintoline¦ConductorOverhead¦Normal
21-0161831 | Environmental/External | Ice or snow | Conductor, Overhead | Normal | 2021 | Tier 3 - Extreme | Distribution Circuit | 12 | 27 | 2021-12-27 | 1589905 | Sus | N | EnvironmentalExternal¦Iceorsnow¦ConductorOverhead¦Normal
22-0005016 | Vegetation | Tree - fell into line | Crossarm, Wood | Broken | 2021 | Tier 2 - Elevated | Distribution Circuit | 12 | 31 | 2021-12-31 | 1591047 | Sus | N | Vegetation¦Treefellintoline¦CrossarmWood¦Broken
22-0005608 | Vegetation | Tree - fell into line | Pole-Wood | Broken, wire on ground | 2022 | Tier 2 - Elevated | Distribution Circuit | 1 | 3 | 2022-01-03 | 1593823 | Sus | N | Vegetation¦Treefellintoline¦PoleWood¦Brokenwireonground
22-0006960 | Equipment Failure/Involved | Electrical Overload | Transformer | Normal | 2022 | Tier 3 - Extreme | Transformer only | 1 | 6 | 2022-01-06 | 1596574 | Sus | N | EquipmentFailureInvolved¦ElectricalOverload¦Transformer¦Normal
22-0010388 | Unknown Cause | Patrol - found nothing |  |  | 2022 | Tier 2 - Elevated | Distribution Circuit | 1 | 16 | 2022-01-16 | 1603713 | Sus | N | UnknownCause¦Patrolfoundnothing¦¦
22-0020918 | Equipment Failure/Involved | Overhead | Fuse | Burned Open | 2022 | Tier 3 - Extreme | Transformer only | 2 | 10 | 2022-02-10 | 1624931 | Sus | N | EquipmentFailureInvolved¦Overhead¦Fuse¦BurnedOpen
22-0036705 | 3rd Party | Tree - cutting, 3rd party | Conductor, Overhead | Together | 2022 | Tier 3 - Extreme | Distribution Circuit | 3 | 22 | 2022-03-22 | 1653304 | Sus | N | 3rdParty¦Treecutting3rdparty¦ConductorOverhead¦Together
22-0037666 | Vegetation | Tree - fell into line | Conductor, Overhead | Normal | 2022 | Tier 2 - Elevated | Distribution Circuit | 3 | 23 | 2022-03-23 | 1654582 | Sus | N | Vegetation¦Treefellintoline¦ConductorOverhead¦Normal
22-0037907 | Equipment Failure/Involved | Underground | Service conductor | Burned Open | 2022 | Tier 2 - Elevated | Transformer only | 3 | 24 | 2022-03-24 | 1654797 | Sus | N | EquipmentFailureInvolved¦Underground¦Serviceconductor¦BurnedOpen
22-0039131 | Animal | Other | Connector or Splice (OH) | Arcing | 2022 | Tier 2 - Elevated | Distribution Circuit | 3 | 28 | 2022-03-28 | 1657460 | Sus | N | Animal¦Other¦ConnectororSplice(OH)¦Arcing
22-0045987 | Unknown Cause | Patrol - found nothing |  |  | 2022 | Tier 2 - Elevated | Distribution Circuit | 4 | 11 | 2022-04-11 | 1669570 | Sus | N | UnknownCause¦Patrolfoundnothing¦¦
22-0046884 | Unknown Cause | Patrol - found nothing |  |  | 2022 | Tier 2 - Elevated | Distribution Circuit | 4 | 12 | 2022-04-12 | 1670753 | Sus | N | UnknownCause¦Patrolfoundnothing¦¦
22-0051721 | Equipment Failure/Involved | Overhead | Transformer | Malfunctioning | 2022 | Tier 2 - Elevated | Transformer only | 4 | 19 | 2022-04-19 | 1676825 | Sus | N | EquipmentFailureInvolved¦Overhead¦Transformer¦Malfunctioning
22-0052405 | Unknown Cause | Patrol - found nothing |  |  | 2022 | Tier 2 - Elevated | Distribution Circuit | 4 | 21 | 2022-04-21 | 1678082 | Sus | N | UnknownCause¦Patrolfoundnothing¦¦
22-0054201 | Equipment Failure/Involved | Overhead | Transformer (OH) | Failed/Faulted | 2022 | Tier 2 - Elevated | Transformer only | 4 | 25 | 2022-04-25 | 1681100 | Sus | N | EquipmentFailureInvolved¦Overhead¦Transformer(OH)¦FailedFaulted
22-0055976 | Equipment Failure/Involved | Overhead | Woodpin | Broken | 2022 | Tier 3 - Extreme | Distribution Circuit | 4 | 29 | 2022-04-29 | 1684702 | Sus | N | EquipmentFailureInvolved¦Overhead¦Woodpin¦Broken
22-0064934 | Unknown Cause | Patrol - found nothing |  |  | 2022 | Tier 2 - Elevated | Distribution Circuit | 5 | 22 | 2022-05-22 | 1707223 | Sus | Y | UnknownCause¦Patrolfoundnothing¦¦
22-0065571 | 3rd Party | Vehicle | Fuse | Normal | 2022 | Tier 3 - Extreme | Distribution Circuit | 5 | 24 | 2022-05-24 | 1708572 | Sus | Y | 3rdParty¦Vehicle¦Fuse¦Normal
22-0068769 | Equipment Failure/Involved | Overhead | Insulator | Broken | 2022 | Tier 3 - Extreme | Transformer only | 6 | 1 | 2022-06-01 | 1715607 | Sus | Y | EquipmentFailureInvolved¦Overhead¦Insulator¦Broken
22-0071008 | Animal | Bird found | Bushing | Burned/flashed | 2022 | Tier 2 - Elevated | Distribution Circuit | 6 | 7 | 2022-06-07 | 1720977 | Sus | Y | Animal¦Birdfound¦Bushing¦Burnedflashed
22-0073999 | Unknown Cause | Patrol - found nothing |  |  | 2022 | Tier 3 - Extreme | Distribution Circuit | 6 | 14 | 2022-06-14 | 1730912 | Sus | Y | UnknownCause¦Patrolfoundnothing¦¦
22-0074334 | Equipment Failure/Involved | Overhead | Transformer | Leaking | 2022 | Tier 3 - Extreme | Transformer only | 6 | 14 | 2022-06-14 | 1731539 | Sus | Y | EquipmentFailureInvolved¦Overhead¦Transformer¦Leaking
22-0074692 | Unknown Cause | Patrol - found nothing |  |  | 2022 | Tier 2 - Elevated | Distribution Circuit | 6 | 15 | 2022-06-15 | 1732326 | Sus | Y | UnknownCause¦Patrolfoundnothing¦¦
22-0077421 | Equipment Failure/Involved | Overhead | Fuse | Burned Open | 2022 | Tier 3 - Extreme | Transformer only | 6 | 22 | 2022-06-22 | 1739274 | Sus | Y | EquipmentFailureInvolved¦Overhead¦Fuse¦BurnedOpen
22-0081388 | Equipment Failure/Involved | Overhead | Transformer | Malfunctioning | 2022 | Tier 2 - Elevated | Transformer only | 7 | 2 | 2022-07-02 | 1747793 | Sus | Y | EquipmentFailureInvolved¦Overhead¦Transformer¦Malfunctioning
22-0084034 | Vegetation | Tree - branch fell on line | Conductor, Overhead | Normal | 2022 | Tier 2 - Elevated | Transformer only | 7 | 11 | 2022-07-11 | 1753436 | Sus | Y | Vegetation¦Treebranchfellonline¦ConductorOverhead¦Normal
22-0091817 | Animal | Bird found | Conductor, Overhead | Normal | 2022 | Tier 2 - Elevated | Distribution Circuit | 7 | 31 | 2022-07-31 | 1769555 | Sus | Y | Animal¦Birdfound¦ConductorOverhead¦Normal
22-0100512 | Unknown Cause | Patrol - found nothing |  |  | 2022 | Tier 2 - Elevated | Transformer only | 8 | 22 | 2022-08-22 | 1787348 | Sus | Y | UnknownCause¦Patrolfoundnothing¦¦
22-0101215 | Animal | Squirrel | Transformer (OH) | Normal | 2022 | Tier 2 - Elevated | Transformer only | 8 | 24 | 2022-08-24 | 1788834 | Sus | Y | Animal¦Squirrel¦Transformer(OH)¦Normal
22-0105965 | Equipment Failure/Involved | Electrical Overload | Transformer (OH) | Failed/Faulted | 2022 | Tier 2 - Elevated | Distribution Circuit | 9 | 5 | 2022-09-05 | 1800103 | Sus | Y | EquipmentFailureInvolved¦ElectricalOverload¦Transformer(OH)¦FailedFaulted
22-0106416 | Vegetation | Tree - branch fell on line | Conductor, Overhead | Normal | 2022 | Tier 3 - Extreme | Distribution Circuit | 9 | 6 | 2022-09-06 | 1801727 | Sus | Y | Vegetation¦Treebranchfellonline¦ConductorOverhead¦Normal
22-0106916 | Equipment Failure/Involved | Overhead | Transformer (OH) | Leaking | 2022 | Tier 3 - Extreme | Distribution Circuit | 9 | 6 | 2022-09-06 | 1802945 | Sus | Y | EquipmentFailureInvolved¦Overhead¦Transformer(OH)¦Leaking
22-0118807 | Equipment Failure/Involved | Overhead | Pole-Wood | Broken | 2022 | Tier 2 - Elevated | Distribution Circuit | 10 | 6 | 2022-10-06 | 1830780 | Sus | Y | EquipmentFailureInvolved¦Overhead¦PoleWood¦Broken
22-0119589 | Unknown Cause | Patrol - found nothing |  |  | 2022 | Tier 2 - Elevated | Distribution Circuit | 10 | 10 | 2022-10-10 | 1832647 | Sus | Y | UnknownCause¦Patrolfoundnothing¦¦
22-0124938 | Unknown Cause | Patrol - found nothing |  |  | 2022 | Tier 2 - Elevated | Distribution Circuit | 10 | 26 | 2022-10-26 | 1845874 | Sus | Y | UnknownCause¦Patrolfoundnothing¦¦
22-0127278 | Unknown Cause | Patrol - found nothing |  |  | 2022 | Tier 3 - Extreme | Distribution Circuit | 11 | 3 | 2022-11-03 | 1852144 | Sus | Y | UnknownCause¦Patrolfoundnothing¦¦
22-0128413 | Vegetation | Tree - fell into line | Conductor, Overhead | Broken, wire on ground | 2022 | Tier 3 - Extreme | Distribution Circuit | 11 | 7 | 2022-11-07 | 1855715 | Sus | Y | Vegetation¦Treefellintoline¦ConductorOverhead¦Brokenwireonground
22-0129270 | Equipment Failure/Involved | Overhead | Transformer (OH) | Broken | 2022 | Tier 2 - Elevated | Distribution Circuit | 11 | 8 | 2022-11-08 | 1857597 | Sus | Y | EquipmentFailureInvolved¦Overhead¦Transformer(OH)¦Broken
22-0134036 | Equipment Failure/Involved | Overhead | Transformer (OH) | Failed/Faulted | 2022 | Tier 2 - Elevated | Transformer only | 11 | 24 | 2022-11-24 | 1868829 | Sus | Y | EquipmentFailureInvolved¦Overhead¦Transformer(OH)¦FailedFaulted
22-0135159 | Unknown Cause | Patrol - found nothing |  |  | 2022 | Tier 3 - Extreme | Distribution Circuit | 11 | 30 | 2022-11-30 | 1872073 | Sus | Y | UnknownCause¦Patrolfoundnothing¦¦
22-0135499 | Unknown Cause | Patrol - found nothing |  |  | 2022 | Tier 2 - Elevated | Distribution Circuit | 12 | 1 | 2022-12-01 | 1872753 | Sus | N | UnknownCause¦Patrolfoundnothing¦¦
22-0137982 | Vegetation | Tree - fell into line | Conductor, Overhead | Normal | 2022 | Tier 2 - Elevated | Distribution Circuit | 12 | 9 | 2022-12-09 | 1879929 | Sus | N | Vegetation¦Treefellintoline¦ConductorOverhead¦Normal
22-0138126 | Vegetation | Tree - fell into line | Conductor, Overhead | Broken, wire on ground | 2022 | Tier 3 - Extreme | Distribution Circuit | 12 | 10 | 2022-12-10 | 1880720 | Sus | N | Vegetation¦Treefellintoline¦ConductorOverhead¦Brokenwireonground
22-0139004 | Unknown Cause | Patrol - found nothing |  |  | 2022 | Tier 2 - Elevated | Distribution Circuit | 12 | 11 | 2022-12-11 | 1885281 | Sus | N | UnknownCause¦Patrolfoundnothing¦¦
23-0004640 | Equipment Failure/Involved | Underground | Conductor, Underground | Broken | 2022 | Tier 3 - Extreme | Distribution Circuit | 12 | 31 | 2022-12-31 | 1903375 | Sus | N | EquipmentFailureInvolved¦Underground¦ConductorUnderground¦Broken
15-0007671 | Unknown Cause | Patrol - found nothing |  | Failed/Faulted | 2015 | Tier 2 - Elevated | Distribution Circuit | 1 | 28 | 2015-01-28 | 1169290 | Sus | N | UnknownCause¦Patrolfoundnothing¦¦FailedFaulted
15-0011548 | Vegetation | Tree - fell into line | Conductor, Overhead | Broken, wire on ground | 2015 | Tier 2 - Elevated | Distribution Circuit | 2 | 8 | 2015-02-08 | 1182674 | Sus | N | Vegetation¦Treefellintoline¦ConductorOverhead¦Brokenwireonground
15-0012563 | Vegetation | Tree - fell into line | Conductor, Overhead | Broken, wire on ground | 2015 | Tier 2 - Elevated | Distribution Circuit | 2 | 10 | 2015-02-10 | 1188051 | Sus | N | Vegetation¦Treefellintoline¦ConductorOverhead¦Brokenwireonground
15-0012575 | Vegetation | Tree - fell into line | Sectionalizer | Normal | 2015 | Tier 2 - Elevated | Distribution Circuit | 2 | 10 | 2015-02-10 | 1187877 | Sus | N | Vegetation¦Treefellintoline¦Sectionalizer¦Normal
15-0013528 | 3rd Party | Vehicle | Pole-Wood | Broken | 2015 | Tier 3 - Extreme | Distribution Circuit | 2 | 16 | 2015-02-16 | 1191010 | Sus | N | 3rdParty¦Vehicle¦PoleWood¦Broken
15-0022830 | Equipment Failure/Involved | Other | Connector or Splice (OH) | Arcing | 2015 | Tier 3 - Extreme | Distribution Circuit | 3 | 30 | 2015-03-30 | 1209575 | Sus | N | EquipmentFailureInvolved¦Other¦ConnectororSplice(OH)¦Arcing
15-0024646 | Equipment Failure/Involved | Other | Transformer | Failed/Faulted | 2015 | Tier 3 - Extreme | Distribution Circuit | 4 | 6 | 2015-04-06 | 1214371 | Sus | N | EquipmentFailureInvolved¦Other¦Transformer¦FailedFaulted
15-0025352 | Equipment Failure/Involved | Lightning | Transformer | Failed/Faulted | 2015 | Tier 3 - Extreme | Transformer only | 4 | 8 | 2015-04-08 | 1216008 | Sus | N | EquipmentFailureInvolved¦Lightning¦Transformer¦FailedFaulted
15-0036902 | Unknown Cause | Patrol - found nothing |  |  | 2015 | Tier 2 - Elevated | Distribution Circuit | 5 | 28 | 2015-05-28 | 1240455 | Sus | Y | UnknownCause¦Patrolfoundnothing¦¦
15-0047788 | Unknown Cause | Patrol - found nothing |  |  | 2015 | Tier 3 - Extreme | Distribution Circuit | 7 | 16 | 2015-07-16 | 1268829 | Sus | Y | UnknownCause¦Patrolfoundnothing¦¦
15-0052145 | Environmental/External | Lightning | Transformer (OH) | Failed/Faulted | 2015 | Tier 2 - Elevated | Distribution Circuit | 8 | 2 | 2015-08-02 | 1281455 | Sus | Y | EnvironmentalExternal¦Lightning¦Transformer(OH)¦FailedFaulted
15-0053404 | Environmental/External | Lightning | Switch | Broken | 2015 | Tier 3 - Extreme | Transformer only | 8 | 6 | 2015-08-06 | 1283918 | Sus | Y | EnvironmentalExternal¦Lightning¦Switch¦Broken
15-0056792 | Unknown Cause | Patrol - found nothing |  |  | 2015 | Tier 2 - Elevated | Distribution Circuit | 8 | 23 | 2015-08-23 | 1293125 | Sus | Y | UnknownCause¦Patrolfoundnothing¦¦
15-0066285 | Vegetation | Tree - branch fell on line | Conductor, Overhead | Normal | 2015 | Tier 3 - Extreme | Distribution Circuit | 9 | 29 | 2015-09-29 | 1313515 | Sus | Y | Vegetation¦Treebranchfellonline¦ConductorOverhead¦Normal
15-0070910 | Animal | Squirrel | Fuse | Failed/Faulted | 2015 | Tier 2 - Elevated | Distribution Circuit | 10 | 16 | 2015-10-16 | 1323231 | Sus | Y | Animal¦Squirrel¦Fuse¦FailedFaulted
15-0074995 | Vegetation | Tree - branch fell on line | Conductor, Overhead | Normal | 2015 | Tier 3 - Extreme | Distribution Circuit | 11 | 2 | 2015-11-02 | 1333729 | Sus | Y | Vegetation¦Treebranchfellonline¦ConductorOverhead¦Normal
15-0078887 | Unknown Cause | Patrol - found nothing |  |  | 2015 | Tier 2 - Elevated | Distribution Circuit | 11 | 18 | 2015-11-18 | 1344663 | Sus | Y | UnknownCause¦Patrolfoundnothing¦¦
15-0082060 | Unknown Cause | Patrol - found nothing |  |  | 2015 | Tier 3 - Extreme | Distribution Circuit | 12 | 1 | 2015-12-01 | 1351462 | Sus | N | UnknownCause¦Patrolfoundnothing¦¦
15-0084082 | Environmental/External | Lightning | Transformer | Failed/Faulted | 2015 | Tier 3 - Extreme | Transformer only | 12 | 10 | 2015-12-10 | 1358190 | Sus | N | EnvironmentalExternal¦Lightning¦Transformer¦FailedFaulted
15-0085033 | Vegetation | Tree - fell into line | Conductor, Overhead | Together | 2015 | Tier 3 - Extreme | Distribution Circuit | 12 | 13 | 2015-12-13 | 1362867 | Sus | N | Vegetation¦Treefellintoline¦ConductorOverhead¦Together
16-0003252 | Unknown Cause | Patrol - not conducted |  |  | 2016 | Tier 3 - Extreme | Distribution Circuit | 1 | 6 | 2016-01-06 | 1377964 | Sus | N | UnknownCause¦Patrolnotconducted¦¦
16-0003301 | Vegetation | Tree - fell into line | Pole-Wood | Broken, wire on ground | 2016 | Tier 3 - Extreme | Distribution Circuit | 1 | 6 | 2016-01-06 | 1378052 | Sus | N | Vegetation¦Treefellintoline¦PoleWood¦Brokenwireonground
16-0004732 | Unknown Cause | Patrol - found nothing |  |  | 2016 | Tier 2 - Elevated | Distribution Circuit | 1 | 12 | 2016-01-12 | 1382028 | Sus | N | UnknownCause¦Patrolfoundnothing¦¦
16-0009850 | Equipment Failure/Involved | Overhead | Connector or Splice (OH) | Broken | 2016 | Tier 3 - Extreme | Transformer only | 2 | 1 | 2016-02-01 | 1396476 | Sus | N | EquipmentFailureInvolved¦Overhead¦ConnectororSplice(OH)¦Broken
16-0013413 | Vegetation | Tree - fell into line | Conductor, Overhead | Normal | 2016 | Tier 2 - Elevated | Distribution Circuit | 2 | 17 | 2016-02-17 | 1406750 | Sus | N | Vegetation¦Treefellintoline¦ConductorOverhead¦Normal
16-0013488 | Vegetation | Tree - branch fell on line | Conductor, Overhead | Together | 2016 | Tier 3 - Extreme | Distribution Circuit | 2 | 17 | 2016-02-17 | 1407166 | Sus | N | Vegetation¦Treebranchfellonline¦ConductorOverhead¦Together
16-0013970 | Unknown Cause | Patrol - found nothing |  |  | 2016 | Tier 2 - Elevated | Distribution Circuit | 2 | 18 | 2016-02-18 | 1408014 | Sus | N | UnknownCause¦Patrolfoundnothing¦¦
16-0016875 | Equipment Failure/Involved | Underground | Transformer (UG) | Broken | 2016 | Tier 2 - Elevated | Distribution Circuit | 3 | 2 | 2016-03-02 | 1414953 | Sus | N | EquipmentFailureInvolved¦Underground¦Transformer(UG)¦Broken
16-0017650 | Unknown Cause | Patrol - found nothing |  |  | 2016 | Tier 3 - Extreme | Distribution Circuit | 3 | 5 | 2016-03-05 | 1417464 | Sus | N | UnknownCause¦Patrolfoundnothing¦¦
16-0018287 | Vegetation | Tree - fell into line | Conductor, Overhead | Broken, wire on ground | 2016 | Tier 3 - Extreme | Distribution Circuit | 3 | 6 | 2016-03-06 | 1421203 | Sus | N | Vegetation¦Treefellintoline¦ConductorOverhead¦Brokenwireonground
16-0018437 | Vegetation | Tree - fell into line | Pole-Wood | Broken, wire on ground | 2016 | Tier 2 - Elevated | Distribution Circuit | 3 | 6 | 2016-03-06 | 1421920 | Sus | N | Vegetation¦Treefellintoline¦PoleWood¦Brokenwireonground
16-0021055 | Unknown Cause | Patrol - found nothing |  |  | 2016 | Tier 2 - Elevated | Distribution Circuit | 3 | 13 | 2016-03-13 | 1430568 | Sus | N | UnknownCause¦Patrolfoundnothing¦¦
16-0021112 | Equipment Failure/Involved | Underground | Elbow | Burned/flashed | 2016 | Tier 2 - Elevated | Distribution Circuit | 3 | 13 | 2016-03-13 | 1430736 | Sus | N | EquipmentFailureInvolved¦Underground¦Elbow¦Burnedflashed
16-0022226 | Equipment Failure/Involved | Overhead | Connector or Splice (OH) | Broken | 2016 | Tier 3 - Extreme | Distribution Circuit | 3 | 17 | 2016-03-17 | 1433314 | Sus | N | EquipmentFailureInvolved¦Overhead¦ConnectororSplice(OH)¦Broken
16-0022349 | Equipment Failure/Involved | Overhead |  | Failed/Faulted | 2016 | Tier 2 - Elevated | Transformer only | 3 | 17 | 2016-03-17 | 1433485 | Sus | N | EquipmentFailureInvolved¦Overhead¦¦FailedFaulted
16-0024422 | Unknown Cause | Patrol - found nothing |  |  | 2016 | Tier 2 - Elevated | Distribution Circuit | 3 | 28 | 2016-03-28 | 1439814 | Sus | N | UnknownCause¦Patrolfoundnothing¦¦
16-0024801 | Unknown Cause | Patrol - found nothing |  |  | 2016 | Tier 3 - Extreme | Distribution Circuit | 3 | 29 | 2016-03-29 | 1441003 | Sus | N | UnknownCause¦Patrolfoundnothing¦¦
16-0025492 | Animal | Bird found | Fuse | Failed/Faulted | 2016 | Tier 2 - Elevated | Distribution Circuit | 4 | 1 | 2016-04-01 | 1442616 | Sus | N | Animal¦Birdfound¦Fuse¦FailedFaulted
16-0026100 | Unknown Cause | Patrol - found nothing |  |  | 2016 | Tier 3 - Extreme | Distribution Circuit | 4 | 4 | 2016-04-04 | 1444444 | Sus | N | UnknownCause¦Patrolfoundnothing¦¦
16-0028200 | Unknown Cause | Patrol - found nothing |  |  | 2016 | Tier 3 - Extreme | Distribution Circuit | 4 | 13 | 2016-04-13 | 1449756 | Sus | N | UnknownCause¦Patrolfoundnothing¦¦
16-0033786 | Vegetation | Tree - fell into line | Conductor, Overhead | Broken, wire on ground | 2016 | Tier 3 - Extreme | Distribution Circuit | 5 | 4 | 2016-05-04 | 1464590 | Sus | Y | Vegetation¦Treefellintoline¦ConductorOverhead¦Brokenwireonground
16-0034948 | Equipment Failure/Involved | Overhead |  | Failed/Faulted | 2016 | Tier 2 - Elevated | Transformer only | 5 | 9 | 2016-05-09 | 1467170 | Sus | Y | EquipmentFailureInvolved¦Overhead¦¦FailedFaulted
16-0043728 | Equipment Failure/Involved | Overhead | Conductor, Overhead | Broken, wire on ground | 2016 | Tier 2 - Elevated | Distribution Circuit | 6 | 16 | 2016-06-16 | 1490018 | Sus | Y | EquipmentFailureInvolved¦Overhead¦ConductorOverhead¦Brokenwireonground
16-0046019 | 3rd Party | Vehicle | Pole-Wood | Broken | 2016 | Tier 2 - Elevated | Distribution Circuit | 6 | 27 | 2016-06-27 | 1496662 | Sus | Y | 3rdParty¦Vehicle¦PoleWood¦Broken
16-0046430 | Equipment Failure/Involved | Underground | Secondary | Normal | 2016 | Tier 2 - Elevated | Transformer only | 6 | 28 | 2016-06-28 | 1497818 | Sus | Y | EquipmentFailureInvolved¦Underground¦Secondary¦Normal
16-0055495 | Unknown Cause | Patrol - found nothing |  |  | 2016 | Tier 3 - Extreme | Distribution Circuit | 8 | 6 | 2016-08-06 | 1522413 | Sus | Y | UnknownCause¦Patrolfoundnothing¦¦
16-0064212 | Unknown Cause | Patrol - not conducted |  |  | 2016 | Tier 2 - Elevated | Distribution Circuit | 9 | 13 | 2016-09-13 | 1540715 | Sus | Y | UnknownCause¦Patrolnotconducted¦¦
16-0069117 | Unknown Cause | Patrol - found nothing |  |  | 2016 | Tier 2 - Elevated | Distribution Circuit | 10 | 2 | 2016-10-02 | 1551797 | Sus | Y | UnknownCause¦Patrolfoundnothing¦¦
16-0072063 | Equipment Failure/Involved | Overhead | Conductor, Overhead | Broken, wire on ground | 2016 | Tier 3 - Extreme | Distribution Circuit | 10 | 14 | 2016-10-14 | 1559009 | Sus | Y | EquipmentFailureInvolved¦Overhead¦ConductorOverhead¦Brokenwireonground
16-0072985 | Vegetation | Tree - branch fell on line | Conductor, Overhead | Normal | 2016 | Tier 3 - Extreme | Distribution Circuit | 10 | 16 | 2016-10-16 | 1563436 | Sus | Y | Vegetation¦Treebranchfellonline¦ConductorOverhead¦Normal
16-0078326 | 3rd Party | Vehicle | Pole-Wood | Broken | 2016 | Tier 3 - Extreme | Distribution Circuit | 11 | 6 | 2016-11-06 | 1577481 | Sus | Y | 3rdParty¦Vehicle¦PoleWood¦Broken
16-0081078 | Unknown Cause | Patrol - found nothing |  |  | 2016 | Tier 3 - Extreme | Distribution Circuit | 11 | 19 | 2016-11-19 | 1584715 | Sus | Y | UnknownCause¦Patrolfoundnothing¦¦
16-0081133 | Vegetation | Tree - fell into line | Conductor, Overhead | Normal | 2016 | Tier 2 - Elevated | Distribution Circuit | 11 | 19 | 2016-11-19 | 1585198 | Sus | Y | Vegetation¦Treefellintoline¦ConductorOverhead¦Normal
16-0084481 | Unknown Cause | Patrol - not conducted |  |  | 2016 | Tier 3 - Extreme | Distribution Circuit | 12 | 8 | 2016-12-08 | 1596688 | Sus | N | UnknownCause¦Patrolnotconducted¦¦
16-0085634 | Vegetation | Tree - fell into line | Conductor, Overhead | Broken, wire on ground | 2016 | Tier 2 - Elevated | Distribution Circuit | 12 | 15 | 2016-12-15 | 1602239 | Sus | N | Vegetation¦Treefellintoline¦ConductorOverhead¦Brokenwireonground
16-0085905 | Unknown Cause | Patrol - found nothing |  |  | 2016 | Tier 2 - Elevated | Distribution Circuit | 12 | 15 | 2016-12-15 | 1603648 | Sus | N | UnknownCause¦Patrolfoundnothing¦¦
16-0087148 | 3rd Party | Dig in, 3rd party | Service conductor | Burned Open | 2016 | Tier 2 - Elevated | Transformer only | 12 | 27 | 2016-12-27 | 1611484 | Sus | N | 3rdParty¦Digin3rdparty¦Serviceconductor¦BurnedOpen
17-0003484 | 3rd Party | Customer Equipment | Conductor, Overhead | Broken | 2017 | Tier 3 - Extreme | Distribution Circuit | 1 | 4 | 2017-01-04 | 1617808 | Sus | N | 3rdParty¦CustomerEquipment¦ConductorOverhead¦Broken
17-0003597 | Vegetation | Tree - fell into line | Conductor, Overhead | Normal | 2017 | Tier 3 - Extreme | Distribution Circuit | 1 | 4 | 2017-01-04 | 1618017 | Sus | N | Vegetation¦Treefellintoline¦ConductorOverhead¦Normal
17-0005186 | Equipment Failure/Involved | Overhead | Conductor, Overhead | Broken, wire on ground | 2017 | Tier 3 - Extreme | Distribution Circuit | 1 | 8 | 2017-01-08 | 1625435 | Sus | N | EquipmentFailureInvolved¦Overhead¦ConductorOverhead¦Brokenwireonground
17-0006655 | Vegetation | Tree - fell into line | Conductor, Overhead | Broken, wire on ground | 2017 | Tier 2 - Elevated | Distribution Circuit | 1 | 10 | 2017-01-10 | 1633358 | Sus | N | Vegetation¦Treefellintoline¦ConductorOverhead¦Brokenwireonground
17-0008362 | Vegetation | Tree - fell into line | Conductor, Overhead | Broken, wire on ground | 2017 | Tier 2 - Elevated | Distribution Circuit | 1 | 12 | 2017-01-12 | 1641240 | Sus | N | Vegetation¦Treefellintoline¦ConductorOverhead¦Brokenwireonground
17-0009153 | Unknown Cause | Patrol - found nothing |  |  | 2017 | Tier 2 - Elevated | Distribution Circuit | 1 | 14 | 2017-01-14 | 1643535 | Sus | N | UnknownCause¦Patrolfoundnothing¦¦
17-0012527 | Vegetation | Tree - branch fell on line | Conductor, Overhead | Normal | 2017 | Tier 3 - Extreme | Distribution Circuit | 1 | 21 | 2017-01-21 | 1655699 | Sus | N | Vegetation¦Treebranchfellonline¦ConductorOverhead¦Normal
17-0013786 | Unknown Cause | Patrol - found nothing |  |  | 2017 | Tier 2 - Elevated | Distribution Circuit | 1 | 22 | 2017-01-22 | 1662170 | Sus | N | UnknownCause¦Patrolfoundnothing¦¦
17-0014509 | Vegetation | Tree - fell into line | Conductor, Overhead | Broken, wire on ground | 2017 | Tier 3 - Extreme | Distribution Circuit | 1 | 20 | 2017-01-20 | 1666221 | Sus | N | Vegetation¦Treefellintoline¦ConductorOverhead¦Brokenwireonground
17-0014752 | Unknown Cause | Patrol - found nothing |  |  | 2017 | Tier 3 - Extreme | Distribution Circuit | 1 | 23 | 2017-01-23 | 1664805 | Sus | N | UnknownCause¦Patrolfoundnothing¦¦
17-0019183 | Vegetation | Tree - grew into line | Conductor, Overhead | Together | 2017 | Tier 2 - Elevated | Transformer only | 2 | 8 | 2017-02-08 | 1682462 | Sus | N | Vegetation¦Treegrewintoline¦ConductorOverhead¦Together
17-0022730 | Equipment Failure/Involved | Overhead | Pole-Wood | Broken, wire on ground | 2017 | Tier 2 - Elevated | Distribution Circuit | 2 | 17 | 2017-02-17 | 1697863 | Sus | N | EquipmentFailureInvolved¦Overhead¦PoleWood¦Brokenwireonground
17-0022876 | Vegetation | Tree - fell into line | Conductor, Overhead | Broken, wire on ground | 2017 | Tier 2 - Elevated | Distribution Circuit | 2 | 18 | 2017-02-18 | 1698869 | Sus | N | Vegetation¦Treefellintoline¦ConductorOverhead¦Brokenwireonground
17-0023429 | Equipment Failure/Involved | Overhead | Secondary | Burned/flashed | 2017 | Tier 3 - Extreme | Transformer only | 2 | 19 | 2017-02-19 | 1701392 | Sus | N | EquipmentFailureInvolved¦Overhead¦Secondary¦Burnedflashed
17-0024816 | Vegetation | Tree - branch fell on line | Crossarm, Wood | Broken | 2017 | Tier 3 - Extreme | Distribution Circuit | 2 | 20 | 2017-02-20 | 1705167 | Sus | N | Vegetation¦Treebranchfellonline¦CrossarmWood¦Broken
17-0028311 | Animal | Bird found | Fuse | Failed/Faulted | 2017 | Tier 2 - Elevated | Distribution Circuit | 3 | 4 | 2017-03-04 | 1719236 | Sus | N | Animal¦Birdfound¦Fuse¦FailedFaulted
17-0032244 | Vegetation | Tree - fell into line | Conductor, Overhead | Broken, wire on ground | 2017 | Tier 3 - Extreme | Distribution Circuit | 3 | 20 | 2017-03-20 | 1731741 | Sus | N | Vegetation¦Treefellintoline¦ConductorOverhead¦Brokenwireonground
17-0036556 | Unknown Cause | Patrol - found nothing |  |  | 2017 | Tier 3 - Extreme | Distribution Circuit | 4 | 4 | 2017-04-04 | 1744284 | Sus | N | UnknownCause¦Patrolfoundnothing¦¦
17-0039324 | Equipment Failure/Involved | Overhead | Transformer (OH) | Failed/Faulted | 2017 | Tier 2 - Elevated | Transformer only | 4 | 11 | 2017-04-11 | 1755588 | Sus | N | EquipmentFailureInvolved¦Overhead¦Transformer(OH)¦FailedFaulted
17-0044328 | Equipment Failure/Involved | Overhead | Crossarm, Wood | Broken | 2017 | Tier 2 - Elevated | Distribution Circuit | 5 | 1 | 2017-05-01 | 1771954 | Sus | Y | EquipmentFailureInvolved¦Overhead¦CrossarmWood¦Broken
17-0045298 | Unknown Cause | Patrol - found nothing |  |  | 2017 | Tier 2 - Elevated | Distribution Circuit | 5 | 4 | 2017-05-04 | 1774354 | Sus | Y | UnknownCause¦Patrolfoundnothing¦¦
17-0049468 | Unknown Cause | Patrol - found nothing |  |  | 2017 | Tier 2 - Elevated | Distribution Circuit | 5 | 21 | 2017-05-21 | 1786720 | Sus | Y | UnknownCause¦Patrolfoundnothing¦¦
17-0049476 | Unknown Cause | Patrol - found nothing |  |  | 2017 | Tier 3 - Extreme | Transformer only | 5 | 21 | 2017-05-21 | 1786912 | Sus | Y | UnknownCause¦Patrolfoundnothing¦¦
17-0052921 | Unknown Cause | Patrol - found nothing |  |  | 2017 | Tier 2 - Elevated | Distribution Circuit | 6 | 5 | 2017-06-05 | 1797671 | Sus | Y | UnknownCause¦Patrolfoundnothing¦¦
17-0056080 | Animal | Other | Pole-Wood | Deteriorated | 2017 | Tier 2 - Elevated | Distribution Circuit | 6 | 18 | 2017-06-18 | 1807549 | Sus | Y | Animal¦Other¦PoleWood¦Deteriorated
17-0057155 | Equipment Failure/Involved | Overhead | Transformer (OH) | Broken | 2017 | Tier 3 - Extreme | Transformer only | 6 | 20 | 2017-06-20 | 1812810 | Sus | Y | EquipmentFailureInvolved¦Overhead¦Transformer(OH)¦Broken
17-0057160 | Vegetation | Tree - fell into line | Conductor, Overhead | Broken, wire on ground | 2017 | Tier 3 - Extreme | Distribution Circuit | 6 | 20 | 2017-06-20 | 1813334 | Sus | Y | Vegetation¦Treefellintoline¦ConductorOverhead¦Brokenwireonground
17-0070152 | Vegetation | Tree - fell into line | Transformer | Broken | 2017 | Tier 3 - Extreme | Transformer only | 8 | 14 | 2017-08-14 | 1852073 | Sus | Y | Vegetation¦Treefellintoline¦Transformer¦Broken
17-0070633 | Animal | Bird found | Conductor, Overhead | Normal | 2017 | Tier 2 - Elevated | Distribution Circuit | 8 | 16 | 2017-08-16 | 1853426 | Sus | Y | Animal¦Birdfound¦ConductorOverhead¦Normal
17-0073569 | Unknown Cause | Patrol - found nothing |  |  | 2017 | Tier 2 - Elevated | Distribution Circuit | 8 | 28 | 2017-08-28 | 1861720 | Sus | Y | UnknownCause¦Patrolfoundnothing¦¦
17-0077366 | Equipment Failure/Involved | Overhead | Conductor, Overhead | Broken, wire on ground | 2017 | Tier 2 - Elevated | Distribution Circuit | 9 | 10 | 2017-09-10 | 1874546 | Sus | Y | EquipmentFailureInvolved¦Overhead¦ConductorOverhead¦Brokenwireonground
17-0078694 | Unknown Cause | Patrol - found nothing |  |  | 2017 | Tier 2 - Elevated | Distribution Circuit | 9 | 13 | 2017-09-13 | 1878199 | Sus | Y | UnknownCause¦Patrolfoundnothing¦¦
17-0080582 | 3rd Party | Tree - cutting, 3rd party | Pole-Wood | Broken, wire on ground | 2017 | Tier 2 - Elevated | Distribution Circuit | 9 | 21 | 2017-09-21 | 1883206 | Sus | Y | 3rdParty¦Treecutting3rdparty¦PoleWood¦Brokenwireonground
17-0081608 | Equipment Failure/Involved | Overhead | Transformer | Failed/Faulted | 2017 | Tier 2 - Elevated | Transformer only | 9 | 25 | 2017-09-25 | 1885649 | Sus | Y | EquipmentFailureInvolved¦Overhead¦Transformer¦FailedFaulted
17-0086147 | Unknown Cause | Patrol - found nothing |  |  | 2017 | Tier 3 - Extreme | Distribution Circuit | 10 | 9 | 2017-10-09 | 1895860 | Sus | Y | UnknownCause¦Patrolfoundnothing¦¦
17-0086679 | Equipment Failure/Involved | Overhead | Transformer | Failed/Faulted | 2017 | Tier 3 - Extreme | Transformer only | 10 | 12 | 2017-10-12 | 1899158 | Sus | Y | EquipmentFailureInvolved¦Overhead¦Transformer¦FailedFaulted
17-0086790 | Environmental/External | Fire, Forest/Grass | Pole-Wood | Burned/flashed | 2017 | Tier 3 - Extreme | Distribution Circuit | 10 | 8 | 2017-10-08 | 1899446 | Sus | Y | EnvironmentalExternal¦FireForestGrass¦PoleWood¦Burnedflashed
17-0087380 | Equipment Failure/Involved | Fire, pole | Recloser | Normal | 2017 | Tier 2 - Elevated | Distribution Circuit | 10 | 9 | 2017-10-09 | 1900826 | Sus | Y | EquipmentFailureInvolved¦Firepole¦Recloser¦Normal
17-0088343 | Unknown Cause | Patrol - found nothing |  |  | 2017 | Tier 3 - Extreme | Distribution Circuit | 10 | 14 | 2017-10-14 | 1903420 | Sus | Y | UnknownCause¦Patrolfoundnothing¦¦
17-0090124 | Equipment Failure/Involved | Overhead | Transformer | Broken, wire on ground | 2017 | Tier 2 - Elevated | Transformer only | 10 | 24 | 2017-10-24 | 1909015 | Sus | Y | EquipmentFailureInvolved¦Overhead¦Transformer¦Brokenwireonground
17-0091784 | Equipment Failure/Involved | Overhead | Pole-Wood | Burned/flashed | 2017 | Tier 3 - Extreme | Distribution Circuit | 11 | 1 | 2017-11-01 | 1913778 | Sus | Y | EquipmentFailureInvolved¦Overhead¦PoleWood¦Burnedflashed
17-0092308 | Vegetation | Tree - branch fell on line | Conductor, Overhead | Normal | 2017 | Tier 3 - Extreme | Distribution Circuit | 11 | 3 | 2017-11-03 | 1914862 | Sus | Y | Vegetation¦Treebranchfellonline¦ConductorOverhead¦Normal
17-0093895 | Unknown Cause | Patrol - found nothing |  |  | 2017 | Tier 2 - Elevated | Distribution Circuit | 11 | 9 | 2017-11-09 | 1919079 | Sus | Y | UnknownCause¦Patrolfoundnothing¦¦
17-0094098 | Equipment Failure/Involved | Overhead | Transformer (OH) | Failed/Faulted | 2017 | Tier 2 - Elevated | Transformer only | 11 | 9 | 2017-11-09 | 1919745 | Sus | Y | EquipmentFailureInvolved¦Overhead¦Transformer(OH)¦FailedFaulted
17-0095114 | Animal | Squirrel | Fuse | Failed/Faulted | 2017 | Tier 2 - Elevated | Distribution Circuit | 11 | 15 | 2017-11-15 | 1922666 | Sus | Y | Animal¦Squirrel¦Fuse¦FailedFaulted
17-0097171 | Vegetation | Tree - cutting, PG&E contractor | Conductor, Overhead | Normal | 2017 | Tier 3 - Extreme | Distribution Circuit | 11 | 22 | 2017-11-22 | 1928053 | Sus | Y | Vegetation¦TreecuttingPG&Econtractor¦ConductorOverhead¦Normal
17-0097622 | Vegetation | Tree - fell into line | Conductor, Overhead | Normal | 2017 | Tier 3 - Extreme | Distribution Circuit | 11 | 26 | 2017-11-26 | 1929442 | Sus | Y | Vegetation¦Treefellintoline¦ConductorOverhead¦Normal
17-0098569 | Equipment Failure/Involved | Underground | Elbow | Burned/flashed | 2017 | Tier 2 - Elevated | Distribution Circuit | 11 | 30 | 2017-11-30 | 1932524 | Sus | Y | EquipmentFailureInvolved¦Underground¦Elbow¦Burnedflashed
17-0101625 | Unknown Cause | Patrol - found nothing |  |  | 2017 | Tier 2 - Elevated | Distribution Circuit | 12 | 14 | 2017-12-14 | 1942488 | Sus | N | UnknownCause¦Patrolfoundnothing¦¦
17-0102029 | Unknown Cause | Patrol - found nothing |  |  | 2017 | Tier 3 - Extreme | Distribution Circuit | 12 | 16 | 2017-12-16 | 1944643 | Sus | N | UnknownCause¦Patrolfoundnothing¦¦
17-0102446 | Unknown Cause | Patrol - found nothing |  |  | 2017 | Tier 2 - Elevated | Distribution Circuit | 12 | 18 | 2017-12-18 | 1946927 | Sus | N | UnknownCause¦Patrolfoundnothing¦¦
18-0004390 | Unknown Cause | Patrol - found nothing |  |  | 2018 | Tier 3 - Extreme | Distribution Circuit | 1 | 8 | 2018-01-08 | 3997 | Sus | N | UnknownCause¦Patrolfoundnothing¦¦
18-0012244 | Animal | Squirrel | Transformer (OH) | Normal | 2018 | Tier 3 - Extreme | Distribution Circuit | 2 | 7 | 2018-02-07 | 20870 | Sus | N | Animal¦Squirrel¦Transformer(OH)¦Normal
18-0015256 | Unknown Cause | Patrol - found nothing |  |  | 2018 | Tier 2 - Elevated | Distribution Circuit | 2 | 18 | 2018-02-18 | 26736 | Sus | N | UnknownCause¦Patrolfoundnothing¦¦
18-0016858 | Unknown Cause | Patrol - found nothing |  |  | 2018 | Tier 2 - Elevated | Distribution Circuit | 2 | 23 | 2018-02-23 | 30513 | Sus | N | UnknownCause¦Patrolfoundnothing¦¦
18-0019085 | Equipment Failure/Involved | Overhead | Transformer | Failed/Faulted | 2018 | Tier 2 - Elevated | Transformer only | 3 | 2 | 2018-03-02 | 36230 | Sus | N | EquipmentFailureInvolved¦Overhead¦Transformer¦FailedFaulted
18-0023260 | Vegetation | Tree - fell into line | Pole-Wood | Broken, wire on ground | 2018 | Tier 2 - Elevated | Distribution Circuit | 3 | 16 | 2018-03-16 | 45235 | Sus | N | Vegetation¦Treefellintoline¦PoleWood¦Brokenwireonground
18-0023568 | Unknown Cause | Patrol - found nothing |  |  | 2018 | Tier 3 - Extreme | Distribution Circuit | 3 | 16 | 2018-03-16 | 46177 | Sus | N | UnknownCause¦Patrolfoundnothing¦¦
18-0023666 | Vegetation | Tree - fell into line | Conductor, Overhead | Normal | 2018 | Tier 3 - Extreme | Distribution Circuit | 3 | 16 | 2018-03-16 | 46342 | Sus | N | Vegetation¦Treefellintoline¦ConductorOverhead¦Normal
18-0023988 | Equipment Failure/Involved | Overhead | Fuse | Normal | 2018 | Tier 3 - Extreme | Distribution Circuit | 3 | 18 | 2018-03-18 | 47548 | Sus | N | EquipmentFailureInvolved¦Overhead¦Fuse¦Normal
18-0024020 | Unknown Cause | Patrol - not conducted |  |  | 2018 | Tier 2 - Elevated | Distribution Circuit | 3 | 19 | 2018-03-19 | 47603 | Sus | N | UnknownCause¦Patrolnotconducted¦¦
18-0025164 | Vegetation | Tree - fell into line | Insulator | Broken | 2018 | Tier 2 - Elevated | Distribution Circuit | 3 | 21 | 2018-03-21 | 49796 | Sus | N | Vegetation¦Treefellintoline¦Insulator¦Broken
18-0025553 | Vegetation | Tree - fell into line | Crossarm, Wood | Broken, wire on ground | 2018 | Tier 3 - Extreme | Distribution Circuit | 3 | 22 | 2018-03-22 | 50805 | Sus | N | Vegetation¦Treefellintoline¦CrossarmWood¦Brokenwireonground
18-0034022 | Equipment Failure/Involved | Overhead | Pole-Wood | Broken | 2018 | Tier 3 - Extreme | Distribution Circuit | 4 | 20 | 2018-04-20 | 70526 | Sus | N | EquipmentFailureInvolved¦Overhead¦PoleWood¦Broken
18-0035535 | Vegetation | Tree - fell into line | Conductor, Overhead | Broken, wire on ground | 2018 | Tier 3 - Extreme | Distribution Circuit | 4 | 25 | 2018-04-25 | 73832 | Sus | N | Vegetation¦Treefellintoline¦ConductorOverhead¦Brokenwireonground
18-0038536 | 3rd Party | Vehicle | Pole-Wood | Broken | 2018 | Tier 2 - Elevated | Transformer only | 5 | 5 | 2018-05-05 | 79815 | Sus | Y | 3rdParty¦Vehicle¦PoleWood¦Broken
18-0040494 | Vegetation | Tree - fell into line | Conductor, Overhead | Broken, wire on ground | 2018 | Tier 2 - Elevated | Distribution Circuit | 5 | 12 | 2018-05-12 | 84796 | Sus | Y | Vegetation¦Treefellintoline¦ConductorOverhead¦Brokenwireonground
18-0045481 | Equipment Failure/Involved | Overhead | Transformer | Failed/Faulted | 2018 | Tier 2 - Elevated | Transformer only | 5 | 29 | 2018-05-29 | 96475 | Sus | Y | EquipmentFailureInvolved¦Overhead¦Transformer¦FailedFaulted
18-0046686 | Vegetation | Tree - fell into line | Conductor, Overhead | Normal | 2018 | Tier 3 - Extreme | Distribution Circuit | 6 | 2 | 2018-06-02 | 99764 | Sus | Y | Vegetation¦Treefellintoline¦ConductorOverhead¦Normal
18-0054046 | Vegetation | Tree - branch fell on line | Conductor, Overhead | Broken, wire on ground | 2018 | Tier 3 - Extreme | Distribution Circuit | 6 | 24 | 2018-06-24 | 117027 | Sus | Y | Vegetation¦Treebranchfellonline¦ConductorOverhead¦Brokenwireonground
18-0063502 | Equipment Failure/Involved | Overhead | Pole-Wood | Broken | 2018 | Tier 3 - Extreme | Distribution Circuit | 7 | 25 | 2018-07-25 | 139985 | Sus | Y | EquipmentFailureInvolved¦Overhead¦PoleWood¦Broken
18-0067662 | Environmental/External | Fire, Forest/Grass | Cutout, fuse holder | Broken | 2018 | Tier 3 - Extreme | Transformer only | 8 | 6 | 2018-08-06 | 150141 | Sus | Y | EnvironmentalExternal¦FireForestGrass¦Cutoutfuseholder¦Broken
18-0075593 | 3rd Party | Tree - cutting, 3rd party | Conductor, Overhead | Together | 2018 | Tier 3 - Extreme | Distribution Circuit | 8 | 31 | 2018-08-31 | 166343 | Sus | Y | 3rdParty¦Treecutting3rdparty¦ConductorOverhead¦Together
18-0082060 | Unknown Cause | Patrol - found nothing |  |  | 2018 | Tier 3 - Extreme | Distribution Circuit | 9 | 21 | 2018-09-21 | 178662 | Sus | Y | UnknownCause¦Patrolfoundnothing¦¦
18-0089268 | Equipment Failure/Involved | Overhead | Transformer (OH) | Failed/Faulted | 2018 | Tier 2 - Elevated | Distribution Circuit | 10 | 10 | 2018-10-10 | 192681 | Sus | Y | EquipmentFailureInvolved¦Overhead¦Transformer(OH)¦FailedFaulted
18-0097541 | Unknown Cause | Patrol - found nothing |  |  | 2018 | Tier 3 - Extreme | Distribution Circuit | 11 | 6 | 2018-11-06 | 209879 | Sus | Y | UnknownCause¦Patrolfoundnothing¦¦
18-0099383 | Animal | Bird found | Conductor, Overhead | Normal | 2018 | Tier 2 - Elevated | Distribution Circuit | 11 | 13 | 2018-11-13 | 214464 | Sus | Y | Animal¦Birdfound¦ConductorOverhead¦Normal
18-0100591 | Equipment Failure/Involved | Overhead | Insulator | Broken | 2018 | Tier 3 - Extreme | Distribution Circuit | 11 | 17 | 2018-11-17 | 217220 | Sus | Y | EquipmentFailureInvolved¦Overhead¦Insulator¦Broken
18-0103202 | Environmental/External | Fire, Forest/Grass | Pole-Wood | Burned/flashed | 2018 | Tier 3 - Extreme | Transformer only | 11 | 8 | 2018-11-08 | 224342 | Sus | Y | EnvironmentalExternal¦FireForestGrass¦PoleWood¦Burnedflashed
18-0105147 | Vegetation | Tree - branch fell on line | Fuse | Failed/Faulted | 2018 | Tier 3 - Extreme | Distribution Circuit | 11 | 29 | 2018-11-29 | 227582 | Sus | Y | Vegetation¦Treebranchfellonline¦Fuse¦FailedFaulted
18-0109552 | Equipment Failure/Involved | Overhead | Secondary | Broken | 2018 | Tier 2 - Elevated | Transformer only | 12 | 16 | 2018-12-16 | 241671 | Sus | N | EquipmentFailureInvolved¦Overhead¦Secondary¦Broken
18-0109592 | Vegetation | Tree - fell into line | Conductor, Overhead | Broken, wire on ground | 2018 | Tier 3 - Extreme | Distribution Circuit | 12 | 17 | 2018-12-17 | 241987 | Sus | N | Vegetation¦Treefellintoline¦ConductorOverhead¦Brokenwireonground
19-0005559 | Unknown Cause | Patrol - found nothing |  |  | 2019 | Tier 2 - Elevated | Distribution Circuit | 1 | 6 | 2019-01-06 | 256228 | Sus | N | UnknownCause¦Patrolfoundnothing¦¦
19-0009445 | Vegetation | Tree - fell into line | Conductor, Overhead | Normal | 2019 | Tier 3 - Extreme | Distribution Circuit | 1 | 16 | 2019-01-16 | 266468 | Sus | N | Vegetation¦Treefellintoline¦ConductorOverhead¦Normal
19-0010838 | Unknown Cause | Patrol - found nothing |  |  | 2019 | Tier 3 - Extreme | Distribution Circuit | 1 | 17 | 2019-01-17 | 272328 | Sus | N | UnknownCause¦Patrolfoundnothing¦¦
19-0017131 | Vegetation | Tree - fell into line | Conductor, Overhead | Broken, wire on ground | 2019 | Tier 3 - Extreme | Distribution Circuit | 2 | 2 | 2019-02-02 | 287195 | Sus | N | Vegetation¦Treefellintoline¦ConductorOverhead¦Brokenwireonground
19-0017515 | Vegetation | Tree - fell into line | Conductor, Overhead | Broken, wire on ground | 2019 | Tier 2 - Elevated | Distribution Circuit | 2 | 2 | 2019-02-02 | 286585 | Sus | N | Vegetation¦Treefellintoline¦ConductorOverhead¦Brokenwireonground
19-0017636 | Unknown Cause | Patrol - not conducted |  |  | 2019 | Tier 2 - Elevated | Distribution Circuit | 2 | 3 | 2019-02-03 | 289256 | Sus | N | UnknownCause¦Patrolnotconducted¦¦
19-0017850 | Vegetation | Tree - branch fell on line | Conductor, Overhead | Normal | 2019 | Tier 2 - Elevated | Distribution Circuit | 2 | 4 | 2019-02-04 | 289960 | Sus | N | Vegetation¦Treebranchfellonline¦ConductorOverhead¦Normal
19-0018328 | Unknown Cause | Patrol - found nothing |  |  | 2019 | Tier 2 - Elevated | Distribution Circuit | 2 | 5 | 2019-02-05 | 291792 | Sus | N | UnknownCause¦Patrolfoundnothing¦¦
19-0019538 | Vegetation | Tree - fell into line | Pole-Wood | Broken, wire on ground | 2019 | Tier 2 - Elevated | Distribution Circuit | 2 | 4 | 2019-02-04 | 295030 | Sus | N | Vegetation¦Treefellintoline¦PoleWood¦Brokenwireonground
19-0019703 | Environmental/External | Lightning | Transformer | Failed/Faulted | 2019 | Tier 2 - Elevated | Transformer only | 2 | 7 | 2019-02-07 | 295455 | Sus | N | EnvironmentalExternal¦Lightning¦Transformer¦FailedFaulted
19-0019799 | Equipment Failure/Involved | Overhead | Transformer (OH) | Failed/Faulted | 2019 | Tier 2 - Elevated | Transformer only | 2 | 6 | 2019-02-06 | 295794 | Sus | N | EquipmentFailureInvolved¦Overhead¦Transformer(OH)¦FailedFaulted
19-0020284 | Equipment Failure/Involved | Overhead | Conductor, Overhead | Together | 2019 | Tier 3 - Extreme | Distribution Circuit | 2 | 9 | 2019-02-09 | 296714 | Sus | N | EquipmentFailureInvolved¦Overhead¦ConductorOverhead¦Together
19-0020381 | Vegetation | Tree - branch fell on line | Transformer | Failed/Faulted | 2019 | Tier 3 - Extreme | Transformer only | 2 | 7 | 2019-02-07 | 295696 | Sus | N | Vegetation¦Treebranchfellonline¦Transformer¦FailedFaulted
19-0021651 | Vegetation | Tree - fell into line | Conductor, Overhead | Broken, wire on ground | 2019 | Tier 2 - Elevated | Distribution Circuit | 2 | 12 | 2019-02-12 | 301069 | Sus | N | Vegetation¦Treefellintoline¦ConductorOverhead¦Brokenwireonground
19-0021695 | Vegetation | Tree - fell into line | Conductor, Overhead | Broken, wire on ground | 2019 | Tier 2 - Elevated | Distribution Circuit | 2 | 13 | 2019-02-13 | 301697 | Sus | N | Vegetation¦Treefellintoline¦ConductorOverhead¦Brokenwireonground
19-0021761 | Vegetation | Tree - fell into line | Conductor, Overhead | Broken, wire on ground | 2019 | Tier 3 - Extreme | Distribution Circuit | 2 | 12 | 2019-02-12 | 302591 | Sus | N | Vegetation¦Treefellintoline¦ConductorOverhead¦Brokenwireonground
19-0022147 | Unknown Cause | Patrol - found nothing |  |  | 2019 | Tier 2 - Elevated | Distribution Circuit | 2 | 12 | 2019-02-12 | 301314 | Sus | N | UnknownCause¦Patrolfoundnothing¦¦
19-0022280 | Unknown Cause | Patrol - found nothing |  |  | 2019 | Tier 2 - Elevated | Distribution Circuit | 2 | 13 | 2019-02-13 | 304598 | Sus | N | UnknownCause¦Patrolfoundnothing¦¦
19-0022431 | Unknown Cause | Patrol - found nothing |  |  | 2019 | Tier 2 - Elevated | Distribution Circuit | 2 | 13 | 2019-02-13 | 304596 | Sus | N | UnknownCause¦Patrolfoundnothing¦¦
19-0024125 | Unknown Cause | Patrol - found nothing |  |  | 2019 | Tier 3 - Extreme | Distribution Circuit | 2 | 15 | 2019-02-15 | 312167 | Sus | N | UnknownCause¦Patrolfoundnothing¦¦
19-0024197 | Vegetation | Tree - fell into line | Conductor, Overhead | Broken, wire on ground | 2019 | Tier 3 - Extreme | Distribution Circuit | 2 | 15 | 2019-02-15 | 312641 | Sus | N | Vegetation¦Treefellintoline¦ConductorOverhead¦Brokenwireonground
19-0024411 | Unknown Cause | Patrol - found nothing |  |  | 2019 | Tier 3 - Extreme | Distribution Circuit | 2 | 15 | 2019-02-15 | 313158 | Sus | N | UnknownCause¦Patrolfoundnothing¦¦
19-0025314 | Unknown Cause | Patrol - found nothing |  |  | 2019 | Tier 2 - Elevated | Distribution Circuit | 2 | 17 | 2019-02-17 | 315797 | Sus | N | UnknownCause¦Patrolfoundnothing¦¦
19-0028555 | Vegetation | Tree - branch fell on line | Conductor, Overhead | Normal | 2019 | Tier 3 - Extreme | Distribution Circuit | 2 | 26 | 2019-02-26 | 325205 | Sus | N | Vegetation¦Treebranchfellonline¦ConductorOverhead¦Normal
19-0030990 | Unknown Cause | Patrol - found nothing |  |  | 2019 | Tier 3 - Extreme | Distribution Circuit | 3 | 5 | 2019-03-05 | 331792 | Sus | N | UnknownCause¦Patrolfoundnothing¦¦
19-0031043 | Vegetation | Tree - fell into line | Conductor, Overhead | Broken, wire on ground | 2019 | Tier 3 - Extreme | Distribution Circuit | 3 | 6 | 2019-03-06 | 332049 | Sus | N | Vegetation¦Treefellintoline¦ConductorOverhead¦Brokenwireonground
19-0031286 | Equipment Failure/Involved | Overhead | Connector or Splice (OH) | Broken | 2019 | Tier 2 - Elevated | Distribution Circuit | 3 | 6 | 2019-03-06 | 332585 | Sus | N | EquipmentFailureInvolved¦Overhead¦ConnectororSplice(OH)¦Broken
19-0032423 | Equipment Failure/Involved | Overhead | Insulator | Broken | 2019 | Tier 3 - Extreme | Distribution Circuit | 3 | 10 | 2019-03-10 | 335597 | Sus | N | EquipmentFailureInvolved¦Overhead¦Insulator¦Broken
19-0034710 | Unknown Cause | Patrol - found nothing |  |  | 2019 | Tier 3 - Extreme | Transformer only | 3 | 18 | 2019-03-18 | 342012 | Sus | N | UnknownCause¦Patrolfoundnothing¦¦
19-0038554 | Equipment Failure/Involved | Overhead | Transformer (OH) | Failed/Faulted | 2019 | Tier 3 - Extreme | Transformer only | 3 | 30 | 2019-03-30 | 351010 | Sus | N | EquipmentFailureInvolved¦Overhead¦Transformer(OH)¦FailedFaulted
19-0039272 | Vegetation | Tree - fell into line | Conductor, Overhead | Together | 2019 | Tier 3 - Extreme | Distribution Circuit | 4 | 2 | 2019-04-02 | 352770 | Sus | N | Vegetation¦Treefellintoline¦ConductorOverhead¦Together
19-0039589 | Unknown Cause | Patrol - not conducted |  |  | 2019 | Tier 3 - Extreme | Transformer only | 4 | 3 | 2019-04-03 | 353302 | Sus | N | UnknownCause¦Patrolnotconducted¦¦
19-0042182 | Equipment Failure/Involved | Overhead | Pole-Wood | Broken | 2019 | Tier 2 - Elevated | Distribution Circuit | 4 | 13 | 2019-04-13 | 360202 | Sus | N | EquipmentFailureInvolved¦Overhead¦PoleWood¦Broken
19-0047710 | 3rd Party | Metallic Balloon | Conductor, Overhead | Normal | 2019 | Tier 2 - Elevated | Distribution Circuit | 4 | 30 | 2019-04-30 | 371267 | Sus | N | 3rdParty¦MetallicBalloon¦ConductorOverhead¦Normal
19-0061126 | Equipment Failure/Involved | Overhead | Conductor, Overhead | Broken | 2019 | Tier 2 - Elevated | Distribution Circuit | 6 | 1 | 2019-06-01 | 395150 | Sus | Y | EquipmentFailureInvolved¦Overhead¦ConductorOverhead¦Broken
19-0063022 | Vegetation | Tree - fell into line | Conductor, Overhead | Normal | 2019 | Tier 2 - Elevated | Distribution Circuit | 6 | 5 | 2019-06-05 | 398178 | Sus | Y | Vegetation¦Treefellintoline¦ConductorOverhead¦Normal
19-0064107 | Unknown Cause | Patrol - not conducted |  |  | 2019 | Tier 2 - Elevated | Distribution Circuit | 6 | 7 | 2019-06-07 | 400342 | Sus | Y | UnknownCause¦Patrolnotconducted¦¦
19-0070506 | Equipment Failure/Involved | Overhead | Transformer | Failed/Faulted | 2019 | Tier 3 - Extreme | Transformer only | 6 | 21 | 2019-06-21 | 425215 | Sus | Y | EquipmentFailureInvolved¦Overhead¦Transformer¦FailedFaulted
19-0072424 | Vegetation | Tree - fell into line | Conductor, Overhead | Normal | 2019 | Tier 2 - Elevated | Distribution Circuit | 6 | 26 | 2019-06-26 | 429917 | Sus | Y | Vegetation¦Treefellintoline¦ConductorOverhead¦Normal
19-0080893 | Vegetation | Tree - branch fell on line | Conductor, Overhead | Normal | 2019 | Tier 3 - Extreme | Distribution Circuit | 7 | 24 | 2019-07-24 | 470671 | Sus | Y | Vegetation¦Treebranchfellonline¦ConductorOverhead¦Normal
19-0083996 | Vegetation | Tree - fell into line | Conductor, Overhead | Broken, wire on ground | 2019 | Tier 2 - Elevated | Distribution Circuit | 8 | 2 | 2019-08-02 | 479249 | Sus | Y | Vegetation¦Treefellintoline¦ConductorOverhead¦Brokenwireonground
19-0092772 | Equipment Failure/Involved | Overhead | Transformer | Failed/Faulted | 2019 | Tier 2 - Elevated | Transformer only | 8 | 27 | 2019-08-27 | 542965 | Sus | Y | EquipmentFailureInvolved¦Overhead¦Transformer¦FailedFaulted
19-0093211 | 3rd Party | Vehicle | Pole-Wood | Broken, wire on ground | 2019 | Tier 3 - Extreme | Distribution Circuit | 8 | 28 | 2019-08-28 | 545474 | Sus | Y | 3rdParty¦Vehicle¦PoleWood¦Brokenwireonground
19-0097054 | Vegetation | Tree - bark fell into line | Secondary | Broken | 2019 | Tier 2 - Elevated | Transformer only | 9 | 9 | 2019-09-09 | 565313 | Sus | Y | Vegetation¦Treebarkfellintoline¦Secondary¦Broken
19-0097699 | Equipment Failure/Involved | Overhead | Crossarm, Wood | Broken | 2019 | Tier 2 - Elevated | Distribution Circuit | 9 | 11 | 2019-09-11 | 570815 | Sus | Y | EquipmentFailureInvolved¦Overhead¦CrossarmWood¦Broken
19-0099419 | 3rd Party | Fire, house or bldg. | Transformer (OH) | Burned/flashed | 2019 | Tier 2 - Elevated | Distribution Circuit | 9 | 16 | 2019-09-16 | 584094 | Sus | Y | 3rdParty¦Firehouseorbldg¦Transformer(OH)¦Burnedflashed
19-0100974 | 3rd Party | Fire, house or bldg. | Transformer (OH) | Normal | 2019 | Tier 2 - Elevated | Transformer only | 9 | 18 | 2019-09-18 | 592395 | Sus | Y | 3rdParty¦Firehouseorbldg¦Transformer(OH)¦Normal
19-0104168 | Equipment Failure/Involved | Overhead | Cutout, fuse holder | Burned/flashed | 2019 | Tier 2 - Elevated | Transformer only | 9 | 26 | 2019-09-26 | 617113 | Sus | Y | EquipmentFailureInvolved¦Overhead¦Cutoutfuseholder¦Burnedflashed
19-0104423 | Equipment Failure/Involved | Overhead | Crossarm, Wood | Broken | 2019 | Tier 2 - Elevated | Distribution Circuit | 9 | 27 | 2019-09-27 | 621094 | Sus | Y | EquipmentFailureInvolved¦Overhead¦CrossarmWood¦Broken
19-0105566 | Unknown Cause | Patrol - found nothing |  |  | 2019 | Tier 2 - Elevated | Distribution Circuit | 9 | 30 | 2019-09-30 | 631542 | Sus | Y | UnknownCause¦Patrolfoundnothing¦¦
19-0106774 | 3rd Party | Vehicle | Pole-Wood | Broken | 2019 | Tier 3 - Extreme | Distribution Circuit | 10 | 2 | 2019-10-02 | 638816 | Sus | Y | 3rdParty¦Vehicle¦PoleWood¦Broken
19-0114659 | Wildfire Mitigation | Public Safety Power Shut-off | Conductor, Overhead | Normal | 2019 | Tier 2 - Elevated | Distribution Circuit | 10 | 23 | 2019-10-23 | 678118 | Sus | Y | WildfireMitigation¦PublicSafetyPowerShutoff¦ConductorOverhead¦Normal
19-0118129 | Vegetation | Tree - fell into line | Conductor, Overhead | Normal | 2019 | Tier 3 - Extreme | Transmission line | 10 | 28 | 2019-10-28 | 692685 | Sus | Y | Vegetation¦Treefellintoline¦ConductorOverhead¦Normal
19-0127531 | Equipment Failure/Involved | Overhead | Crossarm, Wood | Broken | 2019 | Tier 2 - Elevated | Transformer only | 11 | 22 | 2019-11-22 | 712744 | Sus | Y | EquipmentFailureInvolved¦Overhead¦CrossarmWood¦Broken
19-0129180 | Unknown Cause | Patrol - not conducted |  |  | 2019 | Tier 2 - Elevated | Distribution Circuit | 11 | 26 | 2019-11-26 | 715987 | Sus | Y | UnknownCause¦Patrolnotconducted¦¦
19-0130135 | Vegetation | Tree - fell into line | Conductor, Overhead | Bent or Twisted | 2019 | Tier 3 - Extreme | Distribution Circuit | 11 | 27 | 2019-11-27 | 720208 | Sus | Y | Vegetation¦Treefellintoline¦ConductorOverhead¦BentorTwisted
19-0135442 | Equipment Failure/Involved | Overhead | Crossarm, Wood | Burned/flashed | 2019 | Tier 3 - Extreme | Transformer only | 12 | 9 | 2019-12-09 | 734878 | Sus | N | EquipmentFailureInvolved¦Overhead¦CrossarmWood¦Burnedflashed
19-0135933 | Equipment Failure/Involved | Overhead | Cutout, fuse holder | Broken | 2019 | Tier 3 - Extreme | Transformer only | 12 | 11 | 2019-12-11 | 736567 | Sus | N | EquipmentFailureInvolved¦Overhead¦Cutoutfuseholder¦Broken
19-0136401 | Equipment Failure/Involved | Overhead | Service conductor | Deteriorated | 2019 | Tier 2 - Elevated | Transformer only | 12 | 13 | 2019-12-13 | 738458 | Sus | N | EquipmentFailureInvolved¦Overhead¦Serviceconductor¦Deteriorated
20-0010937 | Unknown Cause | Patrol - found nothing |  |  | 2020 | Tier 2 - Elevated | Distribution Circuit | 1 | 17 | 2020-01-17 | 765093 | Sus | N | UnknownCause¦Patrolfoundnothing¦¦
20-0019161 | Vegetation | Tree - branch fell on line | Pole-Wood | Broken, wire on ground | 2020 | Tier 2 - Elevated | Distribution Circuit | 2 | 9 | 2020-02-09 | 782689 | Sus | N | Vegetation¦Treebranchfellonline¦PoleWood¦Brokenwireonground
20-0025011 | 3rd Party | Metallic Balloon | Conductor, Overhead | Normal | 2020 | Tier 2 - Elevated | Distribution Circuit | 2 | 23 | 2020-02-23 | 800985 | Sus | N | 3rdParty¦MetallicBalloon¦ConductorOverhead¦Normal
20-0030047 | Vegetation | Tree - fell into line | Conductor, Overhead | Normal | 2020 | Tier 2 - Elevated | Distribution Circuit | 3 | 9 | 2020-03-09 | 839853 | Sus | N | Vegetation¦Treefellintoline¦ConductorOverhead¦Normal
20-0033316 | Vegetation | Tree - branch fell on line | Conductor, Overhead | Normal | 2020 | Tier 3 - Extreme | Distribution Circuit | 3 | 15 | 2020-03-15 | 851955 | Sus | N | Vegetation¦Treebranchfellonline¦ConductorOverhead¦Normal
20-0033888 | Vegetation | Tree - fell into line | Conductor, Overhead | Broken, wire on ground | 2020 | Tier 3 - Extreme | Distribution Circuit | 3 | 17 | 2020-03-17 | 857192 | Sus | N | Vegetation¦Treefellintoline¦ConductorOverhead¦Brokenwireonground
20-0034404 | Unknown Cause | Patrol - found nothing |  |  | 2020 | Tier 2 - Elevated | Distribution Circuit | 3 | 19 | 2020-03-19 | 859276 | Sus | N | UnknownCause¦Patrolfoundnothing¦¦
20-0034827 | Vegetation | Tree - fell into line | Conductor, Overhead | Broken, wire on ground | 2020 | Tier 3 - Extreme | Distribution Circuit | 3 | 15 | 2020-03-15 | 860020 | Sus | N | Vegetation¦Treefellintoline¦ConductorOverhead¦Brokenwireonground
20-0036590 | Animal | Bird found | Conductor, Overhead | Broken, wire on ground | 2020 | Tier 3 - Extreme | Distribution Circuit | 3 | 27 | 2020-03-27 | 868014 | Sus | N | Animal¦Birdfound¦ConductorOverhead¦Brokenwireonground
20-0037085 | Equipment Failure/Involved | Overhead | Transformer | Failed/Faulted | 2020 | Tier 3 - Extreme | Distribution Circuit | 3 | 30 | 2020-03-30 | 869503 | Sus | N | EquipmentFailureInvolved¦Overhead¦Transformer¦FailedFaulted
20-0038080 | 3rd Party | Tree - cutting, 3rd party | Conductor, Overhead | Broken, wire on ground | 2020 | Tier 2 - Elevated | Transmission line | 4 | 2 | 2020-04-02 | 879503 | Sus | N | 3rdParty¦Treecutting3rdparty¦ConductorOverhead¦Brokenwireonground
20-0038206 | Equipment Failure/Involved | Overhead | Fuse | Broken | 2020 | Tier 2 - Elevated | Transformer only | 4 | 3 | 2020-04-03 | 880356 | Sus | N | EquipmentFailureInvolved¦Overhead¦Fuse¦Broken
20-0038437 | Vegetation | Tree - branch fell on line | Conductor, Overhead | Normal | 2020 | Tier 3 - Extreme | Distribution Circuit | 4 | 4 | 2020-04-04 | 882437 | Sus | N | Vegetation¦Treebranchfellonline¦ConductorOverhead¦Normal
20-0038867 | Vegetation | Tree - branch fell on line | Fuse | Failed/Faulted | 2020 | Tier 3 - Extreme | Distribution Circuit | 4 | 6 | 2020-04-06 | 884195 | Sus | N | Vegetation¦Treebranchfellonline¦Fuse¦FailedFaulted
20-0042958 | Equipment Failure/Involved | Overhead | Conductor, Overhead | Broken, wire on ground | 2020 | Tier 3 - Extreme | Distribution Circuit | 4 | 20 | 2020-04-20 | 898219 | Sus | N | EquipmentFailureInvolved¦Overhead¦ConductorOverhead¦Brokenwireonground
20-0044162 | Unknown Cause | Patrol - found nothing |  |  | 2020 | Tier 2 - Elevated | Distribution Circuit | 4 | 23 | 2020-04-23 | 900247 | Sus | N | UnknownCause¦Patrolfoundnothing¦¦
20-0051305 | Equipment Failure/Involved | Fire, pole | Pole-Wood | Burned/flashed | 2020 | Tier 2 - Elevated | Distribution Circuit | 5 | 18 | 2020-05-18 | 915962 | Sus | Y | EquipmentFailureInvolved¦Firepole¦PoleWood¦Burnedflashed
20-0054698 | Unknown Cause | Patrol - found nothing |  |  | 2020 | Tier 3 - Extreme | Distribution Circuit | 5 | 27 | 2020-05-27 | 923247 | Sus | Y | UnknownCause¦Patrolfoundnothing¦¦
20-0055787 | Vegetation | Tree - fell into line | Conductor, Overhead | Normal | 2020 | Tier 3 - Extreme | Distribution Circuit | 5 | 29 | 2020-05-29 | 925798 | Sus | Y | Vegetation¦Treefellintoline¦ConductorOverhead¦Normal
20-0056043 | Environmental/External | Lightning | Transformer | Failed/Faulted | 2020 | Tier 2 - Elevated | Transformer only | 5 | 31 | 2020-05-31 | 926722 | Sus | Y | EnvironmentalExternal¦Lightning¦Transformer¦FailedFaulted
20-0058632 | Unknown Cause | Patrol - found nothing |  |  | 2020 | Tier 2 - Elevated | Distribution Circuit | 6 | 7 | 2020-06-07 | 933614 | Sus | Y | UnknownCause¦Patrolfoundnothing¦¦
20-0065550 | Unknown Cause | Patrol - found nothing |  |  | 2020 | Tier 2 - Elevated | Distribution Circuit | 6 | 26 | 2020-06-26 | 948312 | Sus | Y | UnknownCause¦Patrolfoundnothing¦¦
20-0068293 | 3rd Party | Vehicle | Pole-Wood | Broken, wire on ground | 2020 | Tier 2 - Elevated | Distribution Circuit | 7 | 3 | 2020-07-03 | 957547 | Sus | Y | 3rdParty¦Vehicle¦PoleWood¦Brokenwireonground
20-0068727 | Unknown Cause | Patrol - found nothing |  |  | 2020 | Tier 2 - Elevated | Distribution Circuit | 7 | 6 | 2020-07-06 | 958780 | Sus | Y | UnknownCause¦Patrolfoundnothing¦¦
20-0081878 | 3rd Party | Other | Conductor, Overhead | Normal | 2020 | Tier 2 - Elevated | Distribution Circuit | 8 | 11 | 2020-08-11 | 991108 | Sus | Y | 3rdParty¦Other¦ConductorOverhead¦Normal
20-0084764 | Equipment Failure/Involved | Overhead | Transformer (OH) | Failed/Faulted | 2020 | Tier 3 - Extreme | Distribution Circuit | 8 | 16 | 2020-08-16 | 1011415 | Sus | Y | EquipmentFailureInvolved¦Overhead¦Transformer(OH)¦FailedFaulted
20-0086613 | Vegetation | Tree - branch fell on line | Conductor, Overhead | Broken, wire on ground | 2020 | Tier 2 - Elevated | Distribution Circuit | 8 | 18 | 2020-08-18 | 1018747 | Sus | Y | Vegetation¦Treebranchfellonline¦ConductorOverhead¦Brokenwireonground
20-0088373 | Vegetation | Tree - fell into line | Conductor, Overhead | Broken, wire on ground | 2020 | Tier 2 - Elevated | Distribution Circuit | 8 | 21 | 2020-08-21 | 1026066 | Sus | Y | Vegetation¦Treefellintoline¦ConductorOverhead¦Brokenwireonground
20-0089319 | Environmental/External | Lightning | Transformer (OH) | Failed/Faulted | 2020 | Tier 2 - Elevated | Transformer only | 8 | 24 | 2020-08-24 | 1028103 | Sus | Y | EnvironmentalExternal¦Lightning¦Transformer(OH)¦FailedFaulted
20-0092283 | Vegetation | Tree - fell into line | Conductor, Overhead | On Ground | 2020 | Tier 2 - Elevated | Distribution Circuit | 9 | 1 | 2020-09-01 | 1046825 | Sus | Y | Vegetation¦Treefellintoline¦ConductorOverhead¦OnGround
20-0092767 | Equipment Failure/Involved | Overhead | Connector or Splice (OH) | Broken | 2020 | Tier 3 - Extreme | Transformer only | 9 | 2 | 2020-09-02 | 1050214 | Sus | Y | EquipmentFailureInvolved¦Overhead¦ConnectororSplice(OH)¦Broken
20-0096054 | Environmental/External | Fire, Forest/Grass | Transformer | Normal | 2020 | Tier 3 - Extreme | Transformer only | 8 | 20 | 2020-08-20 | 1063548 | Sus | Y | EnvironmentalExternal¦FireForestGrass¦Transformer¦Normal
20-0096919 | Unknown Cause | Patrol - found nothing |  |  | 2020 | Tier 3 - Extreme | Distribution Circuit | 9 | 13 | 2020-09-13 | 1067204 | Sus | Y | UnknownCause¦Patrolfoundnothing¦¦
20-0104150 | Vegetation | Tree - fell into line | Transformer | Broken | 2020 | Tier 2 - Elevated | Transformer only | 10 | 1 | 2020-10-01 | 1105750 | Sus | Y | Vegetation¦Treefellintoline¦Transformer¦Broken
20-0115955 | Equipment Failure/Involved | Overhead | Transformer | Broken | 2020 | Tier 3 - Extreme | Transformer only | 11 | 2 | 2020-11-02 | 1133640 | Sus | Y | EquipmentFailureInvolved¦Overhead¦Transformer¦Broken
20-0119173 | Animal | Squirrel | Fuse | Failed/Faulted | 2020 | Tier 3 - Extreme | Distribution Circuit | 11 | 10 | 2020-11-10 | 1140978 | Sus | Y | Animal¦Squirrel¦Fuse¦FailedFaulted
20-0128364 | Unknown Cause | Patrol - found nothing |  |  | 2020 | Tier 2 - Elevated | Distribution Circuit | 12 | 7 | 2020-12-07 | 1167255 | Sus | N | UnknownCause¦Patrolfoundnothing¦¦
20-0128472 | Vegetation | Tree - branch fell on line | Crossarm, Wood | Broken, wire on ground | 2020 | Tier 3 - Extreme | Distribution Circuit | 12 | 7 | 2020-12-07 | 1167730 | Sus | N | Vegetation¦Treebranchfellonline¦CrossarmWood¦Brokenwireonground
20-0129634 | Unknown Cause | Patrol - not conducted |  |  | 2020 | Tier 2 - Elevated | Distribution Circuit | 12 | 11 | 2020-12-11 | 1178037 | Sus | N | UnknownCause¦Patrolnotconducted¦¦
20-0130146 | Equipment Failure/Involved | Overhead | Cutout, fuse holder | Broken | 2020 | Tier 3 - Extreme | Distribution Circuit | 12 | 13 | 2020-12-13 | 1182559 | Sus | N | EquipmentFailureInvolved¦Overhead¦Cutoutfuseholder¦Broken
20-0131870 | Unknown Cause | Patrol - not conducted |  |  | 2020 | Tier 2 - Elevated | Distribution Circuit | 12 | 26 | 2020-12-26 | 1199064 | Sus | N | UnknownCause¦Patrolnotconducted¦¦
21-0009924 | Unknown Cause | Patrol - not conducted |  |  | 2021 | Tier 2 - Elevated | Distribution Circuit | 1 | 18 | 2021-01-18 | 1213198 | Sus | N | UnknownCause¦Patrolnotconducted¦¦
21-0010016 | Unknown Cause | Patrol - found nothing |  |  | 2021 | Tier 2 - Elevated | Distribution Circuit | 1 | 18 | 2021-01-18 | 1213330 | Sus | N | UnknownCause¦Patrolfoundnothing¦¦
21-0010257 | Vegetation | Tree - fell into line | Conductor, Overhead | Broken, wire on ground | 2021 | Tier 2 - Elevated | Distribution Circuit | 1 | 19 | 2021-01-19 | 1213208 | Sus | N | Vegetation¦Treefellintoline¦ConductorOverhead¦Brokenwireonground
21-0010644 | Vegetation | Tree - fell into line | Transformer (OH) | Broken, wire on ground | 2021 | Tier 3 - Extreme | Distribution Circuit | 1 | 19 | 2021-01-19 | 1215848 | Sus | N | Vegetation¦Treefellintoline¦Transformer(OH)¦Brokenwireonground
21-0012453 | 3rd Party | Vehicle | Pole-Wood | Broken, wire on ground | 2021 | Tier 2 - Elevated | Distribution Circuit | 1 | 22 | 2021-01-22 | 1220542 | Sus | N | 3rdParty¦Vehicle¦PoleWood¦Brokenwireonground
21-0016814 | Vegetation | Tree - fell into line | Conductor, Overhead | Broken, wire on ground | 2021 | Tier 2 - Elevated | Distribution Circuit | 1 | 26 | 2021-01-26 | 1237407 | Sus | N | Vegetation¦Treefellintoline¦ConductorOverhead¦Brokenwireonground
21-0016860 | Unknown Cause | Patrol - found nothing |  |  | 2021 | Tier 2 - Elevated | Distribution Circuit | 1 | 27 | 2021-01-27 | 1233357 | Sus | N | UnknownCause¦Patrolfoundnothing¦¦
21-0016864 | Unknown Cause | Patrol - found nothing |  |  | 2021 | Tier 2 - Elevated | Distribution Circuit | 1 | 27 | 2021-01-27 | 1236339 | Sus | N | UnknownCause¦Patrolfoundnothing¦¦
21-0033429 | Vegetation | Tree - grew into line | Conductor, Overhead | Broken | 2021 | Tier 3 - Extreme | Transformer only | 3 | 8 | 2021-03-08 | 1273408 | Sus | N | Vegetation¦Treegrewintoline¦ConductorOverhead¦Broken
21-0038251 | Unknown Cause | Patrol - found nothing |  |  | 2021 | Tier 3 - Extreme | Distribution Circuit | 3 | 18 | 2021-03-18 | 1288035 | Sus | N | UnknownCause¦Patrolfoundnothing¦¦
21-0039277 | Unknown Cause | Patrol - found nothing |  |  | 2021 | Tier 2 - Elevated | Distribution Circuit | 3 | 22 | 2021-03-22 | 1291105 | Sus | N | UnknownCause¦Patrolfoundnothing¦¦
21-0043536 | Equipment Failure/Involved | Overhead | Jumper | Arcing | 2021 | Tier 3 - Extreme | Distribution Circuit | 4 | 1 | 2021-04-01 | 1304773 | Sus | N | EquipmentFailureInvolved¦Overhead¦Jumper¦Arcing
21-0044210 | Equipment Failure/Involved | Overhead | Transformer (OH) | Failed/Faulted | 2021 | Tier 2 - Elevated | Transformer only | 4 | 2 | 2021-04-02 | 1305484 | Sus | N | EquipmentFailureInvolved¦Overhead¦Transformer(OH)¦FailedFaulted
21-0045740 | Equipment Failure/Involved | Overhead | Transformer (OH) | Leaking | 2021 | Tier 2 - Elevated | Distribution Circuit | 4 | 7 | 2021-04-07 | 1308716 | Sus | N | EquipmentFailureInvolved¦Overhead¦Transformer(OH)¦Leaking
21-0047292 | 3rd Party | Tree - cutting, 3rd party | Conductor, Overhead | Broken, wire on ground | 2021 | Tier 2 - Elevated | Distribution Circuit | 4 | 11 | 2021-04-11 | 1313062 | Sus | N | 3rdParty¦Treecutting3rdparty¦ConductorOverhead¦Brokenwireonground
21-0056596 | Equipment Failure/Involved | Overhead | Conductor, Overhead | Broken, wire on ground | 2021 | Tier 2 - Elevated | Distribution Circuit | 5 | 4 | 2021-05-04 | 1340622 | Sus | Y | EquipmentFailureInvolved¦Overhead¦ConductorOverhead¦Brokenwireonground
21-0061889 | Environmental/External | Lightning | Transformer (OH) | Failed/Faulted | 2021 | Tier 2 - Elevated | Transformer only | 5 | 15 | 2021-05-15 | 1350016 | Sus | Y | EnvironmentalExternal¦Lightning¦Transformer(OH)¦FailedFaulted
21-0074445 | Equipment Failure/Involved | Overhead | Cutout, fuse holder | Broken | 2021 | Tier 2 - Elevated | Transformer only | 6 | 15 | 2021-06-15 | 1374321 | Sus | Y | EquipmentFailureInvolved¦Overhead¦Cutoutfuseholder¦Broken
21-0074557 | Unknown Cause | Patrol - found nothing |  |  | 2021 | Tier 3 - Extreme | Distribution Circuit | 6 | 15 | 2021-06-15 | 1374311 | Sus | Y | UnknownCause¦Patrolfoundnothing¦¦
21-0075017 | Equipment Failure/Involved | Overhead | Transformer (OH) | Normal | 2021 | Tier 3 - Extreme | Transformer only | 6 | 16 | 2021-06-16 | 1375269 | Sus | Y | EquipmentFailureInvolved¦Overhead¦Transformer(OH)¦Normal
21-0075352 | Animal | Other | Conductor, Overhead | Normal | 2021 | Tier 2 - Elevated | Distribution Circuit | 6 | 17 | 2021-06-17 | 1375863 | Sus | Y | Animal¦Other¦ConductorOverhead¦Normal
21-0077275 | Unknown Cause | Patrol - found nothing |  |  | 2021 | Tier 2 - Elevated | Distribution Circuit | 6 | 22 | 2021-06-22 | 1381701 | Sus | Y | UnknownCause¦Patrolfoundnothing¦¦
21-0077546 | 3rd Party | Fire, house or bldg. | Pole-Wood | Normal | 2021 | Tier 2 - Elevated | Distribution Circuit | 6 | 22 | 2021-06-22 | 1382297 | Sus | Y | 3rdParty¦Firehouseorbldg¦PoleWood¦Normal
21-0088330 | 3rd Party | Fire, house or bldg. | Transformer (OH) | Burned/flashed | 2021 | Tier 2 - Elevated | Distribution Circuit | 7 | 12 | 2021-07-12 | 1402113 | Sus | Y | 3rdParty¦Firehouseorbldg¦Transformer(OH)¦Burnedflashed
21-0097755 | Vegetation | Tree - fell into line | Conductor, Overhead | Normal | 2021 | Tier 2 - Elevated | Distribution Circuit | 7 | 30 | 2021-07-30 | 1424186 | Sus | Y | Vegetation¦Treefellintoline¦ConductorOverhead¦Normal
21-0099686 | Vegetation | Tree - fell into line | Conductor, Overhead | Normal | 2021 | Tier 2 - Elevated | Distribution Circuit | 8 | 4 | 2021-08-04 | 1433693 | Sus | Y | Vegetation¦Treefellintoline¦ConductorOverhead¦Normal
21-0105385 | Equipment Failure/Involved | Overhead | Conductor, Overhead | Deteriorated | 2021 | Tier 2 - Elevated | Distribution Circuit | 8 | 16 | 2021-08-16 | 1444437 | Sus | Y | EquipmentFailureInvolved¦Overhead¦ConductorOverhead¦Deteriorated
21-0105854 | Wildfire Mitigation | Public Safety Power Shut-off | Conductor, Overhead | Normal | 2021 | Tier 2 - Elevated | Distribution Circuit | 8 | 17 | 2021-08-17 | 1445621 | Sus | Y | WildfireMitigation¦PublicSafetyPowerShutoff¦ConductorOverhead¦Normal
21-0107467 | Company Initiated | Other Circuits | Conductor, Overhead | Normal | 2021 | Tier 3 - Extreme | Distribution Circuit | 11 | 7 | 2021-11-07 | 1536740 | Sus | Y | CompanyInitiated¦OtherCircuits¦ConductorOverhead¦Normal
21-0115974 | Environmental/External | Lightning | Transformer | Burned/flashed | 2021 | Tier 2 - Elevated | Transformer only | 9 | 10 | 2021-09-10 | 1467772 | Sus | Y | EnvironmentalExternal¦Lightning¦Transformer¦Burnedflashed
21-0117097 | Unknown Cause | Patrol - found nothing |  |  | 2021 | Tier 3 - Extreme | Distribution Circuit | 9 | 14 | 2021-09-14 | 1471193 | Sus | Y | UnknownCause¦Patrolfoundnothing¦¦
21-0129015 | Unknown Cause | Patrol - found nothing |  |  | 2021 | Tier 2 - Elevated | Distribution Circuit | 10 | 11 | 2021-10-11 | 1493725 | Sus | Y | UnknownCause¦Patrolfoundnothing¦¦
21-0137574 | Vegetation | Tree - branch fell on line | Conductor, Overhead | Broken, wire on ground | 2021 | Tier 3 - Extreme | Distribution Circuit | 10 | 24 | 2021-10-24 | 1514668 | Sus | Y | Vegetation¦Treebranchfellonline¦ConductorOverhead¦Brokenwireonground
21-0150664 | 3rd Party | Vehicle | Anchor or Guy | Broken | 2021 | Tier 3 - Extreme | Distribution Circuit | 11 | 24 | 2021-11-24 | 1554055 | Sus | Y | 3rdParty¦Vehicle¦AnchororGuy¦Broken
21-0157351 | Vegetation | Tree - fell into line | Crossarm, Wood | Broken, wire on ground | 2021 | Tier 3 - Extreme | Distribution Circuit | 12 | 13 | 2021-12-13 | 1567081 | Sus | N | Vegetation¦Treefellintoline¦CrossarmWood¦Brokenwireonground
21-0157532 | Equipment Failure/Involved | Overhead | Conductor, Overhead | Broken | 2021 | Tier 2 - Elevated | Distribution Circuit | 12 | 13 | 2021-12-13 | 1568282 | Sus | N | EquipmentFailureInvolved¦Overhead¦ConductorOverhead¦Broken
21-0157598 | Equipment Failure/Involved | Fire, pole | Pole-Wood | Broken | 2021 | Tier 2 - Elevated | Distribution Circuit | 12 | 13 | 2021-12-13 | 1568573 | Sus | N | EquipmentFailureInvolved¦Firepole¦PoleWood¦Broken
21-0158123 | Equipment Failure/Involved | Overhead | Transformer | Broken | 2021 | Tier 3 - Extreme | Transformer only | 12 | 13 | 2021-12-13 | 1566471 | Sus | N | EquipmentFailureInvolved¦Overhead¦Transformer¦Broken
21-0159552 | Environmental/External | Ice or snow | Cutout, fuse holder | Broken | 2021 | Tier 2 - Elevated | Transformer only | 12 | 18 | 2021-12-18 | 1576805 | Sus | N | EnvironmentalExternal¦Iceorsnow¦Cutoutfuseholder¦Broken
21-0160231 | Vegetation | Tree - fell into line | Other | Broken | 2021 | Tier 3 - Extreme | Distribution Circuit | 12 | 23 | 2021-12-23 | 1579541 | Sus | N | Vegetation¦Treefellintoline¦Other¦Broken
21-0161357 | Vegetation | Tree - fell into line | Pole-Wood | Broken, wire on ground | 2021 | Tier 2 - Elevated | Distribution Circuit | 12 | 28 | 2021-12-28 | 1587113 | Sus | N | Vegetation¦Treefellintoline¦PoleWood¦Brokenwireonground
21-0161574 | Vegetation | Tree - fell into line | Pole-Wood | Broken, wire on ground | 2021 | Tier 2 - Elevated | Distribution Circuit | 12 | 26 | 2021-12-26 | 1588503 | Sus | N | Vegetation¦Treefellintoline¦PoleWood¦Brokenwireonground
22-0005051 | Equipment Failure/Involved | Overhead | Transformer | Failed/Faulted | 2022 | Tier 3 - Extreme | Transformer only | 1 | 1 | 2022-01-01 | 1591516 | Sus | N | EquipmentFailureInvolved¦Overhead¦Transformer¦FailedFaulted
22-0005682 | Vegetation | Tree - fell into line | Conductor, Overhead | Broken, wire on ground | 2021 | Tier 2 - Elevated | Distribution Circuit | 12 | 26 | 2021-12-26 | 1593979 | Sus | N | Vegetation¦Treefellintoline¦ConductorOverhead¦Brokenwireonground
22-0012584 | Equipment Failure/Involved | Overhead | Cutout, fuse holder | Failed/Faulted | 2022 | Tier 2 - Elevated | Transformer only | 1 | 21 | 2022-01-21 | 1607280 | Sus | N | EquipmentFailureInvolved¦Overhead¦Cutoutfuseholder¦FailedFaulted
22-0016084 | Equipment Failure/Involved | Overhead | Pole-Wood | Broken | 2022 | Tier 2 - Elevated | Distribution Circuit | 1 | 29 | 2022-01-29 | 1616386 | Sus | N | EquipmentFailureInvolved¦Overhead¦PoleWood¦Broken
22-0017692 | Equipment Failure/Involved | Overhead | Insulator | Broken | 2022 | Tier 2 - Elevated | Distribution Circuit | 2 | 2 | 2022-02-02 | 1619408 | Sus | N | EquipmentFailureInvolved¦Overhead¦Insulator¦Broken
22-0030220 | Vegetation | Tree - branch fell on line | Conductor, Overhead | Normal | 2022 | Tier 2 - Elevated | Distribution Circuit | 3 | 4 | 2022-03-04 | 1642676 | Sus | N | Vegetation¦Treebranchfellonline¦ConductorOverhead¦Normal
22-0033541 | Equipment Failure/Involved | Overhead | Connector or Splice (OH) | Broken | 2022 | Tier 2 - Elevated | Transformer only | 3 | 14 | 2022-03-14 | 1648195 | Sus | N | EquipmentFailureInvolved¦Overhead¦ConnectororSplice(OH)¦Broken
22-0040999 | Equipment Failure/Involved | Overhead | Crossarm, Wood | Broken | 2022 | Tier 3 - Extreme | Distribution Circuit | 3 | 31 | 2022-03-31 | 1660166 | Sus | N | EquipmentFailureInvolved¦Overhead¦CrossarmWood¦Broken
22-0041572 | Unknown Cause | Patrol - found nothing |  |  | 2022 | Tier 2 - Elevated | Distribution Circuit | 4 | 1 | 2022-04-01 | 1660800 | Sus | N | UnknownCause¦Patrolfoundnothing¦¦
22-0048354 | Equipment Failure/Involved | Overhead | Secondary | Deteriorated | 2022 | Tier 3 - Extreme | Transformer only | 4 | 14 | 2022-04-14 | 1672503 | Sus | N | EquipmentFailureInvolved¦Overhead¦Secondary¦Deteriorated
22-0052296 | Equipment Failure/Involved | Overhead | Secondary | Broken, wire on ground | 2022 | Tier 3 - Extreme | Distribution Circuit | 4 | 21 | 2022-04-21 | 1677894 | Sus | N | EquipmentFailureInvolved¦Overhead¦Secondary¦Brokenwireonground
22-0055173 | Equipment Failure/Involved | Overhead | Conductor, Overhead | Together | 2022 | Tier 3 - Extreme | Distribution Circuit | 4 | 27 | 2022-04-27 | 1683022 | Sus | N | EquipmentFailureInvolved¦Overhead¦ConductorOverhead¦Together
22-0062228 | Equipment Failure/Involved | Overhead | Insulator | Broken | 2022 | Zone 1 - HHZ | Distribution Circuit | 5 | 15 | 2022-05-15 | 1696772 | Sus | Y | EquipmentFailureInvolved¦Overhead¦Insulator¦Broken
22-0067788 | Vegetation | Tree - fell into line | Conductor, Overhead | Normal | 2022 | Tier 3 - Extreme | Distribution Circuit | 5 | 28 | 2022-05-28 | 1713055 | Sus | Y | Vegetation¦Treefellintoline¦ConductorOverhead¦Normal
22-0068553 | Equipment Failure/Involved | Overhead | Pole-Wood | Broken | 2022 | Tier 2 - Elevated | Distribution Circuit | 5 | 31 | 2022-05-31 | 1715192 | Sus | Y | EquipmentFailureInvolved¦Overhead¦PoleWood¦Broken
22-0077226 | Animal | Bird found | Fuse | Normal | 2022 | Tier 2 - Elevated | Distribution Circuit | 6 | 22 | 2022-06-22 | 1738883 | Sus | Y | Animal¦Birdfound¦Fuse¦Normal
22-0077529 | Animal | Bird found | Pothead(Riser Termination) | Normal | 2022 | Tier 2 - Elevated | Distribution Circuit | 6 | 23 | 2022-06-23 | 1739574 | Sus | Y | Animal¦Birdfound¦Pothead(RiserTermination)¦Normal
22-0083711 | Animal | Bird found | Conductor, Overhead | Normal | 2022 | Tier 3 - Extreme | Distribution Circuit | 7 | 11 | 2022-07-11 | 1752860 | Sus | Y | Animal¦Birdfound¦ConductorOverhead¦Normal
22-0094501 | Vegetation | Tree - branch fell on line | Bushing | Broken | 2022 | Tier 2 - Elevated | Transformer only | 8 | 5 | 2022-08-05 | 1774508 | Sus | Y | Vegetation¦Treebranchfellonline¦Bushing¦Broken
22-0094537 | Unknown Cause | Patrol - found nothing |  |  | 2022 | Tier 2 - Elevated | Distribution Circuit | 8 | 6 | 2022-08-06 | 1774664 | Sus | Y | UnknownCause¦Patrolfoundnothing¦¦
22-0098408 | Equipment Failure/Involved | Overhead | Transformer (OH) | Failed/Faulted | 2022 | Tier 2 - Elevated | Transformer only | 8 | 16 | 2022-08-16 | 1782959 | Sus | Y | EquipmentFailureInvolved¦Overhead¦Transformer(OH)¦FailedFaulted
22-0098968 | Animal | Other | Jumper | Burned/flashed | 2022 | Tier 2 - Elevated | Distribution Circuit | 8 | 17 | 2022-08-17 | 1784059 | Sus | Y | Animal¦Other¦Jumper¦Burnedflashed
22-0105511 | Equipment Failure/Involved | Overhead | Conductor, Overhead | Broken, wire on ground | 2022 | Tier 3 - Extreme | Transformer only | 9 | 3 | 2022-09-03 | 1798305 | Sus | Y | EquipmentFailureInvolved¦Overhead¦ConductorOverhead¦Brokenwireonground
22-0106014 | Equipment Failure/Involved | Overhead | Other | Failed/Faulted | 2022 | Tier 3 - Extreme | Transformer only | 9 | 5 | 2022-09-05 | 1800129 | Sus | Y | EquipmentFailureInvolved¦Overhead¦Other¦FailedFaulted
22-0108046 | Unknown Cause | Patrol - found nothing |  |  | 2022 | Tier 3 - Extreme | Distribution Circuit | 9 | 8 | 2022-09-08 | 1805975 | Sus | Y | UnknownCause¦Patrolfoundnothing¦¦
22-0108669 | Animal | Squirrel | Fuse | Burned Open | 2022 | Tier 2 - Elevated | Transformer only | 9 | 9 | 2022-09-09 | 1807101 | Sus | Y | Animal¦Squirrel¦Fuse¦BurnedOpen
22-0126204 | Equipment Failure/Involved | Overhead | Pole-Wood | Deteriorated | 2022 | Tier 2 - Elevated | Transformer only | 10 | 31 | 2022-10-31 | 1849279 | Sus | Y | EquipmentFailureInvolved¦Overhead¦PoleWood¦Deteriorated
22-0126530 | Equipment Failure/Involved | Overhead | Other | Broken | 2022 | Tier 2 - Elevated | Distribution Circuit | 11 | 1 | 2022-11-01 | 1850202 | Sus | Y | EquipmentFailureInvolved¦Overhead¦Other¦Broken
22-0127320 | Vegetation | Tree - grew into line | Fuse | Failed/Faulted | 2022 | Tier 2 - Elevated | Distribution Circuit | 11 | 3 | 2022-11-03 | 1852270 | Sus | Y | Vegetation¦Treegrewintoline¦Fuse¦FailedFaulted
22-0128773 | Unknown Cause | Patrol - found nothing |  |  | 2022 | Tier 3 - Extreme | Distribution Circuit | 11 | 8 | 2022-11-08 | 1856603 | Sus | Y | UnknownCause¦Patrolfoundnothing¦¦
22-0129326 | Equipment Failure/Involved | Overhead | Transformer | Failed/Faulted | 2022 | Tier 2 - Elevated | Transformer only | 11 | 8 | 2022-11-08 | 1857759 | Sus | Y | EquipmentFailureInvolved¦Overhead¦Transformer¦FailedFaulted
22-0136285 | Environmental/External | Ice or snow | Fuse | Broken | 2022 | Tier 3 - Extreme | Transformer only | 12 | 3 | 2022-12-03 | 1874940 | Sus | N | EnvironmentalExternal¦Iceorsnow¦Fuse¦Broken
22-0136480 | Environmental/External | Ice or snow | Fuse | Normal | 2022 | Tier 2 - Elevated | Distribution Circuit | 12 | 4 | 2022-12-04 | 1875963 | Sus | N | EnvironmentalExternal¦Iceorsnow¦Fuse¦Normal
22-0138260 | Vegetation | Tree - fell into line | Conductor, Overhead | Broken, wire on ground | 2022 | Tier 3 - Extreme | Distribution Circuit | 12 | 10 | 2022-12-10 | 1881014 | Sus | N | Vegetation¦Treefellintoline¦ConductorOverhead¦Brokenwireonground
22-0138659 | Unknown Cause | Patrol - found nothing |  |  | 2022 | Tier 3 - Extreme | Distribution Circuit | 12 | 10 | 2022-12-10 | 1883668 | Sus | N | UnknownCause¦Patrolfoundnothing¦¦
22-0139067 | Vegetation | Tree - grew into line | Secondary | Normal | 2022 | Tier 3 - Extreme | Transformer only | 12 | 11 | 2022-12-11 | 1886412 | Sus | N | Vegetation¦Treegrewintoline¦Secondary¦Normal
22-0139418 | Equipment Failure/Involved | Overhead | Conductor, Overhead | Broken, wire on ground | 2022 | Tier 2 - Elevated | Distribution Circuit | 12 | 12 | 2022-12-12 | 1887956 | Sus | N | EquipmentFailureInvolved¦Overhead¦ConductorOverhead¦Brokenwireonground
22-0141903 | Equipment Failure/Involved | Overhead | Recloser | Failed/Faulted | 2022 | Tier 2 - Elevated | Distribution Circuit | 12 | 28 | 2022-12-28 | 1900276 | Sus | N | EquipmentFailureInvolved¦Overhead¦Recloser¦FailedFaulted
22-0142188 | Vegetation | Tree - fell into line | Conductor, Overhead | Broken, wire on ground | 2022 | Tier 3 - Extreme | Distribution Circuit | 12 | 30 | 2022-12-30 | 1901926 | Sus | N | Vegetation¦Treefellintoline¦ConductorOverhead¦Brokenwireonground
15-0004513 | Equipment Failure/Involved | Other | Transformer | Malfunctioning | 2015 | Tier 2 - Elevated | Distribution Circuit | 1 | 14 | 2015-01-14 | 1163549 | Sus | N | EquipmentFailureInvolved¦Other¦Transformer¦Malfunctioning
15-0010732 | Vegetation | Tree - fell into line | Connector or Splice (OH) | Broken, wire on ground | 2015 | Tier 2 - Elevated | Distribution Circuit | 2 | 6 | 2015-02-06 | 1178915 | Sus | N | Vegetation¦Treefellintoline¦ConnectororSplice(OH)¦Brokenwireonground
15-0011794 | Vegetation | Tree - fell into line | Conductor, Overhead | Normal | 2015 | Tier 3 - Extreme | Distribution Circuit | 2 | 8 | 2015-02-08 | 1184426 | Sus | N | Vegetation¦Treefellintoline¦ConductorOverhead¦Normal
15-0013984 | Equipment Failure/Involved | Other | Lightning Arrestor | Broken | 2015 | Tier 2 - Elevated | Distribution Circuit | 2 | 18 | 2015-02-18 | 1192023 | Sus | N | EquipmentFailureInvolved¦Other¦LightningArrestor¦Broken
15-0035259 | Unknown Cause | Patrol - found nothing |  |  | 2015 | Tier 3 - Extreme | Distribution Circuit | 5 | 19 | 2015-05-19 | 1237041 | Sus | Y | UnknownCause¦Patrolfoundnothing¦¦
15-0036758 | Vegetation | Tree - fell into line | Conductor, Overhead | Broken, wire on ground | 2015 | Tier 3 - Extreme | Distribution Circuit | 5 | 27 | 2015-05-27 | 1240222 | Sus | Y | Vegetation¦Treefellintoline¦ConductorOverhead¦Brokenwireonground
15-0039869 | Unknown Cause | Patrol - not conducted |  |  | 2015 | Tier 2 - Elevated | Distribution Circuit | 6 | 9 | 2015-06-09 | 1247962 | Sus | Y | UnknownCause¦Patrolnotconducted¦¦
15-0040248 | Equipment Failure/Involved | Overhead | Other | Failed/Faulted | 2015 | Tier 2 - Elevated | Transformer only | 6 | 10 | 2015-06-10 | 1248883 | Sus | Y | EquipmentFailureInvolved¦Overhead¦Other¦FailedFaulted
15-0040549 | Unknown Cause | Patrol - found nothing |  |  | 2015 | Tier 3 - Extreme | Distribution Circuit | 6 | 11 | 2015-06-11 | 1249586 | Sus | Y | UnknownCause¦Patrolfoundnothing¦¦
15-0043172 | Equipment Failure/Involved | Overhead | Connector or Splice (OH) | Burned/flashed | 2015 | Tier 2 - Elevated | Distribution Circuit | 6 | 24 | 2015-06-24 | 1256045 | Sus | Y | EquipmentFailureInvolved¦Overhead¦ConnectororSplice(OH)¦Burnedflashed
15-0045649 | Equipment Failure/Involved | Overhead | Pole-Wood | Broken | 2015 | Tier 2 - Elevated | Distribution Circuit | 7 | 6 | 2015-07-06 | 1263495 | Sus | Y | EquipmentFailureInvolved¦Overhead¦PoleWood¦Broken
15-0049367 | Environmental/External | Lightning | Transformer | Failed/Faulted | 2015 | Tier 2 - Elevated | Transformer only | 7 | 20 | 2015-07-20 | 1274260 | Sus | Y | EnvironmentalExternal¦Lightning¦Transformer¦FailedFaulted
15-0053783 | Equipment Failure/Involved | Other | Other | Broken | 2015 | Tier 2 - Elevated | Transformer only | 8 | 8 | 2015-08-08 | 1285094 | Sus | Y | EquipmentFailureInvolved¦Other¦Other¦Broken
15-0054177 | Equipment Failure/Involved | Overhead | Transformer (OH) | Leaking | 2015 | Tier 3 - Extreme | Transformer only | 8 | 10 | 2015-08-10 | 1286187 | Sus | Y | EquipmentFailureInvolved¦Overhead¦Transformer(OH)¦Leaking
15-0061548 | Animal | Squirrel | Fuse | Failed/Faulted | 2015 | Tier 3 - Extreme | Distribution Circuit | 9 | 15 | 2015-09-15 | 1306108 | Sus | Y | Animal¦Squirrel¦Fuse¦FailedFaulted
15-0072651 | Equipment Failure/Involved | Overhead | Crossarm, Wood | Deteriorated | 2015 | Tier 2 - Elevated | Transformer only | 10 | 22 | 2015-10-22 | 1327627 | Sus | Y | EquipmentFailureInvolved¦Overhead¦CrossarmWood¦Deteriorated
15-0081489 | 3rd Party | Vehicle | Conductor, Overhead | Normal | 2015 | Tier 2 - Elevated | Distribution Circuit | 11 | 28 | 2015-11-28 | 1349756 | Sus | Y | 3rdParty¦Vehicle¦ConductorOverhead¦Normal
15-0082572 | Vegetation | Tree - fell into line | Conductor, Overhead | Contaminated | 2015 | Tier 3 - Extreme | Distribution Circuit | 12 | 3 | 2015-12-03 | 1352916 | Sus | N | Vegetation¦Treefellintoline¦ConductorOverhead¦Contaminated
15-0083694 | Vegetation | Tree - fell into line | Insulator | Broken | 2015 | Tier 2 - Elevated | Distribution Circuit | 12 | 9 | 2015-12-09 | 1356578 | Sus | N | Vegetation¦Treefellintoline¦Insulator¦Broken
15-0084381 | Equipment Failure/Involved | Overhead | Conductor, Overhead | Together | 2015 | Tier 2 - Elevated | Distribution Circuit | 12 | 12 | 2015-12-12 | 1359360 | Sus | N | EquipmentFailureInvolved¦Overhead¦ConductorOverhead¦Together
15-0084719 | Equipment Failure/Involved | Overhead | Insulator | Arcing | 2015 | Tier 2 - Elevated | Distribution Circuit | 12 | 13 | 2015-12-13 | 1360643 | Sus | N | EquipmentFailureInvolved¦Overhead¦Insulator¦Arcing
15-0085433 | Equipment Failure/Involved | Overhead | Regulator | Broken | 2015 | Tier 2 - Elevated | Distribution Circuit | 12 | 15 | 2015-12-15 | 1363918 | Sus | N | EquipmentFailureInvolved¦Overhead¦Regulator¦Broken
15-0086466 | Equipment Failure/Involved | Overhead | Crossarm, Wood | Broken | 2015 | Tier 2 - Elevated | Distribution Circuit | 12 | 21 | 2015-12-21 | 1367859 | Sus | N | EquipmentFailureInvolved¦Overhead¦CrossarmWood¦Broken
15-0086851 | Unknown Cause | Patrol - found nothing |  |  | 2015 | Tier 2 - Elevated | Distribution Circuit | 12 | 22 | 2015-12-22 | 1369819 | Sus | N | UnknownCause¦Patrolfoundnothing¦¦
16-0004935 | Unknown Cause | Patrol - found nothing |  |  | 2016 | Tier 2 - Elevated | Distribution Circuit | 1 | 13 | 2016-01-13 | 1382470 | Sus | N | UnknownCause¦Patrolfoundnothing¦¦
16-0006160 | Equipment Failure/Involved | Overhead | Transformer (OH) | Deteriorated | 2016 | Tier 2 - Elevated | Transformer only | 1 | 18 | 2016-01-18 | 1386085 | Sus | N | EquipmentFailureInvolved¦Overhead¦Transformer(OH)¦Deteriorated
16-0013302 | Vegetation | Tree - fell into line | Conductor, Overhead | Broken, wire on ground | 2016 | Tier 3 - Extreme | Distribution Circuit | 2 | 17 | 2016-02-17 | 1405933 | Sus | N | Vegetation¦Treefellintoline¦ConductorOverhead¦Brokenwireonground
16-0013949 | Vegetation | Tree - fell into line | Conductor, Overhead | Broken, wire on ground | 2016 | Tier 3 - Extreme | Distribution Circuit | 2 | 18 | 2016-02-18 | 1408711 | Sus | N | Vegetation¦Treefellintoline¦ConductorOverhead¦Brokenwireonground
16-0017789 | Vegetation | Tree - fell into line | Conductor, Overhead | Broken, wire on ground | 2016 | Tier 2 - Elevated | Distribution Circuit | 3 | 5 | 2016-03-05 | 1418018 | Sus | N | Vegetation¦Treefellintoline¦ConductorOverhead¦Brokenwireonground
16-0017956 | Vegetation | Tree - fell into line | Conductor, Overhead | Broken, wire on ground | 2016 | Tier 3 - Extreme | Distribution Circuit | 3 | 5 | 2016-03-05 | 1417663 | Sus | N | Vegetation¦Treefellintoline¦ConductorOverhead¦Brokenwireonground
16-0018614 | Unknown Cause | Patrol - found nothing |  |  | 2016 | Tier 3 - Extreme | Distribution Circuit | 3 | 6 | 2016-03-06 | 1422886 | Sus | N | UnknownCause¦Patrolfoundnothing¦¦
16-0020639 | Vegetation | Tree - fell into line | Conductor, Overhead | Broken, wire on ground | 2016 | Tier 3 - Extreme | Distribution Circuit | 3 | 11 | 2016-03-11 | 1428577 | Sus | N | Vegetation¦Treefellintoline¦ConductorOverhead¦Brokenwireonground
16-0023324 | Vegetation | Tree - fell into line | Conductor, Overhead | Broken, wire on ground | 2016 | Tier 3 - Extreme | Distribution Circuit | 3 | 22 | 2016-03-22 | 1436233 | Sus | N | Vegetation¦Treefellintoline¦ConductorOverhead¦Brokenwireonground
16-0027774 | Vegetation | Tree - fell into line | Pole-Wood | Broken, wire on ground | 2016 | Tier 3 - Extreme | Distribution Circuit | 4 | 11 | 2016-04-11 | 1448824 | Sus | N | Vegetation¦Treefellintoline¦PoleWood¦Brokenwireonground
16-0029206 | Equipment Failure/Involved | Other | Other | Failed/Faulted | 2016 | Tier 2 - Elevated | Transformer only | 4 | 17 | 2016-04-17 | 1452314 | Sus | N | EquipmentFailureInvolved¦Other¦Other¦FailedFaulted
16-0030729 | Equipment Failure/Involved | Overhead | Transformer (OH) | Broken, wire on ground | 2016 | Tier 2 - Elevated | Distribution Circuit | 4 | 22 | 2016-04-22 | 1455963 | Sus | N | EquipmentFailureInvolved¦Overhead¦Transformer(OH)¦Brokenwireonground
16-0031583 | Unknown Cause | Patrol - not conducted |  |  | 2016 | Tier 3 - Extreme | Distribution Circuit | 4 | 26 | 2016-04-26 | 1459172 | Sus | N | UnknownCause¦Patrolnotconducted¦¦
16-0033884 | 3rd Party | Customer Equipment | Service conductor | Burned/flashed | 2016 | Tier 3 - Extreme | Transformer only | 5 | 5 | 2016-05-05 | 1464809 | Sus | Y | 3rdParty¦CustomerEquipment¦Serviceconductor¦Burnedflashed
16-0037230 | Vegetation | Tree - fell into line | Conductor, Overhead | Together | 2016 | Tier 3 - Extreme | Distribution Circuit | 5 | 19 | 2016-05-19 | 1472996 | Sus | Y | Vegetation¦Treefellintoline¦ConductorOverhead¦Together
16-0038096 | 3rd Party | Vehicle | Pole-Wood | Broken, wire on ground | 2016 | Tier 2 - Elevated | Distribution Circuit | 5 | 24 | 2016-05-24 | 1475918 | Sus | Y | 3rdParty¦Vehicle¦PoleWood¦Brokenwireonground
16-0038272 | Unknown Cause | Patrol - found nothing |  |  | 2016 | Tier 3 - Extreme | Distribution Circuit | 5 | 25 | 2016-05-25 | 1476296 | Sus | Y | UnknownCause¦Patrolfoundnothing¦¦
16-0041535 | Unknown Cause | Patrol - found nothing |  | Broken | 2016 | Tier 2 - Elevated | Distribution Circuit | 6 | 6 | 2016-06-06 | 1484230 | Sus | Y | UnknownCause¦Patrolfoundnothing¦¦Broken
16-0043045 | Unknown Cause | Patrol - found nothing |  |  | 2016 | Tier 2 - Elevated | Distribution Circuit | 6 | 14 | 2016-06-14 | 1488415 | Sus | Y | UnknownCause¦Patrolfoundnothing¦¦
16-0043220 | Equipment Failure/Involved | Overhead | Transformer | Failed/Faulted | 2016 | Tier 2 - Elevated | Transformer only | 6 | 14 | 2016-06-14 | 1488795 | Sus | Y | EquipmentFailureInvolved¦Overhead¦Transformer¦FailedFaulted
16-0044816 | Unknown Cause | Patrol - found nothing |  |  | 2016 | Tier 3 - Extreme | Distribution Circuit | 6 | 21 | 2016-06-21 | 1493335 | Sus | Y | UnknownCause¦Patrolfoundnothing¦¦
16-0049155 | 3rd Party | Vehicle | Pole-Wood | Broken | 2016 | Tier 2 - Elevated | Distribution Circuit | 7 | 11 | 2016-07-11 | 1508417 | Sus | Y | 3rdParty¦Vehicle¦PoleWood¦Broken
16-0055599 | Equipment Failure/Involved | Other | Other | Failed/Faulted | 2016 | Tier 3 - Extreme | Transformer only | 8 | 7 | 2016-08-07 | 1522797 | Sus | Y | EquipmentFailureInvolved¦Other¦Other¦FailedFaulted
16-0063033 | Vegetation | Tree - branch fell on line | Pole-Wood | Broken, wire on ground | 2016 | Tier 2 - Elevated | Distribution Circuit | 9 | 7 | 2016-09-07 | 1538075 | Sus | Y | Vegetation¦Treebranchfellonline¦PoleWood¦Brokenwireonground
16-0068434 | Animal | Squirrel | Cutout, fuse holder | Normal | 2016 | Tier 2 - Elevated | Distribution Circuit | 9 | 29 | 2016-09-29 | 1549963 | Sus | Y | Animal¦Squirrel¦Cutoutfuseholder¦Normal
16-0069718 | Unknown Cause | Patrol - found nothing |  |  | 2016 | Tier 3 - Extreme | Distribution Circuit | 10 | 4 | 2016-10-04 | 1552854 | Sus | Y | UnknownCause¦Patrolfoundnothing¦¦
16-0072785 | Unknown Cause | Patrol - found nothing |  |  | 2016 | Tier 3 - Extreme | Distribution Circuit | 10 | 16 | 2016-10-16 | 1562149 | Sus | Y | UnknownCause¦Patrolfoundnothing¦¦
16-0073083 | Vegetation | Tree - branch fell on line | Fuse | Normal | 2016 | Tier 3 - Extreme | Distribution Circuit | 10 | 16 | 2016-10-16 | 1563814 | Sus | Y | Vegetation¦Treebranchfellonline¦Fuse¦Normal
16-0074357 | Vegetation | Tree - branch fell on line | Transformer | Broken, wire on ground | 2016 | Tier 2 - Elevated | Transformer only | 10 | 20 | 2016-10-20 | 1566636 | Sus | Y | Vegetation¦Treebranchfellonline¦Transformer¦Brokenwireonground
16-0074402 | Vegetation | Tree - fell into line | Conductor, Overhead | Broken, wire on ground | 2016 | Tier 3 - Extreme | Distribution Circuit | 10 | 20 | 2016-10-20 | 1566767 | Sus | Y | Vegetation¦Treefellintoline¦ConductorOverhead¦Brokenwireonground
16-0074737 | Equipment Failure/Involved | Overhead | Transformer | Failed/Faulted | 2016 | Tier 2 - Elevated | Transformer only | 10 | 22 | 2016-10-22 | 1567411 | Sus | Y | EquipmentFailureInvolved¦Overhead¦Transformer¦FailedFaulted
16-0074905 | Unknown Cause | Patrol - found nothing |  |  | 2016 | Tier 2 - Elevated | Distribution Circuit | 10 | 24 | 2016-10-24 | 1568360 | Sus | Y | UnknownCause¦Patrolfoundnothing¦¦
16-0080340 | Unknown Cause | Patrol - not conducted |  |  | 2016 | Tier 3 - Extreme | Distribution Circuit | 11 | 16 | 2016-11-16 | 1582390 | Sus | Y | UnknownCause¦Patrolnotconducted¦¦
16-0080679 | Unknown Cause | Patrol - not conducted |  |  | 2016 | Tier 2 - Elevated | Distribution Circuit | 11 | 17 | 2016-11-17 | 1583471 | Sus | Y | UnknownCause¦Patrolnotconducted¦¦
16-0084525 | Animal | Squirrel | Conductor, Overhead | Normal | 2016 | Tier 3 - Extreme | Distribution Circuit | 12 | 8 | 2016-12-08 | 1596797 | Sus | N | Animal¦Squirrel¦ConductorOverhead¦Normal
16-0085962 | Vegetation | Tree - fell into line | Conductor, Overhead | Broken, wire on ground | 2016 | Tier 2 - Elevated | Distribution Circuit | 12 | 16 | 2016-12-16 | 1604102 | Sus | N | Vegetation¦Treefellintoline¦ConductorOverhead¦Brokenwireonground
17-0002821 | Vegetation | Tree - fell into line | Conductor, Overhead | Broken, wire on ground | 2017 | Tier 2 - Elevated | Distribution Circuit | 1 | 2 | 2017-01-02 | 1615009 | Sus | N | Vegetation¦Treefellintoline¦ConductorOverhead¦Brokenwireonground
17-0005093 | Unknown Cause | Patrol - found nothing |  |  | 2017 | Tier 3 - Extreme | Distribution Circuit | 1 | 8 | 2017-01-08 | 1622593 | Sus | N | UnknownCause¦Patrolfoundnothing¦¦
17-0005481 | Vegetation | Tree - fell into line | Crossarm, Wood | Broken, wire on ground | 2017 | Tier 2 - Elevated | Distribution Circuit | 1 | 8 | 2017-01-08 | 1625400 | Sus | N | Vegetation¦Treefellintoline¦CrossarmWood¦Brokenwireonground
17-0006065 | Equipment Failure/Involved | Overhead | Pole-Wood | Broken | 2017 | Tier 2 - Elevated | Distribution Circuit | 1 | 9 | 2017-01-09 | 1630972 | Sus | N | EquipmentFailureInvolved¦Overhead¦PoleWood¦Broken
17-0006551 | Vegetation | Tree - fell into line | Conductor, Overhead | Broken, wire on ground | 2017 | Tier 3 - Extreme | Distribution Circuit | 1 | 10 | 2017-01-10 | 1632937 | Sus | N | Vegetation¦Treefellintoline¦ConductorOverhead¦Brokenwireonground
17-0006879 | Vegetation | Tree - fell into line | Conductor, Overhead | Broken, wire on ground | 2017 | Tier 2 - Elevated | Distribution Circuit | 1 | 10 | 2017-01-10 | 1634697 | Sus | N | Vegetation¦Treefellintoline¦ConductorOverhead¦Brokenwireonground
17-0010082 | Vegetation | Tree - fell into line | Fuse | Failed/Faulted | 2017 | Tier 2 - Elevated | Distribution Circuit | 1 | 18 | 2017-01-18 | 1646351 | Sus | N | Vegetation¦Treefellintoline¦Fuse¦FailedFaulted
17-0010791 | Unknown Cause | Patrol - found nothing |  |  | 2017 | Tier 2 - Elevated | Distribution Circuit | 1 | 18 | 2017-01-18 | 1648552 | Sus | N | UnknownCause¦Patrolfoundnothing¦¦
17-0011862 | Unknown Cause | Patrol - found nothing |  |  | 2017 | Tier 3 - Extreme | Distribution Circuit | 1 | 20 | 2017-01-20 | 1655225 | Sus | N | UnknownCause¦Patrolfoundnothing¦¦
17-0015412 | Vegetation | Tree - fell into line | Conductor, Overhead | Arcing | 2017 | Tier 2 - Elevated | Distribution Circuit | 1 | 26 | 2017-01-26 | 1668138 | Sus | N | Vegetation¦Treefellintoline¦ConductorOverhead¦Arcing
17-0017061 | Equipment Failure/Involved | Fire, pole | Pole-Wood | Burned/flashed | 2017 | Tier 3 - Extreme | Distribution Circuit | 2 | 2 | 2017-02-02 | 1673387 | Sus | N | EquipmentFailureInvolved¦Firepole¦PoleWood¦Burnedflashed
17-0017564 | Equipment Failure/Involved | Overhead | Conductor, Overhead | Broken, wire on ground | 2017 | Tier 3 - Extreme | Distribution Circuit | 2 | 5 | 2017-02-05 | 1675424 | Sus | N | EquipmentFailureInvolved¦Overhead¦ConductorOverhead¦Brokenwireonground
17-0017627 | Equipment Failure/Involved | Overhead | Jumper | Burned Open | 2017 | Tier 2 - Elevated | Distribution Circuit | 2 | 5 | 2017-02-05 | 1675635 | Sus | N | EquipmentFailureInvolved¦Overhead¦Jumper¦BurnedOpen
17-0018614 | Vegetation | Tree - fell into line | Conductor, Overhead | Broken, wire on ground | 2017 | Tier 2 - Elevated | Distribution Circuit | 2 | 7 | 2017-02-07 | 1680268 | Sus | N | Vegetation¦Treefellintoline¦ConductorOverhead¦Brokenwireonground
17-0026028 | 3rd Party | Other | Conductor, Overhead | Normal | 2017 | Tier 3 - Extreme | Distribution Circuit | 2 | 23 | 2017-02-23 | 1711962 | Sus | N | 3rdParty¦Other¦ConductorOverhead¦Normal
17-0026879 | Vegetation | Tree - branch fell on line | Conductor, Overhead | Normal | 2017 | Tier 3 - Extreme | Distribution Circuit | 2 | 26 | 2017-02-26 | 1714445 | Sus | N | Vegetation¦Treebranchfellonline¦ConductorOverhead¦Normal
17-0030354 | Equipment Failure/Involved | Overhead | Conductor, Overhead | Bent or Twisted | 2017 | Tier 3 - Extreme | Distribution Circuit | 3 | 13 | 2017-03-13 | 1725965 | Sus | N | EquipmentFailureInvolved¦Overhead¦ConductorOverhead¦BentorTwisted
17-0034224 | Equipment Failure/Involved | Overhead | Secondary | Arcing | 2017 | Tier 2 - Elevated | Transformer only | 3 | 27 | 2017-03-27 | 1736932 | Sus | N | EquipmentFailureInvolved¦Overhead¦Secondary¦Arcing
17-0037564 | Vegetation | Tree - fell into line | Conductor, Overhead | Broken, wire on ground | 2017 | Tier 3 - Extreme | Distribution Circuit | 4 | 6 | 2017-04-06 | 1748364 | Sus | N | Vegetation¦Treefellintoline¦ConductorOverhead¦Brokenwireonground
17-0039852 | Vegetation | Tree - fell into line | Conductor, Overhead | Normal | 2017 | Tier 2 - Elevated | Distribution Circuit | 4 | 13 | 2017-04-13 | 1756875 | Sus | N | Vegetation¦Treefellintoline¦ConductorOverhead¦Normal
17-0040104 | Unknown Cause | Patrol - found nothing |  |  | 2017 | Tier 2 - Elevated | Distribution Circuit | 4 | 13 | 2017-04-13 | 1757329 | Sus | N | UnknownCause¦Patrolfoundnothing¦¦
17-0040965 | Equipment Failure/Involved | Overhead | Capacitor | Failed/Faulted | 2017 | Tier 2 - Elevated | Distribution Circuit | 4 | 18 | 2017-04-18 | 1759903 | Sus | N | EquipmentFailureInvolved¦Overhead¦Capacitor¦FailedFaulted
17-0041525 | Unknown Cause | Patrol - found nothing |  |  | 2017 | Tier 3 - Extreme | Distribution Circuit | 4 | 19 | 2017-04-19 | 1761453 | Sus | N | UnknownCause¦Patrolfoundnothing¦¦
17-0041840 | Unknown Cause | Patrol - found nothing |  |  | 2017 | Tier 2 - Elevated | Distribution Circuit | 4 | 21 | 2017-04-21 | 1762362 | Sus | N | UnknownCause¦Patrolfoundnothing¦¦
17-0054705 | Equipment Failure/Involved | Overhead | Transformer (OH) | Failed/Faulted | 2017 | Tier 2 - Elevated | Distribution Circuit | 6 | 12 | 2017-06-12 | 1803162 | Sus | Y | EquipmentFailureInvolved¦Overhead¦Transformer(OH)¦FailedFaulted
17-0056109 | Equipment Failure/Involved | Overhead | Transformer | Failed/Faulted | 2017 | Tier 2 - Elevated | Transformer only | 6 | 18 | 2017-06-18 | 1807734 | Sus | Y | EquipmentFailureInvolved¦Overhead¦Transformer¦FailedFaulted
17-0056836 | 3rd Party | Vehicle | Pole-Wood | Broken, wire on ground | 2017 | Tier 3 - Extreme | Distribution Circuit | 6 | 19 | 2017-06-19 | 1811822 | Sus | Y | 3rdParty¦Vehicle¦PoleWood¦Brokenwireonground
17-0067510 | Unknown Cause | Patrol - found nothing |  |  | 2017 | Tier 2 - Elevated | Distribution Circuit | 8 | 2 | 2017-08-02 | 1844924 | Sus | Y | UnknownCause¦Patrolfoundnothing¦¦
17-0085778 | Vegetation | Tree - fell into line | Pole-Wood | Broken, wire on object | 2017 | Tier 2 - Elevated | Distribution Circuit | 10 | 8 | 2017-10-08 | 1894177 | Sus | Y | Vegetation¦Treefellintoline¦PoleWood¦Brokenwireonobject
17-0086291 | Equipment Failure/Involved | Overhead | Pole-Wood | Deteriorated | 2017 | Tier 2 - Elevated | Distribution Circuit | 10 | 11 | 2017-10-11 | 1898580 | Sus | Y | EquipmentFailureInvolved¦Overhead¦PoleWood¦Deteriorated
17-0086826 | Environmental/External | Fire, Forest/Grass | Pole-Wood | Broken, wire on ground | 2017 | Tier 2 - Elevated | Distribution Circuit | 10 | 8 | 2017-10-08 | 1899498 | Sus | Y | EnvironmentalExternal¦FireForestGrass¦PoleWood¦Brokenwireonground
17-0087572 | Environmental/External | Fire, Forest/Grass | Transformer (UG) | Failed/Faulted | 2017 | Tier 2 - Elevated | Distribution Circuit | 10 | 8 | 2017-10-08 | 1901426 | Sus | Y | EnvironmentalExternal¦FireForestGrass¦Transformer(UG)¦FailedFaulted
17-0090538 | Unknown Cause | Patrol - found nothing |  |  | 2017 | Tier 2 - Elevated | Distribution Circuit | 10 | 26 | 2017-10-26 | 1909869 | Sus | Y | UnknownCause¦Patrolfoundnothing¦¦
17-0091546 | Vegetation | Tree - branch fell on line | Fuse | Normal | 2017 | Tier 2 - Elevated | Distribution Circuit | 10 | 31 | 2017-10-31 | 1913100 | Sus | Y | Vegetation¦Treebranchfellonline¦Fuse¦Normal
17-0092610 | Vegetation | Tree - fell into line | Conductor, Overhead | Broken, wire on ground | 2017 | Tier 2 - Elevated | Distribution Circuit | 11 | 4 | 2017-11-04 | 1915825 | Sus | Y | Vegetation¦Treefellintoline¦ConductorOverhead¦Brokenwireonground
17-0094408 | Vegetation | Tree - fell into line | Pole-Wood | Broken, wire on ground | 2017 | Tier 3 - Extreme | Distribution Circuit | 11 | 11 | 2017-11-11 | 1920559 | Sus | Y | Vegetation¦Treefellintoline¦PoleWood¦Brokenwireonground
17-0101103 | Unknown Cause | Patrol - found nothing |  |  | 2017 | Tier 2 - Elevated | Distribution Circuit | 12 | 11 | 2017-12-11 | 1940330 | Sus | N | UnknownCause¦Patrolfoundnothing¦¦
17-0101258 | Unknown Cause | Patrol - found nothing |  |  | 2017 | Tier 2 - Elevated | Distribution Circuit | 12 | 12 | 2017-12-12 | 1941022 | Sus | N | UnknownCause¦Patrolfoundnothing¦¦
17-0102121 | Unknown Cause | Patrol - found nothing |  |  | 2017 | Tier 2 - Elevated | Distribution Circuit | 12 | 16 | 2017-12-16 | 1945045 | Sus | N | UnknownCause¦Patrolfoundnothing¦¦
18-0004493 | Vegetation | Tree - branch fell on line | Conductor, Overhead | Normal | 2018 | Tier 2 - Elevated | Distribution Circuit | 1 | 8 | 2018-01-08 | 4372 | Sus | N | Vegetation¦Treebranchfellonline¦ConductorOverhead¦Normal
18-0015397 | Vegetation | Tree - fell into line | Conductor, Overhead | Broken, wire on ground | 2018 | Tier 2 - Elevated | Distribution Circuit | 2 | 19 | 2018-02-19 | 27221 | Sus | N | Vegetation¦Treefellintoline¦ConductorOverhead¦Brokenwireonground
18-0018243 | Equipment Failure/Involved | Overhead | Anchor or Guy | Deteriorated | 2018 | Tier 3 - Extreme | Transformer only | 2 | 28 | 2018-02-28 | 33660 | Sus | N | EquipmentFailureInvolved¦Overhead¦AnchororGuy¦Deteriorated
18-0019328 | Vegetation | Tree - fell into line | Conductor, Overhead | Together | 2018 | Tier 3 - Extreme | Distribution Circuit | 3 | 2 | 2018-03-02 | 36898 | Sus | N | Vegetation¦Treefellintoline¦ConductorOverhead¦Together
18-0019408 | Vegetation | Tree - fell into line | Conductor, Overhead | Failed/Faulted | 2018 | Tier 2 - Elevated | Distribution Circuit | 3 | 3 | 2018-03-03 | 37257 | Sus | N | Vegetation¦Treefellintoline¦ConductorOverhead¦FailedFaulted
18-0021808 | Unknown Cause | Patrol - found nothing |  |  | 2018 | Tier 2 - Elevated | Distribution Circuit | 3 | 12 | 2018-03-12 | 42202 | Sus | N | UnknownCause¦Patrolfoundnothing¦¦
18-0026727 | Equipment Failure/Involved | Overhead | Insulator | Broken | 2018 | Tier 2 - Elevated | Distribution Circuit | 3 | 26 | 2018-03-26 | 53747 | Sus | N | EquipmentFailureInvolved¦Overhead¦Insulator¦Broken
18-0033453 | Equipment Failure/Involved | Overhead | Transformer (OH) | Broken | 2018 | Tier 2 - Elevated | Transformer only | 4 | 18 | 2018-04-18 | 69583 | Sus | N | EquipmentFailureInvolved¦Overhead¦Transformer(OH)¦Broken
18-0035442 | Equipment Failure/Involved | Overhead | Conductor, Overhead | Broken | 2018 | Tier 3 - Extreme | Distribution Circuit | 4 | 25 | 2018-04-25 | 73695 | Sus | N | EquipmentFailureInvolved¦Overhead¦ConductorOverhead¦Broken
18-0048501 | Unknown Cause | Patrol - found nothing |  |  | 2018 | Tier 3 - Extreme | Distribution Circuit | 6 | 7 | 2018-06-07 | 103629 | Sus | Y | UnknownCause¦Patrolfoundnothing¦¦
18-0066133 | Environmental/External | Fire, Forest/Grass | Service conductor | Burned/flashed | 2018 | Tier 3 - Extreme | Transformer only | 7 | 26 | 2018-07-26 | 147490 | Sus | Y | EnvironmentalExternal¦FireForestGrass¦Serviceconductor¦Burnedflashed
18-0067121 | Environmental/External | Fire, Forest/Grass | Pole-Wood | Burned/flashed | 2018 | Tier 2 - Elevated | Distribution Circuit | 7 | 29 | 2018-07-29 | 149936 | Sus | Y | EnvironmentalExternal¦FireForestGrass¦PoleWood¦Burnedflashed
18-0068094 | Unknown Cause | Patrol - found nothing |  |  | 2018 | Tier 2 - Elevated | Distribution Circuit | 8 | 8 | 2018-08-08 | 151827 | Sus | Y | UnknownCause¦Patrolfoundnothing¦¦
18-0068883 | Vegetation | Tree - fell into line | Conductor, Overhead | Broken, wire on ground | 2018 | Tier 3 - Extreme | Distribution Circuit | 8 | 10 | 2018-08-10 | 153204 | Sus | Y | Vegetation¦Treefellintoline¦ConductorOverhead¦Brokenwireonground
18-0087265 | Environmental/External | Lightning | Other | Broken | 2018 | Tier 3 - Extreme | Transformer only | 10 | 5 | 2018-10-05 | 188947 | Sus | Y | EnvironmentalExternal¦Lightning¦Other¦Broken
18-0087920 | Vegetation | Tree - fell into line | Conductor, Overhead | Broken, wire on ground | 2018 | Tier 3 - Extreme | Distribution Circuit | 10 | 7 | 2018-10-07 | 190224 | Sus | Y | Vegetation¦Treefellintoline¦ConductorOverhead¦Brokenwireonground
18-0089043 | Vegetation | Tree - fell into line | Connector or Splice (OH) | Broken | 2018 | Tier 3 - Extreme | Distribution Circuit | 10 | 10 | 2018-10-10 | 192442 | Sus | Y | Vegetation¦Treefellintoline¦ConnectororSplice(OH)¦Broken
18-0098390 | Unknown Cause | Patrol - found nothing |  |  | 2018 | Tier 2 - Elevated | Distribution Circuit | 11 | 8 | 2018-11-08 | 211837 | Sus | Y | UnknownCause¦Patrolfoundnothing¦¦
18-0098890 | 3rd Party | Vehicle | Pole-Wood | Broken, wire on ground | 2018 | Tier 2 - Elevated | Distribution Circuit | 11 | 10 | 2018-11-10 | 213194 | Sus | Y | 3rdParty¦Vehicle¦PoleWood¦Brokenwireonground
18-0102158 | Unknown Cause | Patrol - found nothing |  |  | 2018 | Tier 2 - Elevated | Distribution Circuit | 11 | 21 | 2018-11-21 | 221151 | Sus | Y | UnknownCause¦Patrolfoundnothing¦¦
18-0102374 | Vegetation | Tree - branch fell on line | Fuse | Failed/Faulted | 2018 | Tier 2 - Elevated | Distribution Circuit | 11 | 22 | 2018-11-22 | 222088 | Sus | Y | Vegetation¦Treebranchfellonline¦Fuse¦FailedFaulted
18-0102753 | Unknown Cause | Patrol - found nothing |  |  | 2018 | Tier 2 - Elevated | Distribution Circuit | 11 | 24 | 2018-11-24 | 223367 | Sus | Y | UnknownCause¦Patrolfoundnothing¦¦
18-0109380 | Vegetation | Tree - fell into line | Conductor, Overhead | Broken, wire on ground | 2018 | Tier 2 - Elevated | Distribution Circuit | 12 | 15 | 2018-12-15 | 241019 | Sus | N | Vegetation¦Treefellintoline¦ConductorOverhead¦Brokenwireonground
18-0109476 | Unknown Cause | Patrol - found nothing |  |  | 2018 | Tier 2 - Elevated | Distribution Circuit | 12 | 16 | 2018-12-16 | 241324 | Sus | N | UnknownCause¦Patrolfoundnothing¦¦
18-0109579 | Vegetation | Tree - branch fell on line | Conductor, Overhead | Normal | 2018 | Tier 3 - Extreme | Distribution Circuit | 12 | 16 | 2018-12-16 | 241637 | Sus | N | Vegetation¦Treebranchfellonline¦ConductorOverhead¦Normal
18-0110225 | Animal | Squirrel | Recloser | Normal | 2018 | Tier 2 - Elevated | Distribution Circuit | 12 | 21 | 2018-12-21 | 244971 | Sus | N | Animal¦Squirrel¦Recloser¦Normal
18-0110657 | Vegetation | Tree - branch fell on line | Conductor, Overhead | Normal | 2018 | Tier 3 - Extreme | Distribution Circuit | 12 | 25 | 2018-12-25 | 247153 | Sus | N | Vegetation¦Treebranchfellonline¦ConductorOverhead¦Normal
19-0005163 | Vegetation | Tree - fell into line | Conductor, Overhead | Normal | 2019 | Tier 2 - Elevated | Distribution Circuit | 1 | 6 | 2019-01-06 |  | Sus | N | Vegetation¦Treefellintoline¦ConductorOverhead¦Normal
19-0005511 | Unknown Cause | Patrol - not conducted |  |  | 2019 | Tier 3 - Extreme | Distribution Circuit | 1 | 6 | 2019-01-06 | 258205 | Sus | N | UnknownCause¦Patrolnotconducted¦¦
19-0006640 | Equipment Failure/Involved | Overhead | Lightning Arrestor | Failed/Faulted | 2019 | Tier 2 - Elevated | Distribution Circuit | 1 | 9 | 2019-01-09 | 261225 | Sus | N | EquipmentFailureInvolved¦Overhead¦LightningArrestor¦FailedFaulted
19-0010441 | Vegetation | Tree - fell into line | Conductor, Overhead | Broken, wire on ground | 2019 | Tier 3 - Extreme | Distribution Circuit | 1 | 16 | 2019-01-16 | 270948 | Sus | N | Vegetation¦Treefellintoline¦ConductorOverhead¦Brokenwireonground
19-0010876 | Vegetation | Tree - branch fell on line | Conductor, Overhead | Broken, wire on ground | 2019 | Tier 3 - Extreme | Distribution Circuit | 1 | 17 | 2019-01-17 | 273062 | Sus | N | Vegetation¦Treebranchfellonline¦ConductorOverhead¦Brokenwireonground
19-0011618 | Vegetation | Tree - fell into line | Conductor, Overhead | Broken, wire on ground | 2019 | Tier 2 - Elevated | Distribution Circuit | 1 | 16 | 2019-01-16 | 270806 | Sus | N | Vegetation¦Treefellintoline¦ConductorOverhead¦Brokenwireonground
19-0011650 | Vegetation | Tree - branch fell on line | Conductor, Overhead | Together | 2019 | Tier 2 - Elevated | Distribution Circuit | 1 | 16 | 2019-01-16 | 275515 | Sus | N | Vegetation¦Treebranchfellonline¦ConductorOverhead¦Together
19-0017256 | Unknown Cause | Patrol - found nothing |  |  | 2019 | Tier 2 - Elevated | Distribution Circuit | 2 | 2 | 2019-02-02 | 287742 | Sus | N | UnknownCause¦Patrolfoundnothing¦¦
19-0018332 | Equipment Failure/Involved | Overhead | Pole-Wood | Broken, wire on ground | 2019 | Tier 2 - Elevated | Distribution Circuit | 2 | 5 | 2019-02-05 | 291667 | Sus | N | EquipmentFailureInvolved¦Overhead¦PoleWood¦Brokenwireonground
19-0018446 | Vegetation | Tree - fell into line | Conductor, Overhead | Broken, wire on ground | 2019 | Tier 3 - Extreme | Distribution Circuit | 2 | 5 | 2019-02-05 | 292502 | Sus | N | Vegetation¦Treefellintoline¦ConductorOverhead¦Brokenwireonground
19-0018566 | Vegetation | Tree - fell into line | Conductor, Overhead | Broken, wire on ground | 2019 | Tier 3 - Extreme | Distribution Circuit | 2 | 5 | 2019-02-05 | 292553 | Sus | N | Vegetation¦Treefellintoline¦ConductorOverhead¦Brokenwireonground
19-0018729 | Unknown Cause | Patrol - found nothing |  |  | 2019 | Tier 2 - Elevated | Distribution Circuit | 2 | 5 | 2019-02-05 | 292191 | Sus | N | UnknownCause¦Patrolfoundnothing¦¦
19-0020147 | Vegetation | Tree - branch fell on line | Conductor, Overhead | Broken | 2019 | Tier 3 - Extreme | Distribution Circuit | 2 | 5 | 2019-02-05 | 292618 | Sus | N | Vegetation¦Treebranchfellonline¦ConductorOverhead¦Broken
19-0020546 | Vegetation | Tree - fell into line | Crossarm, Wood | Broken, wire on ground | 2019 | Tier 2 - Elevated | Distribution Circuit | 2 | 10 | 2019-02-10 | 297966 | Sus | N | Vegetation¦Treefellintoline¦CrossarmWood¦Brokenwireonground
19-0021007 | Equipment Failure/Involved | Overhead | Conductor, Overhead | Broken, wire on ground | 2019 | Tier 2 - Elevated | Distribution Circuit | 2 | 11 | 2019-02-11 | 299597 | Sus | N | EquipmentFailureInvolved¦Overhead¦ConductorOverhead¦Brokenwireonground
19-0021164 | Vegetation | Tree - fell into line | Conductor, Overhead | Broken, wire on ground | 2019 | Tier 2 - Elevated | Distribution Circuit | 2 | 11 | 2019-02-11 | 300059 | Sus | N | Vegetation¦Treefellintoline¦ConductorOverhead¦Brokenwireonground
19-0021669 | Vegetation | Tree - fell into line | Pole-Wood | Broken, wire on ground | 2019 | Tier 2 - Elevated | Distribution Circuit | 2 | 12 | 2019-02-12 | 301522 | Sus | N | Vegetation¦Treefellintoline¦PoleWood¦Brokenwireonground
19-0022087 | Vegetation | Tree - fell into line | Conductor, Overhead | Normal | 2019 | Tier 3 - Extreme | Distribution Circuit | 2 | 12 | 2019-02-12 | 301286 | Sus | N | Vegetation¦Treefellintoline¦ConductorOverhead¦Normal
19-0022506 | Unknown Cause | Patrol - found nothing |  |  | 2019 | Tier 2 - Elevated | Distribution Circuit | 2 | 13 | 2019-02-13 | 304838 | Sus | N | UnknownCause¦Patrolfoundnothing¦¦
19-0023062 | Vegetation | Tree - fell into line | Conductor, Overhead | Together | 2019 | Tier 2 - Elevated | Distribution Circuit | 2 | 14 | 2019-02-14 | 308216 | Sus | N | Vegetation¦Treefellintoline¦ConductorOverhead¦Together
19-0025060 | Vegetation | Tree - fell into line | Conductor, Overhead | Broken, wire on ground | 2019 | Tier 3 - Extreme | Distribution Circuit | 2 | 16 | 2019-02-16 | 315193 | Sus | N | Vegetation¦Treefellintoline¦ConductorOverhead¦Brokenwireonground
19-0025723 | Equipment Failure/Involved | Overhead | Transformer | Failed/Faulted | 2019 | Tier 2 - Elevated | Transformer only | 2 | 17 | 2019-02-17 | 316536 | Sus | N | EquipmentFailureInvolved¦Overhead¦Transformer¦FailedFaulted
19-0029110 | Vegetation | Tree - fell into line | Conductor, Overhead | Broken, wire on ground | 2019 | Tier 2 - Elevated | Distribution Circuit | 2 | 26 | 2019-02-26 | 325435 | Sus | N | Vegetation¦Treefellintoline¦ConductorOverhead¦Brokenwireonground
19-0029795 | Unknown Cause | Patrol - not conducted |  |  | 2019 | Tier 3 - Extreme | Distribution Circuit | 3 | 1 | 2019-03-01 | 328894 | Sus | N | UnknownCause¦Patrolnotconducted¦¦
19-0036067 | Equipment Failure/Involved | Overhead | Insulator | Broken | 2019 | Tier 3 - Extreme | Distribution Circuit | 3 | 22 | 2019-03-22 | 345308 | Sus | N | EquipmentFailureInvolved¦Overhead¦Insulator¦Broken
19-0038468 | Animal | Bird found | Conductor, Overhead | Normal | 2019 | Tier 2 - Elevated | Distribution Circuit | 3 | 30 | 2019-03-30 | 350538 | Sus | N | Animal¦Birdfound¦ConductorOverhead¦Normal
19-0039042 | Equipment Failure/Involved | Overhead | Transformer |  | 2019 | Tier 2 - Elevated | Transformer only | 4 | 2 | 2019-04-02 | 352261 | Sus | N | EquipmentFailureInvolved¦Overhead¦Transformer¦
19-0042094 | Company Initiated | Return Circuit Normal | PT/CCVT | Normal | 2019 | Tier 3 - Extreme | Substation - Distribution | 5 | 18 | 2019-05-18 | 384215 | Sus | Y | CompanyInitiated¦ReturnCircuitNormal¦PTCCVT¦Normal
19-0051444 | Equipment Failure/Involved | Overhead | Crossarm, Wood | Broken | 2019 | Tier 3 - Extreme | Distribution Circuit | 5 | 13 | 2019-05-13 | 379620 | Sus | Y | EquipmentFailureInvolved¦Overhead¦CrossarmWood¦Broken
19-0052475 | Vegetation | Tree - branch fell on line | Fuse | Failed/Faulted | 2019 | Tier 3 - Extreme | Distribution Circuit | 5 | 15 | 2019-05-15 | 381616 | Sus | Y | Vegetation¦Treebranchfellonline¦Fuse¦FailedFaulted
19-0053339 | Vegetation | Tree - fell into line | Conductor, Overhead | Normal | 2019 | Tier 2 - Elevated | Distribution Circuit | 5 | 17 | 2019-05-17 | 383607 | Sus | Y | Vegetation¦Treefellintoline¦ConductorOverhead¦Normal
19-0053692 | Equipment Failure/Involved | Overhead | Conductor, Overhead | Broken, wire on ground | 2019 | Tier 3 - Extreme | Transformer only | 5 | 18 | 2019-05-18 | 384355 | Sus | Y | EquipmentFailureInvolved¦Overhead¦ConductorOverhead¦Brokenwireonground
19-0056967 | Equipment Failure/Involved | Overhead | Crossarm, Wood | Broken | 2019 | Tier 2 - Elevated | Distribution Circuit | 5 | 24 | 2019-05-24 | 389719 | Sus | Y | EquipmentFailureInvolved¦Overhead¦CrossarmWood¦Broken
19-0069700 | Vegetation | Tree - fell into line | Conductor, Overhead | Normal | 2019 | Tier 2 - Elevated | Distribution Circuit | 6 | 19 | 2019-06-19 | 421380 | Sus | Y | Vegetation¦Treefellintoline¦ConductorOverhead¦Normal
19-0074023 | Equipment Failure/Involved | Overhead | Transformer | Broken | 2019 | Tier 2 - Elevated | Transformer only | 7 | 2 | 2019-07-02 | 439928 | Sus | Y | EquipmentFailureInvolved¦Overhead¦Transformer¦Broken
19-0078590 | Equipment Failure/Involved | Overhead | Pole-Wood | Broken | 2019 | Tier 3 - Extreme | Distribution Circuit | 7 | 17 | 2019-07-17 | 456913 | Sus | Y | EquipmentFailureInvolved¦Overhead¦PoleWood¦Broken
19-0087788 | Vegetation | Tree - fell into line | Pole-Wood | Broken | 2019 | Tier 3 - Extreme | Distribution Circuit | 8 | 14 | 2019-08-14 | 509314 | Sus | Y | Vegetation¦Treefellintoline¦PoleWood¦Broken
19-0094376 | Vegetation | Tree - grew into line | Conductor, Overhead | Normal | 2019 | Tier 3 - Extreme | Distribution Circuit | 8 | 31 | 2019-08-31 | 550021 | Sus | Y | Vegetation¦Treegrewintoline¦ConductorOverhead¦Normal
19-0096367 | Equipment Failure/Involved | Overhead | Crossarm, Wood | Broken | 2019 | Tier 3 - Extreme | Distribution Circuit | 9 | 7 | 2019-09-07 | 560555 | Sus | Y | EquipmentFailureInvolved¦Overhead¦CrossarmWood¦Broken
19-0096481 | Animal | Bird found | Conductor, Overhead | Normal | 2019 | Tier 2 - Elevated | Distribution Circuit | 9 | 7 | 2019-09-07 | 562150 | Sus | Y | Animal¦Birdfound¦ConductorOverhead¦Normal
19-0096800 | Equipment Failure/Involved | Overhead | Conductor, Overhead | Bent or Twisted | 2019 | Tier 3 - Extreme | Distribution Circuit | 9 | 9 | 2019-09-09 | 564073 | Sus | Y | EquipmentFailureInvolved¦Overhead¦ConductorOverhead¦BentorTwisted
19-0099694 | Animal | Other | Cutout, fuse holder | Normal | 2019 | Tier 2 - Elevated | Distribution Circuit | 9 | 16 | 2019-09-16 | 585262 | Sus | Y | Animal¦Other¦Cutoutfuseholder¦Normal
19-0099968 | Vegetation | Tree - branch fell on line | Conductor, Overhead | Normal | 2019 | Tier 3 - Extreme | Distribution Circuit | 9 | 16 | 2019-09-16 | 585611 | Sus | Y | Vegetation¦Treebranchfellonline¦ConductorOverhead¦Normal
19-0100397 | Vegetation | Tree - fell into line | Jumper | Burned Open | 2019 | Tier 3 - Extreme | Distribution Circuit | 9 | 17 | 2019-09-17 | 588953 | Sus | Y | Vegetation¦Treefellintoline¦Jumper¦BurnedOpen
19-0102238 | 3rd Party | Vehicle | Pole-Wood | Broken | 2019 | Tier 2 - Elevated | Distribution Circuit | 9 | 22 | 2019-09-22 | 603685 | Sus | Y | 3rdParty¦Vehicle¦PoleWood¦Broken
19-0109028 | Unknown Cause | Patrol - found nothing |  |  | 2019 | Tier 2 - Elevated | Distribution Circuit | 10 | 8 | 2019-10-08 | 647645 | Sus | Y | UnknownCause¦Patrolfoundnothing¦¦
19-0111263 | 3rd Party | Vehicle | Pole-Wood | Broken, wire on ground | 2019 | Tier 3 - Extreme | Distribution Circuit | 10 | 14 | 2019-10-14 | 657193 | Sus | Y | 3rdParty¦Vehicle¦PoleWood¦Brokenwireonground
19-0118767 | Wildfire Mitigation | Public Safety Power Shut-off | Conductor, Overhead | Broken, wire on ground | 2019 | Tier 3 - Extreme | Distribution Circuit | 10 | 26 | 2019-10-26 | 694591 | Sus | Y | WildfireMitigation¦PublicSafetyPowerShutoff¦ConductorOverhead¦Brokenwireonground
19-0121955 | Unknown Cause | Patrol - found nothing |  |  | 2019 | Tier 2 - Elevated | Distribution Circuit | 11 | 6 | 2019-11-06 | 701037 | Sus | Y | UnknownCause¦Patrolfoundnothing¦¦
19-0122695 | Equipment Failure/Involved | Overhead | Transformer | Failed/Faulted | 2019 | Tier 2 - Elevated | Transformer only | 11 | 7 | 2019-11-07 | 702181 | Sus | Y | EquipmentFailureInvolved¦Overhead¦Transformer¦FailedFaulted
19-0123270 | Equipment Failure/Involved | Overhead | Transformer (OH) | Failed/Faulted | 2019 | Tier 2 - Elevated | Distribution Circuit | 11 | 9 | 2019-11-09 | 703196 | Sus | Y | EquipmentFailureInvolved¦Overhead¦Transformer(OH)¦FailedFaulted
19-0130275 | Vegetation | Tree - branch fell on line | Conductor, Overhead | Broken, wire on ground | 2019 | Tier 2 - Elevated | Distribution Circuit | 11 | 26 | 2019-11-26 | 719352 | Sus | Y | Vegetation¦Treebranchfellonline¦ConductorOverhead¦Brokenwireonground
19-0130401 | Vegetation | Tree - fell into line | Conductor, Overhead | Broken, wire on ground | 2019 | Tier 2 - Elevated | Distribution Circuit | 11 | 27 | 2019-11-27 | 720680 | Sus | Y | Vegetation¦Treefellintoline¦ConductorOverhead¦Brokenwireonground
19-0131372 | Vegetation | Tree - fell into line | Conductor, Overhead | Normal | 2019 | Tier 3 - Extreme | Distribution Circuit | 11 | 30 | 2019-11-30 | 724036 | Sus | Y | Vegetation¦Treefellintoline¦ConductorOverhead¦Normal
19-0131794 | Equipment Failure/Involved | Overhead | Lightning Arrestor | Failed/Faulted | 2019 | Tier 3 - Extreme | Distribution Circuit | 11 | 30 | 2019-11-30 | 725170 | Sus | Y | EquipmentFailureInvolved¦Overhead¦LightningArrestor¦FailedFaulted
19-0134610 | Equipment Failure/Involved | Overhead | Insulator | Burned/flashed | 2019 | Tier 2 - Elevated | Distribution Circuit | 12 | 6 | 2019-12-06 | 731913 | Sus | N | EquipmentFailureInvolved¦Overhead¦Insulator¦Burnedflashed
19-0135098 | Equipment Failure/Involved | Overhead | Transformer | Failed/Faulted | 2019 | Tier 2 - Elevated | Transformer only | 12 | 8 | 2019-12-08 | 733914 | Sus | N | EquipmentFailureInvolved¦Overhead¦Transformer¦FailedFaulted
19-0136777 | Equipment Failure/Involved | Overhead | Transformer | Failed/Faulted | 2019 | Tier 2 - Elevated | Transformer only | 12 | 16 | 2019-12-16 | 743571 | Sus | N | EquipmentFailureInvolved¦Overhead¦Transformer¦FailedFaulted
19-0138198 | Animal | Bird found | Conductor, Overhead | Normal | 2019 | Tier 2 - Elevated | Distribution Circuit | 12 | 30 | 2019-12-30 | 752219 | Sus | N | Animal¦Birdfound¦ConductorOverhead¦Normal
20-0010400 | Unknown Cause | Patrol - found nothing |  |  | 2020 | Tier 3 - Extreme | Distribution Circuit | 1 | 16 | 2020-01-16 | 763748 | Sus | N | UnknownCause¦Patrolfoundnothing¦¦
20-0014372 | Unknown Cause | Patrol - found nothing |  |  | 2020 | Tier 2 - Elevated | Distribution Circuit | 1 | 28 | 2020-01-28 | 771399 | Sus | N | UnknownCause¦Patrolfoundnothing¦¦
20-0019103 | Vegetation | Tree - branch fell on line | Conductor, Overhead | Normal | 2020 | Tier 3 - Extreme | Distribution Circuit | 2 | 9 | 2020-02-09 | 781631 | Sus | N | Vegetation¦Treebranchfellonline¦ConductorOverhead¦Normal
20-0019549 | Vegetation | Tree - fell into line | Transformer | Broken, wire on ground | 2020 | Tier 2 - Elevated | Transformer only | 2 | 9 | 2020-02-09 | 785600 | Sus | N | Vegetation¦Treefellintoline¦Transformer¦Brokenwireonground
20-0021080 | 3rd Party | Vehicle | Pole-Wood | Broken | 2020 | Tier 3 - Extreme | Distribution Circuit | 2 | 12 | 2020-02-12 | 789693 | Sus | N | 3rdParty¦Vehicle¦PoleWood¦Broken
20-0027333 | Unknown Cause | Patrol - found nothing |  |  | 2020 | Tier 3 - Extreme | Distribution Circuit | 2 | 29 | 2020-02-29 | 820053 | Sus | N | UnknownCause¦Patrolfoundnothing¦¦
20-0030556 | 3rd Party | Customer Equipment | Transformer | Failed/Faulted | 2020 | Tier 2 - Elevated | Distribution Circuit | 3 | 10 | 2020-03-10 | 843111 | Sus | N | 3rdParty¦CustomerEquipment¦Transformer¦FailedFaulted
20-0032285 | Vegetation | Tree - fell into line | Conductor, Overhead | Together | 2020 | Tier 2 - Elevated | Distribution Circuit | 3 | 15 | 2020-03-15 | 852101 | Sus | N | Vegetation¦Treefellintoline¦ConductorOverhead¦Together
20-0033122 | Vegetation | Tree - branch fell on line | Pole-Wood | Broken, wire on ground | 2020 | Tier 3 - Extreme | Distribution Circuit | 3 | 16 | 2020-03-16 | 856082 | Sus | N | Vegetation¦Treebranchfellonline¦PoleWood¦Brokenwireonground
20-0034796 | Vegetation | Tree - fell into line | Crossarm, Wood | Broken, wire on ground | 2020 | Tier 3 - Extreme | Distribution Circuit | 3 | 14 | 2020-03-14 | 859933 | Sus | N | Vegetation¦Treefellintoline¦CrossarmWood¦Brokenwireonground
20-0035361 | Unknown Cause | Patrol - found nothing |  |  | 2020 | Tier 2 - Elevated | Distribution Circuit | 3 | 23 | 2020-03-23 | 862086 | Sus | N | UnknownCause¦Patrolfoundnothing¦¦
20-0036859 | Unknown Cause | Patrol - found nothing |  |  | 2020 | Tier 2 - Elevated | Distribution Circuit | 3 | 28 | 2020-03-28 | 868874 | Sus | N | UnknownCause¦Patrolfoundnothing¦¦
20-0036940 | Unknown Cause | Patrol - found nothing |  |  | 2020 | Tier 2 - Elevated | Distribution Circuit | 3 | 28 | 2020-03-28 | 869140 | Sus | N | UnknownCause¦Patrolfoundnothing¦¦
20-0038548 | Vegetation | Tree - fell into line | Conductor, Overhead | Broken, wire on ground | 2020 | Tier 3 - Extreme | Distribution Circuit | 4 | 5 | 2020-04-05 | 882861 | Sus | N | Vegetation¦Treefellintoline¦ConductorOverhead¦Brokenwireonground
20-0041822 | 3rd Party | Vehicle | Pole-Wood | Broken, wire on ground | 2020 | Tier 3 - Extreme | Distribution Circuit | 4 | 15 | 2020-04-15 | 896160 | Sus | N | 3rdParty¦Vehicle¦PoleWood¦Brokenwireonground
20-0045533 | Equipment Failure/Involved | Underground | Transformer (UG) | Leaking | 2020 | Tier 2 - Elevated | Distribution Circuit | 4 | 29 | 2020-04-29 | 903680 | Sus | N | EquipmentFailureInvolved¦Underground¦Transformer(UG)¦Leaking
20-0046714 | Vegetation | Tree - branch fell on line | Conductor, Overhead | Normal | 2020 | Tier 2 - Elevated | Distribution Circuit | 5 | 3 | 2020-05-03 | 906209 | Sus | Y | Vegetation¦Treebranchfellonline¦ConductorOverhead¦Normal
20-0048868 | Unknown Cause | Patrol - found nothing |  |  | 2020 | Tier 3 - Extreme | Distribution Circuit | 5 | 10 | 2020-05-10 | 910573 | Sus | Y | UnknownCause¦Patrolfoundnothing¦¦
20-0050376 | 3rd Party | Vehicle | Pole-Wood | Broken, wire on ground | 2020 | Tier 3 - Extreme | Distribution Circuit | 5 | 14 | 2020-05-14 | 913953 | Sus | Y | 3rdParty¦Vehicle¦PoleWood¦Brokenwireonground
20-0057175 | Equipment Failure/Involved | Overhead | Other | Failed/Faulted | 2020 | Tier 2 - Elevated | Transformer only | 6 | 3 | 2020-06-03 | 929771 | Sus | Y | EquipmentFailureInvolved¦Overhead¦Other¦FailedFaulted
20-0059532 | Equipment Failure/Involved | Overhead | Pole-Wood | Broken | 2020 | Tier 2 - Elevated | Distribution Circuit | 6 | 10 | 2020-06-10 | 935765 | Sus | Y | EquipmentFailureInvolved¦Overhead¦PoleWood¦Broken
20-0065012 | Equipment Failure/Involved | Overhead | Woodpin | Broken | 2020 | Tier 3 - Extreme | Distribution Circuit | 6 | 25 | 2020-06-25 | 947335 | Sus | Y | EquipmentFailureInvolved¦Overhead¦Woodpin¦Broken
20-0065526 | 3rd Party | Gun Shot | Conductor, Overhead | Broken, wire on ground | 2020 | Tier 2 - Elevated | Distribution Circuit | 6 | 26 | 2020-06-26 | 948206 | Sus | Y | 3rdParty¦GunShot¦ConductorOverhead¦Brokenwireonground
20-0070874 | Unknown Cause | Patrol - found nothing |  |  | 2020 | Tier 2 - Elevated | Distribution Circuit | 7 | 11 | 2020-07-11 | 962505 | Sus | Y | UnknownCause¦Patrolfoundnothing¦¦
20-0072170 | Animal | Squirrel | Fuse | Failed/Faulted | 2020 | Tier 2 - Elevated | Distribution Circuit | 7 | 15 | 2020-07-15 | 964951 | Sus | Y | Animal¦Squirrel¦Fuse¦FailedFaulted
20-0084827 | Unknown Cause | Patrol - found nothing |  |  | 2020 | Tier 2 - Elevated | Distribution Circuit | 8 | 16 | 2020-08-16 | 1011948 | Sus | Y | UnknownCause¦Patrolfoundnothing¦¦
20-0084843 | Unknown Cause | Patrol - found nothing |  |  | 2020 | Tier 2 - Elevated | Transmission line | 8 | 16 | 2020-08-16 | 1011754 | Sus | Y | UnknownCause¦Patrolfoundnothing¦¦
20-0085062 | Unknown Cause | Patrol - found nothing |  |  | 2020 | Tier 3 - Extreme | Distribution Circuit | 8 | 16 | 2020-08-16 | 1009753 | Sus | Y | UnknownCause¦Patrolfoundnothing¦¦
20-0085364 | Equipment Failure/Involved | Overhead | Transformer (OH) | Failed/Faulted | 2020 | Tier 2 - Elevated | Transformer only | 8 | 16 | 2020-08-16 | 1012927 | Sus | Y | EquipmentFailureInvolved¦Overhead¦Transformer(OH)¦FailedFaulted
20-0091325 | Vegetation | Tree - fell into line | Conductor, Overhead | Broken, wire on ground | 2020 | Tier 3 - Extreme | Distribution Circuit | 8 | 29 | 2020-08-29 | 1040774 | Sus | Y | Vegetation¦Treefellintoline¦ConductorOverhead¦Brokenwireonground
20-0092350 | Environmental/External | Fire, Forest/Grass | Pole-Wood | Broken, wire on ground | 2020 | Tier 3 - Extreme | Distribution Circuit | 8 | 19 | 2020-08-19 | 1047342 | Sus | Y | EnvironmentalExternal¦FireForestGrass¦PoleWood¦Brokenwireonground
20-0094890 | Vegetation | Tree - fell into line | Conductor, Overhead | Together | 2020 | Tier 2 - Elevated | Distribution Circuit | 9 | 8 | 2020-09-08 | 1060311 | Sus | Y | Vegetation¦Treefellintoline¦ConductorOverhead¦Together
20-0096927 | Environmental/External | Fire, Forest/Grass | Pole-Wood | Burned/flashed | 2020 | Tier 2 - Elevated | Distribution Circuit | 9 | 13 | 2020-09-13 | 1067227 | Sus | Y | EnvironmentalExternal¦FireForestGrass¦PoleWood¦Burnedflashed
20-0096999 | Environmental/External | Fire, Forest/Grass | Transformer (OH) | Normal | 2020 | Tier 3 - Extreme | Transformer only | 8 | 19 | 2020-08-19 | 1067386 | Sus | Y | EnvironmentalExternal¦FireForestGrass¦Transformer(OH)¦Normal
20-0098908 | Vegetation | Tree - grew into line | Conductor, Overhead | Normal | 2020 | Tier 2 - Elevated | Distribution Circuit | 9 | 18 | 2020-09-18 | 1080093 | Sus | Y | Vegetation¦Treegrewintoline¦ConductorOverhead¦Normal
20-0100021 | Equipment Failure/Involved | Overhead | Transformer | Failed/Faulted | 2020 | Tier 3 - Extreme | Transformer only | 9 | 21 | 2020-09-21 | 1086295 | Sus | Y | EquipmentFailureInvolved¦Overhead¦Transformer¦FailedFaulted
20-0102123 | Unknown Cause | Patrol - found nothing |  |  | 2020 | Tier 2 - Elevated | Distribution Circuit | 9 | 27 | 2020-09-27 | 1095223 | Sus | Y | UnknownCause¦Patrolfoundnothing¦¦
20-0105554 | Equipment Failure/Involved | Overhead | Transformer (OH) | Failed/Faulted | 2020 | Tier 2 - Elevated | Transformer only | 10 | 6 | 2020-10-06 | 1111816 | Sus | Y | EquipmentFailureInvolved¦Overhead¦Transformer(OH)¦FailedFaulted
20-0107829 | Unknown Cause | Patrol - found nothing |  |  | 2020 | Tier 2 - Elevated | Distribution Circuit | 10 | 12 | 2020-10-12 | 1116077 | Sus | Y | UnknownCause¦Patrolfoundnothing¦¦
20-0107968 | Equipment Failure/Involved | Overhead | Secondary | Deteriorated | 2020 | Tier 2 - Elevated | Transformer only | 10 | 13 | 2020-10-13 | 1116348 | Sus | Y | EquipmentFailureInvolved¦Overhead¦Secondary¦Deteriorated
20-0107981 | Animal | Bird found | Cutout, fuse holder | Broken | 2020 | Tier 2 - Elevated | Distribution Circuit | 10 | 13 | 2020-10-13 | 1116396 | Sus | Y | Animal¦Birdfound¦Cutoutfuseholder¦Broken
20-0110868 | 3rd Party | Vehicle | Pole-Wood | Broken | 2020 | Tier 2 - Elevated | Distribution Circuit | 10 | 20 | 2020-10-20 | 1121778 | Sus | Y | 3rdParty¦Vehicle¦PoleWood¦Broken
20-0112527 | Unknown Cause | Patrol - found nothing |  |  | 2020 | Tier 2 - Elevated | Transformer only | 10 | 23 | 2020-10-23 | 1124186 | Sus | Y | UnknownCause¦Patrolfoundnothing¦¦
20-0116864 | Vegetation | Tree - grew into line | Conductor, Overhead | Normal | 2020 | Tier 2 - Elevated | Distribution Circuit | 11 | 4 | 2020-11-04 | 1135572 | Sus | Y | Vegetation¦Treegrewintoline¦ConductorOverhead¦Normal
20-0123899 | 3rd Party | Vehicle | Pole-Wood | Broken | 2020 | Tier 2 - Elevated | Distribution Circuit | 11 | 22 | 2020-11-22 | 1152611 | Sus | Y | 3rdParty¦Vehicle¦PoleWood¦Broken
20-0130348 | Equipment Failure/Involved | Underground | Transformer (UG) | Normal | 2020 | Tier 2 - Elevated | Distribution Circuit | 12 | 14 | 2020-12-14 | 1184948 | Sus | N | EquipmentFailureInvolved¦Underground¦Transformer(UG)¦Normal
20-0131490 | Unknown Cause | Patrol - not conducted |  |  | 2020 | Tier 2 - Elevated | Distribution Circuit | 12 | 22 | 2020-12-22 | 1197193 | Sus | N | UnknownCause¦Patrolnotconducted¦¦
21-0006857 | Unknown Cause | Patrol - found nothing |  |  | 2021 | Tier 2 - Elevated | Distribution Circuit | 1 | 9 | 2021-01-09 | 1207241 | Sus | N | UnknownCause¦Patrolfoundnothing¦¦
21-0007114 | Unknown Cause | Patrol - not conducted |  |  | 2021 | Tier 2 - Elevated | Distribution Circuit | 1 | 11 | 2021-01-11 | 1207907 | Sus | N | UnknownCause¦Patrolnotconducted¦¦
21-0010006 | Vegetation | Tree - fell into line | Crossarm, Wood | Broken | 2021 | Tier 3 - Extreme | Distribution Circuit | 1 | 18 | 2021-01-18 | 1213292 | Sus | N | Vegetation¦Treefellintoline¦CrossarmWood¦Broken
21-0010382 | Vegetation | Tree - fell into line | Conductor, Overhead | Broken, wire on ground | 2021 | Tier 3 - Extreme | Distribution Circuit | 1 | 19 | 2021-01-19 | 1213909 | Sus | N | Vegetation¦Treefellintoline¦ConductorOverhead¦Brokenwireonground
21-0011044 | Equipment Failure/Involved | Overhead | Conductor, Overhead | On Ground | 2021 | Tier 3 - Extreme | Distribution Circuit | 1 | 19 | 2021-01-19 | 1217772 | Sus | N | EquipmentFailureInvolved¦Overhead¦ConductorOverhead¦OnGround
21-0013310 | Equipment Failure/Involved | Overhead | Transformer (OH) | Leaking | 2021 | Tier 3 - Extreme | Transformer only | 1 | 23 | 2021-01-23 | 1221928 | Sus | N | EquipmentFailureInvolved¦Overhead¦Transformer(OH)¦Leaking
21-0013741 | Unknown Cause | Patrol - found nothing |  |  | 2021 | Tier 3 - Extreme | Distribution Circuit | 1 | 25 | 2021-01-25 | 1223011 | Sus | N | UnknownCause¦Patrolfoundnothing¦¦
21-0013895 | Unknown Cause | Patrol - not conducted |  |  | 2021 | Tier 2 - Elevated | Distribution Circuit | 1 | 25 | 2021-01-25 | 1224294 | Sus | N | UnknownCause¦Patrolnotconducted¦¦
21-0013950 | Vegetation | Tree - branch fell on line | Conductor, Overhead | Normal | 2021 | Tier 2 - Elevated | Distribution Circuit | 1 | 25 | 2021-01-25 | 1223784 | Sus | N | Vegetation¦Treebranchfellonline¦ConductorOverhead¦Normal
21-0014119 | Equipment Failure/Involved | Overhead | Conductor, Overhead | Broken | 2021 | Tier 3 - Extreme | Distribution Circuit | 1 | 25 | 2021-01-25 | 1224173 | Sus | N | EquipmentFailureInvolved¦Overhead¦ConductorOverhead¦Broken
21-0017053 | Unknown Cause | Patrol - found nothing |  |  | 2021 | Tier 3 - Extreme | Distribution Circuit | 1 | 27 | 2021-01-27 | 1236309 | Sus | N | UnknownCause¦Patrolfoundnothing¦¦
21-0017450 | Equipment Failure/Involved | Overhead | Jumper | Burned Open | 2021 | Tier 2 - Elevated | Distribution Circuit | 1 | 28 | 2021-01-28 | 1238816 | Sus | N | EquipmentFailureInvolved¦Overhead¦Jumper¦BurnedOpen
21-0018419 | Equipment Failure/Involved | Overhead | Conductor, Overhead | Broken, wire on ground | 2021 | Tier 3 - Extreme | Distribution Circuit | 1 | 29 | 2021-01-29 | 1241896 | Sus | N | EquipmentFailureInvolved¦Overhead¦ConductorOverhead¦Brokenwireonground
21-0022713 | Unknown Cause | Patrol - found nothing |  |  | 2021 | Tier 2 - Elevated | Distribution Circuit | 2 | 6 | 2021-02-06 | 1249727 | Sus | N | UnknownCause¦Patrolfoundnothing¦¦
21-0025339 | Equipment Failure/Involved | Overhead | Cutout, fuse holder | Broken | 2021 | Tier 3 - Extreme | Transformer only | 2 | 13 | 2021-02-13 | 1254421 | Sus | N | EquipmentFailureInvolved¦Overhead¦Cutoutfuseholder¦Broken
21-0028785 | Unknown Cause | Patrol - found nothing |  |  | 2021 | Tier 3 - Extreme | Transformer only | 2 | 23 | 2021-02-23 | 1260569 | Sus | N | UnknownCause¦Patrolfoundnothing¦¦
21-0033025 | Equipment Failure/Involved | Fire, pole | Conductor, Overhead | Normal | 2021 | Tier 3 - Extreme | Transmission line | 3 | 6 | 2021-03-06 | 1271548 | Sus | N | EquipmentFailureInvolved¦Firepole¦ConductorOverhead¦Normal
21-0039162 | Equipment Failure/Involved | Overhead | Transformer (OH) | Failed/Faulted | 2021 | Tier 3 - Extreme | Transformer only | 3 | 21 | 2021-03-21 | 1290830 | Sus | N | EquipmentFailureInvolved¦Overhead¦Transformer(OH)¦FailedFaulted
21-0040146 | Vegetation | Tree - branch fell on line | Conductor, Overhead | Normal | 2021 | Tier 3 - Extreme | Distribution Circuit | 3 | 23 | 2021-03-23 | 1294769 | Sus | N | Vegetation¦Treebranchfellonline¦ConductorOverhead¦Normal
21-0048226 | Unknown Cause | Patrol - found nothing |  |  | 2021 | Tier 2 - Elevated | Distribution Circuit | 4 | 13 | 2021-04-13 | 1315635 | Sus | N | UnknownCause¦Patrolfoundnothing¦¦
21-0051532 | Animal | Squirrel |  | Failed/Faulted | 2021 | Tier 2 - Elevated | Transformer only | 4 | 21 | 2021-04-21 | 1326875 | Sus | N | Animal¦Squirrel¦¦FailedFaulted
21-0059062 | Unknown Cause | Patrol - found nothing |  |  | 2021 | Tier 3 - Extreme | Distribution Circuit | 5 | 10 | 2021-05-10 | 1344616 | Sus | Y | UnknownCause¦Patrolfoundnothing¦¦
21-0061420 | Vegetation | Tree - fell into line | Transformer | Broken, wire on ground | 2021 | Tier 2 - Elevated | Transformer only | 5 | 14 | 2021-05-14 | 1348934 | Sus | Y | Vegetation¦Treefellintoline¦Transformer¦Brokenwireonground
21-0061925 | 3rd Party | Customer Equipment | Other | Broken | 2021 | Tier 2 - Elevated | Distribution Circuit | 5 | 15 | 2021-05-15 | 1350573 | Sus | Y | 3rdParty¦CustomerEquipment¦Other¦Broken
21-0064671 | Unknown Cause | Patrol - found nothing |  |  | 2021 | Tier 2 - Elevated | Distribution Circuit | 5 | 21 | 2021-05-21 | 1355920 | Sus | Y | UnknownCause¦Patrolfoundnothing¦¦
21-0065485 | Unknown Cause | Patrol - found nothing |  |  | 2021 | Tier 2 - Elevated | Distribution Circuit | 5 | 25 | 2021-05-25 | 1357953 | Sus | Y | UnknownCause¦Patrolfoundnothing¦¦
21-0066616 | Equipment Failure/Involved | Overhead | Conductor, Overhead | Annealed | 2021 | Tier 2 - Elevated | Distribution Circuit | 5 | 26 | 2021-05-26 | 1359416 | Sus | Y | EquipmentFailureInvolved¦Overhead¦ConductorOverhead¦Annealed
21-0066680 | Unknown Cause | Patrol - found nothing |  |  | 2021 | Tier 3 - Extreme | Distribution Circuit | 5 | 26 | 2021-05-26 | 1359534 | Sus | Y | UnknownCause¦Patrolfoundnothing¦¦
21-0070090 | Unknown Cause | Patrol - not conducted |  |  | 2021 | Tier 3 - Extreme | Distribution Circuit | 6 | 4 | 2021-06-04 | 1365705 | Sus | Y | UnknownCause¦Patrolnotconducted¦¦
21-0070514 | Unknown Cause | Patrol - found nothing |  |  | 2021 | Tier 2 - Elevated | Distribution Circuit | 6 | 5 | 2021-06-05 | 1366702 | Sus | Y | UnknownCause¦Patrolfoundnothing¦¦
21-0076155 | Equipment Failure/Involved | Fire, pole | Pole-Wood | Broken | 2021 | Tier 2 - Elevated | Distribution Circuit | 6 | 18 | 2021-06-18 | 1377588 | Sus | Y | EquipmentFailureInvolved¦Firepole¦PoleWood¦Broken
21-0077304 | Equipment Failure/Involved | Overhead | Transformer (OH) | Failed/Faulted | 2021 | Tier 2 - Elevated | Distribution Circuit | 6 | 22 | 2021-06-22 | 1381709 | Sus | Y | EquipmentFailureInvolved¦Overhead¦Transformer(OH)¦FailedFaulted
21-0081095 | Vegetation | Tree - fell into line | Conductor, Overhead | Broken, wire on ground | 2021 | Tier 2 - Elevated | Transformer only | 6 | 28 | 2021-06-28 | 1387429 | Sus | Y | Vegetation¦Treefellintoline¦ConductorOverhead¦Brokenwireonground
21-0086760 | Vegetation | Tree - branch fell on line | Secondary | Normal | 2021 | Tier 2 - Elevated | Transformer only | 7 | 8 | 2021-07-08 | 1394830 | Sus | Y | Vegetation¦Treebranchfellonline¦Secondary¦Normal
21-0087519 | Unknown Cause | Patrol - found nothing |  |  | 2021 | Tier 2 - Elevated | Distribution Circuit | 7 | 10 | 2021-07-10 | 1398596 | Sus | Y | UnknownCause¦Patrolfoundnothing¦¦
21-0091721 | Equipment Failure/Involved | Overhead | Transformer (OH) | Failed/Faulted | 2021 | Tier 2 - Elevated | Transformer only | 7 | 19 | 2021-07-19 | 1407915 | Sus | Y | EquipmentFailureInvolved¦Overhead¦Transformer(OH)¦FailedFaulted
21-0093352 | Unknown Cause | Patrol - found nothing |  |  | 2021 | Tier 2 - Elevated | Distribution Circuit | 7 | 22 | 2021-07-22 | 1410729 | Sus | Y | UnknownCause¦Patrolfoundnothing¦¦
21-0094660 | Animal | Bird found | Conductor, Overhead | Normal | 2021 | Tier 2 - Elevated | Distribution Circuit | 7 | 25 | 2021-07-25 | 1414258 | Sus | Y | Animal¦Birdfound¦ConductorOverhead¦Normal
21-0101474 | Equipment Failure/Involved | Overhead | Transformer (OH) | Failed/Faulted | 2021 | Tier 2 - Elevated | Distribution Circuit | 8 | 7 | 2021-08-07 | 1436295 | Sus | Y | EquipmentFailureInvolved¦Overhead¦Transformer(OH)¦FailedFaulted
21-0103935 | Unknown Cause | Patrol - found nothing |  |  | 2021 | Tier 3 - Extreme | Distribution Circuit | 8 | 12 | 2021-08-12 | 1441393 | Sus | Y | UnknownCause¦Patrolfoundnothing¦¦
21-0104670 | Equipment Failure/Involved | Overhead | Pole-Wood | Deteriorated | 2021 | Tier 2 - Elevated | Distribution Circuit | 8 | 14 | 2021-08-14 | 1442822 | Sus | Y | EquipmentFailureInvolved¦Overhead¦PoleWood¦Deteriorated
21-0107638 | Equipment Failure/Involved | Overhead | Regulator | Broken | 2021 | Tier 2 - Elevated | Distribution Circuit | 8 | 21 | 2021-08-21 | 1449258 | Sus | Y | EquipmentFailureInvolved¦Overhead¦Regulator¦Broken
21-0115607 | Equipment Failure/Involved | Overhead | Transformer (OH) | Failed/Faulted | 2021 | Tier 2 - Elevated | Transformer only | 9 | 9 | 2021-09-09 | 1466450 | Sus | Y | EquipmentFailureInvolved¦Overhead¦Transformer(OH)¦FailedFaulted
21-0119493 | Animal | Bird found | Conductor, Overhead | Normal | 2021 | Tier 2 - Elevated | Distribution Circuit | 9 | 19 | 2021-09-19 | 1475271 | Sus | Y | Animal¦Birdfound¦ConductorOverhead¦Normal
21-0132020 | Equipment Failure/Involved | Overhead | Transformer (OH) | Failed/Faulted | 2021 | Tier 3 - Extreme | Transformer only | 10 | 17 | 2021-10-17 | 1499319 | Sus | Y | EquipmentFailureInvolved¦Overhead¦Transformer(OH)¦FailedFaulted
21-0135681 | Vegetation | Tree - fell into line | Conductor, Overhead | Broken, wire on ground | 2021 | Tier 2 - Elevated | Distribution Circuit | 10 | 24 | 2021-10-24 | 1508198 | Sus | Y | Vegetation¦Treefellintoline¦ConductorOverhead¦Brokenwireonground
21-0135759 | Vegetation | Tree - fell into line | Conductor, Overhead | Normal | 2021 | Tier 3 - Extreme | Distribution Circuit | 10 | 24 | 2021-10-24 | 1508674 | Sus | Y | Vegetation¦Treefellintoline¦ConductorOverhead¦Normal
21-0136271 | Vegetation | Tree - fell into line | Conductor, Overhead | Normal | 2021 | Tier 2 - Elevated | Distribution Circuit | 10 | 24 | 2021-10-24 | 1511097 | Sus | Y | Vegetation¦Treefellintoline¦ConductorOverhead¦Normal
21-0136505 | Company Initiated | Other Circuits | Conductor, Overhead | Together | 2021 | Tier 2 - Elevated | Distribution Circuit | 10 | 24 | 2021-10-24 | 1514392 | Sus | Y | CompanyInitiated¦OtherCircuits¦ConductorOverhead¦Together
21-0136553 | Equipment Failure/Involved | Overhead | Insulator | Broken | 2021 | Tier 2 - Elevated | Distribution Circuit | 10 | 24 | 2021-10-24 | 1514785 | Sus | Y | EquipmentFailureInvolved¦Overhead¦Insulator¦Broken
21-0137511 | Vegetation | Tree - branch fell on line | Conductor, Overhead | Normal | 2021 | Tier 2 - Elevated | Distribution Circuit | 10 | 24 | 2021-10-24 | 1516031 | Sus | Y | Vegetation¦Treebranchfellonline¦ConductorOverhead¦Normal
21-0138088 | Vegetation | Tree - fell into line | Conductor, Overhead | Normal | 2021 | Tier 3 - Extreme | Transformer only | 10 | 26 | 2021-10-26 | 1521022 | Sus | Y | Vegetation¦Treefellintoline¦ConductorOverhead¦Normal
21-0138210 | Vegetation | Tree - fell into line | Conductor, Overhead | Broken, wire on ground | 2021 | Tier 3 - Extreme | Distribution Circuit | 10 | 25 | 2021-10-25 | 1520840 | Sus | Y | Vegetation¦Treefellintoline¦ConductorOverhead¦Brokenwireonground
21-0139266 | Equipment Failure/Involved | Overhead | Transformer (OH) | Failed/Faulted | 2021 | Tier 2 - Elevated | Transformer only | 10 | 28 | 2021-10-28 | 1523821 | Sus | Y | EquipmentFailureInvolved¦Overhead¦Transformer(OH)¦FailedFaulted
21-0139494 | Unknown Cause | Patrol - not conducted |  |  | 2021 | Tier 2 - Elevated | Distribution Circuit | 10 | 28 | 2021-10-28 | 1524505 | Sus | Y | UnknownCause¦Patrolnotconducted¦¦
21-0140475 | Equipment Failure/Involved | Overhead | Pole-Wood | Broken | 2021 | Tier 2 - Elevated | Distribution Circuit | 11 | 1 | 2021-11-01 | 1526962 | Sus | Y | EquipmentFailureInvolved¦Overhead¦PoleWood¦Broken
21-0143757 | Vegetation | Tree - fell into line | Conductor, Overhead | Broken, wire on ground | 2021 | Tier 2 - Elevated | Distribution Circuit | 11 | 9 | 2021-11-09 | 1538498 | Sus | Y | Vegetation¦Treefellintoline¦ConductorOverhead¦Brokenwireonground
21-0143950 | Equipment Failure/Involved | Underground | Secondary | Burned Open | 2021 | Tier 2 - Elevated | Transformer only | 11 | 9 | 2021-11-09 | 1538805 | Sus | Y | EquipmentFailureInvolved¦Underground¦Secondary¦BurnedOpen
21-0145544 | 3rd Party | Customer Equipment | Transformer (OH) | Normal | 2021 | Tier 3 - Extreme | Distribution Circuit | 11 | 15 | 2021-11-15 | 1544234 | Sus | Y | 3rdParty¦CustomerEquipment¦Transformer(OH)¦Normal
21-0157313 | Vegetation | Tree - fell into line | Conductor, Overhead | Broken, wire on object | 2021 | Tier 3 - Extreme | Distribution Circuit | 12 | 13 | 2021-12-13 | 1565815 | Sus | N | Vegetation¦Treefellintoline¦ConductorOverhead¦Brokenwireonobject
21-0158433 | Unknown Cause | Patrol - found nothing |  |  | 2021 | Tier 3 - Extreme | Transformer only | 12 | 14 | 2021-12-14 | 1571847 | Sus | N | UnknownCause¦Patrolfoundnothing¦¦
21-0158470 | Unknown Cause | Patrol - found nothing |  |  | 2021 | Tier 2 - Elevated | Distribution Circuit | 12 | 14 | 2021-12-14 | 1571016 | Sus | N | UnknownCause¦Patrolfoundnothing¦¦
21-0161453 | Vegetation | Tree - branch fell on line | Transformer | Broken, wire on ground | 2021 | Tier 3 - Extreme | Transformer only | 12 | 27 | 2021-12-27 | 1587543 | Sus | N | Vegetation¦Treebranchfellonline¦Transformer¦Brokenwireonground
21-0161547 | Environmental/External | Ice or snow | Conductor, Overhead | Broken, wire on ground | 2021 | Tier 3 - Extreme | Distribution Circuit | 12 | 27 | 2021-12-27 | 1586439 | Sus | N | EnvironmentalExternal¦Iceorsnow¦ConductorOverhead¦Brokenwireonground
21-0161602 | Vegetation | Tree - branch fell on line | Conductor, Overhead | Arcing | 2021 | Tier 2 - Elevated | Distribution Circuit | 12 | 29 | 2021-12-29 | 1588448 | Sus | N | Vegetation¦Treebranchfellonline¦ConductorOverhead¦Arcing
22-0005113 | Vegetation | Tree - fell into line | Fuse | Burned Open | 2021 | Tier 2 - Elevated | Transformer only | 12 | 29 | 2021-12-29 | 1587932 | Sus | N | Vegetation¦Treefellintoline¦Fuse¦BurnedOpen
22-0006630 | Environmental/External | Ice or snow | Conductor, Overhead | Broken, wire on ground | 2022 | Tier 3 - Extreme | Distribution Circuit | 1 | 5 | 2022-01-05 | 1596057 | Sus | N | EnvironmentalExternal¦Iceorsnow¦ConductorOverhead¦Brokenwireonground
22-0011971 | Company Initiated | Improper Construction | Other | Malfunctioning | 2022 | Tier 3 - Extreme | Distribution Circuit | 2 | 25 | 2022-02-25 | 1636668 | Sus | N | CompanyInitiated¦ImproperConstruction¦Other¦Malfunctioning
22-0012707 | Vegetation | Tree - fell into line | Transformer | Broken, wire on ground | 2022 | Tier 3 - Extreme | Transformer only | 1 | 21 | 2022-01-21 | 1607578 | Sus | N | Vegetation¦Treefellintoline¦Transformer¦Brokenwireonground
22-0017953 | Unknown Cause | Patrol - found nothing |  |  | 2022 | Tier 2 - Elevated | Distribution Circuit | 2 | 2 | 2022-02-02 | 1619333 | Sus | N | UnknownCause¦Patrolfoundnothing¦¦
22-0025338 | Unknown Cause | Patrol - found nothing |  |  | 2022 | Tier 2 - Elevated | Distribution Circuit | 2 | 22 | 2022-02-22 | 1634292 | Sus | N | UnknownCause¦Patrolfoundnothing¦¦
22-0028513 | Unknown Cause | Patrol - found nothing |  |  | 2022 | Tier 2 - Elevated | Distribution Circuit | 3 | 2 | 2022-03-02 | 1640217 | Sus | N | UnknownCause¦Patrolfoundnothing¦¦
22-0035050 | Equipment Failure/Involved | Overhead | Crossarm, Wood | Broken | 2022 | Tier 2 - Elevated | Distribution Circuit | 3 | 17 | 2022-03-17 | 1650473 | Sus | N | EquipmentFailureInvolved¦Overhead¦CrossarmWood¦Broken
22-0036583 | Vegetation | Tree - branch fell on line | Conductor, Overhead | Normal | 2022 | Tier 2 - Elevated | Distribution Circuit | 3 | 21 | 2022-03-21 | 1652894 | Sus | N | Vegetation¦Treebranchfellonline¦ConductorOverhead¦Normal
22-0039139 | Unknown Cause | Patrol - found nothing |  |  | 2022 | Tier 2 - Elevated | Distribution Circuit | 3 | 28 | 2022-03-28 | 1657442 | Sus | N | UnknownCause¦Patrolfoundnothing¦¦
22-0045767 | Equipment Failure/Involved | Overhead | Pole-Wood | Deteriorated | 2022 | Tier 2 - Elevated | Transformer only | 4 | 11 | 2022-04-11 | 1669492 | Sus | N | EquipmentFailureInvolved¦Overhead¦PoleWood¦Deteriorated
22-0045975 | Equipment Failure/Involved | Overhead | Transformer (OH) | Broken | 2022 | Tier 2 - Elevated | Transformer only | 4 | 11 | 2022-04-11 | 1669490 | Sus | N | EquipmentFailureInvolved¦Overhead¦Transformer(OH)¦Broken
22-0047010 | Unknown Cause | Patrol - found nothing |  |  | 2022 | Tier 2 - Elevated | Distribution Circuit | 4 | 12 | 2022-04-12 | 1671009 | Sus | N | UnknownCause¦Patrolfoundnothing¦¦
22-0050566 | Vegetation | Tree - bark fell into line | Conductor, Overhead | Broken, wire on ground | 2022 | Tier 2 - Elevated | Distribution Circuit | 4 | 16 | 2022-04-16 | 1674310 | Sus | N | Vegetation¦Treebarkfellintoline¦ConductorOverhead¦Brokenwireonground
22-0050590 | Vegetation | Tree - fell into line | Conductor, Overhead | Broken, wire on ground | 2022 | Tier 3 - Extreme | Distribution Circuit | 4 | 16 | 2022-04-16 | 1674199 | Sus | N | Vegetation¦Treefellintoline¦ConductorOverhead¦Brokenwireonground
22-0052824 | Equipment Failure/Involved | Overhead | Transformer (OH) | Broken | 2022 | Tier 2 - Elevated | Distribution Circuit | 4 | 21 | 2022-04-21 | 1678422 | Sus | N | EquipmentFailureInvolved¦Overhead¦Transformer(OH)¦Broken
22-0055466 | Animal | Other | Transformer (OH) | Normal | 2022 | Tier 2 - Elevated | Distribution Circuit | 4 | 28 | 2022-04-28 | 1683555 | Sus | N | Animal¦Other¦Transformer(OH)¦Normal
22-0056481 | Equipment Failure/Involved | Overhead | Transformer (OH) | Deteriorated | 2022 | Tier 2 - Elevated | Transformer only | 4 | 30 | 2022-04-30 | 1685344 | Sus | N | EquipmentFailureInvolved¦Overhead¦Transformer(OH)¦Deteriorated
22-0061222 | Animal | Other | Transformer (OH) | Normal | 2022 | Tier 2 - Elevated | Transformer only | 5 | 12 | 2022-05-12 | 1694654 | Sus | Y | Animal¦Other¦Transformer(OH)¦Normal
22-0061720 | Animal | Squirrel | Transformer (OH) | Broken | 2022 | Tier 2 - Elevated | Distribution Circuit | 5 | 13 | 2022-05-13 | 1695227 | Sus | Y | Animal¦Squirrel¦Transformer(OH)¦Broken
22-0065987 | Unknown Cause | Patrol - found nothing |  |  | 2022 | Tier 2 - Elevated | Distribution Circuit | 5 | 24 | 2022-05-24 | 1709558 | Sus | Y | UnknownCause¦Patrolfoundnothing¦¦
22-0067273 | Animal | Other | Pole-Wood | Deteriorated | 2022 | Tier 2 - Elevated | Distribution Circuit | 5 | 27 | 2022-05-27 | 1712179 | Sus | Y | Animal¦Other¦PoleWood¦Deteriorated
22-0067795 | Unknown Cause | Patrol - found nothing |  |  | 2022 | Tier 3 - Extreme | Distribution Circuit | 5 | 28 | 2022-05-28 | 1713077 | Sus | Y | UnknownCause¦Patrolfoundnothing¦¦
22-0067904 | Unknown Cause | Patrol - found nothing |  |  | 2022 | Tier 2 - Elevated | Distribution Circuit | 5 | 29 | 2022-05-29 | 1713411 | Sus | Y | UnknownCause¦Patrolfoundnothing¦¦
22-0073178 | Unknown Cause | Patrol - found nothing |  |  | 2022 | Tier 2 - Elevated | Distribution Circuit | 6 | 11 | 2022-06-11 | 1728341 | Sus | Y | UnknownCause¦Patrolfoundnothing¦¦
22-0075848 | Equipment Failure/Involved | Overhead | Lightning Arrestor | Burned/flashed | 2022 | Tier 3 - Extreme | Distribution Circuit | 6 | 17 | 2022-06-17 | 1734339 | Sus | Y | EquipmentFailureInvolved¦Overhead¦LightningArrestor¦Burnedflashed
22-0077382 | Equipment Failure/Involved | Overhead | Transformer (OH) | Broken | 2022 | Tier 2 - Elevated | Transformer only | 6 | 22 | 2022-06-22 | 1738933 | Sus | Y | EquipmentFailureInvolved¦Overhead¦Transformer(OH)¦Broken
22-0080256 | Unknown Cause | Patrol - found nothing |  |  | 2022 | Tier 2 - Elevated | Distribution Circuit | 6 | 29 | 2022-06-29 | 1745818 | Sus | Y | UnknownCause¦Patrolfoundnothing¦¦
22-0081323 | Unknown Cause | Patrol - found nothing |  |  | 2022 | Tier 2 - Elevated | Distribution Circuit | 7 | 2 | 2022-07-02 | 1747643 | Sus | Y | UnknownCause¦Patrolfoundnothing¦¦
22-0086946 | Animal | Bird found | Conductor, Overhead | Normal | 2022 | Tier 2 - Elevated | Distribution Circuit | 7 | 19 | 2022-07-19 | 1759825 | Sus | Y | Animal¦Birdfound¦ConductorOverhead¦Normal
22-0087968 | Equipment Failure/Involved | Overhead | Secondary | Normal | 2022 | Tier 2 - Elevated | Transformer only | 7 | 21 | 2022-07-21 | 1762168 | Sus | Y | EquipmentFailureInvolved¦Overhead¦Secondary¦Normal
22-0095585 | 3rd Party | Vehicle | Pole-Wood | Broken | 2022 | Tier 2 - Elevated | Distribution Circuit | 8 | 9 | 2022-08-09 | 1777356 | Sus | Y | 3rdParty¦Vehicle¦PoleWood¦Broken
22-0096841 | Equipment Failure/Involved | Overhead | Secondary | Broken | 2022 | Tier 2 - Elevated | Transformer only | 8 | 12 | 2022-08-12 | 1779468 | Sus | Y | EquipmentFailureInvolved¦Overhead¦Secondary¦Broken
22-0097503 | Equipment Failure/Involved | Overhead | Anchor or Guy | Broken | 2022 | Tier 2 - Elevated | Distribution Circuit | 8 | 15 | 2022-08-15 | 1781262 | Sus | Y | EquipmentFailureInvolved¦Overhead¦AnchororGuy¦Broken
22-0104884 | Unknown Cause | Patrol - found nothing |  |  | 2022 | Tier 2 - Elevated | Distribution Circuit | 9 | 1 | 2022-09-01 | 1797124 | Sus | Y | UnknownCause¦Patrolfoundnothing¦¦
22-0111540 | Animal | Other | Conductor, Overhead | Normal | 2022 | Tier 2 - Elevated | Distribution Circuit | 9 | 18 | 2022-09-18 | 1813680 | Sus | Y | Animal¦Other¦ConductorOverhead¦Normal
22-0111714 | Vegetation | Tree - branch fell on line | Conductor, Overhead | Normal | 2022 | Tier 2 - Elevated | Distribution Circuit | 9 | 18 | 2022-09-18 | 1814723 | Sus | Y | Vegetation¦Treebranchfellonline¦ConductorOverhead¦Normal
22-0112544 | Equipment Failure/Involved | Overhead | Transformer (OH) | Failed/Faulted | 2022 | Tier 2 - Elevated | Distribution Circuit | 9 | 20 | 2022-09-20 | 1817120 | Sus | Y | EquipmentFailureInvolved¦Overhead¦Transformer(OH)¦FailedFaulted
22-0127261 | Vegetation | Tree - fell into line | Conductor, Overhead | Normal | 2022 | Tier 3 - Extreme | Distribution Circuit | 11 | 2 | 2022-11-02 | 1852075 | Sus | Y | Vegetation¦Treefellintoline¦ConductorOverhead¦Normal
22-0128826 | Unknown Cause | Patrol - found nothing |  |  | 2022 | Tier 2 - Elevated | Distribution Circuit | 11 | 8 | 2022-11-08 | 1856688 | Sus | Y | UnknownCause¦Patrolfoundnothing¦¦
22-0135250 | Unknown Cause | Patrol - found nothing |  |  | 2022 | Tier 2 - Elevated | Distribution Circuit | 11 | 30 | 2022-11-30 | 1872271 | Sus | Y | UnknownCause¦Patrolfoundnothing¦¦
22-0137832 | Equipment Failure/Involved | Overhead | Cutout, fuse holder | Broken | 2022 | Tier 2 - Elevated | Distribution Circuit | 12 | 9 | 2022-12-09 | 1879526 | Sus | N | EquipmentFailureInvolved¦Overhead¦Cutoutfuseholder¦Broken
22-0138060 | Vegetation | Tree - fell into line | Conductor, Overhead | Broken, wire on ground | 2022 | Tier 2 - Elevated | Distribution Circuit | 12 | 10 | 2022-12-10 | 1880288 | Sus | N | Vegetation¦Treefellintoline¦ConductorOverhead¦Brokenwireonground
22-0138790 | Unknown Cause | Patrol - found nothing |  |  | 2022 | Tier 3 - Extreme | Distribution Circuit | 12 | 11 | 2022-12-11 | 1884631 | Sus | N | UnknownCause¦Patrolfoundnothing¦¦
22-0138892 | Unknown Cause | Patrol - found nothing |  |  | 2022 | Tier 3 - Extreme | Transformer only | 12 | 11 | 2022-12-11 | 1884899 | Sus | N | UnknownCause¦Patrolfoundnothing¦¦
22-0139090 | Vegetation | Tree - fell into line | Conductor, Overhead | Broken, wire on ground | 2022 | Tier 2 - Elevated | Distribution Circuit | 12 | 11 | 2022-12-11 | 1886429 | Sus | N | Vegetation¦Treefellintoline¦ConductorOverhead¦Brokenwireonground
22-0140717 | Environmental/External | Earthquake | Conductor, Overhead | Normal | 2022 | Tier 3 - Extreme | Transmission line | 12 | 20 | 2022-12-20 | 1893302 | Sus | N | EnvironmentalExternal¦Earthquake¦ConductorOverhead¦Normal
22-0142838 | Unknown Cause | Patrol - found nothing |  |  | 2022 | Tier 2 - Elevated | Distribution Circuit | 12 | 31 | 2022-12-31 | 1906441 | Sus | N | UnknownCause¦Patrolfoundnothing¦¦
15-0010072 | Vegetation | Tree - branch fell on line | Conductor, Overhead | Broken, wire on ground | 2015 | Tier 2 - Elevated | Distribution Circuit | 2 | 6 | 2015-02-06 | 1174473 | Sus | N | Vegetation¦Treebranchfellonline¦ConductorOverhead¦Brokenwireonground
15-0010418 | Vegetation | Tree - fell into line | Conductor, Overhead | Arcing | 2015 | Tier 3 - Extreme | Distribution Circuit | 2 | 6 | 2015-02-06 | 1176457 | Sus | N | Vegetation¦Treefellintoline¦ConductorOverhead¦Arcing
15-0010462 | Unknown Cause | Patrol - found nothing |  |  | 2015 | Tier 2 - Elevated | Distribution Circuit | 2 | 6 | 2015-02-06 | 1176340 | Sus | N | UnknownCause¦Patrolfoundnothing¦¦
15-0010597 | Vegetation | Tree - fell into line | Conductor, Overhead | Broken, wire on ground | 2015 | Tier 2 - Elevated | Distribution Circuit | 2 | 6 | 2015-02-06 | 1176256 | Sus | N | Vegetation¦Treefellintoline¦ConductorOverhead¦Brokenwireonground
15-0010646 | Vegetation | Tree - branch fell on line | Conductor, Overhead | Broken, wire on ground | 2015 | Tier 2 - Elevated | Distribution Circuit | 2 | 6 | 2015-02-06 | 1176829 | Sus | N | Vegetation¦Treebranchfellonline¦ConductorOverhead¦Brokenwireonground
15-0011118 | Equipment Failure/Involved | Other | Transformer | Malfunctioning | 2015 | Tier 2 - Elevated | Transformer only | 2 | 7 | 2015-02-07 | 1177662 | Sus | N | EquipmentFailureInvolved¦Other¦Transformer¦Malfunctioning
15-0011779 | Vegetation | Tree - fell into line | Conductor, Overhead | Broken, wire on ground | 2015 | Tier 3 - Extreme | Distribution Circuit | 2 | 8 | 2015-02-08 | 1183927 | Sus | N | Vegetation¦Treefellintoline¦ConductorOverhead¦Brokenwireonground
15-0013098 | Equipment Failure/Involved | Electrical Overload | Transformer | Malfunctioning | 2015 | Tier 3 - Extreme | Distribution Circuit | 2 | 13 | 2015-02-13 | 1189550 | Sus | N | EquipmentFailureInvolved¦ElectricalOverload¦Transformer¦Malfunctioning
15-0015810 | Equipment Failure/Involved | Other | Transformer | Broken | 2015 | Tier 3 - Extreme | Transformer only | 2 | 25 | 2015-02-25 | 1196011 | Sus | N | EquipmentFailureInvolved¦Other¦Transformer¦Broken
15-0029586 | 3rd Party | Vehicle | Pole-Wood | Broken, wire on ground | 2015 | Tier 2 - Elevated | Distribution Circuit | 4 | 25 | 2015-04-25 | 1225060 | Sus | N | 3rdParty¦Vehicle¦PoleWood¦Brokenwireonground
15-0032780 | Unknown Cause | Patrol - found nothing |  |  | 2015 | Tier 2 - Elevated | Transformer only | 5 | 7 | 2015-05-07 | 1231382 | Sus | Y | UnknownCause¦Patrolfoundnothing¦¦
15-0038935 | Unknown Cause | Patrol - not conducted |  |  | 2015 | Tier 2 - Elevated | Distribution Circuit | 6 | 5 | 2015-06-05 | 1244533 | Sus | Y | UnknownCause¦Patrolnotconducted¦¦
15-0039459 | Unknown Cause | Patrol - found nothing |  |  | 2015 | Tier 2 - Elevated | Distribution Circuit | 6 | 8 | 2015-06-08 | 1245989 | Sus | Y | UnknownCause¦Patrolfoundnothing¦¦
15-0040553 | Equipment Failure/Involved | Underground | Bus | Failed/Faulted | 2015 | Tier 2 - Elevated | Distribution Circuit | 6 | 12 | 2015-06-12 | 1249606 | Sus | Y | EquipmentFailureInvolved¦Underground¦Bus¦FailedFaulted
15-0045463 | Equipment Failure/Involved | Overhead | Crossarm, Wood | Deteriorated | 2015 | Tier 2 - Elevated | Distribution Circuit | 7 | 4 | 2015-07-04 | 1262803 | Sus | Y | EquipmentFailureInvolved¦Overhead¦CrossarmWood¦Deteriorated
15-0046826 | Equipment Failure/Involved | Overhead | Regulator | Malfunctioning | 2015 | Tier 2 - Elevated | Distribution Circuit | 7 | 10 | 2015-07-10 | 1266375 | Sus | Y | EquipmentFailureInvolved¦Overhead¦Regulator¦Malfunctioning
15-0048264 | Equipment Failure/Involved | Overhead | Transformer | Failed/Faulted | 2015 | Tier 3 - Extreme | Transformer only | 7 | 17 | 2015-07-17 | 1269647 | Sus | Y | EquipmentFailureInvolved¦Overhead¦Transformer¦FailedFaulted
15-0050876 | Equipment Failure/Involved | Overhead | Transformer | Failed/Faulted | 2015 | Tier 2 - Elevated | Transformer only | 7 | 28 | 2015-07-28 | 1278415 | Sus | Y | EquipmentFailureInvolved¦Overhead¦Transformer¦FailedFaulted
15-0051564 | Unknown Cause | Patrol - found nothing |  |  | 2015 | Tier 3 - Extreme | Distribution Circuit | 7 | 30 | 2015-07-30 | 1279990 | Sus | Y | UnknownCause¦Patrolfoundnothing¦¦
15-0061789 | Vegetation | Tree - bark fell into line | Transformer (OH) | Normal | 2015 | Tier 3 - Extreme | Distribution Circuit | 9 | 16 | 2015-09-16 | 1307178 | Sus | Y | Vegetation¦Treebarkfellintoline¦Transformer(OH)¦Normal
15-0062874 | Equipment Failure/Involved | Overhead | Crossarm, Wood | Broken | 2015 | Tier 2 - Elevated | Transformer only | 9 | 23 | 2015-09-23 | 1310697 | Sus | Y | EquipmentFailureInvolved¦Overhead¦CrossarmWood¦Broken
15-0063667 | Vegetation | Tree - fell into line | Conductor, Overhead | Normal | 2015 | Tier 3 - Extreme | Distribution Circuit | 9 | 25 | 2015-09-25 | 1312128 | Sus | Y | Vegetation¦Treefellintoline¦ConductorOverhead¦Normal
15-0066268 | Vegetation | Tree - fell into line | Conductor, Overhead | Normal | 2015 | Tier 3 - Extreme | Distribution Circuit | 9 | 29 | 2015-09-29 | 1313638 | Sus | Y | Vegetation¦Treefellintoline¦ConductorOverhead¦Normal
15-0071323 | Environmental/External | Lightning | Transformer (OH) | Failed/Faulted | 2015 | Tier 2 - Elevated | Transformer only | 10 | 17 | 2015-10-17 | 1324373 | Sus | Y | EnvironmentalExternal¦Lightning¦Transformer(OH)¦FailedFaulted
15-0074802 | Vegetation | Tree - fell into line | Conductor, Overhead | Broken, wire on ground | 2015 | Tier 2 - Elevated | Distribution Circuit | 11 | 2 | 2015-11-02 | 1333131 | Sus | Y | Vegetation¦Treefellintoline¦ConductorOverhead¦Brokenwireonground
15-0075703 | Vegetation | Tree - branch fell on line | Conductor, Overhead | Broken, wire on ground | 2015 | Tier 2 - Elevated | Distribution Circuit | 11 | 4 | 2015-11-04 | 1335659 | Sus | Y | Vegetation¦Treebranchfellonline¦ConductorOverhead¦Brokenwireonground
15-0076561 | Unknown Cause | Patrol - found nothing |  |  | 2015 | Tier 2 - Elevated | Distribution Circuit | 11 | 9 | 2015-11-09 | 1337698 | Sus | Y | UnknownCause¦Patrolfoundnothing¦¦
15-0076833 | Environmental/External | Lightning | Transformer (UG) | Burned/flashed | 2015 | Tier 2 - Elevated | Distribution Circuit | 11 | 9 | 2015-11-09 | 1338241 | Sus | Y | EnvironmentalExternal¦Lightning¦Transformer(UG)¦Burnedflashed
15-0081596 | Animal | Squirrel | Fuse | Failed/Faulted | 2015 | Tier 2 - Elevated | Distribution Circuit | 11 | 29 | 2015-11-29 | 1350188 | Sus | Y | Animal¦Squirrel¦Fuse¦FailedFaulted
15-0084348 | Equipment Failure/Involved | Overhead | Transformer | Failed/Faulted | 2015 | Tier 2 - Elevated | Transformer only | 12 | 11 | 2015-12-11 | 1359123 | Sus | N | EquipmentFailureInvolved¦Overhead¦Transformer¦FailedFaulted
15-0086906 | Equipment Failure/Involved | Overhead | Conductor, Overhead | Normal | 2015 | Tier 3 - Extreme | Distribution Circuit | 12 | 22 | 2015-12-22 | 1369822 | Sus | N | EquipmentFailureInvolved¦Overhead¦ConductorOverhead¦Normal
16-0003520 | Vegetation | Tree - fell into line | Conductor, Overhead | Broken, wire on ground | 2016 | Tier 2 - Elevated | Distribution Circuit | 1 | 6 | 2016-01-06 | 1378576 | Sus | N | Vegetation¦Treefellintoline¦ConductorOverhead¦Brokenwireonground
16-0004420 | Equipment Failure/Involved | Overhead | PGs, Kearneys | Broken, wire on ground | 2016 | Tier 2 - Elevated | Distribution Circuit | 1 | 11 | 2016-01-11 | 1381328 | Sus | N | EquipmentFailureInvolved¦Overhead¦PGsKearneys¦Brokenwireonground
16-0012916 | Unknown Cause | Patrol - not conducted |  |  | 2016 | Tier 2 - Elevated | Distribution Circuit | 2 | 16 | 2016-02-16 | 1404366 | Sus | N | UnknownCause¦Patrolnotconducted¦¦
16-0013522 | Unknown Cause | Patrol - not conducted |  |  | 2016 | Tier 2 - Elevated | Distribution Circuit | 2 | 17 | 2016-02-17 | 1407325 | Sus | N | UnknownCause¦Patrolnotconducted¦¦
16-0017355 | Animal | Other | Crossarm, Wood | Burned/flashed | 2016 | Tier 2 - Elevated | Distribution Circuit | 3 | 4 | 2016-03-04 | 1416126 | Sus | N | Animal¦Other¦CrossarmWood¦Burnedflashed
16-0017656 | Vegetation | Tree - fell into line | Pole-Wood | Broken, wire on ground | 2016 | Tier 3 - Extreme | Distribution Circuit | 3 | 5 | 2016-03-05 | 1417653 | Sus | N | Vegetation¦Treefellintoline¦PoleWood¦Brokenwireonground
16-0018530 | Vegetation | Tree - fell into line | Conductor, Overhead | Normal | 2016 | Tier 3 - Extreme | Distribution Circuit | 3 | 6 | 2016-03-06 | 1422506 | Sus | N | Vegetation¦Treefellintoline¦ConductorOverhead¦Normal
16-0023156 | Vegetation | Tree - fell into line | Conductor, Overhead | Normal | 2016 | Tier 3 - Extreme | Distribution Circuit | 3 | 22 | 2016-03-22 | 1435896 | Sus | N | Vegetation¦Treefellintoline¦ConductorOverhead¦Normal
16-0031291 | Environmental/External | Lightning | Service conductor | Broken, wire on ground | 2016 | Tier 3 - Extreme | Transformer only | 4 | 25 | 2016-04-25 | 1457780 | Sus | N | EnvironmentalExternal¦Lightning¦Serviceconductor¦Brokenwireonground
16-0039021 | Equipment Failure/Involved | Overhead | Transformer (OH) | Failed/Faulted | 2016 | Tier 2 - Elevated | Transformer only | 5 | 27 | 2016-05-27 | 1478094 | Sus | Y | EquipmentFailureInvolved¦Overhead¦Transformer(OH)¦FailedFaulted
16-0039755 | Unknown Cause | Patrol - found nothing |  |  | 2016 | Tier 2 - Elevated | Distribution Circuit | 5 | 31 | 2016-05-31 | 1479396 | Sus | Y | UnknownCause¦Patrolfoundnothing¦¦
16-0040384 | Unknown Cause | Patrol - found nothing |  |  | 2016 | Tier 2 - Elevated | Distribution Circuit | 6 | 1 | 2016-06-01 | 1481080 | Sus | Y | UnknownCause¦Patrolfoundnothing¦¦
16-0042898 | Vegetation | Tree - fell into line | Conductor, Overhead | Normal | 2016 | Tier 3 - Extreme | Distribution Circuit | 6 | 13 | 2016-06-13 | 1488092 | Sus | Y | Vegetation¦Treefellintoline¦ConductorOverhead¦Normal
16-0049576 | Unknown Cause | Patrol - found nothing |  |  | 2016 | Tier 3 - Extreme | Distribution Circuit | 7 | 13 | 2016-07-13 | 1509332 | Sus | Y | UnknownCause¦Patrolfoundnothing¦¦
16-0052007 | Unknown Cause | Patrol - found nothing |  |  | 2016 | Tier 2 - Elevated | Transformer only | 7 | 23 | 2016-07-23 | 1514690 | Sus | Y | UnknownCause¦Patrolfoundnothing¦¦
16-0053157 | Equipment Failure/Involved | Overhead | Transformer | Failed/Faulted | 2016 | Tier 3 - Extreme | Transformer only | 7 | 28 | 2016-07-28 | 1517612 | Sus | Y | EquipmentFailureInvolved¦Overhead¦Transformer¦FailedFaulted
16-0057134 | Equipment Failure/Involved | Overhead | Transformer (OH) | Failed/Faulted | 2016 | Tier 2 - Elevated | Distribution Circuit | 8 | 13 | 2016-08-13 | 1525993 | Sus | Y | EquipmentFailureInvolved¦Overhead¦Transformer(OH)¦FailedFaulted
16-0060152 | Unknown Cause | Patrol - found nothing |  |  | 2016 | Tier 3 - Extreme | Distribution Circuit | 8 | 26 | 2016-08-26 | 1532380 | Sus | Y | UnknownCause¦Patrolfoundnothing¦¦
16-0064524 | Animal | Squirrel | Fuse | Failed/Faulted | 2016 | Tier 2 - Elevated | Distribution Circuit | 9 | 14 | 2016-09-14 | 1541334 | Sus | Y | Animal¦Squirrel¦Fuse¦FailedFaulted
16-0069097 | Animal | Bird found | Fuse | Failed/Faulted | 2016 | Tier 2 - Elevated | Distribution Circuit | 10 | 2 | 2016-10-02 | 1551732 | Sus | Y | Animal¦Birdfound¦Fuse¦FailedFaulted
16-0071484 | Equipment Failure/Involved | Overhead | Conductor, Overhead | Deteriorated | 2016 | Tier 2 - Elevated | Transformer only | 10 | 12 | 2016-10-12 | 1557165 | Sus | Y | EquipmentFailureInvolved¦Overhead¦ConductorOverhead¦Deteriorated
16-0075588 | Equipment Failure/Involved | Underground | Other | Together | 2016 | Tier 2 - Elevated | Distribution Circuit | 10 | 26 | 2016-10-26 | 1570229 | Sus | Y | EquipmentFailureInvolved¦Underground¦Other¦Together
16-0076682 | Vegetation | Tree - branch fell on line | Conductor, Overhead | Normal | 2016 | Tier 3 - Extreme | Distribution Circuit | 10 | 29 | 2016-10-29 | 1572725 | Sus | Y | Vegetation¦Treebranchfellonline¦ConductorOverhead¦Normal
16-0082104 | Unknown Cause | Patrol - not conducted |  |  | 2016 | Tier 2 - Elevated | Distribution Circuit | 11 | 24 | 2016-11-24 | 1588164 | Sus | Y | UnknownCause¦Patrolnotconducted¦¦
16-0084932 | Vegetation | Tree - branch fell on line | Conductor, Overhead | Together | 2016 | Tier 3 - Extreme | Transformer only | 12 | 10 | 2016-12-10 | 1598387 | Sus | N | Vegetation¦Treebranchfellonline¦ConductorOverhead¦Together
16-0085656 | Vegetation | Tree - fell into line | Conductor, Overhead | Broken, wire on ground | 2016 | Tier 2 - Elevated | Distribution Circuit | 12 | 15 | 2016-12-15 | 1602298 | Sus | N | Vegetation¦Treefellintoline¦ConductorOverhead¦Brokenwireonground
16-0085784 | Unknown Cause | Patrol - found nothing |  |  | 2016 | Tier 3 - Extreme | Distribution Circuit | 12 | 15 | 2016-12-15 | 1602948 | Sus | N | UnknownCause¦Patrolfoundnothing¦¦
17-0005234 | Equipment Failure/Involved | Overhead | Pole-Wood | Broken, wire on ground | 2017 | Tier 2 - Elevated | Distribution Circuit | 1 | 8 | 2017-01-08 | 1625922 | Sus | N | EquipmentFailureInvolved¦Overhead¦PoleWood¦Brokenwireonground
17-0005858 | Unknown Cause | Patrol - not conducted |  |  | 2017 | Tier 3 - Extreme | Distribution Circuit | 1 | 9 | 2017-01-09 | 1629902 | Sus | N | UnknownCause¦Patrolnotconducted¦¦
17-0006337 | Vegetation | Tree - fell into line | Conductor, Overhead | Broken, wire on ground | 2017 | Tier 2 - Elevated | Distribution Circuit | 1 | 9 | 2017-01-09 | 1632044 | Sus | N | Vegetation¦Treefellintoline¦ConductorOverhead¦Brokenwireonground
17-0006380 | Vegetation | Tree - branch fell on line | Conductor, Overhead | Broken, wire on ground | 2017 | Tier 3 - Extreme | Distribution Circuit | 1 | 10 | 2017-01-10 | 1632426 | Sus | N | Vegetation¦Treebranchfellonline¦ConductorOverhead¦Brokenwireonground
17-0006941 | Vegetation | Tree - branch fell on line | Conductor, Overhead | Arcing | 2017 | Tier 3 - Extreme | Distribution Circuit | 1 | 10 | 2017-01-10 | 1635945 | Sus | N | Vegetation¦Treebranchfellonline¦ConductorOverhead¦Arcing
17-0007317 | Equipment Failure/Involved | Overhead | Transformer | Broken | 2017 | Tier 2 - Elevated | Transformer only | 1 | 8 | 2017-01-08 | 1625079 | Sus | N | EquipmentFailureInvolved¦Overhead¦Transformer¦Broken
17-0008244 | Vegetation | Tree - fell into line | Conductor, Overhead | Broken, wire on ground | 2017 | Tier 3 - Extreme | Distribution Circuit | 1 | 10 | 2017-01-10 | 1635219 | Sus | N | Vegetation¦Treefellintoline¦ConductorOverhead¦Brokenwireonground
17-0010775 | Vegetation | Tree - fell into line | Conductor, Overhead | Together | 2017 | Tier 3 - Extreme | Distribution Circuit | 1 | 19 | 2017-01-19 | 1650569 | Sus | N | Vegetation¦Treefellintoline¦ConductorOverhead¦Together
17-0010904 | Equipment Failure/Involved | Overhead | Conductor, Overhead | Together | 2017 | Tier 2 - Elevated | Distribution Circuit | 1 | 19 | 2017-01-19 | 1649890 | Sus | N | EquipmentFailureInvolved¦Overhead¦ConductorOverhead¦Together
17-0011663 | Vegetation | Tree - fell into line | Conductor, Overhead | Normal | 2017 | Tier 3 - Extreme | Distribution Circuit | 1 | 20 | 2017-01-20 | 1654140 | Sus | N | Vegetation¦Treefellintoline¦ConductorOverhead¦Normal
17-0012073 | Vegetation | Tree - fell into line | Conductor, Overhead | Broken, wire on ground | 2017 | Tier 3 - Extreme | Distribution Circuit | 1 | 21 | 2017-01-21 | 1655805 | Sus | N | Vegetation¦Treefellintoline¦ConductorOverhead¦Brokenwireonground
17-0013089 | Vegetation | Tree - branch fell on line | Conductor, Overhead | Normal | 2017 | Tier 3 - Extreme | Distribution Circuit | 1 | 21 | 2017-01-21 | 1655386 | Sus | N | Vegetation¦Treebranchfellonline¦ConductorOverhead¦Normal
17-0013571 | Unknown Cause | Patrol - not conducted |  |  | 2017 | Tier 2 - Elevated | Distribution Circuit | 1 | 23 | 2017-01-23 | 1662684 | Sus | N | UnknownCause¦Patrolnotconducted¦¦
17-0013989 | Equipment Failure/Involved | Overhead | Crossarm, Wood | Broken | 2017 | Tier 3 - Extreme | Distribution Circuit | 1 | 23 | 2017-01-23 | 1663511 | Sus | N | EquipmentFailureInvolved¦Overhead¦CrossarmWood¦Broken
17-0017133 | Unknown Cause | Patrol - found nothing |  |  | 2017 | Tier 2 - Elevated | Distribution Circuit | 2 | 3 | 2017-02-03 | 1673604 | Sus | N | UnknownCause¦Patrolfoundnothing¦¦
17-0021139 | Vegetation | Tree - branch fell on line | Fuse | Failed/Faulted | 2017 | Tier 3 - Extreme | Distribution Circuit | 2 | 14 | 2017-02-14 | 1688723 | Sus | N | Vegetation¦Treebranchfellonline¦Fuse¦FailedFaulted
17-0023888 | Equipment Failure/Involved | Electrical Overload | Transformer | Failed/Faulted | 2017 | Tier 2 - Elevated | Transformer only | 2 | 20 | 2017-02-20 | 1703627 | Sus | N | EquipmentFailureInvolved¦ElectricalOverload¦Transformer¦FailedFaulted
17-0024976 | Vegetation | Tree - fell into line | Conductor, Overhead | Broken, wire on ground | 2017 | Tier 2 - Elevated | Distribution Circuit | 2 | 20 | 2017-02-20 | 1708048 | Sus | N | Vegetation¦Treefellintoline¦ConductorOverhead¦Brokenwireonground
17-0025873 | Vegetation | Tree - fell into line | Conductor, Overhead | Broken, wire on ground | 2017 | Tier 3 - Extreme | Distribution Circuit | 2 | 22 | 2017-02-22 | 1711480 | Sus | N | Vegetation¦Treefellintoline¦ConductorOverhead¦Brokenwireonground
17-0026527 | Vegetation | Tree - branch fell on line | Conductor, Overhead | Normal | 2017 | Tier 2 - Elevated | Distribution Circuit | 2 | 24 | 2017-02-24 | 1713114 | Sus | N | Vegetation¦Treebranchfellonline¦ConductorOverhead¦Normal
17-0028437 | Unknown Cause | Patrol - found nothing |  |  | 2017 | Tier 2 - Elevated | Distribution Circuit | 3 | 5 | 2017-03-05 | 1719832 | Sus | N | UnknownCause¦Patrolfoundnothing¦¦
17-0028929 | Vegetation | Tree - fell into line | Conductor, Overhead | Normal | 2017 | Tier 2 - Elevated | Distribution Circuit | 3 | 6 | 2017-03-06 | 1721435 | Sus | N | Vegetation¦Treefellintoline¦ConductorOverhead¦Normal
17-0032599 | Equipment Failure/Involved | Overhead | Transformer | Failed/Faulted | 2017 | Tier 2 - Elevated | Transformer only | 3 | 21 | 2017-03-21 | 1732599 | Sus | N | EquipmentFailureInvolved¦Overhead¦Transformer¦FailedFaulted
17-0032819 | Unknown Cause | Patrol - not conducted |  |  | 2017 | Tier 2 - Elevated | Distribution Circuit | 3 | 22 | 2017-03-22 | 1733018 | Sus | N | UnknownCause¦Patrolnotconducted¦¦
17-0034033 | 3rd Party | Metallic Balloon | Conductor, Overhead | Normal | 2017 | Tier 3 - Extreme | Distribution Circuit | 3 | 27 | 2017-03-27 | 1736486 | Sus | N | 3rdParty¦MetallicBalloon¦ConductorOverhead¦Normal
17-0034927 | Unknown Cause | Patrol - found nothing |  |  | 2017 | Tier 3 - Extreme | Distribution Circuit | 3 | 30 | 2017-03-30 | 1738892 | Sus | N | UnknownCause¦Patrolfoundnothing¦¦
17-0035681 | Vegetation | Tree - bark fell into line | Conductor, Overhead | Normal | 2017 | Tier 2 - Elevated | Distribution Circuit | 3 | 31 | 2017-03-31 | 1741404 | Sus | N | Vegetation¦Treebarkfellintoline¦ConductorOverhead¦Normal
17-0039884 | Vegetation | Tree - fell into line | Conductor, Overhead | On Ground | 2017 | Tier 3 - Extreme | Distribution Circuit | 4 | 13 | 2017-04-13 | 1756748 | Sus | N | Vegetation¦Treefellintoline¦ConductorOverhead¦OnGround
17-0045456 | Equipment Failure/Involved | Overhead | Transformer | Failed/Faulted | 2017 | Tier 2 - Elevated | Distribution Circuit | 5 | 5 | 2017-05-05 | 1775132 | Sus | Y | EquipmentFailureInvolved¦Overhead¦Transformer¦FailedFaulted
17-0046264 | Equipment Failure/Involved | Overhead | Fuse | Failed/Faulted | 2017 | Tier 3 - Extreme | Distribution Circuit | 5 | 8 | 2017-05-08 | 1777729 | Sus | Y | EquipmentFailureInvolved¦Overhead¦Fuse¦FailedFaulted
17-0049449 | Vegetation | Tree - branch fell on line | Conductor, Overhead | Normal | 2017 | Tier 2 - Elevated | Distribution Circuit | 5 | 21 | 2017-05-21 | 1786490 | Sus | Y | Vegetation¦Treebranchfellonline¦ConductorOverhead¦Normal
17-0059366 | Equipment Failure/Involved | Underground | Transformer (UG) | Leaking | 2017 | Tier 2 - Elevated | Distribution Circuit | 6 | 29 | 2017-06-29 | 1820595 | Sus | Y | EquipmentFailureInvolved¦Underground¦Transformer(UG)¦Leaking
17-0059647 | 3rd Party | Vehicle | Pole-Wood | Broken | 2017 | Tier 3 - Extreme | Distribution Circuit | 6 | 30 | 2017-06-30 | 1821109 | Sus | Y | 3rdParty¦Vehicle¦PoleWood¦Broken
17-0061352 | Unknown Cause | Patrol - found nothing |  |  | 2017 | Tier 2 - Elevated | Distribution Circuit | 7 | 7 | 2017-07-07 | 1825857 | Sus | Y | UnknownCause¦Patrolfoundnothing¦¦
17-0072982 | Unknown Cause | Patrol - found nothing |  |  | 2017 | Tier 3 - Extreme | Distribution Circuit | 8 | 26 | 2017-08-26 | 1859635 | Sus | Y | UnknownCause¦Patrolfoundnothing¦¦
17-0075448 | Equipment Failure/Involved | Underground | Transformer | Failed/Faulted | 2017 | Tier 3 - Extreme | Distribution Circuit | 9 | 2 | 2017-09-02 | 1867198 | Sus | Y | EquipmentFailureInvolved¦Underground¦Transformer¦FailedFaulted
17-0080791 | Unknown Cause | Patrol - found nothing |  |  | 2017 | Tier 3 - Extreme | Distribution Circuit | 9 | 21 | 2017-09-21 | 1883504 | Sus | Y | UnknownCause¦Patrolfoundnothing¦¦
17-0082303 | Equipment Failure/Involved | Overhead | Conductor, Overhead | Broken, wire on ground | 2017 | Tier 2 - Elevated | Distribution Circuit | 9 | 27 | 2017-09-27 | 1887095 | Sus | Y | EquipmentFailureInvolved¦Overhead¦ConductorOverhead¦Brokenwireonground
17-0086151 | Environmental/External | Fire, Forest/Grass | Pole-Wood | Burned/flashed | 2017 | Tier 2 - Elevated | Distribution Circuit | 10 | 8 | 2017-10-08 | 1897905 | Sus | Y | EnvironmentalExternal¦FireForestGrass¦PoleWood¦Burnedflashed
17-0089406 | Equipment Failure/Involved | Overhead | Pole-Wood | Broken | 2017 | Tier 3 - Extreme | Distribution Circuit | 10 | 8 | 2017-10-08 | 1906993 | Sus | Y | EquipmentFailureInvolved¦Overhead¦PoleWood¦Broken
17-0090754 | Equipment Failure/Involved | Overhead | Transformer | Failed/Faulted | 2017 | Tier 2 - Elevated | Transformer only | 10 | 27 | 2017-10-27 | 1910576 | Sus | Y | EquipmentFailureInvolved¦Overhead¦Transformer¦FailedFaulted
17-0092542 | Vegetation | Tree - fell into line | Pole-Wood | Broken | 2017 | Tier 3 - Extreme | Distribution Circuit | 11 | 3 | 2017-11-03 | 1915437 | Sus | Y | Vegetation¦Treefellintoline¦PoleWood¦Broken
17-0092638 | Vegetation | Tree - branch fell on line | Conductor, Overhead | Burned/flashed | 2017 | Tier 2 - Elevated | Distribution Circuit | 11 | 4 | 2017-11-04 | 1915970 | Sus | Y | Vegetation¦Treebranchfellonline¦ConductorOverhead¦Burnedflashed
17-0102907 | Unknown Cause | Patrol - found nothing |  |  | 2017 | Tier 3 - Extreme | Distribution Circuit | 12 | 21 | 2017-12-21 | 1949229 | Sus | N | UnknownCause¦Patrolfoundnothing¦¦
18-0004584 | Unknown Cause | Patrol - not conducted |  |  | 2018 | Tier 3 - Extreme | Distribution Circuit | 1 | 9 | 2018-01-09 | 4651 | Sus | N | UnknownCause¦Patrolnotconducted¦¦
18-0011285 | Equipment Failure/Involved | Overhead | Pole-Wood | Broken | 2018 | Tier 2 - Elevated | Distribution Circuit | 2 | 3 | 2018-02-03 | 18815 | Sus | N | EquipmentFailureInvolved¦Overhead¦PoleWood¦Broken
18-0011355 | Equipment Failure/Involved | Underground | Transformer (UG) | Failed/Faulted | 2018 | Tier 3 - Extreme | Distribution Circuit | 2 | 3 | 2018-02-03 | 19038 | Sus | N | EquipmentFailureInvolved¦Underground¦Transformer(UG)¦FailedFaulted
18-0011681 | Equipment Failure/Involved | Overhead | Transformer | Failed/Faulted | 2018 | Tier 3 - Extreme | Transformer only | 2 | 5 | 2018-02-05 | 19720 | Sus | N | EquipmentFailureInvolved¦Overhead¦Transformer¦FailedFaulted
18-0017589 | Equipment Failure/Involved | Overhead | Conductor, Overhead | Broken, wire on ground | 2018 | Tier 3 - Extreme | Distribution Circuit | 2 | 27 | 2018-02-27 | 32489 | Sus | N | EquipmentFailureInvolved¦Overhead¦ConductorOverhead¦Brokenwireonground
18-0018319 | Vegetation | Tree - branch fell on line | Conductor, Overhead | Normal | 2018 | Tier 3 - Extreme | Distribution Circuit | 3 | 1 | 2018-03-01 | 33866 | Sus | N | Vegetation¦Treebranchfellonline¦ConductorOverhead¦Normal
18-0019280 | Vegetation | Tree - fell into line | Conductor, Overhead | Broken, wire on ground | 2018 | Tier 2 - Elevated | Distribution Circuit | 3 | 2 | 2018-03-02 | 36837 | Sus | N | Vegetation¦Treefellintoline¦ConductorOverhead¦Brokenwireonground
18-0019360 | Unknown Cause | Patrol - found nothing |  |  | 2018 | Tier 2 - Elevated | Distribution Circuit | 3 | 3 | 2018-03-03 | 37223 | Sus | N | UnknownCause¦Patrolfoundnothing¦¦
18-0022384 | Vegetation | Tree - branch fell on line | Conductor, Overhead | Normal | 2018 | Tier 2 - Elevated | Distribution Circuit | 3 | 13 | 2018-03-13 | 43473 | Sus | N | Vegetation¦Treebranchfellonline¦ConductorOverhead¦Normal
18-0022442 | Vegetation | Tree - branch fell on line | Conductor, Overhead | Normal | 2018 | Tier 2 - Elevated | Distribution Circuit | 3 | 13 | 2018-03-13 | 43492 | Sus | N | Vegetation¦Treebranchfellonline¦ConductorOverhead¦Normal
18-0024600 | Unknown Cause | Patrol - found nothing |  |  | 2018 | Tier 2 - Elevated | Distribution Circuit | 3 | 20 | 2018-03-20 | 48937 | Sus | N | UnknownCause¦Patrolfoundnothing¦¦
18-0035501 | Vegetation | Tree - bark fell into line | Conductor, Overhead | Normal | 2018 | Tier 3 - Extreme | Distribution Circuit | 4 | 25 | 2018-04-25 | 73548 | Sus | N | Vegetation¦Treebarkfellintoline¦ConductorOverhead¦Normal
18-0038651 | Unknown Cause | Patrol - found nothing |  |  | 2018 | Tier 2 - Elevated | Distribution Circuit | 5 | 6 | 2018-05-06 | 80275 | Sus | Y | UnknownCause¦Patrolfoundnothing¦¦
18-0040023 | Vegetation | Tree - fell into line | Conductor, Overhead | Broken, wire on ground | 2018 | Tier 2 - Elevated | Distribution Circuit | 5 | 10 | 2018-05-10 | 83447 | Sus | Y | Vegetation¦Treefellintoline¦ConductorOverhead¦Brokenwireonground
18-0042425 | Vegetation | Tree - fell into line | Conductor, Overhead | Normal | 2018 | Tier 3 - Extreme | Distribution Circuit | 5 | 18 | 2018-05-18 | 89313 | Sus | Y | Vegetation¦Treefellintoline¦ConductorOverhead¦Normal
18-0046482 | 3rd Party | Vehicle | Pole-Wood | Broken, wire on ground | 2018 | Tier 2 - Elevated | Distribution Circuit | 6 | 1 | 2018-06-01 | 98991 | Sus | Y | 3rdParty¦Vehicle¦PoleWood¦Brokenwireonground
18-0049459 | Animal | Bird found | Transformer (OH) | Normal | 2018 | Tier 2 - Elevated | Distribution Circuit | 6 | 10 | 2018-06-10 | 105876 | Sus | Y | Animal¦Birdfound¦Transformer(OH)¦Normal
18-0052196 | 3rd Party | Tree - cutting, 3rd party | Conductor, Overhead | Broken, wire on ground | 2018 | Tier 2 - Elevated | Distribution Circuit | 6 | 19 | 2018-06-19 | 112533 | Sus | Y | 3rdParty¦Treecutting3rdparty¦ConductorOverhead¦Brokenwireonground
18-0061630 | Equipment Failure/Involved | Overhead | Transformer | Failed/Faulted | 2018 | Tier 2 - Elevated | Transformer only | 7 | 19 | 2018-07-19 | 135751 | Sus | Y | EquipmentFailureInvolved¦Overhead¦Transformer¦FailedFaulted
18-0066684 | Unknown Cause | Patrol - found nothing |  |  | 2018 | Tier 3 - Extreme | Distribution Circuit | 8 | 4 | 2018-08-04 | 148711 | Sus | Y | UnknownCause¦Patrolfoundnothing¦¦
18-0067661 | Equipment Failure/Involved | Electrical Overload | Transformer | Failed/Faulted | 2018 | Tier 2 - Elevated | Transformer only | 8 | 7 | 2018-08-07 | 151057 | Sus | Y | EquipmentFailureInvolved¦ElectricalOverload¦Transformer¦FailedFaulted
18-0086417 | Unknown Cause | Patrol - found nothing |  |  | 2018 | Tier 2 - Elevated | Distribution Circuit | 10 | 3 | 2018-10-03 | 187491 | Sus | Y | UnknownCause¦Patrolfoundnothing¦¦
18-0089629 | Unknown Cause | Patrol - found nothing |  |  | 2018 | Tier 2 - Elevated | Distribution Circuit | 10 | 11 | 2018-10-11 | 193461 | Sus | Y | UnknownCause¦Patrolfoundnothing¦¦
18-0096500 | Equipment Failure/Involved | Overhead | Stepdown | Failed/Faulted | 2018 | Tier 2 - Elevated | Transformer only | 11 | 1 | 2018-11-01 | 207210 | Sus | Y | EquipmentFailureInvolved¦Overhead¦Stepdown¦FailedFaulted
18-0098050 | Unknown Cause | Patrol - found nothing |  |  | 2018 | Tier 2 - Elevated | Transformer only | 11 | 8 | 2018-11-08 | 210920 | Sus | Y | UnknownCause¦Patrolfoundnothing¦¦
18-0100513 | Equipment Failure/Involved | Overhead | Transformer | Failed/Faulted | 2018 | Tier 3 - Extreme | Transformer only | 11 | 16 | 2018-11-16 | 217036 | Sus | Y | EquipmentFailureInvolved¦Overhead¦Transformer¦FailedFaulted
18-0101274 | Environmental/External | Fire, Forest/Grass | Pole-Wood | Burned/flashed | 2018 | Tier 2 - Elevated | Distribution Circuit | 11 | 8 | 2018-11-08 | 218643 | Sus | Y | EnvironmentalExternal¦FireForestGrass¦PoleWood¦Burnedflashed
18-0101400 | Environmental/External | Fire, Forest/Grass | Pole-Wood | Burned/flashed | 2018 | Tier 3 - Extreme | Distribution Circuit | 11 | 8 | 2018-11-08 | 218952 | Sus | Y | EnvironmentalExternal¦FireForestGrass¦PoleWood¦Burnedflashed
18-0103046 | Equipment Failure/Involved | Overhead | Pole-Wood | Broken | 2018 | Tier 2 - Elevated | Distribution Circuit | 11 | 25 | 2018-11-25 | 224125 | Sus | Y | EquipmentFailureInvolved¦Overhead¦PoleWood¦Broken
18-0105011 | Equipment Failure/Involved | Overhead | Pole-Wood | Broken | 2018 | Tier 3 - Extreme | Distribution Circuit | 11 | 29 | 2018-11-29 | 227706 | Sus | Y | EquipmentFailureInvolved¦Overhead¦PoleWood¦Broken
18-0106144 | Environmental/External | Fire, Forest/Grass | Pole-Wood | Burned/flashed | 2018 | Tier 3 - Extreme | Distribution Circuit | 11 | 8 | 2018-11-08 | 231930 | Sus | Y | EnvironmentalExternal¦FireForestGrass¦PoleWood¦Burnedflashed
18-0109568 | Unknown Cause | Patrol - found nothing |  |  | 2018 | Tier 3 - Extreme | Distribution Circuit | 12 | 16 | 2018-12-16 | 241851 | Sus | N | UnknownCause¦Patrolfoundnothing¦¦
18-0110495 | Vegetation | Tree - fell into line | Conductor, Overhead | Broken, wire on ground | 2018 | Tier 2 - Elevated | Distribution Circuit | 12 | 24 | 2018-12-24 | 246442 | Sus | N | Vegetation¦Treefellintoline¦ConductorOverhead¦Brokenwireonground
19-0007559 | Unknown Cause | Patrol - found nothing |  |  | 2019 | Tier 2 - Elevated | Distribution Circuit | 1 | 10 | 2019-01-10 | 262459 | Sus | N | UnknownCause¦Patrolfoundnothing¦¦
19-0009805 | Unknown Cause | Patrol - found nothing |  |  | 2019 | Tier 3 - Extreme | Distribution Circuit | 1 | 16 | 2019-01-16 | 267241 | Sus | N | UnknownCause¦Patrolfoundnothing¦¦
19-0010783 | Equipment Failure/Involved | Overhead | Pole-Wood | Broken | 2019 | Tier 2 - Elevated | Distribution Circuit | 1 | 17 | 2019-01-17 | 273275 | Sus | N | EquipmentFailureInvolved¦Overhead¦PoleWood¦Broken
19-0010944 | Vegetation | Tree - branch fell on line | Conductor, Overhead | Normal | 2019 | Tier 3 - Extreme | Distribution Circuit | 1 | 16 | 2019-01-16 | 270554 | Sus | N | Vegetation¦Treebranchfellonline¦ConductorOverhead¦Normal
19-0012631 | Vegetation | Tree - branch fell on line | Conductor, Overhead | Broken, wire on ground | 2019 | Tier 3 - Extreme | Distribution Circuit | 1 | 20 | 2019-01-20 | 277555 | Sus | N | Vegetation¦Treebranchfellonline¦ConductorOverhead¦Brokenwireonground
19-0017333 | Vegetation | Tree - fell into line | Conductor, Overhead | Broken, wire on ground | 2019 | Tier 3 - Extreme | Distribution Circuit | 2 | 2 | 2019-02-02 | 287911 | Sus | N | Vegetation¦Treefellintoline¦ConductorOverhead¦Brokenwireonground
19-0017631 | Equipment Failure/Involved | Overhead | Fuse | Failed/Faulted | 2019 | Tier 3 - Extreme | Distribution Circuit | 2 | 3 | 2019-02-03 | 289260 | Sus | N | EquipmentFailureInvolved¦Overhead¦Fuse¦FailedFaulted
19-0017879 | Vegetation | Tree - fell into line | Pole-Wood | Broken, wire on ground | 2019 | Tier 2 - Elevated | Distribution Circuit | 2 | 4 | 2019-02-04 | 290037 | Sus | N | Vegetation¦Treefellintoline¦PoleWood¦Brokenwireonground
19-0018027 | Equipment Failure/Involved | Overhead | Connector or Splice (OH) | Arcing | 2019 | Tier 2 - Elevated | Distribution Circuit | 2 | 4 | 2019-02-04 | 290519 | Sus | N | EquipmentFailureInvolved¦Overhead¦ConnectororSplice(OH)¦Arcing
19-0018803 | Vegetation | Tree - fell into line | Conductor, Overhead | Broken, wire on ground | 2019 | Tier 3 - Extreme | Distribution Circuit | 2 | 6 | 2019-02-06 | 293818 | Sus | N | Vegetation¦Treefellintoline¦ConductorOverhead¦Brokenwireonground
19-0019804 | Equipment Failure/Involved | Overhead | Anchor or Guy | Broken | 2019 | Tier 2 - Elevated | Distribution Circuit | 2 | 7 | 2019-02-07 | 295815 | Sus | N | EquipmentFailureInvolved¦Overhead¦AnchororGuy¦Broken
19-0020597 | Vegetation | Tree - fell into line | Fuse | Failed/Faulted | 2019 | Tier 2 - Elevated | Distribution Circuit | 2 | 10 | 2019-02-10 | 298274 | Sus | N | Vegetation¦Treefellintoline¦Fuse¦FailedFaulted
19-0020720 | Vegetation | Tree - fell into line | Conductor, Overhead | Broken, wire on ground | 2019 | Tier 2 - Elevated | Distribution Circuit | 2 | 10 | 2019-02-10 | 298461 | Sus | N | Vegetation¦Treefellintoline¦ConductorOverhead¦Brokenwireonground
19-0020722 | Vegetation | Tree - fell into line | Conductor, Overhead | Normal | 2019 | Tier 2 - Elevated | Distribution Circuit | 2 | 10 | 2019-02-10 | 298623 | Sus | N | Vegetation¦Treefellintoline¦ConductorOverhead¦Normal
19-0020754 | Equipment Failure/Involved | Overhead | Transformer (OH) | Deteriorated | 2019 | Tier 3 - Extreme | Distribution Circuit | 2 | 10 | 2019-02-10 | 298779 | Sus | N | EquipmentFailureInvolved¦Overhead¦Transformer(OH)¦Deteriorated
19-0022356 | Vegetation | Tree - fell into line | Conductor, Overhead | Together | 2019 | Tier 2 - Elevated | Distribution Circuit | 2 | 13 | 2019-02-13 | 304708 | Sus | N | Vegetation¦Treefellintoline¦ConductorOverhead¦Together
19-0023641 | Vegetation | Tree - fell into line | Conductor, Overhead | Broken, wire on ground | 2019 | Tier 3 - Extreme | Distribution Circuit | 2 | 14 | 2019-02-14 | 310717 | Sus | N | Vegetation¦Treefellintoline¦ConductorOverhead¦Brokenwireonground
19-0023837 | Vegetation | Tree - fell into line | Conductor, Overhead | Broken, wire on ground | 2019 | Tier 3 - Extreme | Distribution Circuit | 2 | 13 | 2019-02-13 | 311485 | Sus | N | Vegetation¦Treefellintoline¦ConductorOverhead¦Brokenwireonground
19-0024666 | Environmental/External | Ice or snow | Crossarm, Wood | Broken | 2019 | Tier 2 - Elevated | Distribution Circuit | 2 | 16 | 2019-02-16 | 314598 | Sus | N | EnvironmentalExternal¦Iceorsnow¦CrossarmWood¦Broken
19-0027214 | 3rd Party | Dig in, 3rd party | Conductor, Underground | Normal | 2019 | Tier 2 - Elevated | Distribution Circuit | 2 | 22 | 2019-02-22 | 321208 | Sus | N | 3rdParty¦Digin3rdparty¦ConductorUnderground¦Normal
19-0027796 | Equipment Failure/Involved | Overhead | Jumper | Burned Open | 2019 | Tier 2 - Elevated | Distribution Circuit | 2 | 25 | 2019-02-25 | 322789 | Sus | N | EquipmentFailureInvolved¦Overhead¦Jumper¦BurnedOpen
19-0028041 | Vegetation | Tree - fell into line | Conductor, Overhead | Broken, wire on ground | 2019 | Tier 3 - Extreme | Distribution Circuit | 2 | 25 | 2019-02-25 | 323566 | Sus | N | Vegetation¦Treefellintoline¦ConductorOverhead¦Brokenwireonground
19-0030479 | Equipment Failure/Involved | Overhead | Insulator | Broken | 2019 | Tier 2 - Elevated | Distribution Circuit | 3 | 4 | 2019-03-04 | 330791 | Sus | N | EquipmentFailureInvolved¦Overhead¦Insulator¦Broken
19-0031411 | Unknown Cause | Patrol - not conducted |  |  | 2019 | Tier 2 - Elevated | Distribution Circuit | 3 | 6 | 2019-03-06 | 332956 | Sus | N | UnknownCause¦Patrolnotconducted¦¦
19-0031706 | Vegetation | Tree - fell into line | Secondary | Normal | 2019 | Tier 3 - Extreme | Transformer only | 3 | 7 | 2019-03-07 | 333616 | Sus | N | Vegetation¦Treefellintoline¦Secondary¦Normal
19-0033261 | Unknown Cause | Patrol - found nothing |  |  | 2019 | Tier 3 - Extreme | Distribution Circuit | 3 | 12 | 2019-03-12 | 337491 | Sus | N | UnknownCause¦Patrolfoundnothing¦¦
19-0036251 | Equipment Failure/Involved | Overhead | Transformer | Failed/Faulted | 2019 | Tier 2 - Elevated | Transformer only | 3 | 22 | 2019-03-22 | 345385 | Sus | N | EquipmentFailureInvolved¦Overhead¦Transformer¦FailedFaulted
19-0037606 | Environmental/External | Lightning | Transformer | Failed/Faulted | 2019 | Tier 2 - Elevated | Transformer only | 3 | 27 | 2019-03-27 | 348861 | Sus | N | EnvironmentalExternal¦Lightning¦Transformer¦FailedFaulted
19-0038495 | Equipment Failure/Involved | Overhead | Transformer (OH) | Failed/Faulted | 2019 | Tier 3 - Extreme | Transformer only | 3 | 30 | 2019-03-30 | 350626 | Sus | N | EquipmentFailureInvolved¦Overhead¦Transformer(OH)¦FailedFaulted
19-0040717 | Environmental/External | Lightning | Transformer | Failed/Faulted | 2019 | Tier 2 - Elevated | Transformer only | 4 | 9 | 2019-04-09 | 356227 | Sus | N | EnvironmentalExternal¦Lightning¦Transformer¦FailedFaulted
19-0041651 | Equipment Failure/Involved | Overhead | Bushing | Broken | 2019 | Tier 3 - Extreme | Distribution Circuit | 4 | 11 | 2019-04-11 | 358916 | Sus | N | EquipmentFailureInvolved¦Overhead¦Bushing¦Broken
19-0043072 | Unknown Cause | Patrol - found nothing |  |  | 2019 | Tier 3 - Extreme | Distribution Circuit | 4 | 16 | 2019-04-16 | 362124 | Sus | N | UnknownCause¦Patrolfoundnothing¦¦
19-0043092 | Vegetation | Tree - fell into line | Conductor, Overhead | Broken, wire on ground | 2019 | Tier 3 - Extreme | Distribution Circuit | 4 | 17 | 2019-04-17 | 362260 | Sus | N | Vegetation¦Treefellintoline¦ConductorOverhead¦Brokenwireonground
19-0050434 | Equipment Failure/Involved | Overhead | Pole-Wood | Broken | 2019 | Tier 2 - Elevated | Distribution Circuit | 5 | 9 | 2019-05-09 | 377095 | Sus | Y | EquipmentFailureInvolved¦Overhead¦PoleWood¦Broken
19-0051215 | Unknown Cause | Patrol - found nothing |  |  | 2019 | Tier 2 - Elevated | Distribution Circuit | 5 | 13 | 2019-05-13 | 379072 | Sus | Y | UnknownCause¦Patrolfoundnothing¦¦
19-0052112 | Equipment Failure/Involved | Overhead | Pole-Wood | Broken | 2019 | Zone 1 - HHZ | Distribution Circuit | 5 | 15 | 2019-05-15 | 380858 | Sus | Y | EquipmentFailureInvolved¦Overhead¦PoleWood¦Broken
19-0053613 | Equipment Failure/Involved | Overhead | Conductor, Overhead | Broken, wire on ground | 2019 | Tier 2 - Elevated | Distribution Circuit | 5 | 18 | 2019-05-18 | 384018 | Sus | Y | EquipmentFailureInvolved¦Overhead¦ConductorOverhead¦Brokenwireonground
19-0053900 | Vegetation | Tree - fell into line | Conductor, Overhead | Broken, wire on ground | 2019 | Tier 2 - Elevated | Distribution Circuit | 5 | 19 | 2019-05-19 | 384928 | Sus | Y | Vegetation¦Treefellintoline¦ConductorOverhead¦Brokenwireonground
19-0063118 | Vegetation | Tree - fell into line | Conductor, Overhead | Together | 2019 | Tier 2 - Elevated | Distribution Circuit | 6 | 5 | 2019-06-05 | 398225 | Sus | Y | Vegetation¦Treefellintoline¦ConductorOverhead¦Together
19-0064632 | Vegetation | Tree - fell into line | Conductor, Overhead | Normal | 2019 | Tier 3 - Extreme | Distribution Circuit | 6 | 8 | 2019-06-08 | 401597 | Sus | Y | Vegetation¦Treefellintoline¦ConductorOverhead¦Normal
19-0070501 | Unknown Cause | Patrol - found nothing |  |  | 2019 | Tier 2 - Elevated | Distribution Circuit | 6 | 20 | 2019-06-20 | 425102 | Sus | Y | UnknownCause¦Patrolfoundnothing¦¦
19-0071847 | Vegetation | Tree - fell into line | Conductor, Overhead | Broken, wire on ground | 2019 | Tier 3 - Extreme | Distribution Circuit | 6 | 25 | 2019-06-25 | 428483 | Sus | Y | Vegetation¦Treefellintoline¦ConductorOverhead¦Brokenwireonground
19-0074945 | Equipment Failure/Involved | Overhead | Transformer | Failed/Faulted | 2019 | Tier 3 - Extreme | Transformer only | 7 | 6 | 2019-07-06 | 441781 | Sus | Y | EquipmentFailureInvolved¦Overhead¦Transformer¦FailedFaulted
19-0075079 | Unknown Cause | Patrol - found nothing |  |  | 2019 | Tier 2 - Elevated | Distribution Circuit | 7 | 8 | 2019-07-08 | 442342 | Sus | Y | UnknownCause¦Patrolfoundnothing¦¦
19-0076852 | Equipment Failure/Involved | Overhead | Transformer | Failed/Faulted | 2019 | Tier 2 - Elevated | Transformer only | 7 | 12 | 2019-07-12 | 446613 | Sus | Y | EquipmentFailureInvolved¦Overhead¦Transformer¦FailedFaulted
19-0088622 | Equipment Failure/Involved | Overhead | Transformer | Failed/Faulted | 2019 | Tier 2 - Elevated | Transformer only | 8 | 15 | 2019-08-15 | 515021 | Sus | Y | EquipmentFailureInvolved¦Overhead¦Transformer¦FailedFaulted
19-0089115 | 3rd Party | Dig in, 3rd party | Conductor, Underground | Burned/flashed | 2019 | Tier 3 - Extreme | Distribution Circuit | 8 | 17 | 2019-08-17 | 521372 | Sus | Y | 3rdParty¦Digin3rdparty¦ConductorUnderground¦Burnedflashed
19-0094402 | Vegetation | Tree - fell into line | Crossarm, Wood | Broken, wire on ground | 2019 | Tier 2 - Elevated | Distribution Circuit | 8 | 31 | 2019-08-31 | 550194 | Sus | Y | Vegetation¦Treefellintoline¦CrossarmWood¦Brokenwireonground
19-0102746 | Equipment Failure/Involved | Overhead | Cutout, fuse holder | Burned/flashed | 2019 | Tier 2 - Elevated | Distribution Circuit | 9 | 23 | 2019-09-23 | 607984 | Sus | Y | EquipmentFailureInvolved¦Overhead¦Cutoutfuseholder¦Burnedflashed
19-0105098 | Vegetation | Tree - fell into line | Conductor, Overhead | Broken, wire on ground | 2019 | Tier 2 - Elevated | Distribution Circuit | 9 | 29 | 2019-09-29 | 628426 | Sus | Y | Vegetation¦Treefellintoline¦ConductorOverhead¦Brokenwireonground
19-0113217 | Unknown Cause | Patrol - not conducted |  |  | 2019 | Tier 2 - Elevated | Distribution Circuit | 10 | 18 | 2019-10-18 | 667379 | Sus | Y | UnknownCause¦Patrolnotconducted¦¦
19-0135035 | Equipment Failure/Involved | Overhead | Transformer | Failed/Faulted | 2019 | Tier 3 - Extreme | Transformer only | 12 | 8 | 2019-12-08 | 733710 | Sus | N | EquipmentFailureInvolved¦Overhead¦Transformer¦FailedFaulted
19-0135077 | Equipment Failure/Involved | Fire, pole | Pole-Wood | Broken, wire on ground | 2019 | Tier 2 - Elevated | Distribution Circuit | 12 | 8 | 2019-12-08 | 734017 | Sus | N | EquipmentFailureInvolved¦Firepole¦PoleWood¦Brokenwireonground
19-0135635 | Equipment Failure/Involved | Overhead | Transformer | Failed/Faulted | 2019 | Tier 2 - Elevated | Transformer only | 12 | 10 | 2019-12-10 | 735726 | Sus | N | EquipmentFailureInvolved¦Overhead¦Transformer¦FailedFaulted
19-0138108 | Vegetation | Tree - fell into line | Conductor, Overhead | Normal | 2019 | Tier 3 - Extreme | Distribution Circuit | 12 | 28 | 2019-12-28 | 751739 | Sus | N | Vegetation¦Treefellintoline¦ConductorOverhead¦Normal
20-0005675 | Equipment Failure/Involved | Overhead | Conductor, Overhead | Broken | 2020 | Tier 2 - Elevated | Distribution Circuit | 1 | 6 | 2020-01-06 | 755849 | Sus | N | EquipmentFailureInvolved¦Overhead¦ConductorOverhead¦Broken
20-0009506 | Vegetation | Tree - fell into line | Conductor, Overhead | Broken | 2020 | Tier 2 - Elevated | Distribution Circuit | 1 | 16 | 2020-01-16 | 762019 | Sus | N | Vegetation¦Treefellintoline¦ConductorOverhead¦Broken
20-0009710 | Vegetation | Tree - fell into line | Conductor, Overhead | Broken, wire on ground | 2020 | Tier 2 - Elevated | Distribution Circuit | 1 | 16 | 2020-01-16 | 762026 | Sus | N | Vegetation¦Treefellintoline¦ConductorOverhead¦Brokenwireonground
20-0009721 | Vegetation | Tree - branch fell on line | Conductor, Overhead | Together | 2020 | Tier 2 - Elevated | Distribution Circuit | 1 | 16 | 2020-01-16 | 762637 | Sus | N | Vegetation¦Treebranchfellonline¦ConductorOverhead¦Together
20-0010086 | Vegetation | Tree - branch fell on line | Conductor, Overhead | Normal | 2020 | Tier 2 - Elevated | Distribution Circuit | 1 | 16 | 2020-01-16 | 762967 | Sus | N | Vegetation¦Treebranchfellonline¦ConductorOverhead¦Normal
20-0014464 | Company Initiated | Operating error | Circuit Breaker | Normal | 2020 | Tier 2 - Elevated | Substation - Distribution | 1 | 28 | 2020-01-28 | 771766 | Sus | N | CompanyInitiated¦Operatingerror¦CircuitBreaker¦Normal
20-0018805 | Vegetation | Tree - branch fell on line | Transformer (OH) | Normal | 2020 | Tier 2 - Elevated | Distribution Circuit | 2 | 8 | 2020-02-08 | 780571 | Sus | N | Vegetation¦Treebranchfellonline¦Transformer(OH)¦Normal
20-0019956 | Vegetation | Tree - fell into line | Conductor, Overhead | Broken, wire on ground | 2020 | Tier 3 - Extreme | Distribution Circuit | 2 | 10 | 2020-02-10 | 787318 | Sus | N | Vegetation¦Treefellintoline¦ConductorOverhead¦Brokenwireonground
20-0022513 | Equipment Failure/Involved | Overhead | Transformer | Failed/Faulted | 2020 | Tier 3 - Extreme | Transformer only | 2 | 14 | 2020-02-14 | 791524 | Sus | N | EquipmentFailureInvolved¦Overhead¦Transformer¦FailedFaulted
20-0027973 | Vegetation | Tree - branch fell on line | Connector or Splice (OH) | Broken, wire on ground | 2020 | Tier 3 - Extreme | Distribution Circuit | 3 | 2 | 2020-03-02 | 823318 | Sus | N | Vegetation¦Treebranchfellonline¦ConnectororSplice(OH)¦Brokenwireonground
20-0032519 | Vegetation | Tree - fell into line | Conductor, Overhead | Broken, wire on ground | 2020 | Tier 2 - Elevated | Distribution Circuit | 3 | 16 | 2020-03-16 | 853459 | Sus | N | Vegetation¦Treefellintoline¦ConductorOverhead¦Brokenwireonground
20-0033558 | Unknown Cause | Patrol - found nothing |  |  | 2020 | Tier 2 - Elevated | Distribution Circuit | 3 | 17 | 2020-03-17 | 857127 | Sus | N | UnknownCause¦Patrolfoundnothing¦¦
20-0034242 | Vegetation | Tree - fell into line | Conductor, Overhead | Normal | 2020 | Tier 3 - Extreme | Distribution Circuit | 3 | 19 | 2020-03-19 | 858857 | Sus | N | Vegetation¦Treefellintoline¦ConductorOverhead¦Normal
20-0034401 | Vegetation | Tree - fell into line | Conductor, Overhead | Normal | 2020 | Tier 3 - Extreme | Distribution Circuit | 3 | 15 | 2020-03-15 | 855921 | Sus | N | Vegetation¦Treefellintoline¦ConductorOverhead¦Normal
20-0034994 | Equipment Failure/Involved | Overhead | Insulator | Arcing | 2020 | Tier 3 - Extreme | Distribution Circuit | 3 | 21 | 2020-03-21 | 861173 | Sus | N | EquipmentFailureInvolved¦Overhead¦Insulator¦Arcing
20-0042828 | 3rd Party | Vehicle | Anchor or Guy | Broken, wire on ground | 2020 | Tier 2 - Elevated | Distribution Circuit | 4 | 20 | 2020-04-20 | 898093 | Sus | N | 3rdParty¦Vehicle¦AnchororGuy¦Brokenwireonground
20-0044082 | Equipment Failure/Involved | Overhead | Transformer (OH) | Broken | 2020 | Tier 2 - Elevated | Distribution Circuit | 4 | 23 | 2020-04-23 | 900165 | Sus | N | EquipmentFailureInvolved¦Overhead¦Transformer(OH)¦Broken
20-0048300 | Unknown Cause | Patrol - found nothing |  |  | 2020 | Tier 2 - Elevated | Distribution Circuit | 5 | 7 | 2020-05-07 | 909249 | Sus | Y | UnknownCause¦Patrolfoundnothing¦¦
20-0051580 | Environmental/External | Lightning | Transformer | Failed/Faulted | 2020 | Tier 2 - Elevated | Transformer only | 5 | 18 | 2020-05-18 | 917118 | Sus | Y | EnvironmentalExternal¦Lightning¦Transformer¦FailedFaulted
20-0053067 | Environmental/External | Lightning | Transformer | Failed/Faulted | 2020 | Tier 3 - Extreme | Transformer only | 5 | 21 | 2020-05-21 | 919090 | Sus | Y | EnvironmentalExternal¦Lightning¦Transformer¦FailedFaulted
20-0054941 | Unknown Cause | Patrol - found nothing |  |  | 2020 | Tier 2 - Elevated | Distribution Circuit | 5 | 27 | 2020-05-27 | 923813 | Sus | Y | UnknownCause¦Patrolfoundnothing¦¦
20-0060808 | Environmental/External | Lightning | Transformer | Failed/Faulted | 2020 | Tier 2 - Elevated | Transformer only | 6 | 12 | 2020-06-12 | 938119 | Sus | Y | EnvironmentalExternal¦Lightning¦Transformer¦FailedFaulted
20-0062011 | Equipment Failure/Involved | Underground | Transformer | Leaking | 2020 | Tier 2 - Elevated | Transformer only | 6 | 16 | 2020-06-16 | 940570 | Sus | Y | EquipmentFailureInvolved¦Underground¦Transformer¦Leaking
20-0065040 | Vegetation | Tree - fell into line | Conductor, Overhead | Broken, wire on ground | 2020 | Tier 2 - Elevated | Distribution Circuit | 6 | 25 | 2020-06-25 | 947379 | Sus | Y | Vegetation¦Treefellintoline¦ConductorOverhead¦Brokenwireonground
20-0065110 | Vegetation | Tree - fell into line | Conductor, Overhead | Broken, wire on ground | 2020 | Tier 3 - Extreme | Distribution Circuit | 6 | 25 | 2020-06-25 | 947557 | Sus | Y | Vegetation¦Treefellintoline¦ConductorOverhead¦Brokenwireonground
20-0067308 | Vegetation | Tree - fell into line | Conductor, Overhead | Normal | 2020 | Tier 3 - Extreme | Distribution Circuit | 7 | 1 | 2020-07-01 | 956077 | Sus | Y | Vegetation¦Treefellintoline¦ConductorOverhead¦Normal
20-0070930 | Vegetation | Tree - branch fell on line | Conductor, Overhead | Normal | 2020 | Tier 3 - Extreme | Distribution Circuit | 7 | 12 | 2020-07-12 | 962720 | Sus | Y | Vegetation¦Treebranchfellonline¦ConductorOverhead¦Normal
20-0079795 | Vegetation | Tree - fell into line | Conductor, Overhead | Broken, wire on ground | 2020 | Tier 3 - Extreme | Distribution Circuit | 8 | 5 | 2020-08-05 | 978939 | Sus | Y | Vegetation¦Treefellintoline¦ConductorOverhead¦Brokenwireonground
20-0085379 | Equipment Failure/Involved | Overhead | Transformer (OH) | Leaking | 2020 | Tier 3 - Extreme | Distribution Circuit | 8 | 17 | 2020-08-17 | 1014381 | Sus | Y | EquipmentFailureInvolved¦Overhead¦Transformer(OH)¦Leaking
20-0087629 | Environmental/External | Fire, Forest/Grass | Connector or Splice (OH) | Burned/flashed | 2020 | Tier 3 - Extreme | Distribution Circuit | 8 | 19 | 2020-08-19 | 1023797 | Sus | Y | EnvironmentalExternal¦FireForestGrass¦ConnectororSplice(OH)¦Burnedflashed
20-0090332 | Environmental/External | Fire, Forest/Grass | Conductor, Overhead | Normal | 2020 | Tier 3 - Extreme | Distribution Circuit | 8 | 19 | 2020-08-19 | 1033074 | Sus | Y | EnvironmentalExternal¦FireForestGrass¦ConductorOverhead¦Normal
20-0090680 | Vegetation | Tree - branch fell on line | Secondary | Normal | 2020 | Tier 2 - Elevated | Distribution Circuit | 8 | 27 | 2020-08-27 | 1034176 | Sus | Y | Vegetation¦Treebranchfellonline¦Secondary¦Normal
20-0094202 | Vegetation | Tree - fell into line | Conductor, Overhead | Normal | 2020 | Tier 3 - Extreme | Distribution Circuit | 9 | 7 | 2020-09-07 | 1058397 | Sus | Y | Vegetation¦Treefellintoline¦ConductorOverhead¦Normal
20-0096986 | Environmental/External | Fire, Forest/Grass | Transformer | Normal | 2020 | Tier 3 - Extreme | Transformer only | 8 | 19 | 2020-08-19 | 1067354 | Sus | Y | EnvironmentalExternal¦FireForestGrass¦Transformer¦Normal
20-0099221 | Equipment Failure/Involved | Overhead | Lightning Arrestor | Broken | 2020 | Tier 2 - Elevated | Distribution Circuit | 9 | 19 | 2020-09-19 | 1083066 | Sus | Y | EquipmentFailureInvolved¦Overhead¦LightningArrestor¦Broken
20-0099653 | Environmental/External | Fire, Forest/Grass | Conductor, Overhead | Burned/flashed | 2020 | Tier 3 - Extreme | Distribution Circuit | 9 | 7 | 2020-09-07 | 1085697 | Sus | Y | EnvironmentalExternal¦FireForestGrass¦ConductorOverhead¦Burnedflashed
20-0099950 | Equipment Failure/Involved | Overhead | Crossarm, Wood | Broken | 2020 | Tier 3 - Extreme | Distribution Circuit | 9 | 22 | 2020-09-22 | 1087719 | Sus | Y | EquipmentFailureInvolved¦Overhead¦CrossarmWood¦Broken
20-0101939 | Wildfire Mitigation | Public Safety Power Shut-off | Circuit Breaker | Normal | 2020 | Tier 3 - Extreme | Distribution Circuit | 9 | 27 | 2020-09-27 | 1096189 | Sus | Y | WildfireMitigation¦PublicSafetyPowerShutoff¦CircuitBreaker¦Normal
20-0104676 | Equipment Failure/Involved | Overhead | Jumper | Burned Open | 2020 | Tier 3 - Extreme | Distribution Circuit | 10 | 2 | 2020-10-02 | 1108448 | Sus | Y | EquipmentFailureInvolved¦Overhead¦Jumper¦BurnedOpen
20-0104939 | Equipment Failure/Involved | Overhead | Transformer (OH) | Deteriorated | 2020 | Tier 2 - Elevated | Distribution Circuit | 10 | 4 | 2020-10-04 | 1110823 | Sus | Y | EquipmentFailureInvolved¦Overhead¦Transformer(OH)¦Deteriorated
20-0105641 | Unknown Cause | Patrol - found nothing |  |  | 2020 | Tier 2 - Elevated | Distribution Circuit | 10 | 6 | 2020-10-06 | 1111820 | Sus | Y | UnknownCause¦Patrolfoundnothing¦¦
20-0106613 | Equipment Failure/Involved | Overhead | Transformer (OH) | Broken | 2020 | Tier 2 - Elevated | Transformer only | 10 | 8 | 2020-10-08 | 1113476 | Sus | Y | EquipmentFailureInvolved¦Overhead¦Transformer(OH)¦Broken
20-0112827 | Wildfire Mitigation | Public Safety Power Shut-off | Conductor, Overhead | Normal | 2020 | Tier 2 - Elevated | Distribution Circuit | 10 | 25 | 2020-10-25 | 1126043 | Sus | Y | WildfireMitigation¦PublicSafetyPowerShutoff¦ConductorOverhead¦Normal
20-0114089 | Unknown Cause | Patrol - found nothing |  |  | 2020 | Tier 3 - Extreme | Transformer only | 10 | 27 | 2020-10-27 | 1130227 | Sus | Y | UnknownCause¦Patrolfoundnothing¦¦
20-0117769 | Unknown Cause | Patrol - found nothing |  |  | 2020 | Tier 2 - Elevated | Distribution Circuit | 11 | 6 | 2020-11-06 | 1137401 | Sus | Y | UnknownCause¦Patrolfoundnothing¦¦
20-0122361 | Company Initiated | Construction Activity/equip, company | Conductor, Overhead | Deteriorated | 2020 | Tier 3 - Extreme | Distribution Circuit | 11 | 18 | 2020-11-18 | 1148368 | Sus | Y | CompanyInitiated¦ConstructionActivityequipcompany¦ConductorOverhead¦Deteriorated
20-0129822 | 3rd Party | Vehicle | Pole-Wood | Broken | 2020 | Tier 2 - Elevated | Transformer only | 12 | 11 | 2020-12-11 | 1180271 | Sus | N | 3rdParty¦Vehicle¦PoleWood¦Broken
20-0131848 | Vegetation | Tree - fell into line | Conductor, Overhead | Normal | 2020 | Tier 3 - Extreme | Distribution Circuit | 12 | 25 | 2020-12-25 | 1198831 | Sus | N | Vegetation¦Treefellintoline¦ConductorOverhead¦Normal
20-0132013 | Unknown Cause | Patrol - found nothing |  |  | 2020 | Tier 2 - Elevated | Distribution Circuit | 12 | 28 | 2020-12-28 | 1199744 | Sus | N | UnknownCause¦Patrolfoundnothing¦¦
21-0008023 | Equipment Failure/Involved | Overhead | Jumper | Burned Open | 2021 | Tier 2 - Elevated | Distribution Circuit | 1 | 13 | 2021-01-13 | 1209461 | Sus | N | EquipmentFailureInvolved¦Overhead¦Jumper¦BurnedOpen
21-0010117 | Vegetation | Tree - branch fell on line | Conductor, Overhead | Normal | 2021 | Tier 2 - Elevated | Distribution Circuit | 1 | 19 | 2021-01-19 | 1214365 | Sus | N | Vegetation¦Treebranchfellonline¦ConductorOverhead¦Normal
21-0012778 | Vegetation | Tree - fell into line | Conductor, Overhead | Broken, wire on ground | 2021 | Tier 3 - Extreme | Distribution Circuit | 1 | 19 | 2021-01-19 | 1221273 | Sus | N | Vegetation¦Treefellintoline¦ConductorOverhead¦Brokenwireonground
21-0020046 | Vegetation | Tree - fell into line | Conductor, Overhead | Broken, wire on ground | 2021 | Tier 2 - Elevated | Distribution Circuit | 1 | 26 | 2021-01-26 | 1244216 | Sus | N | Vegetation¦Treefellintoline¦ConductorOverhead¦Brokenwireonground
21-0020924 | Equipment Failure/Involved | Overhead | Jumper | Broken | 2021 | Tier 2 - Elevated | Distribution Circuit | 2 | 2 | 2021-02-02 | 1245982 | Sus | N | EquipmentFailureInvolved¦Overhead¦Jumper¦Broken
21-0023828 | Unknown Cause | Patrol - found nothing |  |  | 2021 | Tier 2 - Elevated | Transformer only | 2 | 9 | 2021-02-09 | 1251931 | Sus | N | UnknownCause¦Patrolfoundnothing¦¦
21-0034480 | Vegetation | Tree - branch fell on line | Conductor, Overhead | Normal | 2021 | Tier 2 - Elevated | Distribution Circuit | 3 | 10 | 2021-03-10 | 1276939 | Sus | N | Vegetation¦Treebranchfellonline¦ConductorOverhead¦Normal
21-0035717 | Unknown Cause | Patrol - not conducted |  |  | 2021 | Tier 2 - Elevated | Distribution Circuit | 3 | 12 | 2021-03-12 | 1279518 | Sus | N | UnknownCause¦Patrolnotconducted¦¦
21-0037636 | Unknown Cause | Patrol - found nothing |  |  | 2021 | Tier 3 - Extreme | Transformer only | 3 | 17 | 2021-03-17 | 1286058 | Sus | N | UnknownCause¦Patrolfoundnothing¦¦
21-0040093 | Vegetation | Tree - branch fell on line | Conductor, Overhead | Normal | 2021 | Tier 2 - Elevated | Distribution Circuit | 3 | 23 | 2021-03-23 | 1294479 | Sus | N | Vegetation¦Treebranchfellonline¦ConductorOverhead¦Normal
21-0041877 | Animal | Bird found | Conductor, Overhead | Normal | 2021 | Tier 2 - Elevated | Distribution Circuit | 3 | 28 | 2021-03-28 | 1301882 | Sus | N | Animal¦Birdfound¦ConductorOverhead¦Normal
21-0047156 | Unknown Cause | Patrol - found nothing |  |  | 2021 | Tier 3 - Extreme | Distribution Circuit | 4 | 10 | 2021-04-10 | 1312673 | Sus | N | UnknownCause¦Patrolfoundnothing¦¦
21-0047383 | Unknown Cause | Patrol - found nothing |  |  | 2021 | Tier 2 - Elevated | Distribution Circuit | 4 | 12 | 2021-04-12 | 1313206 | Sus | N | UnknownCause¦Patrolfoundnothing¦¦
21-0064069 | Unknown Cause | Patrol - found nothing |  |  | 2021 | Tier 2 - Elevated | Distribution Circuit | 5 | 20 | 2021-05-20 | 1354749 | Sus | Y | UnknownCause¦Patrolfoundnothing¦¦
21-0064616 | 3rd Party | Dig in, 3rd party | Transformer (OH) | Failed/Faulted | 2021 | Tier 2 - Elevated | Transformer only | 5 | 21 | 2021-05-21 | 1355762 | Sus | Y | 3rdParty¦Digin3rdparty¦Transformer(OH)¦FailedFaulted
21-0072615 | Animal | Squirrel | Transformer (OH) | Broken | 2021 | Tier 3 - Extreme | Distribution Circuit | 6 | 10 | 2021-06-10 | 1369925 | Sus | Y | Animal¦Squirrel¦Transformer(OH)¦Broken
21-0076453 | Equipment Failure/Involved | Overhead | Service conductor | Burned/flashed | 2021 | Tier 2 - Elevated | Distribution Circuit | 6 | 18 | 2021-06-18 | 1378368 | Sus | Y | EquipmentFailureInvolved¦Overhead¦Serviceconductor¦Burnedflashed
21-0076504 | Equipment Failure/Involved | Overhead | Transformer | Failed/Faulted | 2021 | Tier 3 - Extreme | Transformer only | 6 | 18 | 2021-06-18 | 1378546 | Sus | Y | EquipmentFailureInvolved¦Overhead¦Transformer¦FailedFaulted
21-0076661 | 3rd Party | Vehicle | Pole-Wood | Broken | 2021 | Tier 2 - Elevated | Transmission line | 6 | 19 | 2021-06-19 | 1379345 | Sus | Y | 3rdParty¦Vehicle¦PoleWood¦Broken
21-0076790 | Equipment Failure/Involved | Overhead | Transformer (OH) | Failed/Faulted | 2021 | Tier 2 - Elevated | Transformer only | 6 | 20 | 2021-06-20 | 1380139 | Sus | Y | EquipmentFailureInvolved¦Overhead¦Transformer(OH)¦FailedFaulted
21-0080287 | Animal | Bird found | Conductor, Overhead | Normal | 2021 | Tier 2 - Elevated | Distribution Circuit | 6 | 26 | 2021-06-26 | 1385671 | Sus | Y | Animal¦Birdfound¦ConductorOverhead¦Normal
21-0087487 | Vegetation | Tree - fell into line | Conductor, Overhead | Broken, wire on ground | 2021 | Tier 3 - Extreme | Distribution Circuit | 7 | 10 | 2021-07-10 | 1398139 | Sus | Y | Vegetation¦Treefellintoline¦ConductorOverhead¦Brokenwireonground
21-0089636 | Unknown Cause | Patrol - found nothing |  |  | 2021 | Tier 2 - Elevated | Transformer only | 7 | 14 | 2021-07-14 | 1404664 | Sus | Y | UnknownCause¦Patrolfoundnothing¦¦
21-0090629 | Unknown Cause | Patrol - found nothing |  |  | 2021 | Tier 2 - Elevated | Distribution Circuit | 7 | 16 | 2021-07-16 | 1405821 | Sus | Y | UnknownCause¦Patrolfoundnothing¦¦
21-0092711 | Animal | Bird found | Conductor, Overhead | Normal | 2021 | Tier 2 - Elevated | Distribution Circuit | 7 | 21 | 2021-07-21 | 1409497 | Sus | Y | Animal¦Birdfound¦ConductorOverhead¦Normal
21-0093169 | Equipment Failure/Involved | Overhead | Transformer (OH) | Failed/Faulted | 2021 | Tier 2 - Elevated | Transformer only | 7 | 21 | 2021-07-21 | 1410505 | Sus | Y | EquipmentFailureInvolved¦Overhead¦Transformer(OH)¦FailedFaulted
21-0098954 | Equipment Failure/Involved | Overhead | Insulator | Broken | 2021 | Tier 2 - Elevated | Transformer only | 8 | 3 | 2021-08-03 | 1429522 | Sus | Y | EquipmentFailureInvolved¦Overhead¦Insulator¦Broken
21-0102443 | 3rd Party | Other | Conductor, Overhead | Normal | 2021 | Tier 3 - Extreme | Distribution Circuit | 8 | 10 | 2021-08-10 | 1439068 | Sus | Y | 3rdParty¦Other¦ConductorOverhead¦Normal
21-0104738 | Unknown Cause | Patrol - found nothing |  |  | 2021 | Tier 2 - Elevated | Distribution Circuit | 8 | 15 | 2021-08-15 | 1443129 | Sus | Y | UnknownCause¦Patrolfoundnothing¦¦
21-0108040 | Unknown Cause | Patrol - found nothing |  |  | 2021 | Tier 2 - Elevated | Distribution Circuit | 8 | 23 | 2021-08-23 | 1450362 | Sus | Y | UnknownCause¦Patrolfoundnothing¦¦
21-0113891 | Unknown Cause | Patrol - found nothing |  |  | 2021 | Tier 2 - Elevated | Distribution Circuit | 9 | 6 | 2021-09-06 | 1463144 | Sus | Y | UnknownCause¦Patrolfoundnothing¦¦
21-0116585 | Equipment Failure/Involved | Overhead | Pole-Wood | Broken | 2021 | Tier 2 - Elevated | Distribution Circuit | 9 | 12 | 2021-09-12 | 1470320 | Sus | Y | EquipmentFailureInvolved¦Overhead¦PoleWood¦Broken
21-0118160 | 3rd Party | Vehicle | Pole-Wood | Broken | 2021 | Tier 3 - Extreme | Distribution Circuit | 9 | 15 | 2021-09-15 | 1472813 | Sus | Y | 3rdParty¦Vehicle¦PoleWood¦Broken
21-0131912 | Animal | Squirrel | Transformer (OH) | Burned/flashed | 2021 | Tier 2 - Elevated | Distribution Circuit | 10 | 16 | 2021-10-16 | 1498948 | Sus | Y | Animal¦Squirrel¦Transformer(OH)¦Burnedflashed
21-0138946 | Vegetation | Tree - branch fell on line | Conductor, Overhead | Normal | 2021 | Tier 2 - Elevated | Distribution Circuit | 10 | 24 | 2021-10-24 | 1514186 | Sus | Y | Vegetation¦Treebranchfellonline¦ConductorOverhead¦Normal
21-0139729 | Unknown Cause | Patrol - found nothing |  |  | 2021 | Tier 2 - Elevated | Distribution Circuit | 10 | 29 | 2021-10-29 | 1525049 | Sus | Y | UnknownCause¦Patrolfoundnothing¦¦
21-0140358 | Unknown Cause | Patrol - found nothing |  |  | 2021 | Tier 2 - Elevated | Distribution Circuit | 10 | 31 | 2021-10-31 | 1526597 | Sus | Y | UnknownCause¦Patrolfoundnothing¦¦
21-0144783 | Equipment Failure/Involved | Overhead | Transformer (OH) | Leaking | 2021 | Tier 2 - Elevated | Transformer only | 11 | 11 | 2021-11-11 | 1540556 | Sus | Y | EquipmentFailureInvolved¦Overhead¦Transformer(OH)¦Leaking
21-0145306 | Equipment Failure/Involved | Overhead | Transformer (OH) | Failed/Faulted | 2021 | Tier 2 - Elevated | Transformer only | 11 | 13 | 2021-11-13 | 1542722 | Sus | Y | EquipmentFailureInvolved¦Overhead¦Transformer(OH)¦FailedFaulted
21-0148860 | Vegetation | Tree - fell into line | Conductor, Overhead | Broken, wire on ground | 2021 | Tier 3 - Extreme | Distribution Circuit | 11 | 19 | 2021-11-19 | 1550472 | Sus | Y | Vegetation¦Treefellintoline¦ConductorOverhead¦Brokenwireonground
21-0155024 | Vegetation | Tree - fell into line | Conductor, Overhead | Broken, wire on ground | 2021 | Tier 3 - Extreme | Distribution Circuit | 12 | 5 | 2021-12-05 | 1559541 | Sus | N | Vegetation¦Treefellintoline¦ConductorOverhead¦Brokenwireonground
21-0155310 | Equipment Failure/Involved | Overhead | Lightning Arrestor | Normal | 2021 | Tier 2 - Elevated | Distribution Circuit | 12 | 6 | 2021-12-06 | 1560482 | Sus | N | EquipmentFailureInvolved¦Overhead¦LightningArrestor¦Normal
21-0157378 | Vegetation | Tree - branch fell on line | Conductor, Overhead | Broken, wire on ground | 2021 | Tier 3 - Extreme | Distribution Circuit | 12 | 13 | 2021-12-13 | 1567530 | Sus | N | Vegetation¦Treebranchfellonline¦ConductorOverhead¦Brokenwireonground
21-0157467 | Vegetation | Tree - fell into line | Conductor, Overhead | Broken, wire on ground | 2021 | Tier 3 - Extreme | Distribution Circuit | 12 | 13 | 2021-12-13 | 1566961 | Sus | N | Vegetation¦Treefellintoline¦ConductorOverhead¦Brokenwireonground
21-0157812 | Vegetation | Tree - fell into line | Conductor, Overhead | Broken, wire on ground | 2021 | Tier 3 - Extreme | Distribution Circuit | 12 | 14 | 2021-12-14 | 1569234 | Sus | N | Vegetation¦Treefellintoline¦ConductorOverhead¦Brokenwireonground
21-0158224 | Unknown Cause | Patrol - not conducted |  |  | 2021 | Tier 2 - Elevated | Distribution Circuit | 12 | 14 | 2021-12-14 | 1571797 | Sus | N | UnknownCause¦Patrolnotconducted¦¦
21-0158596 | Vegetation | Tree - fell into line | Conductor, Overhead | Normal | 2021 | Tier 3 - Extreme | Distribution Circuit | 12 | 15 | 2021-12-15 | 1573490 | Sus | N | Vegetation¦Treefellintoline¦ConductorOverhead¦Normal
21-0159020 | Equipment Failure/Involved | Overhead | Service conductor | Broken | 2021 | Tier 3 - Extreme | Transformer only | 12 | 16 | 2021-12-16 | 1574585 | Sus | N | EquipmentFailureInvolved¦Overhead¦Serviceconductor¦Broken
21-0161830 | Vegetation | Tree - fell into line | Conductor, Overhead | Broken, wire on ground | 2021 | Tier 3 - Extreme | Distribution Circuit | 12 | 27 | 2021-12-27 | 1589904 | Sus | N | Vegetation¦Treefellintoline¦ConductorOverhead¦Brokenwireonground
21-0161901 | Vegetation | Tree - fell into line | Conductor, Overhead | Broken, wire on ground | 2021 | Tier 2 - Elevated | Distribution Circuit | 12 | 26 | 2021-12-26 | 1590206 | Sus | N | Vegetation¦Treefellintoline¦ConductorOverhead¦Brokenwireonground
22-0005002 | Vegetation | Tree - fell into line | Conductor, Overhead | Normal | 2021 | Tier 3 - Extreme | Distribution Circuit | 12 | 25 | 2021-12-25 | 1591451 | Sus | N | Vegetation¦Treefellintoline¦ConductorOverhead¦Normal
22-0009797 | Unknown Cause | Patrol - found nothing |  |  | 2022 | Tier 3 - Extreme | Distribution Circuit | 1 | 14 | 2022-01-14 | 1602098 | Sus | N | UnknownCause¦Patrolfoundnothing¦¦
22-0012901 | Unknown Cause | Patrol - found nothing |  |  | 2022 | Tier 3 - Extreme | Distribution Circuit | 1 | 22 | 2022-01-22 | 1608562 | Sus | N | UnknownCause¦Patrolfoundnothing¦¦
22-0014322 | Equipment Failure/Involved | Overhead | Transformer (OH) | Broken | 2022 | Tier 2 - Elevated | Transformer only | 1 | 25 | 2022-01-25 | 1612186 | Sus | N | EquipmentFailureInvolved¦Overhead¦Transformer(OH)¦Broken
22-0016565 | Equipment Failure/Involved | Overhead |  | Failed/Faulted | 2022 | Tier 2 - Elevated | Transformer only | 1 | 31 | 2022-01-31 | 1617213 | Sus | N | EquipmentFailureInvolved¦Overhead¦¦FailedFaulted
22-0021043 | Equipment Failure/Involved | Overhead | Connector or Splice (OH) | Broken | 2022 | Tier 2 - Elevated | Transformer only | 2 | 10 | 2022-02-10 | 1625111 | Sus | N | EquipmentFailureInvolved¦Overhead¦ConnectororSplice(OH)¦Broken
22-0024760 | 3rd Party | Tree - cutting, 3rd party | Conductor, Overhead | Normal | 2022 | Tier 2 - Elevated | Distribution Circuit | 2 | 21 | 2022-02-21 | 1633258 | Sus | N | 3rdParty¦Treecutting3rdparty¦ConductorOverhead¦Normal
22-0028902 | Equipment Failure/Involved | Overhead | Transformer (OH) | Failed/Faulted | 2022 | Tier 2 - Elevated | Transformer only | 3 | 2 | 2022-03-02 | 1640760 | Sus | N | EquipmentFailureInvolved¦Overhead¦Transformer(OH)¦FailedFaulted
22-0032275 | Vegetation | Tree - fell into line | Pole-Wood | Broken | 2022 | Tier 2 - Elevated | Distribution Circuit | 3 | 10 | 2022-03-10 | 1646126 | Sus | N | Vegetation¦Treefellintoline¦PoleWood¦Broken
22-0037797 | Unknown Cause | Patrol - found nothing |  |  | 2022 | Tier 2 - Elevated | Distribution Circuit | 3 | 24 | 2022-03-24 | 1654770 | Sus | N | UnknownCause¦Patrolfoundnothing¦¦
22-0042594 | Vegetation | Tree - fell into line | Conductor, Overhead | Broken, wire on ground | 2022 | Tier 3 - Extreme | Distribution Circuit | 4 | 4 | 2022-04-04 | 1662818 | Sus | N | Vegetation¦Treefellintoline¦ConductorOverhead¦Brokenwireonground
22-0049842 | Vegetation | Tree - branch fell on line | Transformer | Failed/Faulted | 2022 | Tier 2 - Elevated | Transformer only | 4 | 15 | 2022-04-15 | 1673360 | Sus | N | Vegetation¦Treebranchfellonline¦Transformer¦FailedFaulted
22-0051952 | Animal | Squirrel | Conductor, Overhead | Normal | 2022 | Tier 3 - Extreme | Distribution Circuit | 4 | 20 | 2022-04-20 | 1677135 | Sus | N | Animal¦Squirrel¦ConductorOverhead¦Normal
22-0053779 | Unknown Cause | Patrol - found nothing |  |  | 2022 | Tier 2 - Elevated | Distribution Circuit | 4 | 24 | 2022-04-24 | 1680323 | Sus | N | UnknownCause¦Patrolfoundnothing¦¦
22-0058118 | Vegetation | Tree - branch fell on line | Bushing | Broken | 2022 | Tier 2 - Elevated | Transformer only | 5 | 4 | 2022-05-04 | 1688596 | Sus | Y | Vegetation¦Treebranchfellonline¦Bushing¦Broken
22-0058469 | Unknown Cause | Patrol - found nothing |  |  | 2022 | Tier 3 - Extreme | Distribution Circuit | 5 | 5 | 2022-05-05 | 1689105 | Sus | Y | UnknownCause¦Patrolfoundnothing¦¦
22-0064214 | Vegetation | Tree - branch fell on line | Conductor, Overhead | Broken, wire on ground | 2022 | Tier 2 - Elevated | Distribution Circuit | 5 | 19 | 2022-05-19 | 1704944 | Sus | Y | Vegetation¦Treebranchfellonline¦ConductorOverhead¦Brokenwireonground
22-0064922 | Vegetation | Tree - fell into line | Conductor, Overhead | Broken, wire on ground | 2022 | Tier 2 - Elevated | Distribution Circuit | 5 | 21 | 2022-05-21 | 1707159 | Sus | Y | Vegetation¦Treefellintoline¦ConductorOverhead¦Brokenwireonground
22-0067719 | Equipment Failure/Involved | Overhead | Transformer (OH) | Failed/Faulted | 2022 | Tier 2 - Elevated | Transformer only | 5 | 28 | 2022-05-28 | 1712876 | Sus | Y | EquipmentFailureInvolved¦Overhead¦Transformer(OH)¦FailedFaulted
22-0072127 | Vegetation | Tree - fell into line | Transformer | Broken, wire on ground | 2022 | Tier 3 - Extreme | Transformer only | 6 | 9 | 2022-06-09 | 1726308 | Sus | Y | Vegetation¦Treefellintoline¦Transformer¦Brokenwireonground
22-0073830 | Unknown Cause | Patrol - found nothing |  |  | 2022 | Tier 3 - Extreme | Transformer only | 6 | 13 | 2022-06-13 | 1730385 | Sus | Y | UnknownCause¦Patrolfoundnothing¦¦
22-0074530 | Animal | Squirrel | Fuse | Failed/Faulted | 2022 | Tier 3 - Extreme | Distribution Circuit | 6 | 14 | 2022-06-14 | 1732062 | Sus | Y | Animal¦Squirrel¦Fuse¦FailedFaulted
22-0077996 | Equipment Failure/Involved | Overhead | Conductor, Overhead | Deteriorated | 2022 | Tier 2 - Elevated | Distribution Circuit | 6 | 23 | 2022-06-23 | 1740645 | Sus | Y | EquipmentFailureInvolved¦Overhead¦ConductorOverhead¦Deteriorated
22-0078573 | 3rd Party | Fire, house or bldg. | Pole-Wood | Burned/flashed | 2022 | Tier 2 - Elevated | Distribution Circuit | 6 | 25 | 2022-06-25 | 1742187 | Sus | Y | 3rdParty¦Firehouseorbldg¦PoleWood¦Burnedflashed
22-0081416 | Equipment Failure/Involved | Overhead | Conductor, Overhead | Normal | 2022 | Tier 3 - Extreme | Distribution Circuit | 7 | 2 | 2022-07-02 | 1747911 | Sus | Y | EquipmentFailureInvolved¦Overhead¦ConductorOverhead¦Normal
22-0084114 | Unknown Cause | Patrol - found nothing |  |  | 2022 | Tier 2 - Elevated | Distribution Circuit | 7 | 11 | 2022-07-11 | 1753806 | Sus | Y | UnknownCause¦Patrolfoundnothing¦¦
22-0085526 | Vegetation | Tree - fell into line | Conductor, Overhead | Broken, wire on ground | 2022 | Tier 2 - Elevated | Distribution Circuit | 7 | 14 | 2022-07-14 | 1756507 | Sus | Y | Vegetation¦Treefellintoline¦ConductorOverhead¦Brokenwireonground
22-0088116 | Equipment Failure/Involved | Overhead | Connector or Splice (OH) | Deteriorated | 2022 | Tier 3 - Extreme | Transformer only | 7 | 21 | 2022-07-21 | 1762391 | Sus | Y | EquipmentFailureInvolved¦Overhead¦ConnectororSplice(OH)¦Deteriorated
22-0089109 | Unknown Cause | Patrol - found nothing |  |  | 2022 | Tier 2 - Elevated | Distribution Circuit | 7 | 24 | 2022-07-24 | 1764392 | Sus | Y | UnknownCause¦Patrolfoundnothing¦¦
22-0091583 | Unknown Cause | Patrol - found nothing |  |  | 2022 | Tier 3 - Extreme | Transformer only | 7 | 30 | 2022-07-30 | 1768708 | Sus | Y | UnknownCause¦Patrolfoundnothing¦¦
22-0098562 | Animal | Bird found | Conductor, Overhead | Normal | 2022 | Tier 2 - Elevated | Distribution Circuit | 8 | 17 | 2022-08-17 | 1783382 | Sus | Y | Animal¦Birdfound¦ConductorOverhead¦Normal
22-0102921 | Animal | Squirrel | Transformer (OH) | Failed/Faulted | 2022 | Tier 2 - Elevated | Distribution Circuit | 8 | 29 | 2022-08-29 | 1793791 | Sus | Y | Animal¦Squirrel¦Transformer(OH)¦FailedFaulted
22-0108227 | Unknown Cause | Patrol - found nothing |  |  | 2022 | Tier 2 - Elevated | Distribution Circuit | 9 | 9 | 2022-09-09 | 1806658 | Sus | Y | UnknownCause¦Patrolfoundnothing¦¦
22-0108968 | Unknown Cause | Patrol - found nothing |  |  | 2022 | Tier 2 - Elevated | Distribution Circuit | 9 | 11 | 2022-09-11 | 1808323 | Sus | Y | UnknownCause¦Patrolfoundnothing¦¦
22-0111708 | Vegetation | Tree - branch fell on line | Conductor, Overhead | Broken, wire on ground | 2022 | Tier 3 - Extreme | Distribution Circuit | 9 | 18 | 2022-09-18 | 1814921 | Sus | Y | Vegetation¦Treebranchfellonline¦ConductorOverhead¦Brokenwireonground
22-0114290 | Equipment Failure/Involved | Overhead | Transformer (OH) | Leaking | 2022 | Tier 2 - Elevated | Transformer only | 9 | 23 | 2022-09-23 | 1820113 | Sus | Y | EquipmentFailureInvolved¦Overhead¦Transformer(OH)¦Leaking
22-0118340 | Unknown Cause | Patrol - found nothing |  |  | 2022 | Tier 2 - Elevated | Distribution Circuit | 10 | 5 | 2022-10-05 | 1829745 | Sus | Y | UnknownCause¦Patrolfoundnothing¦¦
22-0118472 | 3rd Party | Vehicle | Anchor or Guy | Broken | 2022 | Tier 2 - Elevated | Distribution Circuit | 10 | 5 | 2022-10-05 | 1829910 | Sus | Y | 3rdParty¦Vehicle¦AnchororGuy¦Broken
22-0123031 | Company Initiated | Personnel, company | Fuse | Normal | 2022 | Tier 2 - Elevated | Distribution Circuit | 10 | 19 | 2022-10-19 | 1840802 | Sus | Y | CompanyInitiated¦Personnelcompany¦Fuse¦Normal
22-0124039 | Equipment Failure/Involved | Overhead | Pole-Wood | Broken | 2022 | Tier 2 - Elevated | Distribution Circuit | 10 | 23 | 2022-10-23 | 1843391 | Sus | Y | EquipmentFailureInvolved¦Overhead¦PoleWood¦Broken
22-0127106 | 3rd Party | Customer Equipment | Conductor, Overhead | Normal | 2022 | Tier 2 - Elevated | Distribution Circuit | 11 | 2 | 2022-11-02 | 1852054 | Sus | Y | 3rdParty¦CustomerEquipment¦ConductorOverhead¦Normal
22-0127269 | Unknown Cause | Patrol - found nothing |  |  | 2022 | Tier 2 - Elevated | Transformer only | 11 | 3 | 2022-11-03 | 1852092 | Sus | Y | UnknownCause¦Patrolfoundnothing¦¦
22-0128688 | Equipment Failure/Involved | Overhead | Transformer | Broken, wire on ground | 2022 | Tier 3 - Extreme | Transformer only | 11 | 7 | 2022-11-07 | 1856342 | Sus | Y | EquipmentFailureInvolved¦Overhead¦Transformer¦Brokenwireonground
22-0129866 | Equipment Failure/Involved | Overhead | Fuse | Burned Open | 2022 | Tier 3 - Extreme | Transformer only | 11 | 9 | 2022-11-09 | 1859613 | Sus | Y | EquipmentFailureInvolved¦Overhead¦Fuse¦BurnedOpen
22-0132815 | Unknown Cause | Patrol - found nothing |  |  | 2022 | Tier 3 - Extreme | Distribution Circuit | 11 | 18 | 2022-11-18 | 1865310 | Sus | Y | UnknownCause¦Patrolfoundnothing¦¦
22-0132917 | Unknown Cause | Patrol - found nothing |  |  | 2022 | Tier 3 - Extreme | Distribution Circuit | 11 | 20 | 2022-11-20 | 1866356 | Sus | Y | UnknownCause¦Patrolfoundnothing¦¦
22-0135594 | Unknown Cause | Patrol - found nothing |  |  | 2022 | Tier 2 - Elevated | Transformer only | 12 | 1 | 2022-12-01 | 1872941 | Sus | N | UnknownCause¦Patrolfoundnothing¦¦
22-0137161 | Unknown Cause | Patrol - not conducted |  |  | 2022 | Tier 3 - Extreme | Distribution Circuit | 12 | 6 | 2022-12-06 | 1877602 | Sus | N | UnknownCause¦Patrolnotconducted¦¦
22-0141233 | Equipment Failure/Involved | Overhead | Conductor, Overhead | On Ground | 2022 | Tier 2 - Elevated | Transformer only | 12 | 25 | 2022-12-25 | 1897027 | Sus | N | EquipmentFailureInvolved¦Overhead¦ConductorOverhead¦OnGround
22-0141476 | Vegetation | Tree - fell into line | Conductor, Overhead | Broken, wire on ground | 2022 | Tier 2 - Elevated | Distribution Circuit | 12 | 27 | 2022-12-27 | 1898158 | Sus | N | Vegetation¦Treefellintoline¦ConductorOverhead¦Brokenwireonground
22-0141529 | Vegetation | Tree - fell into line | Crossarm, Wood | Broken, wire on ground | 2022 | Tier 3 - Extreme | Distribution Circuit | 12 | 27 | 2022-12-27 | 1898463 | Sus | N | Vegetation¦Treefellintoline¦CrossarmWood¦Brokenwireonground
22-0141913 | Vegetation | Tree - fell into line | Conductor, Overhead | Broken, wire on ground | 2022 | Tier 2 - Elevated | Distribution Circuit | 12 | 26 | 2022-12-26 | 1900336 | Sus | N | Vegetation¦Treefellintoline¦ConductorOverhead¦Brokenwireonground
22-0142512 | Environmental/External | Flood/Erosion | Pole-Wood | Broken, wire on ground | 2022 | Tier 3 - Extreme | Distribution Circuit | 12 | 31 | 2022-12-31 | 1903260 | Sus | N | EnvironmentalExternal¦FloodErosion¦PoleWood¦Brokenwireonground
15-0002627 | Equipment Failure/Involved | Electrical Overload | Transformer | Failed/Faulted | 2015 | Tier 2 - Elevated | Transformer only | 1 | 5 | 2015-01-05 | 1159788 | Sus | N | EquipmentFailureInvolved¦ElectricalOverload¦Transformer¦FailedFaulted
15-0002628 | 3rd Party | Vehicle | Pole-Wood | Broken, wire on ground | 2015 | Tier 2 - Elevated | Distribution Circuit | 1 | 5 | 2015-01-05 | 1159757 | Sus | N | 3rdParty¦Vehicle¦PoleWood¦Brokenwireonground
15-0009990 | Vegetation | Tree - fell into line | Fuse | Normal | 2015 | Tier 2 - Elevated | Distribution Circuit | 2 | 6 | 2015-02-06 | 1173569 | Sus | N | Vegetation¦Treefellintoline¦Fuse¦Normal
15-0010083 | Vegetation | Tree - fell into line | Conductor, Overhead | Broken, wire on ground | 2015 | Tier 3 - Extreme | Distribution Circuit | 2 | 6 | 2015-02-06 | 1173408 | Sus | N | Vegetation¦Treefellintoline¦ConductorOverhead¦Brokenwireonground
15-0012011 | Vegetation | Tree - fell into line | Conductor, Overhead | Normal | 2015 | Tier 2 - Elevated | Distribution Circuit | 2 | 9 | 2015-02-09 | 1185672 | Sus | N | Vegetation¦Treefellintoline¦ConductorOverhead¦Normal
15-0012358 | Vegetation | Tree - fell into line | Conductor, Overhead | Broken, wire on ground | 2015 | Tier 2 - Elevated | Distribution Circuit | 2 | 10 | 2015-02-10 | 1187246 | Sus | N | Vegetation¦Treefellintoline¦ConductorOverhead¦Brokenwireonground
15-0033412 | Unknown Cause | Patrol - found nothing |  |  | 2015 | Tier 2 - Elevated | Distribution Circuit | 5 | 11 | 2015-05-11 | 1232809 | Sus | Y | UnknownCause¦Patrolfoundnothing¦¦
15-0038986 | Environmental/External | Lightning | Transformer (OH) | Failed/Faulted | 2015 | Tier 3 - Extreme | Transformer only | 6 | 5 | 2015-06-05 | 1244575 | Sus | Y | EnvironmentalExternal¦Lightning¦Transformer(OH)¦FailedFaulted
15-0045274 | Unknown Cause | Patrol - found nothing |  |  | 2015 | Tier 3 - Extreme | Distribution Circuit | 7 | 3 | 2015-07-03 | 1262226 | Sus | Y | UnknownCause¦Patrolfoundnothing¦¦
15-0045659 | Vegetation | Tree - branch fell on line | Conductor, Overhead | Normal | 2015 | Tier 3 - Extreme | Distribution Circuit | 7 | 6 | 2015-07-06 | 1263465 | Sus | Y | Vegetation¦Treebranchfellonline¦ConductorOverhead¦Normal
15-0045955 | Unknown Cause | Patrol - found nothing |  |  | 2015 | Tier 2 - Elevated | Distribution Circuit | 7 | 7 | 2015-07-07 | 1264066 | Sus | Y | UnknownCause¦Patrolfoundnothing¦¦
15-0048261 | Equipment Failure/Involved | Overhead | Crossarm, Wood | Broken | 2015 | Tier 2 - Elevated | Distribution Circuit | 7 | 17 | 2015-07-17 | 1269670 | Sus | Y | EquipmentFailureInvolved¦Overhead¦CrossarmWood¦Broken
15-0053625 | Animal | Bird found |  | Failed/Faulted | 2015 | Tier 3 - Extreme | Transformer only | 8 | 7 | 2015-08-07 | 1284533 | Sus | Y | Animal¦Birdfound¦¦FailedFaulted
15-0058415 | Unknown Cause | Patrol - found nothing |  |  | 2015 | Tier 3 - Extreme | Distribution Circuit | 8 | 31 | 2015-08-31 | 1297752 | Sus | Y | UnknownCause¦Patrolfoundnothing¦¦
15-0061562 | Environmental/External | Fire, Forest/Grass | Pole-Wood | Burned/flashed | 2015 | Tier 2 - Elevated | Distribution Circuit | 9 | 9 | 2015-09-09 | 1306424 | Sus | Y | EnvironmentalExternal¦FireForestGrass¦PoleWood¦Burnedflashed
15-0061819 | Equipment Failure/Involved | Underground | Conductor, Underground | Burned/flashed | 2015 | Tier 3 - Extreme | Distribution Circuit | 9 | 17 | 2015-09-17 | 1307343 | Sus | Y | EquipmentFailureInvolved¦Underground¦ConductorUnderground¦Burnedflashed
15-0062318 | Environmental/External | Fire, Forest/Grass | Pole-Wood | Burned/flashed | 2015 | Tier 3 - Extreme | Distribution Circuit | 9 | 10 | 2015-09-10 | 1308736 | Sus | Y | EnvironmentalExternal¦FireForestGrass¦PoleWood¦Burnedflashed
15-0066778 | Equipment Failure/Involved | Overhead | Conductor, Overhead | Bent or Twisted | 2015 | Tier 3 - Extreme | Distribution Circuit | 9 | 30 | 2015-09-30 | 1314237 | Sus | Y | EquipmentFailureInvolved¦Overhead¦ConductorOverhead¦BentorTwisted
15-0070665 | Equipment Failure/Involved | Overhead | Transformer | Failed/Faulted | 2015 | Tier 2 - Elevated | Transformer only | 10 | 15 | 2015-10-15 | 1322450 | Sus | Y | EquipmentFailureInvolved¦Overhead¦Transformer¦FailedFaulted
15-0073993 | Equipment Failure/Involved | Overhead | Pole-Wood | Broken | 2015 | Tier 3 - Extreme | Transformer only | 10 | 29 | 2015-10-29 | 1330869 | Sus | Y | EquipmentFailureInvolved¦Overhead¦PoleWood¦Broken
15-0074393 | Equipment Failure/Involved | Overhead | Transformer (OH) | Failed/Faulted | 2015 | Tier 2 - Elevated | Transformer only | 10 | 30 | 2015-10-30 | 1331786 | Sus | Y | EquipmentFailureInvolved¦Overhead¦Transformer(OH)¦FailedFaulted
15-0075419 | Vegetation | Tree - fell into line | Secondary | Broken, wire on ground | 2015 | Tier 2 - Elevated | Transformer only | 11 | 3 | 2015-11-03 | 1334945 | Sus | Y | Vegetation¦Treefellintoline¦Secondary¦Brokenwireonground
15-0075830 | Animal | Squirrel | Fuse | Failed/Faulted | 2015 | Tier 2 - Elevated | Distribution Circuit | 11 | 5 | 2015-11-05 | 1336014 | Sus | Y | Animal¦Squirrel¦Fuse¦FailedFaulted
15-0077093 | Environmental/External | Lightning | Transformer | Failed/Faulted | 2015 | Tier 3 - Extreme | Transformer only | 11 | 10 | 2015-11-10 | 1339232 | Sus | Y | EnvironmentalExternal¦Lightning¦Transformer¦FailedFaulted
15-0080200 | 3rd Party | Customer Equipment | Conductor, Underground | Broken | 2015 | Tier 2 - Elevated | Transformer only | 11 | 23 | 2015-11-23 | 1347475 | Sus | Y | 3rdParty¦CustomerEquipment¦ConductorUnderground¦Broken
15-0081564 | Equipment Failure/Involved | Electrical Overload | Transformer (OH) | Failed/Faulted | 2015 | Tier 2 - Elevated | Transformer only | 11 | 29 | 2015-11-29 | 1350007 | Sus | Y | EquipmentFailureInvolved¦ElectricalOverload¦Transformer(OH)¦FailedFaulted
15-0082470 | Vegetation | Tree - branch fell on line | Conductor, Overhead | Broken, wire on ground | 2015 | Tier 2 - Elevated | Distribution Circuit | 12 | 3 | 2015-12-03 | 1352521 | Sus | N | Vegetation¦Treebranchfellonline¦ConductorOverhead¦Brokenwireonground
15-0084696 | Equipment Failure/Involved | Overhead | PGs, Kearneys | Broken, wire on ground | 2015 | Tier 2 - Elevated | Distribution Circuit | 12 | 13 | 2015-12-13 | 1361225 | Sus | N | EquipmentFailureInvolved¦Overhead¦PGsKearneys¦Brokenwireonground
15-0086072 | Vegetation | Tree - fell into line | Conductor, Overhead | Broken, wire on ground | 2015 | Tier 2 - Elevated | Distribution Circuit | 12 | 18 | 2015-12-18 | 1366098 | Sus | N | Vegetation¦Treefellintoline¦ConductorOverhead¦Brokenwireonground
16-0006161 | Vegetation | Tree - fell into line | Pole-Wood | Broken, wire on ground | 2016 | Tier 2 - Elevated | Distribution Circuit | 1 | 18 | 2016-01-18 | 1386626 | Sus | N | Vegetation¦Treefellintoline¦PoleWood¦Brokenwireonground
16-0007273 | Vegetation | Tree - branch fell on line | Conductor, Overhead | Normal | 2016 | Tier 2 - Elevated | Distribution Circuit | 1 | 22 | 2016-01-22 | 1389691 | Sus | N | Vegetation¦Treebranchfellonline¦ConductorOverhead¦Normal
16-0013097 | Vegetation | Tree - fell into line | Conductor, Overhead | Broken, wire on ground | 2016 | Tier 2 - Elevated | Distribution Circuit | 2 | 17 | 2016-02-17 | 1404550 | Sus | N | Vegetation¦Treefellintoline¦ConductorOverhead¦Brokenwireonground
16-0017734 | Vegetation | Tree - fell into line | Conductor, Overhead | Together | 2016 | Tier 2 - Elevated | Distribution Circuit | 3 | 5 | 2016-03-05 | 1417841 | Sus | N | Vegetation¦Treefellintoline¦ConductorOverhead¦Together
16-0020657 | Vegetation | Tree - fell into line | Conductor, Overhead | Broken, wire on ground | 2016 | Tier 2 - Elevated | Distribution Circuit | 3 | 11 | 2016-03-11 | 1428741 | Sus | N | Vegetation¦Treefellintoline¦ConductorOverhead¦Brokenwireonground
16-0020684 | Equipment Failure/Involved | Overhead | Insulator | Broken | 2016 | Tier 2 - Elevated | Distribution Circuit | 3 | 11 | 2016-03-11 | 1428907 | Sus | N | EquipmentFailureInvolved¦Overhead¦Insulator¦Broken
16-0020798 | Vegetation | Tree - fell into line | Conductor, Overhead | Broken, wire on ground | 2016 | Tier 3 - Extreme | Distribution Circuit | 3 | 12 | 2016-03-12 | 1429503 | Sus | N | Vegetation¦Treefellintoline¦ConductorOverhead¦Brokenwireonground
16-0020878 | Vegetation | Tree - fell into line | Conductor, Overhead | Broken, wire on ground | 2016 | Tier 2 - Elevated | Distribution Circuit | 3 | 13 | 2016-03-13 | 1429932 | Sus | N | Vegetation¦Treefellintoline¦ConductorOverhead¦Brokenwireonground
16-0029642 | Equipment Failure/Involved | Substation | Generator | Malfunctioning | 2016 | Tier 2 - Elevated | Substation - Distribution | 4 | 19 | 2016-04-19 | 1453619 | Sus | N | EquipmentFailureInvolved¦Substation¦Generator¦Malfunctioning
16-0031296 | Equipment Failure/Involved | Overhead | Crossarm, Wood | Deteriorated | 2016 | Tier 2 - Elevated | Distribution Circuit | 4 | 25 | 2016-04-25 | 1458449 | Sus | N | EquipmentFailureInvolved¦Overhead¦CrossarmWood¦Deteriorated
16-0031968 | Unknown Cause | Patrol - found nothing |  |  | 2016 | Tier 3 - Extreme | Distribution Circuit | 4 | 27 | 2016-04-27 | 1460058 | Sus | N | UnknownCause¦Patrolfoundnothing¦¦
16-0035735 | Unknown Cause | Patrol - found nothing |  |  | 2016 | Tier 2 - Elevated | Distribution Circuit | 5 | 12 | 2016-05-12 | 1468951 | Sus | Y | UnknownCause¦Patrolfoundnothing¦¦
16-0049420 | 3rd Party | Thrown Object | Transformer | Broken | 2016 | Tier 3 - Extreme | Transformer only | 7 | 12 | 2016-07-12 | 1508961 | Sus | Y | 3rdParty¦ThrownObject¦Transformer¦Broken
16-0053812 | Unknown Cause | Patrol - found nothing |  |  | 2016 | Tier 3 - Extreme | Distribution Circuit | 7 | 30 | 2016-07-30 | 1518855 | Sus | Y | UnknownCause¦Patrolfoundnothing¦¦
16-0055086 | Equipment Failure/Involved | Overhead | Crossarm, Wood | Broken | 2016 | Tier 2 - Elevated | Distribution Circuit | 8 | 4 | 2016-08-04 | 1521546 | Sus | Y | EquipmentFailureInvolved¦Overhead¦CrossarmWood¦Broken
16-0056055 | 3rd Party | Other | Insulator | Normal | 2016 | Tier 3 - Extreme | Distribution Circuit | 8 | 9 | 2016-08-09 | 1523862 | Sus | Y | 3rdParty¦Other¦Insulator¦Normal
16-0060471 | Unknown Cause | Patrol - found nothing |  |  | 2016 | Tier 3 - Extreme | Distribution Circuit | 8 | 27 | 2016-08-27 | 1533021 | Sus | Y | UnknownCause¦Patrolfoundnothing¦¦
16-0063357 | Equipment Failure/Involved | Overhead | Transformer | Failed/Faulted | 2016 | Tier 3 - Extreme | Transformer only | 9 | 9 | 2016-09-09 | 1538728 | Sus | Y | EquipmentFailureInvolved¦Overhead¦Transformer¦FailedFaulted
16-0063713 | Equipment Failure/Involved | Overhead | Transformer | Failed/Faulted | 2016 | Tier 3 - Extreme | Transformer only | 9 | 10 | 2016-09-10 | 1539321 | Sus | Y | EquipmentFailureInvolved¦Overhead¦Transformer¦FailedFaulted
16-0067629 | Environmental/External | Fire, Forest/Grass | Pole-Wood | Broken, wire on ground | 2016 | Tier 3 - Extreme | Distribution Circuit | 9 | 26 | 2016-09-26 | 1547951 | Sus | Y | EnvironmentalExternal¦FireForestGrass¦PoleWood¦Brokenwireonground
16-0069063 | Vegetation | Tree - fell into line | Conductor, Overhead | Broken, wire on ground | 2016 | Tier 3 - Extreme | Distribution Circuit | 10 | 2 | 2016-10-02 | 1551643 | Sus | Y | Vegetation¦Treefellintoline¦ConductorOverhead¦Brokenwireonground
16-0071987 | Animal | Squirrel | Fuse | Failed/Faulted | 2016 | Tier 3 - Extreme | Distribution Circuit | 10 | 14 | 2016-10-14 | 1558818 | Sus | Y | Animal¦Squirrel¦Fuse¦FailedFaulted
16-0072125 | Unknown Cause | Patrol - found nothing |  |  | 2016 | Tier 3 - Extreme | Distribution Circuit | 10 | 14 | 2016-10-14 | 1559387 | Sus | Y | UnknownCause¦Patrolfoundnothing¦¦
16-0072676 | Vegetation | Tree - fell into line | Conductor, Overhead | Normal | 2016 | Tier 2 - Elevated | Distribution Circuit | 10 | 15 | 2016-10-15 | 1561855 | Sus | Y | Vegetation¦Treefellintoline¦ConductorOverhead¦Normal
16-0073310 | Vegetation | Tree - fell into line | Conductor, Overhead | Broken, wire on ground | 2016 | Tier 3 - Extreme | Distribution Circuit | 10 | 16 | 2016-10-16 | 1563326 | Sus | Y | Vegetation¦Treefellintoline¦ConductorOverhead¦Brokenwireonground
16-0075226 | Vegetation | Tree - fell into line | Conductor, Overhead | Normal | 2016 | Tier 2 - Elevated | Distribution Circuit | 10 | 25 | 2016-10-25 | 1569202 | Sus | Y | Vegetation¦Treefellintoline¦ConductorOverhead¦Normal
16-0076402 | Vegetation | Tree - fell into line | Crossarm, Wood | Broken, wire on ground | 2016 | Tier 3 - Extreme | Distribution Circuit | 10 | 28 | 2016-10-28 | 1571451 | Sus | Y | Vegetation¦Treefellintoline¦CrossarmWood¦Brokenwireonground
16-0078134 | Animal | Squirrel | Conductor, Overhead | Normal | 2016 | Tier 2 - Elevated | Distribution Circuit | 11 | 4 | 2016-11-04 | 1576797 | Sus | Y | Animal¦Squirrel¦ConductorOverhead¦Normal
16-0079749 | Equipment Failure/Involved | Overhead | Conductor, Overhead | Broken | 2016 | Tier 2 - Elevated | Distribution Circuit | 11 | 14 | 2016-11-14 | 1581087 | Sus | Y | EquipmentFailureInvolved¦Overhead¦ConductorOverhead¦Broken
16-0086968 | Equipment Failure/Involved | Overhead | Connector or Splice (OH) | Broken | 2016 | Tier 2 - Elevated | Distribution Circuit | 12 | 25 | 2016-12-25 | 1610614 | Sus | N | EquipmentFailureInvolved¦Overhead¦ConnectororSplice(OH)¦Broken
17-0003371 | Vegetation | Tree - fell into line | Conductor, Overhead | Normal | 2017 | Tier 2 - Elevated | Distribution Circuit | 1 | 3 | 2017-01-03 | 1617078 | Sus | N | Vegetation¦Treefellintoline¦ConductorOverhead¦Normal
17-0003422 | Vegetation | Tree - fell into line | Transformer | Broken | 2017 | Tier 2 - Elevated | Transformer only | 1 | 4 | 2017-01-04 | 1617660 | Sus | N | Vegetation¦Treefellintoline¦Transformer¦Broken
17-0004849 | Vegetation | Tree - fell into line | Conductor, Overhead | Broken, wire on ground | 2017 | Tier 2 - Elevated | Distribution Circuit | 1 | 7 | 2017-01-07 | 1622173 | Sus | N | Vegetation¦Treefellintoline¦ConductorOverhead¦Brokenwireonground
17-0005021 | Vegetation | Tree - fell into line | Conductor, Overhead | Broken, wire on ground | 2017 | Tier 3 - Extreme | Distribution Circuit | 1 | 8 | 2017-01-08 | 1623735 | Sus | N | Vegetation¦Treefellintoline¦ConductorOverhead¦Brokenwireonground
17-0005686 | Vegetation | Tree - fell into line | Pole-Wood | Deteriorated | 2017 | Tier 2 - Elevated | Distribution Circuit | 1 | 8 | 2017-01-08 | 1628857 | Sus | N | Vegetation¦Treefellintoline¦PoleWood¦Deteriorated
17-0006517 | Vegetation | Tree - fell into line | Conductor, Overhead | Broken, wire on ground | 2017 | Tier 3 - Extreme | Distribution Circuit | 1 | 9 | 2017-01-09 | 1631724 | Sus | N | Vegetation¦Treefellintoline¦ConductorOverhead¦Brokenwireonground
17-0007509 | Equipment Failure/Involved | Underground | Pothead/Riser Termination | Broken | 2017 | Tier 3 - Extreme | Distribution Circuit | 1 | 11 | 2017-01-11 | 1639372 | Sus | N | EquipmentFailureInvolved¦Underground¦PotheadRiserTermination¦Broken
17-0012078 | Unknown Cause | Patrol - found nothing |  |  | 2017 | Tier 3 - Extreme | Distribution Circuit | 1 | 21 | 2017-01-21 | 1656338 | Sus | N | UnknownCause¦Patrolfoundnothing¦¦
17-0013028 | Equipment Failure/Involved | Overhead | Conductor, Overhead | Broken, wire on object | 2017 | Tier 2 - Elevated | Distribution Circuit | 1 | 22 | 2017-01-22 | 1659787 | Sus | N | EquipmentFailureInvolved¦Overhead¦ConductorOverhead¦Brokenwireonobject
17-0013744 | Vegetation | Tree - fell into line | Conductor, Overhead | Normal | 2017 | Tier 3 - Extreme | Distribution Circuit | 1 | 23 | 2017-01-23 | 1663510 | Sus | N | Vegetation¦Treefellintoline¦ConductorOverhead¦Normal
17-0014447 | Vegetation | Tree - fell into line | Conductor, Overhead | Normal | 2017 | Tier 2 - Elevated | Distribution Circuit | 1 | 24 | 2017-01-24 | 1665427 | Sus | N | Vegetation¦Treefellintoline¦ConductorOverhead¦Normal
17-0015779 | Equipment Failure/Involved | Overhead | Transformer (OH) | Broken | 2017 | Tier 2 - Elevated | Distribution Circuit | 1 | 28 | 2017-01-28 | 1669258 | Sus | N | EquipmentFailureInvolved¦Overhead¦Transformer(OH)¦Broken
17-0015821 | Vegetation | Tree - fell into line | Conductor, Overhead | Normal | 2017 | Tier 2 - Elevated | Distribution Circuit | 1 | 28 | 2017-01-28 | 1669518 | Sus | N | Vegetation¦Treefellintoline¦ConductorOverhead¦Normal
17-0016464 | Equipment Failure/Involved | Overhead | Transformer | Failed/Faulted | 2017 | Tier 3 - Extreme | Transformer only | 1 | 31 | 2017-01-31 | 1671653 | Sus | N | EquipmentFailureInvolved¦Overhead¦Transformer¦FailedFaulted
17-0017322 | Vegetation | Tree - fell into line | Conductor, Overhead | Broken, wire on ground | 2017 | Tier 3 - Extreme | Distribution Circuit | 2 | 3 | 2017-02-03 | 1674201 | Sus | N | Vegetation¦Treefellintoline¦ConductorOverhead¦Brokenwireonground
17-0018724 | Equipment Failure/Involved | Other | Pole-Wood | Broken | 2017 | Tier 3 - Extreme | Distribution Circuit | 2 | 7 | 2017-02-07 | 1680579 | Sus | N | EquipmentFailureInvolved¦Other¦PoleWood¦Broken
17-0019640 | Vegetation | Tree - fell into line | Conductor, Overhead | Together | 2017 | Tier 2 - Elevated | Distribution Circuit | 2 | 9 | 2017-02-09 | 1684151 | Sus | N | Vegetation¦Treefellintoline¦ConductorOverhead¦Together
17-0021357 | Vegetation | Tree - branch fell on line | Conductor, Overhead | Normal | 2017 | Tier 3 - Extreme | Distribution Circuit | 2 | 15 | 2017-02-15 | 1689468 | Sus | N | Vegetation¦Treebranchfellonline¦ConductorOverhead¦Normal
17-0021581 | Vegetation | Tree - branch fell on line | Conductor, Overhead | Together | 2017 | Tier 2 - Elevated | Distribution Circuit | 2 | 16 | 2017-02-16 | 1690314 | Sus | N | Vegetation¦Treebranchfellonline¦ConductorOverhead¦Together
17-0021758 | Vegetation | Tree - fell into line | Pole-Wood | Broken, wire on ground | 2017 | Tier 2 - Elevated | Transformer only | 2 | 16 | 2017-02-16 | 1690710 | Sus | N | Vegetation¦Treefellintoline¦PoleWood¦Brokenwireonground
17-0022268 | Vegetation | Tree - fell into line | Conductor, Overhead | Broken, wire on ground | 2017 | Tier 2 - Elevated | Distribution Circuit | 2 | 17 | 2017-02-17 | 1695273 | Sus | N | Vegetation¦Treefellintoline¦ConductorOverhead¦Brokenwireonground
17-0022482 | Unknown Cause | Patrol - found nothing |  |  | 2017 | Tier 3 - Extreme | Transformer only | 2 | 17 | 2017-02-17 | 1697397 | Sus | N | UnknownCause¦Patrolfoundnothing¦¦
17-0023619 | Equipment Failure/Involved | Overhead | Transformer | Failed/Faulted | 2017 | Tier 2 - Elevated | Transformer only | 2 | 19 | 2017-02-19 | 1702186 | Sus | N | EquipmentFailureInvolved¦Overhead¦Transformer¦FailedFaulted
17-0027316 | Unknown Cause | Patrol - found nothing |  |  | 2017 | Tier 2 - Elevated | Distribution Circuit | 2 | 28 | 2017-02-28 | 1715684 | Sus | N | UnknownCause¦Patrolfoundnothing¦¦
17-0030570 | Unknown Cause | Patrol - found nothing |  |  | 2017 | Tier 3 - Extreme | Distribution Circuit | 3 | 14 | 2017-03-14 | 1726585 | Sus | N | UnknownCause¦Patrolfoundnothing¦¦
17-0032855 | Environmental/External | Lightning |  |  | 2017 | Tier 3 - Extreme | Transformer only | 3 | 22 | 2017-03-22 | 1733116 | Sus | N | EnvironmentalExternal¦Lightning¦¦
17-0035592 | Vegetation | Tree - branch fell on line | Conductor, Overhead | Broken, wire on ground | 2017 | Tier 2 - Elevated | Distribution Circuit | 3 | 31 | 2017-03-31 | 1741157 | Sus | N | Vegetation¦Treebranchfellonline¦ConductorOverhead¦Brokenwireonground
17-0037151 | Vegetation | Tree - fell into line | Conductor, Overhead | Broken, wire on ground | 2017 | Tier 2 - Elevated | Distribution Circuit | 4 | 6 | 2017-04-06 | 1745565 | Sus | N | Vegetation¦Treefellintoline¦ConductorOverhead¦Brokenwireonground
17-0037468 | Vegetation | Tree - branch fell on line | Conductor, Overhead | Normal | 2017 | Tier 2 - Elevated | Distribution Circuit | 4 | 6 | 2017-04-06 | 1748903 | Sus | N | Vegetation¦Treebranchfellonline¦ConductorOverhead¦Normal
17-0037911 | Animal | Squirrel | Transformer |  | 2017 | Tier 2 - Elevated | Transformer only | 4 | 7 | 2017-04-07 | 1750738 | Sus | N | Animal¦Squirrel¦Transformer¦
17-0038242 | Equipment Failure/Involved | Overhead | Conductor, Overhead | Broken, wire on ground | 2017 | Tier 2 - Elevated | Distribution Circuit | 4 | 8 | 2017-04-08 | 1752483 | Sus | N | EquipmentFailureInvolved¦Overhead¦ConductorOverhead¦Brokenwireonground
17-0038433 | Equipment Failure/Involved | Overhead | Conductor, Overhead | Broken, wire on ground | 2017 | Tier 3 - Extreme | Distribution Circuit | 4 | 6 | 2017-04-06 | 1751187 | Sus | N | EquipmentFailureInvolved¦Overhead¦ConductorOverhead¦Brokenwireonground
17-0040210 | Equipment Failure/Involved | Overhead | Insulator | Broken | 2017 | Tier 2 - Elevated | Distribution Circuit | 4 | 14 | 2017-04-14 | 1757657 | Sus | N | EquipmentFailureInvolved¦Overhead¦Insulator¦Broken
17-0040721 | Vegetation | Tree - fell into line | Pole-Wood | Broken | 2017 | Tier 3 - Extreme | Distribution Circuit | 4 | 17 | 2017-04-17 | 1759156 | Sus | N | Vegetation¦Treefellintoline¦PoleWood¦Broken
17-0041046 | Vegetation | Tree - fell into line | Transformer | Broken, wire on ground | 2017 | Tier 2 - Elevated | Transformer only | 4 | 18 | 2017-04-18 | 1760009 | Sus | N | Vegetation¦Treefellintoline¦Transformer¦Brokenwireonground
17-0043198 | Unknown Cause | Patrol - not conducted |  |  | 2017 | Tier 2 - Elevated | Distribution Circuit | 4 | 26 | 2017-04-26 | 1768086 | Sus | N | UnknownCause¦Patrolnotconducted¦¦
17-0044673 | Equipment Failure/Involved | Underground | Transformer | Failed/Faulted | 2017 | Tier 2 - Elevated | Distribution Circuit | 5 | 2 | 2017-05-02 | 1772694 | Sus | Y | EquipmentFailureInvolved¦Underground¦Transformer¦FailedFaulted
17-0049839 | Vegetation | Tree - fell into line | Conductor, Overhead | Together | 2017 | Tier 2 - Elevated | Distribution Circuit | 5 | 23 | 2017-05-23 | 1788406 | Sus | Y | Vegetation¦Treefellintoline¦ConductorOverhead¦Together
17-0051219 | Equipment Failure/Involved | Overhead | Connector or Splice (OH) | Arcing | 2017 | Tier 2 - Elevated | Transformer only | 5 | 28 | 2017-05-28 | 1792172 | Sus | Y | EquipmentFailureInvolved¦Overhead¦ConnectororSplice(OH)¦Arcing
17-0054831 | Equipment Failure/Involved | Overhead | Transformer | Failed/Faulted | 2017 | Tier 2 - Elevated | Transformer only | 6 | 13 | 2017-06-13 | 1803398 | Sus | Y | EquipmentFailureInvolved¦Overhead¦Transformer¦FailedFaulted
17-0056108 | Animal | Bird found | Transformer | Failed/Faulted | 2017 | Tier 2 - Elevated | Distribution Circuit | 6 | 18 | 2017-06-18 | 1807786 | Sus | Y | Animal¦Birdfound¦Transformer¦FailedFaulted
17-0057434 | Equipment Failure/Involved | Overhead | Conductor, Overhead | Normal | 2017 | Tier 2 - Elevated | Distribution Circuit | 6 | 21 | 2017-06-21 | 1814117 | Sus | Y | EquipmentFailureInvolved¦Overhead¦ConductorOverhead¦Normal
17-0058598 | Equipment Failure/Involved | Overhead |  | Broken | 2017 | Tier 3 - Extreme | Transformer only | 6 | 26 | 2017-06-26 | 1818188 | Sus | Y | EquipmentFailureInvolved¦Overhead¦¦Broken
17-0058990 | Equipment Failure/Involved | Overhead | Transformer (OH) | Failed/Faulted | 2017 | Tier 2 - Elevated | Transformer only | 6 | 27 | 2017-06-27 | 1819320 | Sus | Y | EquipmentFailureInvolved¦Overhead¦Transformer(OH)¦FailedFaulted
17-0059606 | Vegetation | Tree - branch fell on line | Transformer | Failed/Faulted | 2017 | Tier 2 - Elevated | Transformer only | 6 | 29 | 2017-06-29 | 1820777 | Sus | Y | Vegetation¦Treebranchfellonline¦Transformer¦FailedFaulted
17-0059638 | Unknown Cause | Patrol - found nothing |  |  | 2017 | Tier 2 - Elevated | Distribution Circuit | 6 | 29 | 2017-06-29 | 1821053 | Sus | Y | UnknownCause¦Patrolfoundnothing¦¦
17-0060306 | Vegetation | Tree - bark fell into line | Conductor, Overhead | Normal | 2017 | Tier 3 - Extreme | Distribution Circuit | 7 | 3 | 2017-07-03 | 1822912 | Sus | Y | Vegetation¦Treebarkfellintoline¦ConductorOverhead¦Normal
17-0060429 | Equipment Failure/Involved | Overhead | Transformer | Failed/Faulted | 2017 | Tier 3 - Extreme | Transformer only | 7 | 4 | 2017-07-04 | 1823492 | Sus | Y | EquipmentFailureInvolved¦Overhead¦Transformer¦FailedFaulted
17-0061068 | Vegetation | Tree - fell into line | Conductor, Overhead | Broken, wire on ground | 2017 | Tier 2 - Elevated | Distribution Circuit | 7 | 7 | 2017-07-07 | 1825161 | Sus | Y | Vegetation¦Treefellintoline¦ConductorOverhead¦Brokenwireonground
17-0066444 | Equipment Failure/Involved | Overhead | Transformer | Burned/flashed | 2017 | Tier 2 - Elevated | Transformer only | 7 | 29 | 2017-07-29 | 1842087 | Sus | Y | EquipmentFailureInvolved¦Overhead¦Transformer¦Burnedflashed
17-0068774 | Company Initiated | Personnel, company | Conductor, Overhead | Broken, wire on ground | 2017 | Tier 2 - Elevated | Distribution Circuit | 8 | 8 | 2017-08-08 | 1848507 | Sus | Y | CompanyInitiated¦Personnelcompany¦ConductorOverhead¦Brokenwireonground
17-0083117 | Unknown Cause | Patrol - found nothing |  |  | 2017 | Tier 2 - Elevated | Distribution Circuit | 10 | 1 | 2017-10-01 | 1888794 | Sus | Y | UnknownCause¦Patrolfoundnothing¦¦
17-0083945 | Equipment Failure/Involved | Overhead | Transformer | Failed/Faulted | 2017 | Tier 2 - Elevated | Transformer only | 10 | 3 | 2017-10-03 | 1890475 | Sus | Y | EquipmentFailureInvolved¦Overhead¦Transformer¦FailedFaulted
17-0088283 | Environmental/External | Fire, Forest/Grass | Customer Equipment | Burned/flashed | 2017 | Tier 2 - Elevated | Transformer only | 10 | 14 | 2017-10-14 | 1903303 | Sus | Y | EnvironmentalExternal¦FireForestGrass¦CustomerEquipment¦Burnedflashed
17-0088948 | Vegetation | Tree - fell into line | Service conductor | On Ground | 2017 | Tier 2 - Elevated | Transformer only | 10 | 20 | 2017-10-20 | 1905247 | Sus | Y | Vegetation¦Treefellintoline¦Serviceconductor¦OnGround
17-0089415 | Equipment Failure/Involved | Overhead | Transformer (OH) | Failed/Faulted | 2017 | Tier 2 - Elevated | Transformer only | 10 | 21 | 2017-10-21 | 1906913 | Sus | Y | EquipmentFailureInvolved¦Overhead¦Transformer(OH)¦FailedFaulted
17-0093328 | Equipment Failure/Involved | Overhead | Transformer | Failed/Faulted | 2017 | Tier 3 - Extreme | Transformer only | 11 | 7 | 2017-11-07 | 1917795 | Sus | Y | EquipmentFailureInvolved¦Overhead¦Transformer¦FailedFaulted
17-0099716 | Vegetation | Tree - fell into line | Crossarm, Wood | Broken, wire on ground | 2017 | Tier 3 - Extreme | Distribution Circuit | 12 | 4 | 2017-12-04 | 1935552 | Sus | N | Vegetation¦Treefellintoline¦CrossarmWood¦Brokenwireonground
17-0102337 | Unknown Cause | Patrol - found nothing |  |  | 2017 | Tier 2 - Elevated | Distribution Circuit | 12 | 17 | 2017-12-17 | 1946233 | Sus | N | UnknownCause¦Patrolfoundnothing¦¦
18-0015546 | Unknown Cause | Patrol - found nothing |  |  | 2018 | Tier 2 - Elevated | Distribution Circuit | 2 | 20 | 2018-02-20 | 27540 | Sus | N | UnknownCause¦Patrolfoundnothing¦¦
18-0023218 | Animal | Squirrel | Pole-Wood | Burned/flashed | 2018 | Tier 2 - Elevated | Distribution Circuit | 3 | 16 | 2018-03-16 | 45144 | Sus | N | Animal¦Squirrel¦PoleWood¦Burnedflashed
18-0023225 | Vegetation | Tree - fell into line | Conductor, Overhead | Broken, wire on ground | 2018 | Tier 3 - Extreme | Distribution Circuit | 3 | 16 | 2018-03-16 | 45156 | Sus | N | Vegetation¦Treefellintoline¦ConductorOverhead¦Brokenwireonground
18-0023246 | Vegetation | Tree - fell into line | Conductor, Overhead | Broken, wire on ground | 2018 | Tier 2 - Elevated | Distribution Circuit | 3 | 16 | 2018-03-16 | 45212 | Sus | N | Vegetation¦Treefellintoline¦ConductorOverhead¦Brokenwireonground
18-0023518 | Vegetation | Tree - fell into line | Conductor, Overhead | Normal | 2018 | Tier 3 - Extreme | Distribution Circuit | 3 | 16 | 2018-03-16 | 45573 | Sus | N | Vegetation¦Treefellintoline¦ConductorOverhead¦Normal
18-0023526 | Vegetation | Tree - fell into line | Conductor, Overhead | Broken, wire on ground | 2018 | Tier 3 - Extreme | Distribution Circuit | 3 | 16 | 2018-03-16 | 45949 | Sus | N | Vegetation¦Treefellintoline¦ConductorOverhead¦Brokenwireonground
18-0023598 | Vegetation | Tree - fell into line | Conductor, Overhead | Normal | 2018 | Tier 3 - Extreme | Distribution Circuit | 3 | 16 | 2018-03-16 | 45888 | Sus | N | Vegetation¦Treefellintoline¦ConductorOverhead¦Normal
18-0028314 | Animal | Bird found | Fuse | Normal | 2018 | Tier 2 - Elevated | Distribution Circuit | 4 | 1 | 2018-04-01 | 57575 | Sus | N | Animal¦Birdfound¦Fuse¦Normal
18-0028410 | Unknown Cause | Patrol - found nothing |  |  | 2018 | Tier 2 - Elevated | Distribution Circuit | 4 | 2 | 2018-04-02 | 57857 | Sus | N | UnknownCause¦Patrolfoundnothing¦¦
18-0032437 | 3rd Party | Vehicle | Pole-Wood | Broken, wire on ground | 2018 | Tier 2 - Elevated | Distribution Circuit | 4 | 15 | 2018-04-15 | 67481 | Sus | N | 3rdParty¦Vehicle¦PoleWood¦Brokenwireonground
18-0033218 | Unknown Cause | Patrol - found nothing |  |  | 2018 | Tier 2 - Elevated | Distribution Circuit | 4 | 17 | 2018-04-17 | 69055 | Sus | N | UnknownCause¦Patrolfoundnothing¦¦
18-0039147 | Equipment Failure/Involved | Underground | Secondary | Deteriorated | 2018 | Tier 2 - Elevated | Transformer only | 5 | 8 | 2018-05-08 | 81448 | Sus | Y | EquipmentFailureInvolved¦Underground¦Secondary¦Deteriorated
18-0046241 | Unknown Cause | Patrol - found nothing |  |  | 2018 | Tier 2 - Elevated | Distribution Circuit | 5 | 31 | 2018-05-31 | 98361 | Sus | Y | UnknownCause¦Patrolfoundnothing¦¦
18-0046783 | Unknown Cause | Patrol - found nothing |  |  | 2018 | Tier 2 - Elevated | Distribution Circuit | 6 | 3 | 2018-06-03 | 100177 | Sus | Y | UnknownCause¦Patrolfoundnothing¦¦
18-0049304 | Unknown Cause | Patrol - found nothing |  |  | 2018 | Tier 2 - Elevated | Distribution Circuit | 6 | 9 | 2018-06-09 | 105390 | Sus | Y | UnknownCause¦Patrolfoundnothing¦¦
18-0049517 | Animal | Squirrel | Cutout, fuse holder | Normal | 2018 | Tier 2 - Elevated | Distribution Circuit | 6 | 11 | 2018-06-11 | 106072 | Sus | Y | Animal¦Squirrel¦Cutoutfuseholder¦Normal
18-0049867 | Vegetation | Tree - fell into line | Conductor, Overhead | Broken, wire on ground | 2018 | Tier 2 - Elevated | Distribution Circuit | 6 | 12 | 2018-06-12 | 106846 | Sus | Y | Vegetation¦Treefellintoline¦ConductorOverhead¦Brokenwireonground
18-0057858 | Unknown Cause | Patrol - not conducted |  |  | 2018 | Tier 2 - Elevated | Distribution Circuit | 7 | 9 | 2018-07-09 | 126818 | Sus | Y | UnknownCause¦Patrolnotconducted¦¦
18-0059847 | Vegetation | Tree - fell into line | Conductor, Overhead | Broken, wire on ground | 2018 | Tier 2 - Elevated | Distribution Circuit | 7 | 14 | 2018-07-14 | 131699 | Sus | Y | Vegetation¦Treefellintoline¦ConductorOverhead¦Brokenwireonground
18-0060369 | Unknown Cause | Patrol - found nothing |  |  | 2018 | Tier 2 - Elevated | Distribution Circuit | 7 | 16 | 2018-07-16 | 133251 | Sus | Y | UnknownCause¦Patrolfoundnothing¦¦
18-0067576 | Environmental/External | Fire, Forest/Grass | Conductor, Overhead | Normal | 2018 | Tier 2 - Elevated | Distribution Circuit | 8 | 7 | 2018-08-07 | 150923 | Sus | Y | EnvironmentalExternal¦FireForestGrass¦ConductorOverhead¦Normal
18-0068957 | Equipment Failure/Involved | Overhead | Transformer | Failed/Faulted | 2018 | Tier 2 - Elevated | Transformer only | 8 | 11 | 2018-08-11 | 153351 | Sus | Y | EquipmentFailureInvolved¦Overhead¦Transformer¦FailedFaulted
18-0071408 | Unknown Cause | Patrol - found nothing |  |  | 2018 | Tier 2 - Elevated | Distribution Circuit | 8 | 19 | 2018-08-19 | 157938 | Sus | Y | UnknownCause¦Patrolfoundnothing¦¦
18-0085604 | Equipment Failure/Involved | Overhead | Connector or Splice (OH) | Burned Open | 2018 | Tier 2 - Elevated | Distribution Circuit | 10 | 2 | 2018-10-02 | 185630 | Sus | Y | EquipmentFailureInvolved¦Overhead¦ConnectororSplice(OH)¦BurnedOpen
18-0089273 | Equipment Failure/Involved | Overhead | Insulator | Broken | 2018 | Tier 3 - Extreme | Distribution Circuit | 10 | 10 | 2018-10-10 | 192856 | Sus | Y | EquipmentFailureInvolved¦Overhead¦Insulator¦Broken
18-0092982 | Animal | Bird found | Fuse | Failed/Faulted | 2018 | Tier 3 - Extreme | Distribution Circuit | 10 | 22 | 2018-10-22 | 200268 | Sus | Y | Animal¦Birdfound¦Fuse¦FailedFaulted
18-0097313 | Unknown Cause | Patrol - found nothing |  |  | 2018 | Tier 3 - Extreme | Distribution Circuit | 11 | 6 | 2018-11-06 | 209601 | Sus | Y | UnknownCause¦Patrolfoundnothing¦¦
18-0100880 | Environmental/External | Fire, Forest/Grass | Pole-Wood | Burned/flashed | 2018 | Tier 3 - Extreme | Distribution Circuit | 11 | 8 | 2018-11-08 | 217944 | Sus | Y | EnvironmentalExternal¦FireForestGrass¦PoleWood¦Burnedflashed
18-0102217 | Vegetation | Tree - branch fell on line | Conductor, Overhead | Broken, wire on ground | 2018 | Tier 2 - Elevated | Distribution Circuit | 11 | 22 | 2018-11-22 | 221445 | Sus | Y | Vegetation¦Treebranchfellonline¦ConductorOverhead¦Brokenwireonground
18-0102422 | Environmental/External | Fire, Forest/Grass | Transformer (OH) | Burned/flashed | 2018 | Tier 3 - Extreme | Transformer only | 11 | 8 | 2018-11-08 | 222427 | Sus | Y | EnvironmentalExternal¦FireForestGrass¦Transformer(OH)¦Burnedflashed
18-0104215 | Vegetation | Tree - grew into line | Conductor, Overhead | Normal | 2018 | Tier 2 - Elevated | Distribution Circuit | 11 | 28 | 2018-11-28 | 226569 | Sus | Y | Vegetation¦Treegrewintoline¦ConductorOverhead¦Normal
18-0104633 | Vegetation | Tree - fell into line | Conductor, Overhead | Broken, wire on ground | 2018 | Tier 3 - Extreme | Distribution Circuit | 11 | 28 | 2018-11-28 | 227019 | Sus | Y | Vegetation¦Treefellintoline¦ConductorOverhead¦Brokenwireonground
18-0104857 | Unknown Cause | Patrol - found nothing |  |  | 2018 | Tier 3 - Extreme | Distribution Circuit | 11 | 29 | 2018-11-29 | 227974 | Sus | Y | UnknownCause¦Patrolfoundnothing¦¦
18-0104944 | Vegetation | Tree - fell into line | Pole-Wood | Broken, wire on ground | 2018 | Tier 3 - Extreme | Distribution Circuit | 11 | 29 | 2018-11-29 | 228573 | Sus | Y | Vegetation¦Treefellintoline¦PoleWood¦Brokenwireonground
18-0105215 | Vegetation | Tree - fell into line | Conductor, Overhead | Together | 2018 | Tier 2 - Elevated | Distribution Circuit | 11 | 29 | 2018-11-29 | 229157 | Sus | Y | Vegetation¦Treefellintoline¦ConductorOverhead¦Together
18-0105929 | Unknown Cause | Patrol - found nothing |  |  | 2018 | Tier 2 - Elevated | Distribution Circuit | 12 | 1 | 2018-12-01 | 231361 | Sus | N | UnknownCause¦Patrolfoundnothing¦¦
19-0003457 | Vegetation | Tree - fell into line | Secondary | Broken, wire on ground | 2019 | Tier 2 - Elevated | Transformer only | 1 | 1 | 2019-01-01 | 251518 | Sus | N | Vegetation¦Treefellintoline¦Secondary¦Brokenwireonground
19-0005354 | Vegetation | Tree - fell into line | Transformer | Broken, wire on object | 2019 | Tier 2 - Elevated | Transformer only | 1 | 6 | 2019-01-06 | 256873 | Sus | N | Vegetation¦Treefellintoline¦Transformer¦Brokenwireonobject
19-0005736 | Vegetation | Tree - fell into line | Conductor, Overhead | Broken, wire on ground | 2019 | Tier 3 - Extreme | Distribution Circuit | 1 | 7 | 2019-01-07 | 259085 | Sus | N | Vegetation¦Treefellintoline¦ConductorOverhead¦Brokenwireonground
19-0008256 | Equipment Failure/Involved | Overhead | Secondary | Broken | 2019 | Tier 2 - Elevated | Distribution Circuit | 1 | 12 | 2019-01-12 | 263826 | Sus | N | EquipmentFailureInvolved¦Overhead¦Secondary¦Broken
19-0009335 | Vegetation | Tree - branch fell on line | Conductor, Overhead | Normal | 2019 | Tier 2 - Elevated | Distribution Circuit | 1 | 15 | 2019-01-15 | 266326 | Sus | N | Vegetation¦Treebranchfellonline¦ConductorOverhead¦Normal
19-0010294 | Unknown Cause | Patrol - found nothing |  |  | 2019 | Tier 2 - Elevated | Distribution Circuit | 1 | 16 | 2019-01-16 | 267794 | Sus | N | UnknownCause¦Patrolfoundnothing¦¦
19-0010300 | Vegetation | Tree - branch fell on line | Conductor, Overhead | Broken, wire on ground | 2019 | Tier 3 - Extreme | Distribution Circuit | 1 | 16 | 2019-01-16 | 270312 | Sus | N | Vegetation¦Treebranchfellonline¦ConductorOverhead¦Brokenwireonground
19-0010339 | Vegetation | Tree - fell into line | Conductor, Overhead | Broken, wire on ground | 2019 | Tier 2 - Elevated | Distribution Circuit | 1 | 16 | 2019-01-16 | 271610 | Sus | N | Vegetation¦Treefellintoline¦ConductorOverhead¦Brokenwireonground
19-0010516 | Vegetation | Tree - fell into line | Conductor, Overhead | Broken, wire on ground | 2019 | Tier 2 - Elevated | Distribution Circuit | 1 | 16 | 2019-01-16 | 270730 | Sus | N | Vegetation¦Treefellintoline¦ConductorOverhead¦Brokenwireonground
19-0010520 | Vegetation | Tree - fell into line | Conductor, Overhead | Normal | 2019 | Tier 3 - Extreme | Distribution Circuit | 1 | 17 | 2019-01-17 | 268962 | Sus | N | Vegetation¦Treefellintoline¦ConductorOverhead¦Normal
19-0010570 | Vegetation | Tree - branch fell on line | Conductor, Overhead | Normal | 2019 | Tier 3 - Extreme | Distribution Circuit | 1 | 16 | 2019-01-16 | 272496 | Sus | N | Vegetation¦Treebranchfellonline¦ConductorOverhead¦Normal
19-0011020 | Unknown Cause | Patrol - found nothing |  |  | 2019 | Tier 3 - Extreme | Distribution Circuit | 1 | 16 | 2019-01-16 | 271952 | Sus | N | UnknownCause¦Patrolfoundnothing¦¦
19-0011303 | Vegetation | Tree - branch fell on line | Connector or Splice (OH) | Normal | 2019 | Tier 3 - Extreme | Distribution Circuit | 1 | 17 | 2019-01-17 | 272299 | Sus | N | Vegetation¦Treebranchfellonline¦ConnectororSplice(OH)¦Normal
19-0012090 | Equipment Failure/Involved | Overhead | Crossarm, Wood | Broken | 2019 | Tier 2 - Elevated | Transformer only | 1 | 19 | 2019-01-19 | 276606 | Sus | N | EquipmentFailureInvolved¦Overhead¦CrossarmWood¦Broken
19-0020079 | Vegetation | Tree - fell into line | Conductor, Overhead | Broken, wire on ground | 2019 | Tier 2 - Elevated | Distribution Circuit | 2 | 8 | 2019-02-08 | 296287 | Sus | N | Vegetation¦Treefellintoline¦ConductorOverhead¦Brokenwireonground
19-0020605 | Unknown Cause | Patrol - not conducted |  |  | 2019 | Tier 2 - Elevated | Distribution Circuit | 2 | 10 | 2019-02-10 | 298363 | Sus | N | UnknownCause¦Patrolnotconducted¦¦
19-0020699 | Vegetation | Tree - fell into line | Conductor, Overhead | Normal | 2019 | Tier 3 - Extreme | Distribution Circuit | 2 | 9 | 2019-02-09 | 297328 | Sus | N | Vegetation¦Treefellintoline¦ConductorOverhead¦Normal
19-0022266 | Vegetation | Tree - fell into line | Conductor, Overhead | Broken, wire on ground | 2019 | Tier 2 - Elevated | Distribution Circuit | 2 | 12 | 2019-02-12 | 301454 | Sus | N | Vegetation¦Treefellintoline¦ConductorOverhead¦Brokenwireonground
19-0022315 | Vegetation | Tree - branch fell on line | Conductor, Overhead | Broken, wire on ground | 2019 | Tier 2 - Elevated | Distribution Circuit | 2 | 13 | 2019-02-13 | 303457 | Sus | N | Vegetation¦Treebranchfellonline¦ConductorOverhead¦Brokenwireonground
19-0022920 | Vegetation | Tree - fell into line | Conductor, Overhead | Broken, wire on ground | 2019 | Tier 2 - Elevated | Distribution Circuit | 2 | 14 | 2019-02-14 | 306411 | Sus | N | Vegetation¦Treefellintoline¦ConductorOverhead¦Brokenwireonground
19-0027502 | Vegetation | Tree - branch fell on line | Conductor, Overhead | Normal | 2019 | Tier 3 - Extreme | Distribution Circuit | 2 | 23 | 2019-02-23 | 321948 | Sus | N | Vegetation¦Treebranchfellonline¦ConductorOverhead¦Normal
19-0027550 | Equipment Failure/Involved | Overhead | Conductor, Overhead | Broken, wire on ground | 2019 | Tier 2 - Elevated | Distribution Circuit | 2 | 24 | 2019-02-24 | 322315 | Sus | N | EquipmentFailureInvolved¦Overhead¦ConductorOverhead¦Brokenwireonground
19-0027550 | Equipment Failure/Involved | Overhead | Conductor, Overhead | Broken, wire on ground | 2019 | Tier 2 - Elevated | Distribution Circuit | 2 | 24 | 2019-02-24 | 322315 | Sus | N | EquipmentFailureInvolved¦Overhead¦ConductorOverhead¦Brokenwireonground
19-0030104 | Vegetation | Tree - branch fell on line | Conductor, Overhead | Normal | 2019 | Tier 2 - Elevated | Distribution Circuit | 3 | 2 | 2019-03-02 | 329660 | Sus | N | Vegetation¦Treebranchfellonline¦ConductorOverhead¦Normal
19-0031453 | Equipment Failure/Involved | Overhead | Transformer | Failed/Faulted | 2019 | Tier 3 - Extreme | Transformer only | 3 | 6 | 2019-03-06 | 333054 | Sus | N | EquipmentFailureInvolved¦Overhead¦Transformer¦FailedFaulted
19-0036381 | Environmental/External | Lightning | Transformer | Failed/Faulted | 2019 | Tier 2 - Elevated | Transformer only | 3 | 23 | 2019-03-23 | 346016 | Sus | N | EnvironmentalExternal¦Lightning¦Transformer¦FailedFaulted
19-0036573 | Unknown Cause | Patrol - found nothing |  |  | 2019 | Tier 2 - Elevated | Distribution Circuit | 3 | 25 | 2019-03-25 | 346537 | Sus | N | UnknownCause¦Patrolfoundnothing¦¦
19-0037668 | Unknown Cause | Patrol - found nothing |  |  | 2019 | Tier 2 - Elevated | Distribution Circuit | 3 | 27 | 2019-03-27 | 348967 | Sus | N | UnknownCause¦Patrolfoundnothing¦¦
19-0037909 | Unknown Cause | Patrol - found nothing |  |  | 2019 | Tier 2 - Elevated | Distribution Circuit | 3 | 28 | 2019-03-28 | 349464 | Sus | N | UnknownCause¦Patrolfoundnothing¦¦
19-0040790 | Vegetation | Tree - branch fell on line | Conductor, Overhead | Bent or Twisted | 2019 | Tier 2 - Elevated | Distribution Circuit | 4 | 9 | 2019-04-09 | 356322 | Sus | N | Vegetation¦Treebranchfellonline¦ConductorOverhead¦BentorTwisted
19-0042929 | Equipment Failure/Involved | Overhead | Conductor, Overhead | Deteriorated | 2019 | Tier 2 - Elevated | Distribution Circuit | 4 | 16 | 2019-04-16 | 361909 | Sus | N | EquipmentFailureInvolved¦Overhead¦ConductorOverhead¦Deteriorated
19-0055529 | Unknown Cause | Patrol - found nothing |  |  | 2019 | Tier 2 - Elevated | Distribution Circuit | 5 | 22 | 2019-05-22 | 388189 | Sus | Y | UnknownCause¦Patrolfoundnothing¦¦
19-0079221 | Vegetation | Tree - fell into line | Conductor, Overhead | Normal | 2019 | Tier 2 - Elevated | Distribution Circuit | 7 | 19 | 2019-07-19 | 461475 | Sus | Y | Vegetation¦Treefellintoline¦ConductorOverhead¦Normal
19-0081906 | Unknown Cause | Patrol - found nothing |  |  | 2019 | Tier 2 - Elevated | Distribution Circuit | 7 | 28 | 2019-07-28 | 473727 | Sus | Y | UnknownCause¦Patrolfoundnothing¦¦
19-0083213 | Unknown Cause | Patrol - found nothing |  |  | 2019 | Tier 2 - Elevated | Distribution Circuit | 7 | 31 | 2019-07-31 | 476543 | Sus | Y | UnknownCause¦Patrolfoundnothing¦¦
19-0087088 | Vegetation | Tree - fell into line | Conductor, Overhead | Normal | 2019 | Tier 3 - Extreme | Transformer only | 8 | 12 | 2019-08-12 | 504726 | Sus | Y | Vegetation¦Treefellintoline¦ConductorOverhead¦Normal
19-0087094 | 3rd Party | Vehicle | Pole-Wood | Broken, wire on ground | 2019 | Tier 3 - Extreme | Distribution Circuit | 8 | 12 | 2019-08-12 | 504768 | Sus | Y | 3rdParty¦Vehicle¦PoleWood¦Brokenwireonground
19-0087094 | 3rd Party | Vehicle | Pole-Wood | Broken, wire on ground | 2019 | Tier 2 - Elevated | Distribution Circuit | 8 | 12 | 2019-08-12 | 504768 | Sus | Y | 3rdParty¦Vehicle¦PoleWood¦Brokenwireonground
19-0092432 | Animal | Squirrel | Transformer (OH) | Normal | 2019 | Tier 3 - Extreme | Distribution Circuit | 8 | 26 | 2019-08-26 | 540936 | Sus | Y | Animal¦Squirrel¦Transformer(OH)¦Normal
19-0095164 | Vegetation | Tree - fell into line | Conductor, Overhead | Normal | 2019 | Tier 3 - Extreme | Distribution Circuit | 9 | 4 | 2019-09-04 | 552126 | Sus | Y | Vegetation¦Treefellintoline¦ConductorOverhead¦Normal
19-0096545 | Vegetation | Tree - bark fell into line | Conductor, Overhead | Broken | 2019 | Tier 2 - Elevated | Distribution Circuit | 9 | 8 | 2019-09-08 | 562413 | Sus | Y | Vegetation¦Treebarkfellintoline¦ConductorOverhead¦Broken
19-0106901 | Equipment Failure/Involved | Overhead | Insulator | Broken | 2019 | Tier 2 - Elevated | Distribution Circuit | 10 | 3 | 2019-10-03 | 639072 | Sus | Y | EquipmentFailureInvolved¦Overhead¦Insulator¦Broken
19-0114274 | Vegetation | Tree - fell into line | Crossarm, Wood | Broken, wire on ground | 2019 | Tier 2 - Elevated | Transformer only | 10 | 21 | 2019-10-21 | 676435 | Sus | Y | Vegetation¦Treefellintoline¦CrossarmWood¦Brokenwireonground
19-0117346 | Wildfire Mitigation | Public Safety Power Shut-off | Pole-Wood | Broken, wire on ground | 2019 | Tier 2 - Elevated | Distribution Circuit | 10 | 26 | 2019-10-26 | 688041 | Sus | Y | WildfireMitigation¦PublicSafetyPowerShutoff¦PoleWood¦Brokenwireonground
19-0118480 | Vegetation | Tree - branch fell on line | Conductor, Overhead | Normal | 2019 | Tier 2 - Elevated | Distribution Circuit | 10 | 29 | 2019-10-29 | 693657 | Sus | Y | Vegetation¦Treebranchfellonline¦ConductorOverhead¦Normal
19-0123264 | Equipment Failure/Involved | Overhead | Crossarm, Wood | Deteriorated | 2019 | Tier 2 - Elevated | Transformer only | 11 | 9 | 2019-11-09 | 703218 | Sus | Y | EquipmentFailureInvolved¦Overhead¦CrossarmWood¦Deteriorated
19-0123404 | Equipment Failure/Involved | Overhead | Jumper | Burned Open | 2019 | Tier 3 - Extreme | Distribution Circuit | 11 | 10 | 2019-11-10 | 703972 | Sus | Y | EquipmentFailureInvolved¦Overhead¦Jumper¦BurnedOpen
19-0126720 | Vegetation | Tree - branch fell on line | Switch (OH) | Normal | 2019 | Tier 3 - Extreme | Distribution Circuit | 11 | 20 | 2019-11-20 | 710749 | Sus | Y | Vegetation¦Treebranchfellonline¦Switch(OH)¦Normal
19-0129296 | Vegetation | Tree - branch fell on line | Conductor, Overhead | Normal | 2019 | Tier 2 - Elevated | Distribution Circuit | 11 | 26 | 2019-11-26 | 715994 | Sus | Y | Vegetation¦Treebranchfellonline¦ConductorOverhead¦Normal
19-0129965 | Vegetation | Tree - branch fell on line | Conductor, Overhead | Normal | 2019 | Tier 2 - Elevated | Distribution Circuit | 11 | 26 | 2019-11-26 | 720416 | Sus | Y | Vegetation¦Treebranchfellonline¦ConductorOverhead¦Normal
19-0130311 | Unknown Cause | Patrol - not conducted |  |  | 2019 | Tier 3 - Extreme | Distribution Circuit | 11 | 27 | 2019-11-27 | 721275 | Sus | Y | UnknownCause¦Patrolnotconducted¦¦
19-0130646 | Unknown Cause | Patrol - found nothing |  |  | 2019 | Tier 3 - Extreme | Distribution Circuit | 11 | 27 | 2019-11-27 | 721291 | Sus | Y | UnknownCause¦Patrolfoundnothing¦¦
19-0131889 | Equipment Failure/Involved | Overhead | Transformer | Broken | 2019 | Tier 2 - Elevated | Transformer only | 12 | 1 | 2019-12-01 | 725666 | Sus | N | EquipmentFailureInvolved¦Overhead¦Transformer¦Broken
20-0009507 | Vegetation | Tree - fell into line | Conductor, Overhead | Normal | 2020 | Tier 3 - Extreme | Distribution Circuit | 1 | 16 | 2020-01-16 | 762024 | Sus | N | Vegetation¦Treefellintoline¦ConductorOverhead¦Normal
20-0009955 | Vegetation | Tree - fell into line | Conductor, Overhead | Broken, wire on ground | 2020 | Tier 2 - Elevated | Distribution Circuit | 1 | 16 | 2020-01-16 | 762038 | Sus | N | Vegetation¦Treefellintoline¦ConductorOverhead¦Brokenwireonground
20-0010366 | Unknown Cause | Patrol - found nothing |  |  | 2020 | Tier 3 - Extreme | Distribution Circuit | 1 | 16 | 2020-01-16 | 763617 | Sus | N | UnknownCause¦Patrolfoundnothing¦¦
20-0014102 | Equipment Failure/Involved | Overhead | Insulator | Broken | 2020 | Tier 2 - Elevated | Distribution Circuit | 1 | 27 | 2020-01-27 | 771243 | Sus | N | EquipmentFailureInvolved¦Overhead¦Insulator¦Broken
20-0016057 | Equipment Failure/Involved | Overhead | Insulator | Broken | 2020 | Tier 3 - Extreme | Distribution Circuit | 1 | 31 | 2020-01-31 | 774651 | Sus | N | EquipmentFailureInvolved¦Overhead¦Insulator¦Broken
20-0018834 | Vegetation | Tree - fell into line | Conductor, Overhead | Broken, wire on ground | 2020 | Tier 2 - Elevated | Distribution Circuit | 2 | 8 | 2020-02-08 | 780674 | Sus | N | Vegetation¦Treefellintoline¦ConductorOverhead¦Brokenwireonground
20-0019193 | Vegetation | Tree - fell into line | Conductor, Overhead | Broken, wire on ground | 2020 | Tier 2 - Elevated | Distribution Circuit | 2 | 9 | 2020-02-09 | 781981 | Sus | N | Vegetation¦Treefellintoline¦ConductorOverhead¦Brokenwireonground
20-0019807 | Vegetation | Tree - fell into line | Conductor, Overhead | Broken, wire on ground | 2020 | Tier 3 - Extreme | Distribution Circuit | 2 | 9 | 2020-02-09 | 781381 | Sus | N | Vegetation¦Treefellintoline¦ConductorOverhead¦Brokenwireonground
20-0026271 | Equipment Failure/Involved | Overhead | Other | Broken | 2020 | Tier 3 - Extreme | Distribution Circuit | 2 | 26 | 2020-02-26 | 813617 | Sus | N | EquipmentFailureInvolved¦Overhead¦Other¦Broken
20-0027483 | Equipment Failure/Involved | Overhead | Pole-Wood | Broken | 2020 | Tier 3 - Extreme | Distribution Circuit | 3 | 1 | 2020-03-01 | 820579 | Sus | N | EquipmentFailureInvolved¦Overhead¦PoleWood¦Broken
20-0029904 | Vegetation | Tree - branch fell on line | Conductor, Overhead | Together | 2020 | Tier 2 - Elevated | Distribution Circuit | 3 | 8 | 2020-03-08 | 838665 | Sus | N | Vegetation¦Treebranchfellonline¦ConductorOverhead¦Together
20-0035076 | Vegetation | Tree - branch fell on line | Conductor, Overhead | Broken, wire on ground | 2020 | Tier 3 - Extreme | Distribution Circuit | 3 | 22 | 2020-03-22 | 861487 | Sus | N | Vegetation¦Treebranchfellonline¦ConductorOverhead¦Brokenwireonground
20-0037621 | Equipment Failure/Involved | Overhead | Insulator | Broken | 2020 | Tier 2 - Elevated | Distribution Circuit | 4 | 1 | 2020-04-01 | 875147 | Sus | N | EquipmentFailureInvolved¦Overhead¦Insulator¦Broken
20-0038513 | Unknown Cause | Patrol - found nothing |  |  | 2020 | Tier 3 - Extreme | Distribution Circuit | 4 | 5 | 2020-04-05 | 882682 | Sus | N | UnknownCause¦Patrolfoundnothing¦¦
20-0044514 | Unknown Cause | Patrol - found nothing |  |  | 2020 | Tier 2 - Elevated | Distribution Circuit | 4 | 25 | 2020-04-25 | 901258 | Sus | N | UnknownCause¦Patrolfoundnothing¦¦
20-0051646 | Unknown Cause | Patrol - found nothing |  |  | 2020 | Tier 3 - Extreme | Distribution Circuit | 5 | 19 | 2020-05-19 | 917323 | Sus | Y | UnknownCause¦Patrolfoundnothing¦¦
20-0059174 | Company Initiated | Construction Activity/equip, company | Conductor, Overhead | Broken | 2020 | Tier 3 - Extreme | Distribution Circuit | 6 | 9 | 2020-06-09 | 934993 | Sus | Y | CompanyInitiated¦ConstructionActivityequipcompany¦ConductorOverhead¦Broken
20-0060257 | 3rd Party | Tree - cutting, 3rd party | Conductor, Overhead | Normal | 2020 | Tier 3 - Extreme | Distribution Circuit | 6 | 11 | 2020-06-11 | 936966 | Sus | Y | 3rdParty¦Treecutting3rdparty¦ConductorOverhead¦Normal
20-0063458 | Unknown Cause | Patrol - found nothing |  |  | 2020 | Tier 3 - Extreme | Distribution Circuit | 6 | 22 | 2020-06-22 | 943951 | Sus | Y | UnknownCause¦Patrolfoundnothing¦¦
20-0064535 | Unknown Cause | Patrol - found nothing |  |  | 2020 | Tier 3 - Extreme | Distribution Circuit | 6 | 24 | 2020-06-24 | 946359 | Sus | Y | UnknownCause¦Patrolfoundnothing¦¦
20-0073308 | Unknown Cause | Patrol - found nothing |  |  | 2020 | Tier 2 - Elevated | Distribution Circuit | 7 | 18 | 2020-07-18 | 967334 | Sus | Y | UnknownCause¦Patrolfoundnothing¦¦
20-0081415 | Equipment Failure/Involved | Overhead | Transformer (OH) | Failed/Faulted | 2020 | Tier 2 - Elevated | Transformer only | 8 | 9 | 2020-08-09 | 987419 | Sus | Y | EquipmentFailureInvolved¦Overhead¦Transformer(OH)¦FailedFaulted
20-0084758 | Vegetation | Tree - fell into line | Fuse | Burned Open | 2020 | Tier 3 - Extreme | Distribution Circuit | 8 | 16 | 2020-08-16 | 1011213 | Sus | Y | Vegetation¦Treefellintoline¦Fuse¦BurnedOpen
20-0085026 | Environmental/External | Lightning | Transformer | Failed/Faulted | 2020 | Tier 2 - Elevated | Transformer only | 8 | 16 | 2020-08-16 | 1010094 | Sus | Y | EnvironmentalExternal¦Lightning¦Transformer¦FailedFaulted
20-0087548 | Vegetation | Tree - fell into line | Conductor, Overhead | Broken, wire on ground | 2020 | Tier 3 - Extreme | Distribution Circuit | 8 | 19 | 2020-08-19 | 1023293 | Sus | Y | Vegetation¦Treefellintoline¦ConductorOverhead¦Brokenwireonground
20-0090065 | Equipment Failure/Involved | Substation | Switch | Failed/Faulted | 2020 | Tier 2 - Elevated | Transmission line | 8 | 26 | 2020-08-26 | 1030987 | Sus | Y | EquipmentFailureInvolved¦Substation¦Switch¦FailedFaulted
20-0090813 | Equipment Failure/Involved | Underground | Conductor, Underground | Burned/flashed | 2020 | Tier 2 - Elevated | Distribution Circuit | 8 | 27 | 2020-08-27 | 1035295 | Sus | Y | EquipmentFailureInvolved¦Underground¦ConductorUnderground¦Burnedflashed
20-0092165 | Vegetation | Tree - branch fell on line | Conductor, Overhead | Normal | 2020 | Tier 3 - Extreme | Distribution Circuit | 9 | 1 | 2020-09-01 | 1045736 | Sus | Y | Vegetation¦Treebranchfellonline¦ConductorOverhead¦Normal
20-0094311 | Environmental/External | Fire, Forest/Grass | Service conductor | Burned/flashed | 2020 | Tier 3 - Extreme | Distribution Circuit | 9 | 7 | 2020-09-07 | 1058734 | Sus | Y | EnvironmentalExternal¦FireForestGrass¦Serviceconductor¦Burnedflashed
20-0096073 | Environmental/External | Fire, Forest/Grass | Pole-Wood | Burned/flashed | 2020 | Tier 3 - Extreme | Transformer only | 8 | 19 | 2020-08-19 | 1063567 | Sus | Y | EnvironmentalExternal¦FireForestGrass¦PoleWood¦Burnedflashed
20-0099824 | Environmental/External | Fire, Forest/Grass | Conductor, Overhead | Burned/flashed | 2020 | Tier 3 - Extreme | Distribution Circuit | 9 | 7 | 2020-09-07 | 1086141 | Sus | Y | EnvironmentalExternal¦FireForestGrass¦ConductorOverhead¦Burnedflashed
20-0100829 | 3rd Party | Vehicle | Conductor, Overhead | Burned/flashed | 2020 | Tier 2 - Elevated | Distribution Circuit | 9 | 23 | 2020-09-23 | 1090754 | Sus | Y | 3rdParty¦Vehicle¦ConductorOverhead¦Burnedflashed
20-0103184 | Unknown Cause | Patrol - found nothing |  |  | 2020 | Tier 2 - Elevated | Distribution Circuit | 9 | 29 | 2020-09-29 | 1100763 | Sus | Y | UnknownCause¦Patrolfoundnothing¦¦
20-0103371 | Equipment Failure/Involved | Underground | Transformer (UG) | Broken | 2020 | Tier 2 - Elevated | Distribution Circuit | 9 | 30 | 2020-09-30 | 1101249 | Sus | Y | EquipmentFailureInvolved¦Underground¦Transformer(UG)¦Broken
20-0104648 | Vegetation | Tree - branch fell on line | Conductor, Overhead | Together | 2020 | Tier 3 - Extreme | Distribution Circuit | 10 | 2 | 2020-10-02 | 1107783 | Sus | Y | Vegetation¦Treebranchfellonline¦ConductorOverhead¦Together
20-0106924 | Unknown Cause | Patrol - found nothing |  |  | 2020 | Tier 2 - Elevated | Distribution Circuit | 10 | 9 | 2020-10-09 | 1114203 | Sus | Y | UnknownCause¦Patrolfoundnothing¦¦
20-0107730 | Equipment Failure/Involved | Overhead | Conductor, Overhead | Normal | 2020 | Tier 3 - Extreme | Distribution Circuit | 10 | 12 | 2020-10-12 | 1116092 | Sus | Y | EquipmentFailureInvolved¦Overhead¦ConductorOverhead¦Normal
20-0112573 | Wildfire Mitigation | Public Safety Power Shut-off | Conductor, Overhead | Normal | 2020 | Tier 3 - Extreme | Distribution Circuit | 10 | 25 | 2020-10-25 | 1126233 | Sus | Y | WildfireMitigation¦PublicSafetyPowerShutoff¦ConductorOverhead¦Normal
20-0115846 | Unknown Cause | Patrol - found nothing |  |  | 2020 | Tier 2 - Elevated | Distribution Circuit | 11 | 1 | 2020-11-01 | 1133550 | Sus | Y | UnknownCause¦Patrolfoundnothing¦¦
20-0121922 | Vegetation | Tree - branch fell on line | Conductor, Overhead | Together | 2020 | Tier 2 - Elevated | Distribution Circuit | 11 | 17 | 2020-11-17 | 1147267 | Sus | Y | Vegetation¦Treebranchfellonline¦ConductorOverhead¦Together
20-0128384 | Unknown Cause | Patrol - found nothing |  |  | 2020 | Tier 3 - Extreme | Distribution Circuit | 12 | 7 | 2020-12-07 | 1167265 | Sus | N | UnknownCause¦Patrolfoundnothing¦¦
20-0128579 | Unknown Cause | Patrol - found nothing |  |  | 2020 | Tier 2 - Elevated | Distribution Circuit | 12 | 7 | 2020-12-07 | 1168729 | Sus | N | UnknownCause¦Patrolfoundnothing¦¦
20-0128792 | Equipment Failure/Involved | Overhead | Pole-Wood | Broken | 2020 | Tier 2 - Elevated | Transformer only | 12 | 8 | 2020-12-08 | 1170973 | Sus | N | EquipmentFailureInvolved¦Overhead¦PoleWood¦Broken
20-0132356 | Unknown Cause | Patrol - found nothing |  |  | 2020 | Tier 2 - Elevated | Distribution Circuit | 12 | 31 | 2020-12-31 | 1201677 | Sus | N | UnknownCause¦Patrolfoundnothing¦¦
21-0009758 | Vegetation | Tree - branch fell on line | Conductor, Overhead | Normal | 2021 | Tier 3 - Extreme | Distribution Circuit | 1 | 18 | 2021-01-18 | 1212707 | Sus | N | Vegetation¦Treebranchfellonline¦ConductorOverhead¦Normal
21-0014000 | Equipment Failure/Involved | Overhead | Transformer (OH) | Failed/Faulted | 2021 | Tier 3 - Extreme | Distribution Circuit | 1 | 25 | 2021-01-25 | 1224266 | Sus | N | EquipmentFailureInvolved¦Overhead¦Transformer(OH)¦FailedFaulted
21-0014257 | Unknown Cause | Patrol - found nothing |  |  | 2021 | Tier 2 - Elevated | Distribution Circuit | 1 | 26 | 2021-01-26 | 1225497 | Sus | N | UnknownCause¦Patrolfoundnothing¦¦
21-0016636 | Unknown Cause | Patrol - found nothing |  |  | 2021 | Tier 2 - Elevated | Distribution Circuit | 1 | 27 | 2021-01-27 | 1236695 | Sus | N | UnknownCause¦Patrolfoundnothing¦¦
21-0027816 | Unknown Cause | Patrol - found nothing |  |  | 2021 | Tier 2 - Elevated | Distribution Circuit | 2 | 21 | 2021-02-21 | 1258790 | Sus | N | UnknownCause¦Patrolfoundnothing¦¦
21-0028895 | Equipment Failure/Involved | Overhead | Secondary | Deteriorated | 2021 | Tier 2 - Elevated | Transformer only | 2 | 24 | 2021-02-24 | 1260856 | Sus | N | EquipmentFailureInvolved¦Overhead¦Secondary¦Deteriorated
21-0033099 | Unknown Cause | Patrol - not conducted |  |  | 2021 | Tier 3 - Extreme | Distribution Circuit | 3 | 6 | 2021-03-06 | 1272545 | Sus | N | UnknownCause¦Patrolnotconducted¦¦
21-0034446 | Vegetation | Tree - fell into line | Conductor, Overhead | Normal | 2021 | Tier 3 - Extreme | Distribution Circuit | 3 | 10 | 2021-03-10 | 1277055 | Sus | N | Vegetation¦Treefellintoline¦ConductorOverhead¦Normal
21-0034537 | Vegetation | Tree - fell into line | Conductor, Overhead | Broken, wire on ground | 2021 | Tier 3 - Extreme | Distribution Circuit | 3 | 10 | 2021-03-10 | 1277213 | Sus | N | Vegetation¦Treefellintoline¦ConductorOverhead¦Brokenwireonground
21-0035938 | Unknown Cause | Patrol - found nothing |  |  | 2021 | Tier 3 - Extreme | Distribution Circuit | 3 | 12 | 2021-03-12 | 1280444 | Sus | N | UnknownCause¦Patrolfoundnothing¦¦
21-0037521 | Equipment Failure/Involved | Underground | Connector or Splice (UG) | Broken | 2021 | Tier 2 - Elevated | Transformer only | 3 | 17 | 2021-03-17 | 1286061 | Sus | N | EquipmentFailureInvolved¦Underground¦ConnectororSplice(UG)¦Broken
21-0042165 | Equipment Failure/Involved | Overhead | Conductor, Overhead | Together | 2021 | Tier 2 - Elevated | Distribution Circuit | 3 | 29 | 2021-03-29 | 1302345 | Sus | N | EquipmentFailureInvolved¦Overhead¦ConductorOverhead¦Together
21-0042475 | Vegetation | Tree - fell into line | Conductor, Overhead | Broken, wire on ground | 2021 | Tier 2 - Elevated | Transmission line | 3 | 30 | 2021-03-30 | 1303010 | Sus | N | Vegetation¦Treefellintoline¦ConductorOverhead¦Brokenwireonground
21-0043900 | 3rd Party | Fire, house or bldg. | Conductor, Overhead | Normal | 2021 | Tier 3 - Extreme | Distribution Circuit | 4 | 1 | 2021-04-01 | 1305238 | Sus | N | 3rdParty¦Firehouseorbldg¦ConductorOverhead¦Normal
21-0044271 | Equipment Failure/Involved | Overhead | Pole-Wood | Deteriorated | 2021 | Tier 2 - Elevated | Transformer only | 4 | 2 | 2021-04-02 | 1305836 | Sus | N | EquipmentFailureInvolved¦Overhead¦PoleWood¦Deteriorated
21-0049300 | 3rd Party | Vehicle | Pole-Wood | Broken | 2021 | Tier 3 - Extreme | Distribution Circuit | 4 | 15 | 2021-04-15 | 1319061 | Sus | N | 3rdParty¦Vehicle¦PoleWood¦Broken
21-0055929 | Equipment Failure/Involved | Overhead |  | Burned Open | 2021 | Tier 2 - Elevated | Transformer only | 5 | 2 | 2021-05-02 | 1339317 | Sus | Y | EquipmentFailureInvolved¦Overhead¦¦BurnedOpen
21-0056556 | Equipment Failure/Involved | Overhead | Pole - Tower, steel | Bent or Twisted | 2021 | Tier 3 - Extreme | Distribution Circuit | 5 | 4 | 2021-05-04 | 1340541 | Sus | Y | EquipmentFailureInvolved¦Overhead¦PoleTowersteel¦BentorTwisted
21-0058801 | Equipment Failure/Involved | Overhead | Jumper |  | 2021 | Tier 2 - Elevated | Transformer only | 5 | 7 | 2021-05-07 | 1343479 | Sus | Y | EquipmentFailureInvolved¦Overhead¦Jumper¦
21-0059516 | Equipment Failure/Involved | Overhead | Transformer | Failed/Faulted | 2021 | Tier 2 - Elevated | Transformer only | 5 | 10 | 2021-05-10 | 1345424 | Sus | Y | EquipmentFailureInvolved¦Overhead¦Transformer¦FailedFaulted
21-0062571 | Unknown Cause | Patrol - not conducted |  |  | 2021 | Tier 3 - Extreme | Distribution Circuit | 5 | 18 | 2021-05-18 | 1352088 | Sus | Y | UnknownCause¦Patrolnotconducted¦¦
21-0067085 | Equipment Failure/Involved | Overhead | Transformer (OH) | Failed/Faulted | 2021 | Tier 3 - Extreme | Transformer only | 5 | 27 | 2021-05-27 | 1360260 | Sus | Y | EquipmentFailureInvolved¦Overhead¦Transformer(OH)¦FailedFaulted
21-0081067 | 3rd Party | Vehicle | Pole-Wood | Broken | 2021 | Tier 3 - Extreme | Distribution Circuit | 6 | 28 | 2021-06-28 | 1387382 | Sus | Y | 3rdParty¦Vehicle¦PoleWood¦Broken
21-0084778 | Vegetation | Tree - branch fell on line | Fuse | Burned Open | 2021 | Tier 2 - Elevated | Transformer only | 7 | 4 | 2021-07-04 | 1391575 | Sus | Y | Vegetation¦Treebranchfellonline¦Fuse¦BurnedOpen
21-0086783 | Equipment Failure/Involved | Overhead | Transformer (OH) | Failed/Faulted | 2021 | Tier 2 - Elevated | Transformer only | 7 | 8 | 2021-07-08 | 1394770 | Sus | Y | EquipmentFailureInvolved¦Overhead¦Transformer(OH)¦FailedFaulted
21-0087564 | Equipment Failure/Involved | Overhead | Lightning Arrestor | Broken | 2021 | Tier 2 - Elevated | Distribution Circuit | 7 | 10 | 2021-07-10 | 1398705 | Sus | Y | EquipmentFailureInvolved¦Overhead¦LightningArrestor¦Broken
21-0087589 | Equipment Failure/Involved | Overhead | Transformer (OH) | Broken | 2021 | Tier 3 - Extreme | Transformer only | 7 | 10 | 2021-07-10 | 1398765 | Sus | Y | EquipmentFailureInvolved¦Overhead¦Transformer(OH)¦Broken
21-0087864 | Animal | Bird found | Insulator | Burned/flashed | 2021 | Tier 2 - Elevated | Distribution Circuit | 7 | 12 | 2021-07-12 | 1399978 | Sus | Y | Animal¦Birdfound¦Insulator¦Burnedflashed
21-0093693 | 3rd Party | Vehicle | Pole-Wood | Broken | 2021 | Tier 2 - Elevated | Distribution Circuit | 7 | 22 | 2021-07-22 | 1411385 | Sus | Y | 3rdParty¦Vehicle¦PoleWood¦Broken
21-0098270 | Vegetation | Tree - fell into line | Conductor, Overhead | Broken, wire on ground | 2021 | Tier 2 - Elevated | Distribution Circuit | 8 | 1 | 2021-08-01 | 1428303 | Sus | Y | Vegetation¦Treefellintoline¦ConductorOverhead¦Brokenwireonground
21-0104236 | Equipment Failure/Involved | Overhead | Conductor, Overhead | Broken, wire on ground | 2021 | Tier 2 - Elevated | Distribution Circuit | 8 | 13 | 2021-08-13 | 1441972 | Sus | Y | EquipmentFailureInvolved¦Overhead¦ConductorOverhead¦Brokenwireonground
21-0105343 | Unknown Cause | Patrol - found nothing |  |  | 2021 | Tier 2 - Elevated | Distribution Circuit | 8 | 16 | 2021-08-16 | 1444309 | Sus | Y | UnknownCause¦Patrolfoundnothing¦¦
21-0110359 | Equipment Failure/Involved | Overhead | Transformer | Failed/Faulted | 2021 | Tier 3 - Extreme | Transformer only | 8 | 27 | 2021-08-27 | 1455778 | Sus | Y | EquipmentFailureInvolved¦Overhead¦Transformer¦FailedFaulted
21-0117596 | Unknown Cause | Patrol - found nothing |  |  | 2021 | Tier 2 - Elevated | Distribution Circuit | 9 | 14 | 2021-09-14 | 1471790 | Sus | Y | UnknownCause¦Patrolfoundnothing¦¦
21-0122973 | Unknown Cause | Patrol - found nothing |  |  | 2021 | Tier 2 - Elevated | Distribution Circuit | 9 | 27 | 2021-09-27 | 1481883 | Sus | Y | UnknownCause¦Patrolfoundnothing¦¦
21-0129430 | Unknown Cause | Patrol - found nothing |  |  | 2021 | Tier 3 - Extreme | Distribution Circuit | 10 | 11 | 2021-10-11 | 1494893 | Sus | Y | UnknownCause¦Patrolfoundnothing¦¦
21-0133959 | Vegetation | Tree - fell into line | Conductor, Overhead | Normal | 2021 | Tier 3 - Extreme | Distribution Circuit | 10 | 20 | 2021-10-20 | 1503251 | Sus | Y | Vegetation¦Treefellintoline¦ConductorOverhead¦Normal
21-0135962 | Unknown Cause | Patrol - found nothing |  |  | 2021 | Tier 2 - Elevated | Distribution Circuit | 10 | 24 | 2021-10-24 | 1510264 | Sus | Y | UnknownCause¦Patrolfoundnothing¦¦
21-0140031 | Vegetation | Tree - branch fell on line | Crossarm, Wood | Broken | 2021 | Tier 3 - Extreme | Distribution Circuit | 10 | 29 | 2021-10-29 | 1525357 | Sus | Y | Vegetation¦Treebranchfellonline¦CrossarmWood¦Broken
21-0143890 | Vegetation | Tree - branch fell on line | Conductor, Overhead | Normal | 2021 | Tier 2 - Elevated | Distribution Circuit | 11 | 9 | 2021-11-09 | 1538346 | Sus | Y | Vegetation¦Treebranchfellonline¦ConductorOverhead¦Normal
21-0144778 | Equipment Failure/Involved | Overhead | Transformer (OH) | Failed/Faulted | 2021 | Tier 3 - Extreme | Transformer only | 11 | 11 | 2021-11-11 | 1540472 | Sus | Y | EquipmentFailureInvolved¦Overhead¦Transformer(OH)¦FailedFaulted
21-0145093 | Vegetation | Tree - branch fell on line | Conductor, Overhead | Normal | 2021 | Tier 3 - Extreme | Distribution Circuit | 11 | 12 | 2021-11-12 | 1541438 | Sus | Y | Vegetation¦Treebranchfellonline¦ConductorOverhead¦Normal
21-0149182 | Vegetation | Tree - fell into line | Secondary | Broken, wire on ground | 2021 | Tier 2 - Elevated | Distribution Circuit | 11 | 21 | 2021-11-21 | 1552322 | Sus | Y | Vegetation¦Treefellintoline¦Secondary¦Brokenwireonground
21-0152179 | Unknown Cause | Patrol - found nothing |  |  | 2021 | Tier 3 - Extreme | Distribution Circuit | 11 | 27 | 2021-11-27 | 1555128 | Sus | Y | UnknownCause¦Patrolfoundnothing¦¦
21-0152620 | Equipment Failure/Involved | Overhead | Transformer (OH) | Leaking | 2021 | Tier 2 - Elevated | Transformer only | 11 | 29 | 2021-11-29 | 1555821 | Sus | Y | EquipmentFailureInvolved¦Overhead¦Transformer(OH)¦Leaking
21-0154045 | 3rd Party | Vehicle | Pole-Wood | Broken, wire on ground | 2021 | Tier 2 - Elevated | Distribution Circuit | 12 | 2 | 2021-12-02 | 1557684 | Sus | N | 3rdParty¦Vehicle¦PoleWood¦Brokenwireonground
21-0154330 | Unknown Cause | Patrol - found nothing |  |  | 2021 | Tier 3 - Extreme | Distribution Circuit | 12 | 2 | 2021-12-02 | 1558126 | Sus | N | UnknownCause¦Patrolfoundnothing¦¦
21-0157874 | Vegetation | Tree - fell into line | Conductor, Overhead | Normal | 2021 | Tier 2 - Elevated | Transmission line | 12 | 14 | 2021-12-14 | 1570299 | Sus | N | Vegetation¦Treefellintoline¦ConductorOverhead¦Normal
21-0157970 | Vegetation | Tree - fell into line | Conductor, Overhead | Normal | 2021 | Tier 2 - Elevated | Distribution Circuit | 12 | 14 | 2021-12-14 | 1569580 | Sus | N | Vegetation¦Treefellintoline¦ConductorOverhead¦Normal
21-0158007 | Vegetation | Tree - branch fell on line | Conductor, Overhead | Normal | 2021 | Tier 3 - Extreme | Distribution Circuit | 12 | 14 | 2021-12-14 | 1569238 | Sus | N | Vegetation¦Treebranchfellonline¦ConductorOverhead¦Normal
21-0158507 | Unknown Cause | Patrol - found nothing |  |  | 2021 | Tier 2 - Elevated | Distribution Circuit | 12 | 15 | 2021-12-15 | 1572966 | Sus | N | UnknownCause¦Patrolfoundnothing¦¦
21-0158818 | Vegetation | Tree - fell into line | Transformer (UG) | Contaminated | 2021 | Tier 3 - Extreme | Distribution Circuit | 12 | 16 | 2021-12-16 | 1574480 | Sus | N | Vegetation¦Treefellintoline¦Transformer(UG)¦Contaminated
21-0158982 | Unknown Cause | Patrol - found nothing |  |  | 2021 | Tier 2 - Elevated | Distribution Circuit | 12 | 15 | 2021-12-15 | 1573896 | Sus | N | UnknownCause¦Patrolfoundnothing¦¦
21-0160573 | Vegetation | Tree - fell into line | Conductor, Overhead | Together | 2021 | Tier 2 - Elevated | Distribution Circuit | 12 | 25 | 2021-12-25 | 1581309 | Sus | N | Vegetation¦Treefellintoline¦ConductorOverhead¦Together
21-0161092 | Vegetation | Tree - fell into line | Conductor, Overhead | Broken, wire on ground | 2021 | Tier 3 - Extreme | Distribution Circuit | 12 | 25 | 2021-12-25 | 1585688 | Sus | N | Vegetation¦Treefellintoline¦ConductorOverhead¦Brokenwireonground
21-0161184 | Vegetation | Tree - fell into line | Conductor, Overhead | Broken, wire on ground | 2021 | Tier 3 - Extreme | Distribution Circuit | 12 | 27 | 2021-12-27 | 1586087 | Sus | N | Vegetation¦Treefellintoline¦ConductorOverhead¦Brokenwireonground
21-0161309 | Unknown Cause | Patrol - found nothing |  |  | 2021 | Tier 3 - Extreme | Distribution Circuit | 12 | 28 | 2021-12-28 | 1586551 | Sus | N | UnknownCause¦Patrolfoundnothing¦¦
21-0161384 | Unknown Cause | Patrol - found nothing |  |  | 2021 | Tier 3 - Extreme | Distribution Circuit | 12 | 27 | 2021-12-27 | 1585970 | Sus | N | UnknownCause¦Patrolfoundnothing¦¦
21-0161520 | Vegetation | Tree - fell into line | Woodpin | Broken | 2021 | Tier 2 - Elevated | Distribution Circuit | 12 | 29 | 2021-12-29 | 1587742 | Sus | N | Vegetation¦Treefellintoline¦Woodpin¦Broken
21-0161543 | Animal | Bird found | Transformer (OH) | Failed/Faulted | 2021 | Tier 3 - Extreme | Distribution Circuit | 12 | 29 | 2021-12-29 | 1588201 | Sus | N | Animal¦Birdfound¦Transformer(OH)¦FailedFaulted
21-0161573 | Vegetation | Tree - fell into line | Crossarm, Wood | Broken | 2021 | Tier 2 - Elevated | Distribution Circuit | 12 | 27 | 2021-12-27 | 1588496 | Sus | N | Vegetation¦Treefellintoline¦CrossarmWood¦Broken
21-0161986 | Vegetation | Tree - fell into line | Conductor, Overhead | Broken, wire on ground | 2021 | Tier 2 - Elevated | Distribution Circuit | 12 | 27 | 2021-12-27 | 1585773 | Sus | N | Vegetation¦Treefellintoline¦ConductorOverhead¦Brokenwireonground
21-0162026 | Vegetation | Tree - fell into line | Conductor, Overhead | Broken, wire on ground | 2021 | Tier 2 - Elevated | Distribution Circuit | 12 | 26 | 2021-12-26 | 1590910 | Sus | N | Vegetation¦Treefellintoline¦ConductorOverhead¦Brokenwireonground
22-0005091 | Vegetation | Tree - fell into line | Conductor, Overhead | Normal | 2021 | Tier 3 - Extreme | Distribution Circuit | 12 | 27 | 2021-12-27 | 1586357 | Sus | N | Vegetation¦Treefellintoline¦ConductorOverhead¦Normal
22-0005230 | Environmental/External | Ice or snow | Fuse | Normal | 2021 | Tier 3 - Extreme | Distribution Circuit | 12 | 27 | 2021-12-27 | 1592591 | Sus | N | EnvironmentalExternal¦Iceorsnow¦Fuse¦Normal
22-0005862 | Vegetation | Tree - fell into line | Pole-Wood | Broken, wire on ground | 2021 | Tier 2 - Elevated | Distribution Circuit | 12 | 26 | 2021-12-26 | 1594668 | Sus | N | Vegetation¦Treefellintoline¦PoleWood¦Brokenwireonground
22-0006009 | Equipment Failure/Involved | Overhead | Transformer | Broken, wire on ground | 2022 | Tier 2 - Elevated | Transformer only | 1 | 4 | 2022-01-04 | 1594835 | Sus | N | EquipmentFailureInvolved¦Overhead¦Transformer¦Brokenwireonground
22-0006208 | Vegetation | Tree - fell into line | Conductor, Overhead | Broken, wire on ground | 2021 | Tier 3 - Extreme | Distribution Circuit | 12 | 27 | 2021-12-27 | 1595233 | Sus | N | Vegetation¦Treefellintoline¦ConductorOverhead¦Brokenwireonground
22-0006822 | Equipment Failure/Involved | Overhead | Transformer (OH) | Normal | 2022 | Tier 3 - Extreme | Transformer only | 1 | 6 | 2022-01-06 | 1596566 | Sus | N | EquipmentFailureInvolved¦Overhead¦Transformer(OH)¦Normal
22-0007133 | Vegetation | Tree - fell into line | Conductor, Overhead | Arcing | 2022 | Tier 2 - Elevated | Distribution Circuit | 1 | 6 | 2022-01-06 | 1597048 | Sus | N | Vegetation¦Treefellintoline¦ConductorOverhead¦Arcing
22-0007907 | Vegetation | Tree - fell into line | Conductor, Overhead | Normal | 2022 | Tier 3 - Extreme | Distribution Circuit | 1 | 10 | 2022-01-10 | 1599160 | Sus | N | Vegetation¦Treefellintoline¦ConductorOverhead¦Normal
22-0017780 | Unknown Cause | Patrol - found nothing |  |  | 2022 | Tier 3 - Extreme | Distribution Circuit | 2 | 2 | 2022-02-02 | 1619394 | Sus | N | UnknownCause¦Patrolfoundnothing¦¦
22-0019553 | Vegetation | Tree - fell into line | Conductor, Overhead | Broken, wire on ground | 2022 | Tier 2 - Elevated | Transformer only | 2 | 7 | 2022-02-07 | 1622934 | Sus | N | Vegetation¦Treefellintoline¦ConductorOverhead¦Brokenwireonground
22-0023062 | Equipment Failure/Involved | Overhead | Conductor, Overhead | Together | 2022 | Tier 3 - Extreme | Distribution Circuit | 2 | 16 | 2022-02-16 | 1629286 | Sus | N | EquipmentFailureInvolved¦Overhead¦ConductorOverhead¦Together
22-0028708 | 3rd Party | Vehicle | Pole-Wood | Broken | 2022 | Tier 2 - Elevated | Distribution Circuit | 3 | 2 | 2022-03-02 | 1640726 | Sus | N | 3rdParty¦Vehicle¦PoleWood¦Broken
22-0030960 | Company Initiated | Return Circuit Normal | Transformer (OH) | Normal | 2022 | Tier 2 - Elevated | Transformer only | 4 | 1 | 2022-04-01 | 1661176 | Sus | N | CompanyInitiated¦ReturnCircuitNormal¦Transformer(OH)¦Normal
22-0033158 | Equipment Failure/Involved | Overhead | Lightning Arrestor | Broken | 2022 | Tier 2 - Elevated | Distribution Circuit | 3 | 12 | 2022-03-12 | 1647273 | Sus | N | EquipmentFailureInvolved¦Overhead¦LightningArrestor¦Broken
22-0036323 | Unknown Cause | Patrol - found nothing |  |  | 2022 | Tier 2 - Elevated | Distribution Circuit | 3 | 21 | 2022-03-21 | 1652272 | Sus | N | UnknownCause¦Patrolfoundnothing¦¦
22-0036856 | Unknown Cause | Patrol - found nothing |  |  | 2022 | Tier 2 - Elevated | Distribution Circuit | 3 | 22 | 2022-03-22 | 1653417 | Sus | N | UnknownCause¦Patrolfoundnothing¦¦
22-0037626 | Animal | Other | Transformer | Burned/flashed | 2022 | Tier 2 - Elevated | Transformer only | 3 | 23 | 2022-03-23 | 1654473 | Sus | N | Animal¦Other¦Transformer¦Burnedflashed
22-0038238 | Equipment Failure/Involved | Overhead | Other | Broken | 2022 | Tier 2 - Elevated | Transformer only | 3 | 24 | 2022-03-24 | 1655284 | Sus | N | EquipmentFailureInvolved¦Overhead¦Other¦Broken
22-0038933 | 3rd Party | Vehicle | Pole-Wood | Broken | 2022 | Tier 2 - Elevated | Distribution Circuit | 3 | 26 | 2022-03-26 | 1656466 | Sus | N | 3rdParty¦Vehicle¦PoleWood¦Broken
22-0039018 | Equipment Failure/Involved | Overhead | Pole-Wood | Broken | 2022 | Tier 2 - Elevated | Distribution Circuit | 3 | 27 | 2022-03-27 | 1656762 | Sus | N | EquipmentFailureInvolved¦Overhead¦PoleWood¦Broken
22-0040004 | Company Initiated | Personnel, company | Relay | Normal | 2022 | Tier 2 - Elevated | Distribution Circuit | 3 | 29 | 2022-03-29 | 1658886 | Sus | N | CompanyInitiated¦Personnelcompany¦Relay¦Normal
22-0045312 | Vegetation | Tree - branch fell on line | Conductor, Overhead | Normal | 2022 | Tier 2 - Elevated | Distribution Circuit | 4 | 11 | 2022-04-11 | 1668264 | Sus | N | Vegetation¦Treebranchfellonline¦ConductorOverhead¦Normal
22-0050121 | Unknown Cause | Patrol - found nothing |  |  | 2022 | Tier 2 - Elevated | Distribution Circuit | 4 | 15 | 2022-04-15 | 1673964 | Sus | N | UnknownCause¦Patrolfoundnothing¦¦
22-0052720 | Unknown Cause | Patrol - found nothing |  |  | 2022 | Tier 2 - Elevated | Distribution Circuit | 4 | 21 | 2022-04-21 | 1678369 | Sus | N | UnknownCause¦Patrolfoundnothing¦¦
22-0057005 | Equipment Failure/Involved | Overhead | Transformer (OH) | Failed/Faulted | 2022 | Tier 3 - Extreme | Transformer only | 5 | 2 | 2022-05-02 | 1686631 | Sus | Y | EquipmentFailureInvolved¦Overhead¦Transformer(OH)¦FailedFaulted
22-0058168 | Unknown Cause | Patrol - found nothing |  |  | 2022 | Tier 2 - Elevated | Distribution Circuit | 5 | 4 | 2022-05-04 | 1688622 | Sus | Y | UnknownCause¦Patrolfoundnothing¦¦
22-0059543 | Vegetation | Tree - fell into line | Transformer (OH) | Leaking | 2022 | Tier 3 - Extreme | Transformer only | 5 | 8 | 2022-05-08 | 1691605 | Sus | Y | Vegetation¦Treefellintoline¦Transformer(OH)¦Leaking
22-0063680 | Equipment Failure/Involved | Overhead | Transformer (OH) | Failed/Faulted | 2022 | Tier 2 - Elevated | Transformer only | 5 | 18 | 2022-05-18 | 1702291 | Sus | Y | EquipmentFailureInvolved¦Overhead¦Transformer(OH)¦FailedFaulted
22-0082938 | Equipment Failure/Involved | Overhead | Transformer (OH) | Failed/Faulted | 2022 | Tier 3 - Extreme | Transformer only | 7 | 7 | 2022-07-07 | 1750904 | Sus | Y | EquipmentFailureInvolved¦Overhead¦Transformer(OH)¦FailedFaulted
22-0086787 | Environmental/External | Fire, Forest/Grass | Pole-Wood | Burned/flashed | 2022 | Tier 2 - Elevated | Distribution Circuit | 7 | 18 | 2022-07-18 |  | Sus | Y | EnvironmentalExternal¦FireForestGrass¦PoleWood¦Burnedflashed
22-0088928 | Unknown Cause | Patrol - found nothing |  |  | 2022 | Tier 2 - Elevated | Distribution Circuit | 7 | 23 | 2022-07-23 | 1763724 | Sus | Y | UnknownCause¦Patrolfoundnothing¦¦
22-0089130 | Unknown Cause | Patrol - found nothing |  |  | 2022 | Tier 3 - Extreme | Transformer only | 7 | 24 | 2022-07-24 | 1764402 | Sus | Y | UnknownCause¦Patrolfoundnothing¦¦
22-0092353 | Equipment Failure/Involved | Overhead | Fuse | Normal | 2022 | Tier 3 - Extreme | Transformer only | 8 | 1 | 2022-08-01 | 1770648 | Sus | Y | EquipmentFailureInvolved¦Overhead¦Fuse¦Normal
22-0092978 | Vegetation | Tree - branch fell on line | Secondary | Broken | 2022 | Tier 3 - Extreme | Transformer only | 8 | 3 | 2022-08-03 | 1771636 | Sus | Y | Vegetation¦Treebranchfellonline¦Secondary¦Broken
22-0097079 | Equipment Failure/Involved | Overhead | Pole-Wood | Broken, wire on ground | 2022 | Tier 2 - Elevated | Distribution Circuit | 8 | 12 | 2022-08-12 | 1779782 | Sus | Y | EquipmentFailureInvolved¦Overhead¦PoleWood¦Brokenwireonground
22-0097369 | Equipment Failure/Involved | Overhead | Transformer (OH) | Failed/Faulted | 2022 | Tier 2 - Elevated | Transformer only | 8 | 14 | 2022-08-14 | 1780889 | Sus | Y | EquipmentFailureInvolved¦Overhead¦Transformer(OH)¦FailedFaulted
22-0101953 | Equipment Failure/Involved | Overhead | Pole-Wood | Deteriorated | 2022 | Tier 2 - Elevated | Transformer only | 8 | 25 | 2022-08-25 | 1791481 | Sus | Y | EquipmentFailureInvolved¦Overhead¦PoleWood¦Deteriorated
22-0103337 | Unknown Cause | Patrol - found nothing |  |  | 2022 | Tier 2 - Elevated | Distribution Circuit | 8 | 29 | 2022-08-29 | 1794496 | Sus | Y | UnknownCause¦Patrolfoundnothing¦¦
22-0108107 | Vegetation | Tree - fell into line | Transformer (OH) | Failed/Faulted | 2022 | Tier 3 - Extreme | Transformer only | 9 | 8 | 2022-09-08 | 1806210 | Sus | Y | Vegetation¦Treefellintoline¦Transformer(OH)¦FailedFaulted
22-0109284 | Company Initiated | Personnel, company |  |  | 2022 | Tier 2 - Elevated | Distribution Circuit | 10 | 31 | 2022-10-31 | 1849060 | Sus | Y | CompanyInitiated¦Personnelcompany¦¦
22-0110855 | Company Initiated | Personnel, company | Conductor, Overhead | Normal | 2022 | Tier 2 - Elevated | Distribution Circuit | 9 | 15 | 2022-09-15 | 1812019 | Sus | Y | CompanyInitiated¦Personnelcompany¦ConductorOverhead¦Normal
22-0121948 | Equipment Failure/Involved | Overhead | Transformer (OH) | Failed/Faulted | 2022 | Tier 2 - Elevated | Transformer only | 10 | 16 | 2022-10-16 | 1838543 | Sus | Y | EquipmentFailureInvolved¦Overhead¦Transformer(OH)¦FailedFaulted
22-0123103 | Unknown Cause | Patrol - found nothing |  |  | 2022 | Tier 2 - Elevated | Distribution Circuit | 10 | 20 | 2022-10-20 | 1841184 | Sus | Y | UnknownCause¦Patrolfoundnothing¦¦
22-0126726 | Equipment Failure/Involved | Underground | Transformer (UG) | Broken | 2022 | Tier 2 - Elevated | Distribution Circuit | 11 | 1 | 2022-11-01 | 1850465 | Sus | Y | EquipmentFailureInvolved¦Underground¦Transformer(UG)¦Broken
22-0138029 | Vegetation | Tree - branch fell on line | Transformer (OH) | Broken, wire on ground | 2022 | Tier 2 - Elevated | Transformer only | 12 | 9 | 2022-12-09 | 1880118 | Sus | N | Vegetation¦Treebranchfellonline¦Transformer(OH)¦Brokenwireonground
22-0138977 | Vegetation | Tree - branch fell on line | Pole-Wood | Broken, wire on ground | 2022 | Tier 3 - Extreme | Distribution Circuit | 12 | 10 | 2022-12-10 | 1884577 | Sus | N | Vegetation¦Treebranchfellonline¦PoleWood¦Brokenwireonground
22-0140522 | 3rd Party | Other | Fuse | Failed/Faulted | 2022 | Tier 3 - Extreme | Transformer only | 12 | 17 | 2022-12-17 | 1891948 | Sus | N | 3rdParty¦Other¦Fuse¦FailedFaulted
22-0141277 | Equipment Failure/Involved | Overhead | Fuse | Broken | 2022 | Tier 2 - Elevated | Transformer only | 12 | 25 | 2022-12-25 | 1897267 | Sus | N | EquipmentFailureInvolved¦Overhead¦Fuse¦Broken
22-0142748 | Unknown Cause | Patrol - not conducted | Conductor, Overhead | Together | 2022 | Tier 3 - Extreme | Distribution Circuit | 12 | 31 | 2022-12-31 | 1905145 | Sus | N | UnknownCause¦Patrolnotconducted¦ConductorOverhead¦Together
15-0010399 | Vegetation | Tree - fell into line | Conductor, Overhead | Broken, wire on ground | 2015 | Tier 2 - Elevated | Distribution Circuit | 2 | 6 | 2015-02-06 | 1173411 | Sus | N | Vegetation¦Treefellintoline¦ConductorOverhead¦Brokenwireonground
15-0010922 | Vegetation | Tree - fell into line | Conductor, Overhead | Broken, wire on ground | 2015 | Tier 2 - Elevated | Distribution Circuit | 2 | 7 | 2015-02-07 | 1179910 | Sus | N | Vegetation¦Treefellintoline¦ConductorOverhead¦Brokenwireonground
15-0012502 | Vegetation | Tree - fell into line | Connector or Splice (OH) | Broken, wire on ground | 2015 | Tier 2 - Elevated | Transformer only | 2 | 10 | 2015-02-10 | 1187534 | Sus | N | Vegetation¦Treefellintoline¦ConnectororSplice(OH)¦Brokenwireonground
15-0013385 | Equipment Failure/Involved | Other | Transformer | Malfunctioning | 2015 | Tier 2 - Elevated | Distribution Circuit | 2 | 14 | 2015-02-14 | 1190217 | Sus | N | EquipmentFailureInvolved¦Other¦Transformer¦Malfunctioning
15-0017304 | Equipment Failure/Involved | Other | Transformer | Failed/Faulted | 2015 | Tier 3 - Extreme | Transformer only | 3 | 4 | 2015-03-04 | 1199312 | Sus | N | EquipmentFailureInvolved¦Other¦Transformer¦FailedFaulted
15-0031937 | Equipment Failure/Involved | Other | Pole-Wood | Broken | 2015 | Tier 2 - Elevated | Distribution Circuit | 5 | 5 | 2015-05-05 | 1229308 | Sus | Y | EquipmentFailureInvolved¦Other¦PoleWood¦Broken
15-0034603 | Unknown Cause | Patrol - found nothing |  |  | 2015 | Tier 2 - Elevated | Distribution Circuit | 5 | 15 | 2015-05-15 | 1235475 | Sus | Y | UnknownCause¦Patrolfoundnothing¦¦
15-0039007 | Unknown Cause | Patrol - not conducted |  |  | 2015 | Tier 2 - Elevated | Transformer only | 6 | 6 | 2015-06-06 | 1244649 | Sus | Y | UnknownCause¦Patrolnotconducted¦¦
15-0041908 | Unknown Cause | Patrol - found nothing |  |  | 2015 | Tier 2 - Elevated | Transformer only | 6 | 18 | 2015-06-18 | 1252757 | Sus | Y | UnknownCause¦Patrolfoundnothing¦¦
15-0046003 | Vegetation | Tree - fell into line | Conductor, Overhead | Broken, wire on ground | 2015 | Tier 3 - Extreme | Distribution Circuit | 7 | 7 | 2015-07-07 | 1264287 | Sus | Y | Vegetation¦Treefellintoline¦ConductorOverhead¦Brokenwireonground
15-0046555 | Environmental/External | Lightning | Transformer | Failed/Faulted | 2015 | Tier 2 - Elevated | Transformer only | 7 | 9 | 2015-07-09 | 1265490 | Sus | Y | EnvironmentalExternal¦Lightning¦Transformer¦FailedFaulted
15-0049585 | Environmental/External | Lightning | Transformer | Failed/Faulted | 2015 | Tier 2 - Elevated | Transformer only | 7 | 21 | 2015-07-21 | 1274447 | Sus | Y | EnvironmentalExternal¦Lightning¦Transformer¦FailedFaulted
15-0054201 | Equipment Failure/Involved | Overhead | Connector or Splice (OH) | Burned/flashed | 2015 | Tier 2 - Elevated | Transformer only | 8 | 10 | 2015-08-10 | 1286221 | Sus | Y | EquipmentFailureInvolved¦Overhead¦ConnectororSplice(OH)¦Burnedflashed
15-0055667 | Unknown Cause | Patrol - found nothing |  |  | 2015 | Tier 2 - Elevated | Distribution Circuit | 8 | 17 | 2015-08-17 | 1290448 | Sus | Y | UnknownCause¦Patrolfoundnothing¦¦
15-0057721 | Animal | Bird found | Conductor, Overhead | Normal | 2015 | Tier 3 - Extreme | Distribution Circuit | 8 | 27 | 2015-08-27 | 1295506 | Sus | Y | Animal¦Birdfound¦ConductorOverhead¦Normal
15-0060420 | Animal | Squirrel | Fuse | Failed/Faulted | 2015 | Tier 2 - Elevated | Distribution Circuit | 9 | 10 | 2015-09-10 | 1303134 | Sus | Y | Animal¦Squirrel¦Fuse¦FailedFaulted
15-0061560 | Vegetation | Tree - fell into line | Conductor, Overhead | Broken, wire on ground | 2015 | Tier 3 - Extreme | Distribution Circuit | 9 | 15 | 2015-09-15 | 1306367 | Sus | Y | Vegetation¦Treefellintoline¦ConductorOverhead¦Brokenwireonground
15-0062140 | Vegetation | Tree - branch fell on line | Conductor, Overhead | Normal | 2015 | Tier 2 - Elevated | Distribution Circuit | 9 | 18 | 2015-09-18 | 1308031 | Sus | Y | Vegetation¦Treebranchfellonline¦ConductorOverhead¦Normal
15-0062780 | Unknown Cause | Patrol - found nothing |  |  | 2015 | Tier 2 - Elevated | Distribution Circuit | 9 | 22 | 2015-09-22 | 1310283 | Sus | Y | UnknownCause¦Patrolfoundnothing¦¦
15-0066164 | Equipment Failure/Involved | Overhead |  | Failed/Faulted | 2015 | Tier 3 - Extreme | Transformer only | 9 | 28 | 2015-09-28 | 1313229 | Sus | Y | EquipmentFailureInvolved¦Overhead¦¦FailedFaulted
15-0067078 | Unknown Cause | Patrol - found nothing |  |  | 2015 | Tier 2 - Elevated | Distribution Circuit | 10 | 1 | 2015-10-01 | 1314736 | Sus | Y | UnknownCause¦Patrolfoundnothing¦¦
15-0067496 | Vegetation | Tree - fell into line | Conductor, Overhead | Broken, wire on ground | 2015 | Tier 3 - Extreme | Distribution Circuit | 10 | 2 | 2015-10-02 | 1315532 | Sus | Y | Vegetation¦Treefellintoline¦ConductorOverhead¦Brokenwireonground
15-0067707 | Vegetation | Tree - fell into line | Conductor, Overhead | Broken, wire on ground | 2015 | Tier 3 - Extreme | Distribution Circuit | 10 | 4 | 2015-10-04 | 1316382 | Sus | Y | Vegetation¦Treefellintoline¦ConductorOverhead¦Brokenwireonground
15-0068268 | Vegetation | Tree - fell into line | Conductor, Overhead | Normal | 2015 | Tier 3 - Extreme | Distribution Circuit | 10 | 6 | 2015-10-06 | 1317588 | Sus | Y | Vegetation¦Treefellintoline¦ConductorOverhead¦Normal
15-0077007 | Company Initiated | Personnel, company | Jumper | Normal | 2015 | Tier 2 - Elevated | Distribution Circuit | 11 | 10 | 2015-11-10 | 1338865 | Sus | Y | CompanyInitiated¦Personnelcompany¦Jumper¦Normal
15-0078056 | Vegetation | Tree - branch fell on line | Conductor, Overhead | Normal | 2015 | Tier 3 - Extreme | Distribution Circuit | 11 | 15 | 2015-11-15 | 1342656 | Sus | Y | Vegetation¦Treebranchfellonline¦ConductorOverhead¦Normal
15-0079857 | Unknown Cause | Patrol - not conducted |  |  | 2015 | Tier 2 - Elevated | Distribution Circuit | 11 | 21 | 2015-11-21 | 1346396 | Sus | Y | UnknownCause¦Patrolnotconducted¦¦
15-0081551 | 3rd Party | Vehicle | Pole-Wood | Broken | 2015 | Tier 2 - Elevated | Distribution Circuit | 11 | 29 | 2015-11-29 | 1349953 | Sus | Y | 3rdParty¦Vehicle¦PoleWood¦Broken
15-0081551 | 3rd Party | Vehicle | Pole-Wood | Broken | 2015 | Tier 2 - Elevated | Distribution Circuit | 11 | 29 | 2015-11-29 | 1349953 | Sus | Y | 3rdParty¦Vehicle¦PoleWood¦Broken
15-0082507 | Vegetation | Tree - bark fell into line | Conductor, Overhead | Normal | 2015 | Tier 3 - Extreme | Distribution Circuit | 12 | 3 | 2015-12-03 | 1352717 | Sus | N | Vegetation¦Treebarkfellintoline¦ConductorOverhead¦Normal
15-0083537 | Unknown Cause | Patrol - found nothing |  |  | 2015 | Tier 2 - Elevated | Distribution Circuit | 12 | 9 | 2015-12-09 | 1356028 | Sus | N | UnknownCause¦Patrolfoundnothing¦¦
15-0084805 | Vegetation | Tree - branch fell on line | Fuse | Failed/Faulted | 2015 | Tier 2 - Elevated | Distribution Circuit | 12 | 13 | 2015-12-13 | 1361279 | Sus | N | Vegetation¦Treebranchfellonline¦Fuse¦FailedFaulted
15-0086059 | Equipment Failure/Involved | Overhead | Transformer | Broken | 2015 | Tier 2 - Elevated | Transformer only | 12 | 18 | 2015-12-18 | 1366019 | Sus | N | EquipmentFailureInvolved¦Overhead¦Transformer¦Broken
15-0086550 | Equipment Failure/Involved | Overhead | Pole-Wood | Broken, wire on ground | 2015 | Tier 2 - Elevated | Distribution Circuit | 12 | 21 | 2015-12-21 | 1368330 | Sus | N | EquipmentFailureInvolved¦Overhead¦PoleWood¦Brokenwireonground
15-0086695 | Vegetation | Tree - fell into line | Connector or Splice (OH) | Normal | 2015 | Tier 3 - Extreme | Distribution Circuit | 12 | 22 | 2015-12-22 | 1368972 | Sus | N | Vegetation¦Treefellintoline¦ConnectororSplice(OH)¦Normal
16-0006026 | Vegetation | Tree - fell into line | Conductor, Overhead | Broken, wire on ground | 2016 | Tier 2 - Elevated | Distribution Circuit | 1 | 18 | 2016-01-18 | 1385933 | Sus | N | Vegetation¦Treefellintoline¦ConductorOverhead¦Brokenwireonground
16-0006048 | Vegetation | Tree - fell into line | Conductor, Overhead | Broken, wire on ground | 2016 | Tier 3 - Extreme | Distribution Circuit | 1 | 18 | 2016-01-18 | 1386086 | Sus | N | Vegetation¦Treefellintoline¦ConductorOverhead¦Brokenwireonground
16-0007609 | Vegetation | Tree - fell into line | Conductor, Overhead | Broken, wire on ground | 2016 | Tier 3 - Extreme | Distribution Circuit | 1 | 22 | 2016-01-22 | 1390371 | Sus | N | Vegetation¦Treefellintoline¦ConductorOverhead¦Brokenwireonground
16-0009382 | Unknown Cause | Patrol - found nothing |  |  | 2016 | Tier 2 - Elevated | Distribution Circuit | 1 | 31 | 2016-01-31 | 1394752 | Sus | N | UnknownCause¦Patrolfoundnothing¦¦
16-0012409 | Equipment Failure/Involved | Overhead | Insulator | Broken | 2016 | Tier 2 - Elevated | Distribution Circuit | 2 | 12 | 2016-02-12 | 1402433 | Sus | N | EquipmentFailureInvolved¦Overhead¦Insulator¦Broken
16-0014672 | Animal | Squirrel | Fuse | Failed/Faulted | 2016 | Tier 3 - Extreme | Distribution Circuit | 2 | 22 | 2016-02-22 | 1410249 | Sus | N | Animal¦Squirrel¦Fuse¦FailedFaulted
16-0017621 | Vegetation | Tree - fell into line | Conductor, Overhead | Broken, wire on ground | 2016 | Tier 2 - Elevated | Distribution Circuit | 3 | 5 | 2016-03-05 | 1417619 | Sus | N | Vegetation¦Treefellintoline¦ConductorOverhead¦Brokenwireonground
16-0020088 | Vegetation | Tree - fell into line | Conductor, Overhead | Normal | 2016 | Tier 3 - Extreme | Distribution Circuit | 3 | 10 | 2016-03-10 | 1426861 | Sus | N | Vegetation¦Treefellintoline¦ConductorOverhead¦Normal
16-0020641 | Vegetation | Tree - fell into line | Conductor, Overhead | Broken, wire on ground | 2016 | Tier 3 - Extreme | Distribution Circuit | 3 | 11 | 2016-03-11 | 1428633 | Sus | N | Vegetation¦Treefellintoline¦ConductorOverhead¦Brokenwireonground
16-0020710 | Environmental/External | Ice or snow | Conductor, Overhead | Broken, wire on ground | 2016 | Tier 3 - Extreme | Distribution Circuit | 3 | 12 | 2016-03-12 | 1428993 | Sus | N | EnvironmentalExternal¦Iceorsnow¦ConductorOverhead¦Brokenwireonground
16-0020962 | Vegetation | Tree - fell into line | Conductor, Overhead | Broken, wire on ground | 2016 | Tier 3 - Extreme | Distribution Circuit | 3 | 13 | 2016-03-13 | 1430249 | Sus | N | Vegetation¦Treefellintoline¦ConductorOverhead¦Brokenwireonground
16-0021070 | Vegetation | Tree - fell into line | Conductor, Overhead | Broken, wire on ground | 2016 | Tier 2 - Elevated | Distribution Circuit | 3 | 13 | 2016-03-13 | 1430660 | Sus | N | Vegetation¦Treefellintoline¦ConductorOverhead¦Brokenwireonground
16-0021637 | Environmental/External | Flood/Erosion | Pole-Wood | Normal | 2016 | Tier 3 - Extreme | Distribution Circuit | 3 | 15 | 2016-03-15 | 1431907 | Sus | N | EnvironmentalExternal¦FloodErosion¦PoleWood¦Normal
16-0023403 | Vegetation | Tree - fell into line | Conductor, Overhead | Normal | 2016 | Tier 2 - Elevated | Distribution Circuit | 3 | 23 | 2016-03-23 | 1436644 | Sus | N | Vegetation¦Treefellintoline¦ConductorOverhead¦Normal
16-0025863 | Unknown Cause | Patrol - not conducted |  |  | 2016 | Tier 2 - Elevated | Distribution Circuit | 4 | 4 | 2016-04-04 | 1443886 | Sus | N | UnknownCause¦Patrolnotconducted¦¦
16-0026333 | 3rd Party | Vehicle | Pole-Wood | Broken, wire on ground | 2016 | Tier 2 - Elevated | Distribution Circuit | 4 | 5 | 2016-04-05 | 1444918 | Sus | N | 3rdParty¦Vehicle¦PoleWood¦Brokenwireonground
16-0027174 | Equipment Failure/Involved | Overhead | Conductor, Overhead | Normal | 2016 | Tier 3 - Extreme | Distribution Circuit | 4 | 8 | 2016-04-08 | 1446924 | Sus | N | EquipmentFailureInvolved¦Overhead¦ConductorOverhead¦Normal
16-0031160 | Environmental/External | Lightning | Transformer | Failed/Faulted | 2016 | Tier 2 - Elevated | Transformer only | 4 | 24 | 2016-04-24 | 1457517 | Sus | N | EnvironmentalExternal¦Lightning¦Transformer¦FailedFaulted
16-0032114 | Equipment Failure/Involved | Overhead | Jumper | Burned Open | 2016 | Tier 2 - Elevated | Distribution Circuit | 4 | 27 | 2016-04-27 | 1460528 | Sus | N | EquipmentFailureInvolved¦Overhead¦Jumper¦BurnedOpen
16-0046306 | 3rd Party | Other | Crossarm, Wood | Broken | 2016 | Tier 3 - Extreme | Distribution Circuit | 6 | 28 | 2016-06-28 | 1497604 | Sus | Y | 3rdParty¦Other¦CrossarmWood¦Broken
16-0047479 | Animal | Bird found | Conductor, Overhead | Normal | 2016 | Tier 3 - Extreme | Distribution Circuit | 7 | 1 | 2016-07-01 | 1499738 | Sus | Y | Animal¦Birdfound¦ConductorOverhead¦Normal
16-0050337 | 3rd Party | Vehicle | Pole-Wood | Broken, wire on ground | 2016 | Tier 3 - Extreme | Distribution Circuit | 7 | 16 | 2016-07-16 | 1510977 | Sus | Y | 3rdParty¦Vehicle¦PoleWood¦Brokenwireonground
16-0057189 | Equipment Failure/Involved | Overhead | Transformer | Failed/Faulted | 2016 | Tier 2 - Elevated | Transformer only | 8 | 14 | 2016-08-14 | 1526130 | Sus | Y | EquipmentFailureInvolved¦Overhead¦Transformer¦FailedFaulted
16-0057194 | Environmental/External | Fire, Forest/Grass | Conductor, Overhead | Broken, wire on ground | 2016 | Tier 2 - Elevated | Distribution Circuit | 8 | 13 | 2016-08-13 | 1526176 | Sus | Y | EnvironmentalExternal¦FireForestGrass¦ConductorOverhead¦Brokenwireonground
16-0057722 | Environmental/External | Fire, Forest/Grass | Secondary | Burned/flashed | 2016 | Tier 2 - Elevated | Distribution Circuit | 8 | 14 | 2016-08-14 | 1527427 | Sus | Y | EnvironmentalExternal¦FireForestGrass¦Secondary¦Burnedflashed
16-0060476 | Equipment Failure/Involved | Underground | Transformer (UG) | Leaking | 2016 | Tier 2 - Elevated | Distribution Circuit | 8 | 27 | 2016-08-27 | 1533094 | Sus | Y | EquipmentFailureInvolved¦Underground¦Transformer(UG)¦Leaking
16-0064214 | Animal | Squirrel | Transformer (OH) | Normal | 2016 | Tier 2 - Elevated | Distribution Circuit | 9 | 13 | 2016-09-13 | 1540829 | Sus | Y | Animal¦Squirrel¦Transformer(OH)¦Normal
16-0068839 | Vegetation | Tree - fell into line | Conductor, Overhead | On Ground | 2016 | Tier 2 - Elevated | Distribution Circuit | 9 | 30 | 2016-09-30 | 1550758 | Sus | Y | Vegetation¦Treefellintoline¦ConductorOverhead¦OnGround
16-0069072 | Environmental/External | Lightning | Conductor, Overhead | Normal | 2016 | Tier 2 - Elevated | Distribution Circuit | 10 | 2 | 2016-10-02 | 1551662 | Sus | Y | EnvironmentalExternal¦Lightning¦ConductorOverhead¦Normal
16-0077921 | Equipment Failure/Involved | Overhead | Transformer (OH) | Failed/Faulted | 2016 | Tier 2 - Elevated | Transformer only | 11 | 3 | 2016-11-03 | 1576198 | Sus | Y | EquipmentFailureInvolved¦Overhead¦Transformer(OH)¦FailedFaulted
16-0079084 | Vegetation | Tree - branch fell on line | Conductor, Overhead | Broken, wire on ground | 2016 | Tier 3 - Extreme | Distribution Circuit | 11 | 9 | 2016-11-09 | 1579094 | Sus | Y | Vegetation¦Treebranchfellonline¦ConductorOverhead¦Brokenwireonground
16-0081861 | Vegetation | Tree - grew into line | Conductor, Overhead | Together | 2016 | Tier 3 - Extreme | Distribution Circuit | 11 | 23 | 2016-11-23 | 1587578 | Sus | Y | Vegetation¦Treegrewintoline¦ConductorOverhead¦Together
16-0084534 | Vegetation | Tree - fell into line | Conductor, Overhead | Broken, wire on ground | 2016 | Tier 2 - Elevated | Distribution Circuit | 12 | 8 | 2016-12-08 | 1596655 | Sus | N | Vegetation¦Treefellintoline¦ConductorOverhead¦Brokenwireonground
16-0086263 | Vegetation | Tree - fell into line | Conductor, Overhead | Broken, wire on ground | 2016 | Tier 2 - Elevated | Distribution Circuit | 12 | 18 | 2016-12-18 | 1606405 | Sus | N | Vegetation¦Treefellintoline¦ConductorOverhead¦Brokenwireonground
17-0003164 | Vegetation | Tree - fell into line | Conductor, Overhead | Broken, wire on ground | 2017 | Tier 3 - Extreme | Distribution Circuit | 1 | 3 | 2017-01-03 | 1615982 | Sus | N | Vegetation¦Treefellintoline¦ConductorOverhead¦Brokenwireonground
17-0005676 | Vegetation | Tree - fell into line | Conductor, Overhead | Broken, wire on ground | 2017 | Tier 2 - Elevated | Distribution Circuit | 1 | 8 | 2017-01-08 | 1623345 | Sus | N | Vegetation¦Treefellintoline¦ConductorOverhead¦Brokenwireonground
17-0006328 | Equipment Failure/Involved | Overhead | Conductor, Overhead | Broken | 2017 | Tier 2 - Elevated | Distribution Circuit | 1 | 8 | 2017-01-08 | 1632288 | Sus | N | EquipmentFailureInvolved¦Overhead¦ConductorOverhead¦Broken
17-0006378 | Vegetation | Tree - branch fell on line | Secondary | Broken, wire on object | 2017 | Tier 3 - Extreme | Transformer only | 1 | 10 | 2017-01-10 | 1632420 | Sus | N | Vegetation¦Treebranchfellonline¦Secondary¦Brokenwireonobject
17-0006885 | Equipment Failure/Involved | Overhead | Transformer | Failed/Faulted | 2017 | Tier 2 - Elevated | Transformer only | 1 | 10 | 2017-01-10 | 1634506 | Sus | N | EquipmentFailureInvolved¦Overhead¦Transformer¦FailedFaulted
17-0007321 | Vegetation | Tree - fell into line | Conductor, Overhead | Broken, wire on ground | 2017 | Tier 2 - Elevated | Distribution Circuit | 1 | 10 | 2017-01-10 | 1634972 | Sus | N | Vegetation¦Treefellintoline¦ConductorOverhead¦Brokenwireonground
17-0007507 | Vegetation | Tree - fell into line | Conductor, Overhead | Broken, wire on ground | 2017 | Tier 2 - Elevated | Distribution Circuit | 1 | 11 | 2017-01-11 | 1638817 | Sus | N | Vegetation¦Treefellintoline¦ConductorOverhead¦Brokenwireonground
17-0010229 | Equipment Failure/Involved | Overhead | Conductor, Overhead | On Ground | 2017 | Tier 2 - Elevated | Distribution Circuit | 1 | 18 | 2017-01-18 | 1646768 | Sus | N | EquipmentFailureInvolved¦Overhead¦ConductorOverhead¦OnGround
17-0010629 | Equipment Failure/Involved | Substation | Other | Broken | 2017 | Tier 2 - Elevated | Transmission line | 1 | 19 | 2017-01-19 | 1649814 | Sus | N | EquipmentFailureInvolved¦Substation¦Other¦Broken
17-0012035 | Vegetation | Tree - fell into line | Transformer | Broken, wire on ground | 2017 | Tier 3 - Extreme | Transformer only | 1 | 21 | 2017-01-21 | 1656502 | Sus | N | Vegetation¦Treefellintoline¦Transformer¦Brokenwireonground
17-0012132 | Vegetation | Tree - branch fell on line | Fuse | Failed/Faulted | 2017 | Tier 3 - Extreme | Distribution Circuit | 1 | 21 | 2017-01-21 | 1657040 | Sus | N | Vegetation¦Treebranchfellonline¦Fuse¦FailedFaulted
17-0012999 | Vegetation | Tree - fell into line | Conductor, Overhead | Normal | 2017 | Tier 3 - Extreme | Distribution Circuit | 1 | 21 | 2017-01-21 | 1655715 | Sus | N | Vegetation¦Treefellintoline¦ConductorOverhead¦Normal
17-0014019 | Vegetation | Tree - fell into line | Conductor, Overhead | Together | 2017 | Tier 3 - Extreme | Distribution Circuit | 1 | 23 | 2017-01-23 | 1663514 | Sus | N | Vegetation¦Treefellintoline¦ConductorOverhead¦Together
17-0015322 | Vegetation | Tree - branch fell on line | Conductor, Overhead | Normal | 2017 | Tier 3 - Extreme | Distribution Circuit | 1 | 26 | 2017-01-26 | 1667650 | Sus | N | Vegetation¦Treebranchfellonline¦ConductorOverhead¦Normal
17-0016567 | Vegetation | Tree - fell into line | Conductor, Overhead | Normal | 2017 | Tier 3 - Extreme | Distribution Circuit | 2 | 1 | 2017-02-01 | 1672029 | Sus | N | Vegetation¦Treefellintoline¦ConductorOverhead¦Normal
17-0018605 | Vegetation | Tree - fell into line | Pole-Wood | Broken, wire on ground | 2017 | Tier 3 - Extreme | Distribution Circuit | 2 | 7 | 2017-02-07 | 1680090 | Sus | N | Vegetation¦Treefellintoline¦PoleWood¦Brokenwireonground
17-0018615 | Vegetation | Tree - fell into line | Conductor, Overhead | Broken, wire on ground | 2017 | Tier 2 - Elevated | Distribution Circuit | 2 | 7 | 2017-02-07 | 1680018 | Sus | N | Vegetation¦Treefellintoline¦ConductorOverhead¦Brokenwireonground
17-0018633 | Vegetation | Tree - fell into line | Conductor, Overhead | Broken, wire on ground | 2017 | Tier 2 - Elevated | Distribution Circuit | 2 | 7 | 2017-02-07 | 1680125 | Sus | N | Vegetation¦Treefellintoline¦ConductorOverhead¦Brokenwireonground
17-0018637 | Equipment Failure/Involved | Overhead | Connector or Splice (OH) | Broken | 2017 | Tier 2 - Elevated | Distribution Circuit | 2 | 7 | 2017-02-07 | 1678042 | Sus | N | EquipmentFailureInvolved¦Overhead¦ConnectororSplice(OH)¦Broken
17-0020361 | Vegetation | Tree - fell into line | Conductor, Overhead | Normal | 2017 | Tier 3 - Extreme | Distribution Circuit | 2 | 11 | 2017-02-11 | 1686328 | Sus | N | Vegetation¦Treefellintoline¦ConductorOverhead¦Normal
17-0021939 | Vegetation | Tree - branch fell on line | Conductor, Overhead | Together | 2017 | Tier 3 - Extreme | Distribution Circuit | 2 | 17 | 2017-02-17 | 1692967 | Sus | N | Vegetation¦Treebranchfellonline¦ConductorOverhead¦Together
17-0022379 | Equipment Failure/Involved | Overhead | Pole-Wood | On Ground | 2017 | Tier 2 - Elevated | Distribution Circuit | 2 | 17 | 2017-02-17 | 1696117 | Sus | N | EquipmentFailureInvolved¦Overhead¦PoleWood¦OnGround
17-0022462 | Vegetation | Tree - fell into line | Conductor, Overhead | Normal | 2017 | Tier 2 - Elevated | Distribution Circuit | 2 | 17 | 2017-02-17 | 1694125 | Sus | N | Vegetation¦Treefellintoline¦ConductorOverhead¦Normal
17-0023063 | Vegetation | Tree - fell into line | Conductor, Overhead | Normal | 2017 | Tier 2 - Elevated | Distribution Circuit | 2 | 18 | 2017-02-18 | 1699720 | Sus | N | Vegetation¦Treefellintoline¦ConductorOverhead¦Normal
17-0023798 | Vegetation | Tree - fell into line | Insulator | Broken | 2017 | Tier 2 - Elevated | Distribution Circuit | 2 | 20 | 2017-02-20 | 1703241 | Sus | N | Vegetation¦Treefellintoline¦Insulator¦Broken
17-0024852 | Unknown Cause | Patrol - found nothing |  |  | 2017 | Tier 2 - Elevated | Distribution Circuit | 2 | 20 | 2017-02-20 | 1706101 | Sus | N | UnknownCause¦Patrolfoundnothing¦¦
17-0024973 | Unknown Cause | Patrol - found nothing |  |  | 2017 | Tier 2 - Elevated | Distribution Circuit | 2 | 20 | 2017-02-20 | 1706623 | Sus | N | UnknownCause¦Patrolfoundnothing¦¦
17-0024993 | Vegetation | Tree - fell into line | Pole-Wood | Broken, wire on ground | 2017 | Tier 2 - Elevated | Transformer only | 2 | 21 | 2017-02-21 | 1707536 | Sus | N | Vegetation¦Treefellintoline¦PoleWood¦Brokenwireonground
17-0027863 | 3rd Party | Tree - cutting, 3rd party | Conductor, Overhead | Normal | 2017 | Tier 2 - Elevated | Distribution Circuit | 3 | 2 | 2017-03-02 | 1717763 | Sus | N | 3rdParty¦Treecutting3rdparty¦ConductorOverhead¦Normal
17-0032560 | Environmental/External | Lightning | Transformer | Failed/Faulted | 2017 | Tier 2 - Elevated | Transformer only | 3 | 21 | 2017-03-21 | 1732477 | Sus | N | EnvironmentalExternal¦Lightning¦Transformer¦FailedFaulted
17-0035780 | Equipment Failure/Involved | Overhead | Fuse | Normal | 2017 | Tier 3 - Extreme | Distribution Circuit | 4 | 1 | 2017-04-01 | 1742022 | Sus | N | EquipmentFailureInvolved¦Overhead¦Fuse¦Normal
17-0038326 | Unknown Cause | Patrol - not conducted |  |  | 2017 | Tier 2 - Elevated | Distribution Circuit | 4 | 8 | 2017-04-08 | 1752992 | Sus | N | UnknownCause¦Patrolnotconducted¦¦
17-0044664 | Equipment Failure/Involved | Overhead | Jumper | Burned Open | 2017 | Tier 2 - Elevated | Distribution Circuit | 5 | 2 | 2017-05-02 | 1772613 | Sus | Y | EquipmentFailureInvolved¦Overhead¦Jumper¦BurnedOpen
17-0045476 | Equipment Failure/Involved | Overhead | Crossarm, Wood | Broken | 2017 | Tier 2 - Elevated | Distribution Circuit | 5 | 5 | 2017-05-05 | 1775393 | Sus | Y | EquipmentFailureInvolved¦Overhead¦CrossarmWood¦Broken
17-0051634 | Unknown Cause | Patrol - not conducted |  |  | 2017 | Tier 2 - Elevated | Distribution Circuit | 5 | 31 | 2017-05-31 | 1793670 | Sus | Y | UnknownCause¦Patrolnotconducted¦¦
17-0052053 | Equipment Failure/Involved | Overhead | Transformer | Broken | 2017 | Tier 3 - Extreme | Transformer only | 6 | 1 | 2017-06-01 | 1794525 | Sus | Y | EquipmentFailureInvolved¦Overhead¦Transformer¦Broken
17-0053203 | 3rd Party | Vehicle | Pole-Wood | Broken | 2017 | Tier 2 - Elevated | Distribution Circuit | 6 | 7 | 2017-06-07 | 1798480 | Sus | Y | 3rdParty¦Vehicle¦PoleWood¦Broken
17-0054412 | Environmental/External | Lightning | Fuse | Failed/Faulted | 2017 | Tier 2 - Elevated | Distribution Circuit | 6 | 11 | 2017-06-11 | 1802043 | Sus | Y | EnvironmentalExternal¦Lightning¦Fuse¦FailedFaulted
17-0055387 | Vegetation | Tree - fell into line | Conductor, Overhead | Together | 2017 | Tier 2 - Elevated | Distribution Circuit | 6 | 15 | 2017-06-15 | 1804856 | Sus | Y | Vegetation¦Treefellintoline¦ConductorOverhead¦Together
17-0056356 | Unknown Cause | Patrol - found nothing |  |  | 2017 | Tier 2 - Elevated | Distribution Circuit | 6 | 18 | 2017-06-18 | 1809059 | Sus | Y | UnknownCause¦Patrolfoundnothing¦¦
17-0056740 | Equipment Failure/Involved | Overhead | Other | Failed/Faulted | 2017 | Tier 2 - Elevated | Transformer only | 6 | 19 | 2017-06-19 | 1811317 | Sus | Y | EquipmentFailureInvolved¦Overhead¦Other¦FailedFaulted
17-0058016 | Equipment Failure/Involved | Overhead | Jumper | Burned Open | 2017 | Tier 2 - Elevated | Distribution Circuit | 6 | 23 | 2017-06-23 | 1815790 | Sus | Y | EquipmentFailureInvolved¦Overhead¦Jumper¦BurnedOpen
17-0058259 | Equipment Failure/Involved | Overhead | Transformer | Failed/Faulted | 2017 | Tier 2 - Elevated | Transformer only | 6 | 23 | 2017-06-23 | 1816870 | Sus | Y | EquipmentFailureInvolved¦Overhead¦Transformer¦FailedFaulted
17-0061467 | Equipment Failure/Involved | Overhead | Transformer | Failed/Faulted | 2017 | Tier 2 - Elevated | Transformer only | 7 | 8 | 2017-07-08 | 1826902 | Sus | Y | EquipmentFailureInvolved¦Overhead¦Transformer¦FailedFaulted
17-0065763 | Animal | Bird found | Fuse | Failed/Faulted | 2017 | Tier 2 - Elevated | Distribution Circuit | 7 | 26 | 2017-07-26 | 1840478 | Sus | Y | Animal¦Birdfound¦Fuse¦FailedFaulted
17-0065931 | Unknown Cause | Patrol - found nothing |  |  | 2017 | Tier 3 - Extreme | Distribution Circuit | 7 | 27 | 2017-07-27 | 1840836 | Sus | Y | UnknownCause¦Patrolfoundnothing¦¦
17-0073712 | 3rd Party | Customer Equipment | Circuit Breaker | Normal | 2017 | Tier 2 - Elevated | Distribution Circuit | 8 | 29 | 2017-08-29 | 1862304 | Sus | Y | 3rdParty¦CustomerEquipment¦CircuitBreaker¦Normal
17-0075958 | Vegetation | Tree - fell into line | Conductor, Overhead | Broken, wire on ground | 2017 | Tier 3 - Extreme | Distribution Circuit | 9 | 5 | 2017-09-05 | 1870240 | Sus | Y | Vegetation¦Treefellintoline¦ConductorOverhead¦Brokenwireonground
17-0078149 | 3rd Party | Vehicle | Pole-Wood | Broken, wire on ground | 2017 | Tier 3 - Extreme | Distribution Circuit | 9 | 12 | 2017-09-12 | 1877089 | Sus | Y | 3rdParty¦Vehicle¦PoleWood¦Brokenwireonground
17-0080150 | Unknown Cause | Patrol - not conducted |  |  | 2017 | Tier 2 - Elevated | Distribution Circuit | 9 | 19 | 2017-09-19 | 1882049 | Sus | Y | UnknownCause¦Patrolnotconducted¦¦
17-0082684 | 3rd Party | Vehicle | Pole-Wood | Broken | 2017 | Tier 3 - Extreme | Transformer only | 9 | 28 | 2017-09-28 | 1887767 | Sus | Y | 3rdParty¦Vehicle¦PoleWood¦Broken
17-0085303 | Equipment Failure/Involved | Overhead | Conductor, Overhead | Broken, wire on ground | 2017 | Tier 3 - Extreme | Distribution Circuit | 10 | 8 | 2017-10-08 | 1893833 | Sus | Y | EquipmentFailureInvolved¦Overhead¦ConductorOverhead¦Brokenwireonground
17-0085473 | Unknown Cause | Patrol - found nothing |  |  | 2017 | Tier 3 - Extreme | Distribution Circuit | 10 | 9 | 2017-10-09 | 1895490 | Sus | Y | UnknownCause¦Patrolfoundnothing¦¦
17-0089737 | Equipment Failure/Involved | Overhead | Transformer | Failed/Faulted | 2017 | Tier 2 - Elevated | Transformer only | 10 | 23 | 2017-10-23 | 1907891 | Sus | Y | EquipmentFailureInvolved¦Overhead¦Transformer¦FailedFaulted
17-0099331 | Equipment Failure/Involved | Underground | Transformer (UG) | Leaking | 2017 | Tier 2 - Elevated | Distribution Circuit | 12 | 3 | 2017-12-03 | 1934139 | Sus | N | EquipmentFailureInvolved¦Underground¦Transformer(UG)¦Leaking
17-0100029 | Equipment Failure/Involved | Overhead | Crossarm, Wood | Broken | 2017 | Tier 2 - Elevated | Distribution Circuit | 12 | 4 | 2017-12-04 | 1936315 | Sus | N | EquipmentFailureInvolved¦Overhead¦CrossarmWood¦Broken
17-0101408 | Unknown Cause | Patrol - found nothing |  |  | 2017 | Tier 3 - Extreme | Distribution Circuit | 12 | 13 | 2017-12-13 | 1941640 | Sus | N | UnknownCause¦Patrolfoundnothing¦¦
17-0102966 | Equipment Failure/Involved | Overhead | Conductor, Overhead | Broken, wire on ground | 2017 | Tier 3 - Extreme | Distribution Circuit | 12 | 21 | 2017-12-21 | 1949794 | Sus | N | EquipmentFailureInvolved¦Overhead¦ConductorOverhead¦Brokenwireonground
18-0004868 | Vegetation | Tree - fell into line | Conductor, Overhead | Broken, wire on ground | 2018 | Tier 2 - Elevated | Distribution Circuit | 1 | 9 | 2018-01-09 | 5389 | Sus | N | Vegetation¦Treefellintoline¦ConductorOverhead¦Brokenwireonground
18-0012330 | Unknown Cause | Patrol - found nothing |  |  | 2018 | Tier 2 - Elevated | Distribution Circuit | 2 | 7 | 2018-02-07 | 21065 | Sus | N | UnknownCause¦Patrolfoundnothing¦¦
18-0016582 | Unknown Cause | Patrol - not conducted |  |  | 2018 | Tier 2 - Elevated | Distribution Circuit | 2 | 22 | 2018-02-22 | 29757 | Sus | N | UnknownCause¦Patrolnotconducted¦¦
18-0018821 | Equipment Failure/Involved | Overhead | Jumper | Burned Open | 2018 | Tier 2 - Elevated | Distribution Circuit | 3 | 1 | 2018-03-01 | 35516 | Sus | N | EquipmentFailureInvolved¦Overhead¦Jumper¦BurnedOpen
18-0022052 | Vegetation | Tree - branch fell on line | Connector or Splice (OH) | Broken | 2018 | Tier 2 - Elevated | Distribution Circuit | 3 | 12 | 2018-03-12 | 42879 | Sus | N | Vegetation¦Treebranchfellonline¦ConnectororSplice(OH)¦Broken
18-0022062 | Vegetation | Tree - fell into line | Crossarm, Wood | Broken, wire on ground | 2018 | Tier 3 - Extreme | Distribution Circuit | 3 | 13 | 2018-03-13 | 42946 | Sus | N | Vegetation¦Treefellintoline¦CrossarmWood¦Brokenwireonground
18-0023621 | Vegetation | Tree - fell into line | Conductor, Overhead | Normal | 2018 | Tier 3 - Extreme | Distribution Circuit | 3 | 16 | 2018-03-16 | 46274 | Sus | N | Vegetation¦Treefellintoline¦ConductorOverhead¦Normal
18-0025867 | Unknown Cause | Patrol - found nothing |  |  | 2018 | Tier 2 - Elevated | Distribution Circuit | 3 | 23 | 2018-03-23 | 51455 | Sus | N | UnknownCause¦Patrolfoundnothing¦¦
18-0026085 | Unknown Cause | Patrol - found nothing |  |  | 2018 | Tier 2 - Elevated | Distribution Circuit | 3 | 23 | 2018-03-23 | 51541 | Sus | N | UnknownCause¦Patrolfoundnothing¦¦
18-0028812 | Equipment Failure/Involved | Overhead | Conductor, Overhead | Normal | 2018 | Tier 2 - Elevated | Distribution Circuit | 4 | 3 | 2018-04-03 | 58675 | Sus | N | EquipmentFailureInvolved¦Overhead¦ConductorOverhead¦Normal
18-0034744 | Unknown Cause | Patrol - found nothing |  |  | 2018 | Tier 2 - Elevated | Distribution Circuit | 4 | 23 | 2018-04-23 | 72370 | Sus | N | UnknownCause¦Patrolfoundnothing¦¦
18-0036482 | Unknown Cause | Patrol - found nothing |  |  | 2018 | Tier 2 - Elevated | Distribution Circuit | 4 | 28 | 2018-04-28 | 75945 | Sus | N | UnknownCause¦Patrolfoundnothing¦¦
18-0036923 | Animal | Bird found | Conductor, Overhead | Normal | 2018 | Tier 3 - Extreme | Distribution Circuit | 4 | 30 | 2018-04-30 | 76763 | Sus | N | Animal¦Birdfound¦ConductorOverhead¦Normal
18-0037940 | Unknown Cause | Patrol - found nothing |  |  | 2018 | Tier 2 - Elevated | Distribution Circuit | 5 | 3 | 2018-05-03 | 78638 | Sus | Y | UnknownCause¦Patrolfoundnothing¦¦
18-0038161 | Unknown Cause | Patrol - found nothing |  |  | 2018 | Tier 2 - Elevated | Distribution Circuit | 5 | 4 | 2018-05-04 | 79198 | Sus | Y | UnknownCause¦Patrolfoundnothing¦¦
18-0041129 | Unknown Cause | Patrol - found nothing |  |  | 2018 | Tier 2 - Elevated | Distribution Circuit | 5 | 15 | 2018-05-15 | 86248 | Sus | Y | UnknownCause¦Patrolfoundnothing¦¦
18-0044642 | Vegetation | Tree - grew into line | Crossarm, Wood | Burned/flashed | 2018 | Tier 2 - Elevated | Distribution Circuit | 5 | 26 | 2018-05-26 | 94523 | Sus | Y | Vegetation¦Treegrewintoline¦CrossarmWood¦Burnedflashed
18-0046274 | Vegetation | Tree - branch fell on line | Fuse | Normal | 2018 | Tier 3 - Extreme | Distribution Circuit | 6 | 1 | 2018-06-01 | 98508 | Sus | Y | Vegetation¦Treebranchfellonline¦Fuse¦Normal
18-0048962 | Equipment Failure/Involved | Overhead |  | Broken | 2018 | Tier 2 - Elevated | Transformer only | 6 | 8 | 2018-06-08 | 104396 | Sus | Y | EquipmentFailureInvolved¦Overhead¦¦Broken
18-0057883 | Unknown Cause | Patrol - found nothing |  |  | 2018 | Tier 3 - Extreme | Distribution Circuit | 7 | 9 | 2018-07-09 | 126904 | Sus | Y | UnknownCause¦Patrolfoundnothing¦¦
18-0059858 | Vegetation | Tree - fell into line | Pole-Wood | Broken, wire on ground | 2018 | Tier 2 - Elevated | Distribution Circuit | 7 | 14 | 2018-07-14 | 131763 | Sus | Y | Vegetation¦Treefellintoline¦PoleWood¦Brokenwireonground
18-0059941 | Unknown Cause | Patrol - found nothing |  |  | 2018 | Tier 2 - Elevated | Distribution Circuit | 7 | 15 | 2018-07-15 | 132097 | Sus | Y | UnknownCause¦Patrolfoundnothing¦¦
18-0060065 | Unknown Cause | Patrol - found nothing |  |  | 2018 | Tier 2 - Elevated | Distribution Circuit | 7 | 15 | 2018-07-15 | 132390 | Sus | Y | UnknownCause¦Patrolfoundnothing¦¦
18-0061248 | Equipment Failure/Involved | Underground | Transformer (UG) | Failed/Faulted | 2018 | Tier 2 - Elevated | Distribution Circuit | 7 | 18 | 2018-07-18 | 135079 | Sus | Y | EquipmentFailureInvolved¦Underground¦Transformer(UG)¦FailedFaulted
18-0066822 | Vegetation | Tree - fell into line | Conductor, Overhead | Normal | 2018 | Tier 3 - Extreme | Distribution Circuit | 8 | 4 | 2018-08-04 | 149126 | Sus | Y | Vegetation¦Treefellintoline¦ConductorOverhead¦Normal
18-0067240 | Environmental/External | Fire, Forest/Grass | Pole-Wood | Burned/flashed | 2018 | Tier 3 - Extreme | Distribution Circuit | 7 | 26 | 2018-07-26 | 150173 | Sus | Y | EnvironmentalExternal¦FireForestGrass¦PoleWood¦Burnedflashed
18-0069959 | Unknown Cause | Patrol - found nothing |  |  | 2018 | Tier 2 - Elevated | Distribution Circuit | 8 | 14 | 2018-08-14 | 155574 | Sus | Y | UnknownCause¦Patrolfoundnothing¦¦
18-0072336 | Environmental/External | Fire, Forest/Grass | Conductor, Overhead | Normal | 2018 | Tier 2 - Elevated | Distribution Circuit | 8 | 22 | 2018-08-22 | 160071 | Sus | Y | EnvironmentalExternal¦FireForestGrass¦ConductorOverhead¦Normal
18-0074710 | Equipment Failure/Involved | Overhead | Secondary | Broken | 2018 | Tier 2 - Elevated | Transformer only | 8 | 29 | 2018-08-29 | 164671 | Sus | Y | EquipmentFailureInvolved¦Overhead¦Secondary¦Broken
18-0078381 | Equipment Failure/Involved | Overhead | Conductor, Overhead | Broken, wire on ground | 2018 | Tier 2 - Elevated | Distribution Circuit | 9 | 11 | 2018-09-11 | 172011 | Sus | Y | EquipmentFailureInvolved¦Overhead¦ConductorOverhead¦Brokenwireonground
18-0084888 | Unknown Cause | Patrol - found nothing |  |  | 2018 | Tier 3 - Extreme | Distribution Circuit | 9 | 29 | 2018-09-29 | 184168 | Sus | Y | UnknownCause¦Patrolfoundnothing¦¦
18-0085605 | Vegetation | Tree - branch fell on line | Conductor, Overhead | Normal | 2018 | Tier 2 - Elevated | Distribution Circuit | 10 | 2 | 2018-10-02 | 185897 | Sus | Y | Vegetation¦Treebranchfellonline¦ConductorOverhead¦Normal
18-0090237 | Wildfire Mitigation | Public Safety Power Shut-off |  |  | 2018 | Tier 2 - Elevated | Distribution Circuit | 10 | 14 | 2018-10-14 | 195049 | Sus | Y | WildfireMitigation¦PublicSafetyPowerShutoff¦¦
18-0090291 | Wildfire Mitigation | Public Safety Power Shut-off |  |  | 2018 | Tier 2 - Elevated | Transmission line | 10 | 14 | 2018-10-14 | 195048 | Sus | Y | WildfireMitigation¦PublicSafetyPowerShutoff¦¦
18-0091127 | Vegetation | Tree - fell into line | Conductor, Overhead | On Ground | 2018 | Tier 3 - Extreme | Distribution Circuit | 10 | 16 | 2018-10-16 | 196726 | Sus | Y | Vegetation¦Treefellintoline¦ConductorOverhead¦OnGround
18-0093645 | Wildfire Mitigation | CWSP - Vegetation Removal |  |  | 2018 | Tier 3 - Extreme | Distribution Circuit | 10 | 24 | 2018-10-24 | 201362 | Sus | Y | WildfireMitigation¦CWSPVegetationRemoval¦¦
18-0094672 | 3rd Party | Vehicle | Pole-Wood | Broken | 2018 | Tier 2 - Elevated | Distribution Circuit | 10 | 26 | 2018-10-26 | 203126 | Sus | Y | 3rdParty¦Vehicle¦PoleWood¦Broken
18-0098914 | Unknown Cause | Patrol - found nothing |  |  | 2018 | Tier 2 - Elevated | Distribution Circuit | 11 | 11 | 2018-11-11 | 213282 | Sus | Y | UnknownCause¦Patrolfoundnothing¦¦
18-0100660 | Environmental/External | Fire, Forest/Grass | Pole-Wood | Normal | 2018 | Tier 3 - Extreme | Distribution Circuit | 11 | 8 | 2018-11-08 | 217402 | Sus | Y | EnvironmentalExternal¦FireForestGrass¦PoleWood¦Normal
18-0101405 | Environmental/External | Fire, Forest/Grass | Pole-Wood | Burned/flashed | 2018 | Tier 3 - Extreme | Distribution Circuit | 11 | 8 | 2018-11-08 | 218950 | Sus | Y | EnvironmentalExternal¦FireForestGrass¦PoleWood¦Burnedflashed
18-0101970 | Vegetation | Tree - branch fell on line | Conductor, Overhead | Normal | 2018 | Tier 3 - Extreme | Distribution Circuit | 11 | 21 | 2018-11-21 | 220394 | Sus | Y | Vegetation¦Treebranchfellonline¦ConductorOverhead¦Normal
18-0104789 | Vegetation | Tree - fell into line | Conductor, Overhead | Normal | 2018 | Tier 2 - Elevated | Distribution Circuit | 11 | 29 | 2018-11-29 | 227684 | Sus | Y | Vegetation¦Treefellintoline¦ConductorOverhead¦Normal
18-0109403 | Equipment Failure/Involved | Overhead |  | Burned Open | 2018 | Tier 2 - Elevated | Transformer only | 12 | 15 | 2018-12-15 | 241131 | Sus | N | EquipmentFailureInvolved¦Overhead¦¦BurnedOpen
18-0109664 | Unknown Cause | Patrol - found nothing |  |  | 2018 | Tier 2 - Elevated | Distribution Circuit | 12 | 17 | 2018-12-17 | 242386 | Sus | N | UnknownCause¦Patrolfoundnothing¦¦
18-0109883 | Equipment Failure/Involved | Overhead | Connector or Splice (OH) | Broken, wire on ground | 2018 | Tier 2 - Elevated | Distribution Circuit | 12 | 18 | 2018-12-18 | 243082 | Sus | N | EquipmentFailureInvolved¦Overhead¦ConnectororSplice(OH)¦Brokenwireonground
18-0111136 | Equipment Failure/Involved | Overhead | Cutout, fuse holder | Arcing | 2018 | Tier 3 - Extreme | Distribution Circuit | 12 | 30 | 2018-12-30 | 249793 | Sus | N | EquipmentFailureInvolved¦Overhead¦Cutoutfuseholder¦Arcing
18-0111136 | Equipment Failure/Involved | Overhead | Cutout, fuse holder | Arcing | 2018 | Tier 3 - Extreme | Distribution Circuit | 12 | 30 | 2018-12-30 | 249793 | Sus | N | EquipmentFailureInvolved¦Overhead¦Cutoutfuseholder¦Arcing
19-0003493 | Animal | Bird found | Conductor, Overhead | Together | 2019 | Tier 2 - Elevated | Distribution Circuit | 1 | 2 | 2019-01-02 | 251670 | Sus | N | Animal¦Birdfound¦ConductorOverhead¦Together
19-0004737 | Unknown Cause | Patrol - found nothing |  |  | 2019 | Tier 3 - Extreme | Distribution Circuit | 1 | 5 | 2019-01-05 | 254050 | Sus | N | UnknownCause¦Patrolfoundnothing¦¦
19-0005390 | Unknown Cause | Patrol - found nothing |  |  | 2019 | Tier 3 - Extreme | Distribution Circuit | 1 | 6 | 2019-01-06 | 257313 | Sus | N | UnknownCause¦Patrolfoundnothing¦¦
19-0007100 | Unknown Cause | Patrol - found nothing |  |  | 2019 | Tier 2 - Elevated | Distribution Circuit | 1 | 9 | 2019-01-09 | 262056 | Sus | N | UnknownCause¦Patrolfoundnothing¦¦
19-0008818 | Vegetation | Tree - branch fell on line | Fuse | Failed/Faulted | 2019 | Tier 3 - Extreme | Distribution Circuit | 1 | 14 | 2019-01-14 | 264961 | Sus | N | Vegetation¦Treebranchfellonline¦Fuse¦FailedFaulted
19-0010290 | Vegetation | Tree - fell into line | Conductor, Overhead | Broken, wire on ground | 2019 | Tier 3 - Extreme | Distribution Circuit | 1 | 16 | 2019-01-16 | 271190 | Sus | N | Vegetation¦Treefellintoline¦ConductorOverhead¦Brokenwireonground
19-0010411 | Vegetation | Tree - fell into line | Conductor, Overhead | Broken, wire on ground | 2019 | Tier 3 - Extreme | Distribution Circuit | 1 | 16 | 2019-01-16 | 272008 | Sus | N | Vegetation¦Treefellintoline¦ConductorOverhead¦Brokenwireonground
19-0010545 | Vegetation | Tree - fell into line | Conductor, Overhead | Broken, wire on ground | 2019 | Tier 2 - Elevated | Distribution Circuit | 1 | 16 | 2019-01-16 | 268999 | Sus | N | Vegetation¦Treefellintoline¦ConductorOverhead¦Brokenwireonground
19-0011128 | Vegetation | Tree - fell into line | Conductor, Overhead | Broken, wire on ground | 2019 | Tier 3 - Extreme | Distribution Circuit | 1 | 17 | 2019-01-17 | 273989 | Sus | N | Vegetation¦Treefellintoline¦ConductorOverhead¦Brokenwireonground
19-0016303 | Equipment Failure/Involved | Overhead | Crossarm, Wood | Broken | 2019 | Tier 2 - Elevated | Distribution Circuit | 1 | 31 | 2019-01-31 | 284582 | Sus | N | EquipmentFailureInvolved¦Overhead¦CrossarmWood¦Broken
19-0016641 | Equipment Failure/Involved | Overhead | Conductor, Overhead | Normal | 2019 | Tier 2 - Elevated | Distribution Circuit | 2 | 1 | 2019-02-01 | 285402 | Sus | N | EquipmentFailureInvolved¦Overhead¦ConductorOverhead¦Normal
19-0016934 | Vegetation | Tree - branch fell on line | Conductor, Overhead | Normal | 2019 | Tier 2 - Elevated | Distribution Circuit | 2 | 2 | 2019-02-02 | 286406 | Sus | N | Vegetation¦Treebranchfellonline¦ConductorOverhead¦Normal
19-0016981 | Vegetation | Tree - fell into line | Conductor, Overhead | Broken, wire on ground | 2019 | Tier 2 - Elevated | Distribution Circuit | 2 | 2 | 2019-02-02 | 286601 | Sus | N | Vegetation¦Treefellintoline¦ConductorOverhead¦Brokenwireonground
19-0017748 | Vegetation | Tree - fell into line | Conductor, Overhead | Broken, wire on ground | 2019 | Tier 3 - Extreme | Distribution Circuit | 2 | 4 | 2019-02-04 | 289532 | Sus | N | Vegetation¦Treefellintoline¦ConductorOverhead¦Brokenwireonground
19-0019344 | Vegetation | Tree - fell into line | Conductor, Overhead | On Ground | 2019 | Tier 3 - Extreme | Distribution Circuit | 2 | 5 | 2019-02-05 | 294555 | Sus | N | Vegetation¦Treefellintoline¦ConductorOverhead¦OnGround
19-0020864 | Vegetation | Tree - branch fell on line | Conductor, Overhead | Normal | 2019 | Tier 2 - Elevated | Distribution Circuit | 2 | 10 | 2019-02-10 | 297969 | Sus | N | Vegetation¦Treebranchfellonline¦ConductorOverhead¦Normal
19-0022493 | Vegetation | Tree - fell into line | Conductor, Overhead | Normal | 2019 | Tier 2 - Elevated | Distribution Circuit | 2 | 13 | 2019-02-13 | 305148 | Sus | N | Vegetation¦Treefellintoline¦ConductorOverhead¦Normal
19-0023191 | Vegetation | Tree - fell into line | Conductor, Overhead | Broken, wire on ground | 2019 | Tier 2 - Elevated | Distribution Circuit | 2 | 13 | 2019-02-13 | 308941 | Sus | N | Vegetation¦Treefellintoline¦ConductorOverhead¦Brokenwireonground
19-0023583 | Unknown Cause | Patrol - found nothing |  |  | 2019 | Tier 2 - Elevated | Distribution Circuit | 2 | 14 | 2019-02-14 | 309645 | Sus | N | UnknownCause¦Patrolfoundnothing¦¦
19-0028713 | Vegetation | Tree - fell into line | Conductor, Overhead | Normal | 2019 | Tier 2 - Elevated | Distribution Circuit | 2 | 26 | 2019-02-26 | 326290 | Sus | N | Vegetation¦Treefellintoline¦ConductorOverhead¦Normal
19-0030314 | Vegetation | Tree - fell into line | Conductor, Overhead | Broken | 2019 | Tier 3 - Extreme | Distribution Circuit | 3 | 3 | 2019-03-03 | 330374 | Sus | N | Vegetation¦Treefellintoline¦ConductorOverhead¦Broken
19-0033641 | Equipment Failure/Involved | Overhead | Insulator | Broken | 2019 | Tier 3 - Extreme | Distribution Circuit | 3 | 13 | 2019-03-13 | 338950 | Sus | N | EquipmentFailureInvolved¦Overhead¦Insulator¦Broken
19-0034460 | Unknown Cause | Patrol - found nothing |  |  | 2019 | Tier 2 - Elevated | Distribution Circuit | 3 | 17 | 2019-03-17 | 341221 | Sus | N | UnknownCause¦Patrolfoundnothing¦¦
19-0035893 | Equipment Failure/Involved | Overhead | Connector or Splice (OH) | Deteriorated | 2019 | Tier 3 - Extreme | Transformer only | 3 | 21 | 2019-03-21 | 344841 | Sus | N | EquipmentFailureInvolved¦Overhead¦ConnectororSplice(OH)¦Deteriorated
19-0036118 | Unknown Cause | Patrol - found nothing |  |  | 2019 | Tier 2 - Elevated | Distribution Circuit | 3 | 22 | 2019-03-22 | 345338 | Sus | N | UnknownCause¦Patrolfoundnothing¦¦
19-0036696 | Unknown Cause | Patrol - found nothing |  |  | 2019 | Tier 2 - Elevated | Distribution Circuit | 3 | 25 | 2019-03-25 | 346797 | Sus | N | UnknownCause¦Patrolfoundnothing¦¦
19-0037247 | Unknown Cause | Patrol - found nothing |  |  | 2019 | Tier 2 - Elevated | Distribution Circuit | 3 | 26 | 2019-03-26 | 348027 | Sus | N | UnknownCause¦Patrolfoundnothing¦¦
19-0041420 | Company Initiated | Improper Construction | Jumper | Arcing | 2019 | Tier 3 - Extreme | Distribution Circuit | 4 | 10 | 2019-04-10 | 358307 | Sus | N | CompanyInitiated¦ImproperConstruction¦Jumper¦Arcing
19-0049497 | Unknown Cause | Patrol - found nothing |  |  | 2019 | Tier 2 - Elevated | Distribution Circuit | 5 | 6 | 2019-05-06 | 374916 | Sus | Y | UnknownCause¦Patrolfoundnothing¦¦
19-0052984 | Vegetation | Tree - fell into line | Conductor, Overhead | Broken, wire on ground | 2019 | Tier 3 - Extreme | Distribution Circuit | 5 | 16 | 2019-05-16 | 382658 | Sus | Y | Vegetation¦Treefellintoline¦ConductorOverhead¦Brokenwireonground
19-0053876 | Unknown Cause | Patrol - found nothing |  |  | 2019 | Tier 2 - Elevated | Distribution Circuit | 5 | 19 | 2019-05-19 | 384773 | Sus | Y | UnknownCause¦Patrolfoundnothing¦¦
19-0053957 | Vegetation | Tree - fell into line | Crossarm, Wood | Broken, wire on ground | 2019 | Tier 2 - Elevated | Distribution Circuit | 5 | 19 | 2019-05-19 | 385202 | Sus | Y | Vegetation¦Treefellintoline¦CrossarmWood¦Brokenwireonground
19-0055604 | Equipment Failure/Involved | Overhead | Pole-Wood | Broken | 2019 | Tier 3 - Extreme | Distribution Circuit | 5 | 22 | 2019-05-22 | 388364 | Sus | Y | EquipmentFailureInvolved¦Overhead¦PoleWood¦Broken
19-0057758 | 3rd Party | Vehicle | Pole-Wood | Broken | 2019 | Tier 3 - Extreme | Distribution Circuit | 5 | 26 | 2019-05-26 | 390709 | Sus | Y | 3rdParty¦Vehicle¦PoleWood¦Broken
19-0058864 | Company Initiated | Construction Activity/equip, company | Crossarm, Wood | Broken | 2019 | Tier 2 - Elevated | Distribution Circuit | 5 | 29 | 2019-05-29 | 392465 | Sus | Y | CompanyInitiated¦ConstructionActivityequipcompany¦CrossarmWood¦Broken
19-0067552 | Vegetation | Tree - branch fell on line | Conductor, Overhead | Normal | 2019 | Tier 2 - Elevated | Distribution Circuit | 6 | 14 | 2019-06-14 | 410313 | Sus | Y | Vegetation¦Treebranchfellonline¦ConductorOverhead¦Normal
19-0079601 | Vegetation | Tree - branch fell on line | Conductor, Overhead | Broken, wire on ground | 2019 | Tier 2 - Elevated | Distribution Circuit | 7 | 21 | 2019-07-21 | 465096 | Sus | Y | Vegetation¦Treebranchfellonline¦ConductorOverhead¦Brokenwireonground
19-0081223 | Equipment Failure/Involved | Overhead | Transformer | Failed/Faulted | 2019 | Tier 2 - Elevated | Transformer only | 7 | 25 | 2019-07-25 | 470932 | Sus | Y | EquipmentFailureInvolved¦Overhead¦Transformer¦FailedFaulted
19-0082046 | Vegetation | Tree - bark fell into line | Conductor, Overhead | Normal | 2019 | Tier 2 - Elevated | Distribution Circuit | 7 | 29 | 2019-07-29 | 474268 | Sus | Y | Vegetation¦Treebarkfellintoline¦ConductorOverhead¦Normal
19-0090490 | Unknown Cause | Patrol - found nothing |  |  | 2019 | Tier 3 - Extreme | Distribution Circuit | 8 | 21 | 2019-08-21 | 528415 | Sus | Y | UnknownCause¦Patrolfoundnothing¦¦
19-0097123 | Equipment Failure/Involved | Overhead | Crossarm, Wood | Broken | 2019 | Tier 2 - Elevated | Distribution Circuit | 9 | 10 | 2019-09-10 | 566062 | Sus | Y | EquipmentFailureInvolved¦Overhead¦CrossarmWood¦Broken
19-0102228 | Unknown Cause | Patrol - found nothing |  |  | 2019 | Tier 2 - Elevated | Distribution Circuit | 9 | 22 | 2019-09-22 | 603301 | Sus | Y | UnknownCause¦Patrolfoundnothing¦¦
19-0107815 | Equipment Failure/Involved | Overhead | Crossarm, Wood | Broken | 2019 | Tier 2 - Elevated | Distribution Circuit | 10 | 5 | 2019-10-05 | 643939 | Sus | Y | EquipmentFailureInvolved¦Overhead¦CrossarmWood¦Broken
19-0122631 | Vegetation | Tree - grew into line | Conductor, Overhead | Normal | 2019 | Tier 2 - Elevated | Distribution Circuit | 11 | 7 | 2019-11-07 | 702136 | Sus | Y | Vegetation¦Treegrewintoline¦ConductorOverhead¦Normal
19-0123396 | Animal | Bird found | Conductor, Overhead | Normal | 2019 | Tier 2 - Elevated | Distribution Circuit | 11 | 10 | 2019-11-10 | 703912 | Sus | Y | Animal¦Birdfound¦ConductorOverhead¦Normal
19-0127741 | Unknown Cause | Patrol - found nothing |  |  | 2019 | Tier 2 - Elevated | Distribution Circuit | 11 | 22 | 2019-11-22 | 712901 | Sus | Y | UnknownCause¦Patrolfoundnothing¦¦
19-0130241 | Unknown Cause | Patrol - found nothing |  |  | 2019 | Tier 3 - Extreme | Distribution Circuit | 11 | 26 | 2019-11-26 | 718543 | Sus | Y | UnknownCause¦Patrolfoundnothing¦¦
19-0132659 | Equipment Failure/Involved | Overhead | Crossarm, Wood | Burned/flashed | 2019 | Tier 2 - Elevated | Distribution Circuit | 12 | 2 | 2019-12-02 | 728046 | Sus | N | EquipmentFailureInvolved¦Overhead¦CrossarmWood¦Burnedflashed
19-0132659 | Equipment Failure/Involved | Overhead | Crossarm, Wood | Burned/flashed | 2019 | Tier 2 - Elevated | Distribution Circuit | 12 | 2 | 2019-12-02 | 728046 | Sus | N | EquipmentFailureInvolved¦Overhead¦CrossarmWood¦Burnedflashed
19-0134646 | Unknown Cause | Patrol - found nothing |  |  | 2019 | Tier 2 - Elevated | Distribution Circuit | 12 | 6 | 2019-12-06 | 731859 | Sus | N | UnknownCause¦Patrolfoundnothing¦¦
19-0138020 | Equipment Failure/Involved | Overhead | Transformer (OH) | Broken | 2019 | Tier 3 - Extreme | Transformer only | 12 | 27 | 2019-12-27 | 751022 | Sus | N | EquipmentFailureInvolved¦Overhead¦Transformer(OH)¦Broken
20-0016387 | Equipment Failure/Involved | Overhead | Transformer | Failed/Faulted | 2020 | Tier 3 - Extreme | Transformer only | 2 | 2 | 2020-02-02 | 775845 | Sus | N | EquipmentFailureInvolved¦Overhead¦Transformer¦FailedFaulted
20-0019368 | Vegetation | Tree - branch fell on line | Conductor, Overhead | Normal | 2020 | Tier 2 - Elevated | Distribution Circuit | 2 | 9 | 2020-02-09 | 785006 | Sus | N | Vegetation¦Treebranchfellonline¦ConductorOverhead¦Normal
20-0019519 | Unknown Cause | Patrol - found nothing |  |  | 2020 | Tier 3 - Extreme | Distribution Circuit | 2 | 9 | 2020-02-09 | 785685 | Sus | N | UnknownCause¦Patrolfoundnothing¦¦
20-0020032 | Equipment Failure/Involved | Overhead | Conductor, Overhead | Broken | 2020 | Tier 2 - Elevated | Distribution Circuit | 2 | 10 | 2020-02-10 | 787617 | Sus | N | EquipmentFailureInvolved¦Overhead¦ConductorOverhead¦Broken
20-0023777 | Equipment Failure/Involved | Overhead | Crossarm, Wood | Deteriorated | 2020 | Tier 3 - Extreme | Distribution Circuit | 2 | 19 | 2020-02-19 | 796236 | Sus | N | EquipmentFailureInvolved¦Overhead¦CrossarmWood¦Deteriorated
20-0026336 | Equipment Failure/Involved | Overhead | Cutout, fuse holder | Broken | 2020 | Tier 3 - Extreme | Distribution Circuit | 2 | 27 | 2020-02-27 | 814347 | Sus | N | EquipmentFailureInvolved¦Overhead¦Cutoutfuseholder¦Broken
20-0027634 | Unknown Cause | Patrol - found nothing |  |  | 2020 | Tier 3 - Extreme | Distribution Circuit | 3 | 2 | 2020-03-02 | 821169 | Sus | N | UnknownCause¦Patrolfoundnothing¦¦
20-0030184 | Vegetation | Tree - fell into line | Conductor, Overhead | Broken, wire on ground | 2020 | Tier 3 - Extreme | Distribution Circuit | 3 | 9 | 2020-03-09 | 840755 | Sus | N | Vegetation¦Treefellintoline¦ConductorOverhead¦Brokenwireonground
20-0030372 | Unknown Cause | Patrol - found nothing |  |  | 2020 | Tier 2 - Elevated | Distribution Circuit | 3 | 10 | 2020-03-10 | 841649 | Sus | N | UnknownCause¦Patrolfoundnothing¦¦
20-0033171 | Unknown Cause | Patrol - found nothing |  |  | 2020 | Tier 3 - Extreme | Distribution Circuit | 3 | 17 | 2020-03-17 | 852082 | Sus | N | UnknownCause¦Patrolfoundnothing¦¦
20-0033771 | Company Initiated | Return Circuit Normal | Conductor, Overhead | Normal | 2020 | Tier 2 - Elevated | Distribution Circuit | 3 | 19 | 2020-03-19 | 858840 | Sus | N | CompanyInitiated¦ReturnCircuitNormal¦ConductorOverhead¦Normal
20-0033772 | Vegetation | Tree - branch fell on line | Conductor, Overhead | Normal | 2020 | Tier 3 - Extreme | Distribution Circuit | 3 | 17 | 2020-03-17 | 857118 | Sus | N | Vegetation¦Treebranchfellonline¦ConductorOverhead¦Normal
20-0034370 | Environmental/External | Ice or snow | Conductor, Overhead | Broken, wire on ground | 2020 | Tier 2 - Elevated | Transformer only | 3 | 16 | 2020-03-16 | 856045 | Sus | N | EnvironmentalExternal¦Iceorsnow¦ConductorOverhead¦Brokenwireonground
20-0036991 | Equipment Failure/Involved | Overhead | Transformer (OH) | Broken | 2020 | Tier 3 - Extreme | Transformer only | 3 | 29 | 2020-03-29 | 869248 | Sus | N | EquipmentFailureInvolved¦Overhead¦Transformer(OH)¦Broken
20-0038587 | Unknown Cause | Patrol - found nothing |  |  | 2020 | Tier 2 - Elevated | Distribution Circuit | 4 | 5 | 2020-04-05 | 882998 | Sus | N | UnknownCause¦Patrolfoundnothing¦¦
20-0038601 | Environmental/External | Lightning | Transformer (OH) | Failed/Faulted | 2020 | Tier 2 - Elevated | Distribution Circuit | 4 | 5 | 2020-04-05 | 882980 | Sus | N | EnvironmentalExternal¦Lightning¦Transformer(OH)¦FailedFaulted
20-0040474 | Unknown Cause | Patrol - found nothing |  |  | 2020 | Tier 2 - Elevated | Distribution Circuit | 4 | 10 | 2020-04-10 | 893628 | Sus | N | UnknownCause¦Patrolfoundnothing¦¦
20-0043117 | Unknown Cause | Patrol - found nothing |  |  | 2020 | Tier 2 - Elevated | Distribution Circuit | 4 | 21 | 2020-04-21 | 898511 | Sus | N | UnknownCause¦Patrolfoundnothing¦¦
20-0051971 | Environmental/External | Lightning | Transformer | Failed/Faulted | 2020 | Tier 2 - Elevated | Transformer only | 5 | 19 | 2020-05-19 | 917677 | Sus | Y | EnvironmentalExternal¦Lightning¦Transformer¦FailedFaulted
20-0052234 | Unknown Cause | Patrol - found nothing |  |  | 2020 | Tier 2 - Elevated | Distribution Circuit | 5 | 20 | 2020-05-20 | 918058 | Sus | Y | UnknownCause¦Patrolfoundnothing¦¦
20-0054549 | Unknown Cause | Patrol - found nothing |  |  | 2020 | Tier 2 - Elevated | Distribution Circuit | 5 | 27 | 2020-05-27 | 922931 | Sus | Y | UnknownCause¦Patrolfoundnothing¦¦
20-0055955 | Equipment Failure/Involved | Overhead | Transformer | Failed/Faulted | 2020 | Tier 2 - Elevated | Transformer only | 5 | 30 | 2020-05-30 | 926276 | Sus | Y | EquipmentFailureInvolved¦Overhead¦Transformer¦FailedFaulted
20-0065774 | Unknown Cause | Patrol - found nothing |  |  | 2020 | Tier 2 - Elevated | Distribution Circuit | 6 | 28 | 2020-06-28 | 949188 | Sus | Y | UnknownCause¦Patrolfoundnothing¦¦
20-0065881 | Vegetation | Tree - branch fell on line | Conductor, Overhead | Normal | 2020 | Tier 2 - Elevated | Distribution Circuit | 6 | 28 | 2020-06-28 | 949535 | Sus | Y | Vegetation¦Treebranchfellonline¦ConductorOverhead¦Normal
20-0065990 | 3rd Party | Vehicle | Pole-Wood | Broken, wire on ground | 2020 | Tier 3 - Extreme | Distribution Circuit | 6 | 29 | 2020-06-29 | 949651 | Sus | Y | 3rdParty¦Vehicle¦PoleWood¦Brokenwireonground
20-0072338 | Vegetation | Tree - branch fell on line | Conductor, Overhead | Normal | 2020 | Tier 2 - Elevated | Distribution Circuit | 7 | 15 | 2020-07-15 | 965518 | Sus | Y | Vegetation¦Treebranchfellonline¦ConductorOverhead¦Normal
20-0077706 | Unknown Cause | Patrol - found nothing |  |  | 2020 | Tier 3 - Extreme | Transmission line | 7 | 30 | 2020-07-30 | 975005 | Sus | Y | UnknownCause¦Patrolfoundnothing¦¦
20-0081339 | Equipment Failure/Involved | Underground | Conductor, Underground | Deteriorated | 2020 | Tier 2 - Elevated | Distribution Circuit | 8 | 9 | 2020-08-09 | 987153 | Sus | Y | EquipmentFailureInvolved¦Underground¦ConductorUnderground¦Deteriorated
20-0084330 | Environmental/External | Lightning | Transformer (OH) | Failed/Faulted | 2020 | Tier 2 - Elevated | Transformer only | 8 | 15 | 2020-08-15 | 1005436 | Sus | Y | EnvironmentalExternal¦Lightning¦Transformer(OH)¦FailedFaulted
20-0085265 | Vegetation | Tree - fell into line | Conductor, Overhead | Broken, wire on ground | 2020 | Tier 2 - Elevated | Distribution Circuit | 8 | 16 | 2020-08-16 | 1010859 | Sus | Y | Vegetation¦Treefellintoline¦ConductorOverhead¦Brokenwireonground
20-0085859 | Environmental/External | Lightning | Conductor, Overhead | Normal | 2020 | Tier 2 - Elevated | Transmission line | 8 | 17 | 2020-08-17 | 1016883 | Sus | Y | EnvironmentalExternal¦Lightning¦ConductorOverhead¦Normal
20-0093009 | Unknown Cause | Patrol - found nothing |  |  | 2020 | Tier 2 - Elevated | Distribution Circuit | 9 | 3 | 2020-09-03 | 1051633 | Sus | Y | UnknownCause¦Patrolfoundnothing¦¦
20-0093865 | Environmental/External | Fire, Forest/Grass | Crossarm, Wood | Broken | 2020 | Tier 3 - Extreme | Distribution Circuit | 9 | 6 | 2020-09-06 | 1056880 | Sus | Y | EnvironmentalExternal¦FireForestGrass¦CrossarmWood¦Broken
20-0096891 | Animal | Bird found | Transformer (OH) |  | 2020 | Tier 2 - Elevated | Transformer only | 9 | 12 | 2020-09-12 | 1066915 | Sus | Y | Animal¦Birdfound¦Transformer(OH)¦
20-0100547 | Environmental/External | Fire, Forest/Grass | Conductor, Overhead | Burned/flashed | 2020 | Tier 2 - Elevated | Distribution Circuit | 9 | 7 | 2020-09-07 | 1089239 | Sus | Y | EnvironmentalExternal¦FireForestGrass¦ConductorOverhead¦Burnedflashed
20-0107087 | Unknown Cause | Patrol - found nothing |  |  | 2020 | Tier 3 - Extreme | Distribution Circuit | 10 | 9 | 2020-10-09 | 1114452 | Sus | Y | UnknownCause¦Patrolfoundnothing¦¦
20-0108484 | Wildfire Mitigation | Public Safety Power Shut-off | Conductor, Overhead | Normal | 2020 | Tier 3 - Extreme | Distribution Circuit | 10 | 14 | 2020-10-14 | 1117972 | Sus | Y | WildfireMitigation¦PublicSafetyPowerShutoff¦ConductorOverhead¦Normal
20-0115294 | Animal | Squirrel | Fuse | Burned Open | 2020 | Tier 2 - Elevated | Distribution Circuit | 10 | 30 | 2020-10-30 | 1132125 | Sus | Y | Animal¦Squirrel¦Fuse¦BurnedOpen
20-0125395 | Unknown Cause | Patrol - found nothing | Recloser | Normal | 2020 | Tier 2 - Elevated | Distribution Circuit | 11 | 26 | 2020-11-26 | 1154872 | Sus | Y | UnknownCause¦Patrolfoundnothing¦Recloser¦Normal
20-0126837 | Unknown Cause | Patrol - found nothing |  |  | 2020 | Tier 2 - Elevated | Distribution Circuit | 12 | 2 | 2020-12-02 | 1158389 | Sus | N | UnknownCause¦Patrolfoundnothing¦¦
20-0128100 | Unknown Cause | Patrol - not conducted |  |  | 2020 | Tier 3 - Extreme | Distribution Circuit | 12 | 5 | 2020-12-05 | 1164388 | Sus | N | UnknownCause¦Patrolnotconducted¦¦
20-0128563 | Equipment Failure/Involved | Overhead | Jumper | Burned Open | 2020 | Tier 3 - Extreme | Distribution Circuit | 12 | 7 | 2020-12-07 | 1168625 | Sus | N | EquipmentFailureInvolved¦Overhead¦Jumper¦BurnedOpen
20-0131104 | Vegetation | Tree - fell into line | Conductor, Overhead | Broken, wire on ground | 2020 | Tier 2 - Elevated | Distribution Circuit | 12 | 18 | 2020-12-18 | 1193892 | Sus | N | Vegetation¦Treefellintoline¦ConductorOverhead¦Brokenwireonground
20-0132127 | Unknown Cause | Patrol - found nothing |  |  | 2020 | Tier 2 - Elevated | Distribution Circuit | 12 | 28 | 2020-12-28 | 1200514 | Sus | N | UnknownCause¦Patrolfoundnothing¦¦
21-0007633 | Equipment Failure/Involved | Overhead | Transformer (OH) | Leaking | 2021 | Tier 3 - Extreme | Distribution Circuit | 1 | 12 | 2021-01-12 | 1208800 | Sus | N | EquipmentFailureInvolved¦Overhead¦Transformer(OH)¦Leaking
21-0010275 | Equipment Failure/Involved | Overhead | Jumper | Burned Open | 2021 | Tier 3 - Extreme | Distribution Circuit | 1 | 19 | 2021-01-19 | 1215157 | Sus | N | EquipmentFailureInvolved¦Overhead¦Jumper¦BurnedOpen
21-0010672 | Vegetation | Tree - branch fell on line | Conductor, Overhead | Normal | 2021 | Tier 3 - Extreme | Distribution Circuit | 1 | 19 | 2021-01-19 | 1214680 | Sus | N | Vegetation¦Treebranchfellonline¦ConductorOverhead¦Normal
21-0012850 | Vegetation | Tree - fell into line | Conductor, Overhead | Broken, wire on ground | 2021 | Tier 3 - Extreme | Distribution Circuit | 1 | 19 | 2021-01-19 | 1221370 | Sus | N | Vegetation¦Treefellintoline¦ConductorOverhead¦Brokenwireonground
21-0013882 | Vegetation | Tree - fell into line | Service conductor | Broken, wire on ground | 2021 | Tier 3 - Extreme | Distribution Circuit | 1 | 25 | 2021-01-25 | 1222965 | Sus | N | Vegetation¦Treefellintoline¦Serviceconductor¦Brokenwireonground
21-0016099 | Unknown Cause | Patrol - found nothing |  |  | 2021 | Tier 2 - Elevated | Distribution Circuit | 1 | 26 | 2021-01-26 | 1227289 | Sus | N | UnknownCause¦Patrolfoundnothing¦¦
21-0016453 | Vegetation | Tree - fell into line | Conductor, Overhead | Broken, wire on ground | 2021 | Tier 2 - Elevated | Distribution Circuit | 1 | 26 | 2021-01-26 | 1236046 | Sus | N | Vegetation¦Treefellintoline¦ConductorOverhead¦Brokenwireonground
21-0017466 | Equipment Failure/Involved | Overhead | Conductor, Overhead | On Ground | 2021 | Tier 2 - Elevated | Distribution Circuit | 1 | 26 | 2021-01-26 | 1228980 | Sus | N | EquipmentFailureInvolved¦Overhead¦ConductorOverhead¦OnGround
21-0021394 | Company Initiated | Improper Construction | Other | Broken | 2021 | Tier 3 - Extreme | Transformer only | 2 | 3 | 2021-02-03 | 1247124 | Sus | N | CompanyInitiated¦ImproperConstruction¦Other¦Broken
21-0022000 | Equipment Failure/Involved | Overhead | Insulator | Broken | 2021 | Tier 2 - Elevated | Distribution Circuit | 2 | 4 | 2021-02-04 | 1248158 | Sus | N | EquipmentFailureInvolved¦Overhead¦Insulator¦Broken
21-0029515 | Unknown Cause | Patrol - found nothing |  |  | 2021 | Tier 3 - Extreme | Distribution Circuit | 2 | 25 | 2021-02-25 | 1262206 | Sus | N | UnknownCause¦Patrolfoundnothing¦¦
21-0034579 | Vegetation | Tree - fell into line | Conductor, Overhead | Broken, wire on ground | 2021 | Tier 3 - Extreme | Distribution Circuit | 3 | 10 | 2021-03-10 | 1277105 | Sus | N | Vegetation¦Treefellintoline¦ConductorOverhead¦Brokenwireonground
21-0034876 | Environmental/External | Lightning | Insulator | Burned/flashed | 2021 | Tier 2 - Elevated | Transmission line | 3 | 10 | 2021-03-10 | 1277913 | Sus | N | EnvironmentalExternal¦Lightning¦Insulator¦Burnedflashed
21-0036146 | Unknown Cause | Patrol - not conducted |  |  | 2021 | Tier 3 - Extreme | Distribution Circuit | 3 | 13 | 2021-03-13 | 1281350 | Sus | N | UnknownCause¦Patrolnotconducted¦¦
21-0050550 | Unknown Cause | Patrol - found nothing |  |  | 2021 | Tier 2 - Elevated | Transformer only | 4 | 19 | 2021-04-19 | 1324017 | Sus | N | UnknownCause¦Patrolfoundnothing¦¦
21-0051851 | Unknown Cause | Patrol - found nothing |  |  | 2021 | Tier 2 - Elevated | Distribution Circuit | 4 | 22 | 2021-04-22 | 1327872 | Sus | N | UnknownCause¦Patrolfoundnothing¦¦
21-0053229 | Equipment Failure/Involved | Overhead | Transformer | Failed/Faulted | 2021 | Tier 3 - Extreme | Transformer only | 4 | 26 | 2021-04-26 | 1334610 | Sus | N | EquipmentFailureInvolved¦Overhead¦Transformer¦FailedFaulted
21-0054580 | Equipment Failure/Involved | Underground | Transformer | Burned/flashed | 2021 | Tier 2 - Elevated | Transformer only | 4 | 28 | 2021-04-28 | 1336524 | Sus | N | EquipmentFailureInvolved¦Underground¦Transformer¦Burnedflashed
21-0059000 | Vegetation | Tree - fell into line | Conductor, Overhead | Normal | 2021 | Tier 3 - Extreme | Distribution Circuit | 5 | 9 | 2021-05-09 | 1344377 | Sus | Y | Vegetation¦Treefellintoline¦ConductorOverhead¦Normal
21-0059730 | Equipment Failure/Involved | Overhead | Transformer | Failed/Faulted | 2021 | Tier 3 - Extreme | Transformer only | 5 | 11 | 2021-05-11 | 1345859 | Sus | Y | EquipmentFailureInvolved¦Overhead¦Transformer¦FailedFaulted
21-0067542 | 3rd Party | Customer Equipment | Secondary | Normal | 2021 | Tier 2 - Elevated | Transformer only | 5 | 28 | 2021-05-28 | 1360856 | Sus | Y | 3rdParty¦CustomerEquipment¦Secondary¦Normal
21-0068057 | Unknown Cause | Patrol - found nothing |  |  | 2021 | Tier 2 - Elevated | Distribution Circuit | 5 | 31 | 2021-05-31 | 1362403 | Sus | Y | UnknownCause¦Patrolfoundnothing¦¦
21-0073420 | Unknown Cause | Patrol - found nothing |  |  | 2021 | Tier 2 - Elevated | Distribution Circuit | 6 | 12 | 2021-06-12 | 1371358 | Sus | Y | UnknownCause¦Patrolfoundnothing¦¦
21-0090467 | Vegetation | Tree - fell into line | Conductor, Overhead | Broken, wire on ground | 2021 | Tier 2 - Elevated | Distribution Circuit | 7 | 15 | 2021-07-15 | 1405651 | Sus | Y | Vegetation¦Treefellintoline¦ConductorOverhead¦Brokenwireonground
21-0092947 | Animal | Bird found | Transformer | Failed/Faulted | 2021 | Tier 2 - Elevated | Transformer only | 7 | 21 | 2021-07-21 | 1409945 | Sus | Y | Animal¦Birdfound¦Transformer¦FailedFaulted
21-0103090 | Unknown Cause | Patrol - found nothing |  |  | 2021 | Tier 2 - Elevated | Distribution Circuit | 8 | 11 | 2021-08-11 | 1439922 | Sus | Y | UnknownCause¦Patrolfoundnothing¦¦
21-0103932 | Unknown Cause | Patrol - found nothing |  |  | 2021 | Tier 3 - Extreme | Distribution Circuit | 8 | 12 | 2021-08-12 | 1441430 | Sus | Y | UnknownCause¦Patrolfoundnothing¦¦
21-0106864 | Unknown Cause | Patrol - found nothing |  |  | 2021 | Tier 2 - Elevated | Distribution Circuit | 8 | 19 | 2021-08-19 | 1447315 | Sus | Y | UnknownCause¦Patrolfoundnothing¦¦
21-0107718 | Equipment Failure/Involved | Overhead | Pole-Wood | Deteriorated | 2021 | Tier 2 - Elevated | Distribution Circuit | 8 | 21 | 2021-08-21 | 1449510 | Sus | Y | EquipmentFailureInvolved¦Overhead¦PoleWood¦Deteriorated
21-0116398 | Animal | Squirrel | Fuse | Normal | 2021 | Tier 2 - Elevated | Distribution Circuit | 9 | 11 | 2021-09-11 | 1468929 | Sus | Y | Animal¦Squirrel¦Fuse¦Normal
21-0120362 | Unknown Cause | Patrol - found nothing |  |  | 2021 | Tier 2 - Elevated | Transformer only | 9 | 21 | 2021-09-21 | 1476993 | Sus | Y | UnknownCause¦Patrolfoundnothing¦¦
21-0120501 | Animal | Squirrel | Conductor, Overhead | Normal | 2021 | Tier 3 - Extreme | Distribution Circuit | 9 | 21 | 2021-09-21 | 1477257 | Sus | Y | Animal¦Squirrel¦ConductorOverhead¦Normal
21-0122854 | 3rd Party | Vehicle | Pole-Wood | Broken | 2021 | Tier 3 - Extreme | Distribution Circuit | 9 | 27 | 2021-09-27 | 1481688 | Sus | Y | 3rdParty¦Vehicle¦PoleWood¦Broken
21-0128944 | Equipment Failure/Involved | Overhead | Conductor, Overhead | Together | 2021 | Tier 2 - Elevated | Distribution Circuit | 10 | 11 | 2021-10-11 | 1493015 | Sus | Y | EquipmentFailureInvolved¦Overhead¦ConductorOverhead¦Together
21-0136538 | Vegetation | Tree - fell into line | Conductor, Overhead | Normal | 2021 | Tier 2 - Elevated | Distribution Circuit | 10 | 24 | 2021-10-24 | 1514691 | Sus | Y | Vegetation¦Treefellintoline¦ConductorOverhead¦Normal
21-0136629 | Vegetation | Tree - fell into line | Conductor, Overhead | Normal | 2021 | Tier 2 - Elevated | Distribution Circuit | 10 | 24 | 2021-10-24 | 1515175 | Sus | Y | Vegetation¦Treefellintoline¦ConductorOverhead¦Normal
21-0137465 | Vegetation | Tree - fell into line | Service conductor | Bent or Twisted | 2021 | Tier 2 - Elevated | Transformer only | 10 | 25 | 2021-10-25 | 1517646 | Sus | Y | Vegetation¦Treefellintoline¦Serviceconductor¦BentorTwisted
21-0139587 | Unknown Cause | Patrol - found nothing |  |  | 2021 | Tier 2 - Elevated | Distribution Circuit | 10 | 28 | 2021-10-28 | 1524866 | Sus | Y | UnknownCause¦Patrolfoundnothing¦¦
21-0140252 | 3rd Party | Customer Equipment | Fuse | Broken | 2021 | Tier 3 - Extreme | Transformer only | 10 | 30 | 2021-10-30 | 1526098 | Sus | Y | 3rdParty¦CustomerEquipment¦Fuse¦Broken
21-0145891 | Vegetation | Tree - branch fell on line | Conductor, Overhead | Broken, wire on ground | 2021 | Tier 2 - Elevated | Distribution Circuit | 11 | 15 | 2021-11-15 | 1545593 | Sus | Y | Vegetation¦Treebranchfellonline¦ConductorOverhead¦Brokenwireonground
21-0148508 | Unknown Cause | Patrol - found nothing |  |  | 2021 | Tier 3 - Extreme | Distribution Circuit | 11 | 19 | 2021-11-19 | 1549776 | Sus | Y | UnknownCause¦Patrolfoundnothing¦¦
21-0149061 | Unknown Cause | Patrol - not conducted |  |  | 2021 | Tier 3 - Extreme | Distribution Circuit | 11 | 20 | 2021-11-20 | 1551811 | Sus | Y | UnknownCause¦Patrolnotconducted¦¦
21-0154914 | Unknown Cause | Patrol - found nothing |  |  | 2021 | Tier 2 - Elevated | Distribution Circuit | 12 | 4 | 2021-12-04 | 1559103 | Sus | N | UnknownCause¦Patrolfoundnothing¦¦
21-0156994 | Unknown Cause | Patrol - found nothing |  |  | 2021 | Tier 2 - Elevated | Distribution Circuit | 12 | 13 | 2021-12-13 | 1565878 | Sus | N | UnknownCause¦Patrolfoundnothing¦¦
21-0157207 | Unknown Cause | Patrol - found nothing |  |  | 2021 | Tier 2 - Elevated | Distribution Circuit | 12 | 13 | 2021-12-13 | 1566868 | Sus | N | UnknownCause¦Patrolfoundnothing¦¦
21-0157942 | Vegetation | Tree - branch fell on line | Conductor, Overhead | Broken, wire on ground | 2021 | Tier 2 - Elevated | Distribution Circuit | 12 | 14 | 2021-12-14 | 1569532 | Sus | N | Vegetation¦Treebranchfellonline¦ConductorOverhead¦Brokenwireonground
21-0158745 | Vegetation | Tree - fell into line | Conductor, Overhead | Broken | 2021 | Tier 2 - Elevated | Distribution Circuit | 12 | 15 | 2021-12-15 | 1573971 | Sus | N | Vegetation¦Treefellintoline¦ConductorOverhead¦Broken
21-0161843 | Equipment Failure/Involved | Overhead | Transformer (OH) | Failed/Faulted | 2021 | Tier 3 - Extreme | Transformer only | 12 | 29 | 2021-12-29 | 1588899 | Sus | N | EquipmentFailureInvolved¦Overhead¦Transformer(OH)¦FailedFaulted
22-0005250 | Environmental/External | Ice or snow | Fuse | Normal | 2022 | Tier 2 - Elevated | Distribution Circuit | 1 | 2 | 2022-01-02 | 1592498 | Sus | N | EnvironmentalExternal¦Iceorsnow¦Fuse¦Normal
22-0005318 | Equipment Failure/Involved | Overhead | Crossarm, Wood | Broken, wire on ground | 2022 | Tier 3 - Extreme | Distribution Circuit | 1 | 3 | 2022-01-03 | 1593182 | Sus | N | EquipmentFailureInvolved¦Overhead¦CrossarmWood¦Brokenwireonground
22-0008623 | Unknown Cause | Patrol - found nothing |  |  | 2022 | Tier 2 - Elevated | Distribution Circuit | 1 | 11 | 2022-01-11 | 1600359 | Sus | N | UnknownCause¦Patrolfoundnothing¦¦
22-0011531 | Vegetation | Tree - fell into line | Conductor, Overhead | Normal | 2022 | Tier 3 - Extreme | Distribution Circuit | 1 | 19 | 2022-01-19 | 1605367 | Sus | N | Vegetation¦Treefellintoline¦ConductorOverhead¦Normal
22-0011935 | Equipment Failure/Involved | Overhead | Lightning Arrestor | Burned/flashed | 2022 | Tier 3 - Extreme | Distribution Circuit | 1 | 20 | 2022-01-20 | 1605855 | Sus | N | EquipmentFailureInvolved¦Overhead¦LightningArrestor¦Burnedflashed
22-0013769 | Equipment Failure/Involved | Underground | Transformer (UG) | Leaking | 2022 | Tier 2 - Elevated | Distribution Circuit | 1 | 24 | 2022-01-24 | 1611310 | Sus | N | EquipmentFailureInvolved¦Underground¦Transformer(UG)¦Leaking
22-0014454 | Vegetation | Tree - bark fell into line | Conductor, Overhead | Normal | 2022 | Tier 2 - Elevated | Distribution Circuit | 1 | 26 | 2022-01-26 | 1612460 | Sus | N | Vegetation¦Treebarkfellintoline¦ConductorOverhead¦Normal
22-0019764 | 3rd Party | Vehicle | Pole-Wood | Broken | 2022 | Tier 3 - Extreme | Distribution Circuit | 2 | 8 | 2022-02-08 | 1623168 | Sus | N | 3rdParty¦Vehicle¦PoleWood¦Broken
22-0025686 | Equipment Failure/Involved | Electrical Overload | Conductor, Overhead | Arcing | 2022 | Tier 2 - Elevated | Transformer only | 2 | 23 | 2022-02-23 | 1634702 | Sus | N | EquipmentFailureInvolved¦ElectricalOverload¦ConductorOverhead¦Arcing
22-0026556 | Unknown Cause | Patrol - not conducted |  |  | 2022 | Tier 3 - Extreme | Distribution Circuit | 2 | 24 | 2022-02-24 | 1636352 | Sus | N | UnknownCause¦Patrolnotconducted¦¦
22-0036158 | 3rd Party | Vehicle | Pole-Wood | Broken | 2022 | Tier 2 - Elevated | Distribution Circuit | 3 | 20 | 2022-03-20 | 1652173 | Sus | N | 3rdParty¦Vehicle¦PoleWood¦Broken
22-0039394 | Equipment Failure/Involved | Overhead | Transformer | Broken | 2022 | Tier 3 - Extreme | Transformer only | 3 | 28 | 2022-03-28 | 1657673 | Sus | N | EquipmentFailureInvolved¦Overhead¦Transformer¦Broken
22-0047078 | Unknown Cause | Patrol - found nothing |  |  | 2022 | Tier 2 - Elevated | Distribution Circuit | 4 | 12 | 2022-04-12 | 1670998 | Sus | N | UnknownCause¦Patrolfoundnothing¦¦
22-0048555 | Equipment Failure/Involved | Overhead | Pole-Wood | Broken, wire on ground | 2022 | Tier 2 - Elevated | Distribution Circuit | 4 | 14 | 2022-04-14 | 1672882 | Sus | N | EquipmentFailureInvolved¦Overhead¦PoleWood¦Brokenwireonground
22-0050385 | Unknown Cause | Patrol - found nothing |  |  | 2022 | Tier 2 - Elevated | Distribution Circuit | 4 | 16 | 2022-04-16 | 1674165 | Sus | N | UnknownCause¦Patrolfoundnothing¦¦
22-0052382 | Equipment Failure/Involved | Overhead | Transformer | Failed/Faulted | 2022 | Tier 2 - Elevated | Transformer only | 4 | 21 | 2022-04-21 | 1677985 | Sus | N | EquipmentFailureInvolved¦Overhead¦Transformer¦FailedFaulted
22-0052577 | Equipment Failure/Involved | Overhead | Pole-Wood | Broken | 2022 | Tier 2 - Elevated | Distribution Circuit | 4 | 21 | 2022-04-21 | 1678328 | Sus | N | EquipmentFailureInvolved¦Overhead¦PoleWood¦Broken
22-0053979 | Unknown Cause | Patrol - found nothing |  |  | 2022 | Tier 2 - Elevated | Distribution Circuit | 4 | 25 | 2022-04-25 | 1680757 | Sus | N | UnknownCause¦Patrolfoundnothing¦¦
22-0059216 | Unknown Cause | Patrol - found nothing |  |  | 2022 | Tier 2 - Elevated | Distribution Circuit | 5 | 7 | 2022-05-07 | 1690337 | Sus | Y | UnknownCause¦Patrolfoundnothing¦¦
22-0065807 | Vegetation | Tree - fell into line | Circuit Breaker | Normal | 2022 | Tier 2 - Elevated | Distribution Circuit | 5 | 24 | 2022-05-24 | 1709094 | Sus | Y | Vegetation¦Treefellintoline¦CircuitBreaker¦Normal
22-0068122 | Unknown Cause | Patrol - found nothing |  |  | 2022 | Tier 3 - Extreme | Distribution Circuit | 5 | 31 | 2022-05-31 | 1714231 | Sus | Y | UnknownCause¦Patrolfoundnothing¦¦
22-0073061 | Vegetation | Tree - fell into line | Conductor, Overhead | Broken, wire on ground | 2022 | Tier 2 - Elevated | Distribution Circuit | 6 | 10 | 2022-06-10 | 1727665 | Sus | Y | Vegetation¦Treefellintoline¦ConductorOverhead¦Brokenwireonground
22-0073587 | Vegetation | Tree - fell into line | Conductor, Overhead | Broken, wire on ground | 2022 | Tier 2 - Elevated | Distribution Circuit | 6 | 13 | 2022-06-13 | 1729848 | Sus | Y | Vegetation¦Treefellintoline¦ConductorOverhead¦Brokenwireonground
22-0079232 | Equipment Failure/Involved | Overhead | Pole-Wood | Deteriorated | 2022 | Tier 2 - Elevated | Distribution Circuit | 6 | 27 | 2022-06-27 | 1743761 | Sus | Y | EquipmentFailureInvolved¦Overhead¦PoleWood¦Deteriorated
22-0084524 | Vegetation | Tree - fell into line | Conductor, Overhead | Normal | 2022 | Tier 2 - Elevated | Distribution Circuit | 7 | 12 | 2022-07-12 | 1754730 | Sus | Y | Vegetation¦Treefellintoline¦ConductorOverhead¦Normal
22-0089503 | Unknown Cause | Patrol - found nothing |  |  | 2022 | Tier 2 - Elevated | Distribution Circuit | 7 | 25 | 2022-07-25 | 1765265 | Sus | Y | UnknownCause¦Patrolfoundnothing¦¦
22-0090595 | Vegetation | Tree - fell into line | Conductor, Overhead | Broken, wire on ground | 2022 | Tier 3 - Extreme | Distribution Circuit | 7 | 28 | 2022-07-28 | 1766989 | Sus | Y | Vegetation¦Treefellintoline¦ConductorOverhead¦Brokenwireonground
22-0093292 | 3rd Party | Tree - cutting, 3rd party | Conductor, Overhead | Normal | 2022 | Tier 3 - Extreme | Distribution Circuit | 8 | 3 | 2022-08-03 | 1772266 | Sus | Y | 3rdParty¦Treecutting3rdparty¦ConductorOverhead¦Normal
22-0098077 | Equipment Failure/Involved | Overhead | Secondary | Deteriorated | 2022 | Tier 3 - Extreme | Transformer only | 8 | 16 | 2022-08-16 | 1782280 | Sus | Y | EquipmentFailureInvolved¦Overhead¦Secondary¦Deteriorated
22-0100144 | Environmental/External | Fire, Forest/Grass | Pole-Wood | Burned/flashed | 2022 | Tier 2 - Elevated | Distribution Circuit | 8 | 20 | 2022-08-20 | 1786329 | Sus | Y | EnvironmentalExternal¦FireForestGrass¦PoleWood¦Burnedflashed
22-0101121 | Unknown Cause | Patrol - found nothing |  |  | 2022 | Tier 2 - Elevated | Distribution Circuit | 8 | 23 | 2022-08-23 | 1788508 | Sus | Y | UnknownCause¦Patrolfoundnothing¦¦
22-0103071 | Equipment Failure/Involved | Overhead | Transformer (OH) | Failed/Faulted | 2022 | Tier 2 - Elevated | Transformer only | 8 | 29 | 2022-08-29 | 1793859 | Sus | Y | EquipmentFailureInvolved¦Overhead¦Transformer(OH)¦FailedFaulted
22-0106038 | Equipment Failure/Involved | Overhead | Fuse | Failed/Faulted | 2022 | Tier 2 - Elevated | Distribution Circuit | 9 | 5 | 2022-09-05 | 1800317 | Sus | Y | EquipmentFailureInvolved¦Overhead¦Fuse¦FailedFaulted
22-0109444 | Animal | Squirrel | Transformer (OH) | Burned/flashed | 2022 | Tier 3 - Extreme | Transformer only | 9 | 12 | 2022-09-12 | 1809342 | Sus | Y | Animal¦Squirrel¦Transformer(OH)¦Burnedflashed
22-0116213 | Equipment Failure/Involved | Overhead | Connector or Splice (OH) | Broken | 2022 | Tier 2 - Elevated | Distribution Circuit | 9 | 29 | 2022-09-29 | 1824270 | Sus | Y | EquipmentFailureInvolved¦Overhead¦ConnectororSplice(OH)¦Broken
22-0117582 | Equipment Failure/Involved | Overhead | Transformer (OH) | Leaking | 2022 | Tier 3 - Extreme | Distribution Circuit | 10 | 4 | 2022-10-04 | 1828292 | Sus | Y | EquipmentFailureInvolved¦Overhead¦Transformer(OH)¦Leaking
22-0118218 | Unknown Cause | Patrol - found nothing |  |  | 2022 | Tier 2 - Elevated | Distribution Circuit | 10 | 5 | 2022-10-05 | 1829606 | Sus | Y | UnknownCause¦Patrolfoundnothing¦¦
22-0123349 | Equipment Failure/Involved | Overhead | Pole-Wood | Deteriorated | 2022 | Tier 2 - Elevated | Distribution Circuit | 10 | 20 | 2022-10-20 | 1841690 | Sus | Y | EquipmentFailureInvolved¦Overhead¦PoleWood¦Deteriorated
22-0126774 | Equipment Failure/Involved | Overhead | Fuse | Broken | 2022 | Tier 2 - Elevated | Transformer only | 11 | 1 | 2022-11-01 | 1850785 | Sus | Y | EquipmentFailureInvolved¦Overhead¦Fuse¦Broken
22-0127174 | Unknown Cause | Patrol - found nothing |  |  | 2022 | Tier 3 - Extreme | Distribution Circuit | 11 | 2 | 2022-11-02 | 1851859 | Sus | Y | UnknownCause¦Patrolfoundnothing¦¦
22-0135066 | Equipment Failure/Involved | Overhead | Transformer (OH) | Leaking | 2022 | Tier 3 - Extreme | Transformer only | 11 | 30 | 2022-11-30 | 1871885 | Sus | Y | EquipmentFailureInvolved¦Overhead¦Transformer(OH)¦Leaking
22-0135140 | Equipment Failure/Involved | Underground | Transformer (UG) | Failed/Faulted | 2022 | Tier 2 - Elevated | Distribution Circuit | 11 | 30 | 2022-11-30 | 1872100 | Sus | Y | EquipmentFailureInvolved¦Underground¦Transformer(UG)¦FailedFaulted
22-0135385 | Vegetation | Tree - fell into line | Crossarm, Wood | Broken, wire on ground | 2022 | Tier 3 - Extreme | Distribution Circuit | 12 | 1 | 2022-12-01 | 1872646 | Sus | N | Vegetation¦Treefellintoline¦CrossarmWood¦Brokenwireonground
22-0135996 | Equipment Failure/Involved | Electrical Overload | Connector or Splice (UG) | Normal | 2022 | Tier 3 - Extreme | Distribution Circuit | 12 | 2 | 2022-12-02 | 1874191 | Sus | N | EquipmentFailureInvolved¦ElectricalOverload¦ConnectororSplice(UG)¦Normal
22-0136046 | Unknown Cause | Patrol - not conducted |  |  | 2022 | Tier 2 - Elevated | Distribution Circuit | 12 | 2 | 2022-12-02 | 1874123 | Sus | N | UnknownCause¦Patrolnotconducted¦¦
22-0136373 | Vegetation | Tree - branch fell on line | Conductor, Overhead | Broken, wire on ground | 2022 | Tier 2 - Elevated | Distribution Circuit | 12 | 3 | 2022-12-03 | 1875426 | Sus | N | Vegetation¦Treebranchfellonline¦ConductorOverhead¦Brokenwireonground
22-0136420 | Equipment Failure/Involved | Overhead | Transformer (OH) | Broken, wire on ground | 2022 | Tier 2 - Elevated | Transformer only | 12 | 4 | 2022-12-04 | 1875632 | Sus | N | EquipmentFailureInvolved¦Overhead¦Transformer(OH)¦Brokenwireonground
22-0137464 | Equipment Failure/Involved | Overhead | Transformer (OH) | Failed/Faulted | 2022 | Tier 2 - Elevated | Distribution Circuit | 12 | 7 | 2022-12-07 | 1878506 | Sus | N | EquipmentFailureInvolved¦Overhead¦Transformer(OH)¦FailedFaulted
22-0137854 | Unknown Cause | Patrol - found nothing |  |  | 2022 | Tier 2 - Elevated | Distribution Circuit | 12 | 9 | 2022-12-09 | 1879490 | Sus | N | UnknownCause¦Patrolfoundnothing¦¦
22-0139426 | Vegetation | Tree - fell into line | Conductor, Overhead | Broken, wire on ground | 2022 | Tier 3 - Extreme | Distribution Circuit | 12 | 13 | 2022-12-13 | 1887943 | Sus | N | Vegetation¦Treefellintoline¦ConductorOverhead¦Brokenwireonground
23-0004630 | Vegetation | Tree - fell into line | Conductor, Overhead | Broken, wire on ground | 2022 | Tier 3 - Extreme | Distribution Circuit | 12 | 31 | 2022-12-31 | 1909404 | Sus | N | Vegetation¦Treefellintoline¦ConductorOverhead¦Brokenwireonground
15-0002372 | Vegetation | Tree - fell into line | Conductor, Overhead | Broken, wire on ground | 2015 | Tier 2 - Elevated | Distribution Circuit | 1 | 4 | 2015-01-04 | 1159170 | Sus | N | Vegetation¦Treefellintoline¦ConductorOverhead¦Brokenwireonground
15-0005198 | Vegetation | Tree - fell into line | Conductor, Overhead | Broken, wire on ground | 2015 | Tier 2 - Elevated | Distribution Circuit | 1 | 16 | 2015-01-16 | 1164793 | Sus | N | Vegetation¦Treefellintoline¦ConductorOverhead¦Brokenwireonground
15-0019652 | Equipment Failure/Involved | Other | Pole-Wood | Broken | 2015 | Tier 2 - Elevated | Distribution Circuit | 3 | 15 | 2015-03-15 | 1203750 | Sus | N | EquipmentFailureInvolved¦Other¦PoleWood¦Broken
15-0024163 | Equipment Failure/Involved | Other | Cutout, fuse holder | Broken | 2015 | Tier 2 - Elevated | Distribution Circuit | 4 | 3 | 2015-04-03 | 1212462 | Sus | N | EquipmentFailureInvolved¦Other¦Cutoutfuseholder¦Broken
15-0032650 | Environmental/External | Lightning | Transformer | Failed/Faulted | 2015 | Tier 2 - Elevated | Transformer only | 5 | 7 | 2015-05-07 | 1230635 | Sus | Y | EnvironmentalExternal¦Lightning¦Transformer¦FailedFaulted
15-0042346 | Animal | Bird found | Pothead(Riser Termination) | Arcing | 2015 | Tier 2 - Elevated | Distribution Circuit | 6 | 21 | 2015-06-21 | 1254130 | Sus | Y | Animal¦Birdfound¦Pothead(RiserTermination)¦Arcing
15-0046139 | Vegetation | Tree - fell into line | Conductor, Overhead | Normal | 2015 | Tier 2 - Elevated | Distribution Circuit | 7 | 7 | 2015-07-07 | 1264498 | Sus | Y | Vegetation¦Treefellintoline¦ConductorOverhead¦Normal
15-0052026 | Environmental/External | Fire, Forest/Grass | Conductor, Overhead | Normal | 2015 | Tier 2 - Elevated | Distribution Circuit | 7 | 31 | 2015-07-31 | 1281066 | Sus | Y | EnvironmentalExternal¦FireForestGrass¦ConductorOverhead¦Normal
15-0053751 | Unknown Cause | Patrol - found nothing |  | Failed/Faulted | 2015 | Tier 2 - Elevated | Distribution Circuit | 8 | 7 | 2015-08-07 | 1284888 | Sus | Y | UnknownCause¦Patrolfoundnothing¦¦FailedFaulted
15-0058098 | Animal | Squirrel | Conductor, Overhead | Normal | 2015 | Tier 3 - Extreme | Distribution Circuit | 8 | 28 | 2015-08-28 | 1296336 | Sus | Y | Animal¦Squirrel¦ConductorOverhead¦Normal
15-0059218 | Unknown Cause | Patrol - found nothing |  |  | 2015 | Tier 2 - Elevated | Transformer only | 9 | 3 | 2015-09-03 | 1299855 | Sus | Y | UnknownCause¦Patrolfoundnothing¦¦
15-0059455 | Vegetation | Tree - fell into line | Conductor, Overhead | Broken, wire on ground | 2015 | Tier 2 - Elevated | Distribution Circuit | 9 | 4 | 2015-09-04 | 1300397 | Sus | Y | Vegetation¦Treefellintoline¦ConductorOverhead¦Brokenwireonground
15-0061377 | Environmental/External | Fire, Forest/Grass | Pole-Wood | Burned/flashed | 2015 | Tier 2 - Elevated | Distribution Circuit | 9 | 10 | 2015-09-10 | 1305926 | Sus | Y | EnvironmentalExternal¦FireForestGrass¦PoleWood¦Burnedflashed
15-0061706 | Company Initiated | Return Circuit Normal | Generator | Normal | 2015 | Tier 2 - Elevated | Distribution Circuit | 9 | 19 | 2015-09-19 | 1308658 | Sus | Y | CompanyInitiated¦ReturnCircuitNormal¦Generator¦Normal
15-0062207 | 3rd Party | Vehicle | Pole-Wood | Broken, wire on ground | 2015 | Tier 2 - Elevated | Distribution Circuit | 9 | 18 | 2015-09-18 | 1308318 | Sus | Y | 3rdParty¦Vehicle¦PoleWood¦Brokenwireonground
15-0065515 | Environmental/External | Fire, Forest/Grass | Recloser | Normal | 2015 | Tier 3 - Extreme | Distribution Circuit | 9 | 26 | 2015-09-26 | 1312485 | Sus | Y | EnvironmentalExternal¦FireForestGrass¦Recloser¦Normal
15-0073299 | Equipment Failure/Involved | Electrical Overload | Transformer | Failed/Faulted | 2015 | Tier 3 - Extreme | Transformer only | 10 | 26 | 2015-10-26 | 1329158 | Sus | Y | EquipmentFailureInvolved¦ElectricalOverload¦Transformer¦FailedFaulted
15-0073742 | Vegetation | Tree - branch fell on line | Conductor, Overhead | Broken, wire on ground | 2015 | Tier 3 - Extreme | Distribution Circuit | 10 | 28 | 2015-10-28 | 1330147 | Sus | Y | Vegetation¦Treebranchfellonline¦ConductorOverhead¦Brokenwireonground
15-0074125 | Vegetation | Tree - fell into line | Conductor, Overhead | Broken, wire on ground | 2015 | Tier 3 - Extreme | Distribution Circuit | 10 | 29 | 2015-10-29 | 1331198 | Sus | Y | Vegetation¦Treefellintoline¦ConductorOverhead¦Brokenwireonground
15-0083907 | Vegetation | Tree - fell into line | Conductor, Overhead | Normal | 2015 | Tier 2 - Elevated | Distribution Circuit | 12 | 10 | 2015-12-10 | 1357572 | Sus | N | Vegetation¦Treefellintoline¦ConductorOverhead¦Normal
15-0086468 | Vegetation | Tree - fell into line | Conductor, Overhead | Broken, wire on ground | 2015 | Tier 2 - Elevated | Distribution Circuit | 12 | 21 | 2015-12-21 | 1368025 | Sus | N | Vegetation¦Treefellintoline¦ConductorOverhead¦Brokenwireonground
15-0086920 | Vegetation | Tree - fell into line | Pole-Wood | Broken, wire on ground | 2015 | Tier 2 - Elevated | Distribution Circuit | 12 | 22 | 2015-12-22 | 1369968 | Sus | N | Vegetation¦Treefellintoline¦PoleWood¦Brokenwireonground
16-0003569 | Unknown Cause | Patrol - found nothing |  |  | 2016 | Tier 2 - Elevated | Distribution Circuit | 1 | 6 | 2016-01-06 | 1378583 | Sus | N | UnknownCause¦Patrolfoundnothing¦¦
16-0005045 | Equipment Failure/Involved | Overhead | Conductor, Overhead | Broken, wire on ground | 2016 | Tier 2 - Elevated | Distribution Circuit | 1 | 13 | 2016-01-13 | 1382837 | Sus | N | EquipmentFailureInvolved¦Overhead¦ConductorOverhead¦Brokenwireonground
16-0009759 | Unknown Cause | Patrol - found nothing |  |  | 2016 | Tier 2 - Elevated | Distribution Circuit | 2 | 1 | 2016-02-01 | 1396176 | Sus | N | UnknownCause¦Patrolfoundnothing¦¦
16-0011018 | Unknown Cause | Patrol - found nothing |  |  | 2016 | Tier 2 - Elevated | Distribution Circuit | 2 | 5 | 2016-02-05 | 1399216 | Sus | N | UnknownCause¦Patrolfoundnothing¦¦
16-0015745 | Vegetation | Tree - fell into line | Conductor, Overhead | Broken, wire on ground | 2016 | Tier 3 - Extreme | Distribution Circuit | 2 | 25 | 2016-02-25 | 1412374 | Sus | N | Vegetation¦Treefellintoline¦ConductorOverhead¦Brokenwireonground
16-0017409 | Unknown Cause | Patrol - found nothing |  |  | 2016 | Tier 2 - Elevated | Distribution Circuit | 3 | 5 | 2016-03-05 | 1416280 | Sus | N | UnknownCause¦Patrolfoundnothing¦¦
16-0018268 | Vegetation | Tree - bark fell into line | Conductor, Overhead | Broken | 2016 | Tier 2 - Elevated | Distribution Circuit | 3 | 5 | 2016-03-05 | 1420160 | Sus | N | Vegetation¦Treebarkfellintoline¦ConductorOverhead¦Broken
16-0019133 | 3rd Party | Customer Equipment | Other | Malfunctioning | 2016 | Tier 3 - Extreme | Transformer only | 3 | 8 | 2016-03-08 | 1424833 | Sus | N | 3rdParty¦CustomerEquipment¦Other¦Malfunctioning
16-0020935 | Equipment Failure/Involved | Overhead | Transformer | Failed/Faulted | 2016 | Tier 3 - Extreme | Transformer only | 3 | 13 | 2016-03-13 | 1430057 | Sus | N | EquipmentFailureInvolved¦Overhead¦Transformer¦FailedFaulted
16-0024104 | Vegetation | Tree - fell into line | Conductor, Overhead | Normal | 2016 | Tier 3 - Extreme | Distribution Circuit | 3 | 25 | 2016-03-25 | 1438741 | Sus | N | Vegetation¦Treefellintoline¦ConductorOverhead¦Normal
16-0029887 | Unknown Cause | Patrol - found nothing |  |  | 2016 | Tier 2 - Elevated | Distribution Circuit | 4 | 20 | 2016-04-20 | 1454136 | Sus | N | UnknownCause¦Patrolfoundnothing¦¦
16-0029912 | Vegetation | Tree - fell into line | Conductor, Overhead | Normal | 2016 | Tier 2 - Elevated | Distribution Circuit | 4 | 20 | 2016-04-20 | 1454241 | Sus | N | Vegetation¦Treefellintoline¦ConductorOverhead¦Normal
16-0031056 | Vegetation | Tree - fell into line | Conductor, Overhead | On Ground | 2016 | Tier 2 - Elevated | Distribution Circuit | 4 | 24 | 2016-04-24 | 1457247 | Sus | N | Vegetation¦Treefellintoline¦ConductorOverhead¦OnGround
16-0032136 | Environmental/External | Lightning | Transformer (OH) | Failed/Faulted | 2016 | Tier 2 - Elevated | Transformer only | 4 | 27 | 2016-04-27 | 1460558 | Sus | N | EnvironmentalExternal¦Lightning¦Transformer(OH)¦FailedFaulted
16-0034146 | Environmental/External | Lightning | Transformer (OH) | Burned/flashed | 2016 | Tier 2 - Elevated | Distribution Circuit | 5 | 5 | 2016-05-05 | 1465306 | Sus | Y | EnvironmentalExternal¦Lightning¦Transformer(OH)¦Burnedflashed
16-0040296 | Equipment Failure/Involved | Electrical Overload | Transformer | Deteriorated | 2016 | Tier 3 - Extreme | Transformer only | 6 | 1 | 2016-06-01 | 1480899 | Sus | Y | EquipmentFailureInvolved¦ElectricalOverload¦Transformer¦Deteriorated
16-0047717 | Vegetation | Tree - fell into line | Conductor, Overhead | Broken, wire on ground | 2016 | Tier 3 - Extreme | Distribution Circuit | 7 | 4 | 2016-07-04 | 1500706 | Sus | Y | Vegetation¦Treefellintoline¦ConductorOverhead¦Brokenwireonground
16-0051284 | Vegetation | Tree - branch fell on line | Pole-Wood | Broken | 2016 | Tier 3 - Extreme | Distribution Circuit | 7 | 20 | 2016-07-20 | 1513187 | Sus | Y | Vegetation¦Treebranchfellonline¦PoleWood¦Broken
16-0055368 | Vegetation | Tree - fell into line | Conductor, Overhead | Normal | 2016 | Tier 3 - Extreme | Distribution Circuit | 8 | 5 | 2016-08-05 | 1522134 | Sus | Y | Vegetation¦Treefellintoline¦ConductorOverhead¦Normal
16-0055491 | Equipment Failure/Involved | Overhead | Pole-Wood | Deteriorated | 2016 | Tier 3 - Extreme | Distribution Circuit | 8 | 6 | 2016-08-06 | 1522431 | Sus | Y | EquipmentFailureInvolved¦Overhead¦PoleWood¦Deteriorated
16-0061736 | Unknown Cause | Patrol - found nothing |  |  | 2016 | Tier 3 - Extreme | Distribution Circuit | 9 | 1 | 2016-09-01 | 1535394 | Sus | Y | UnknownCause¦Patrolfoundnothing¦¦
16-0063685 | Unknown Cause | Patrol - found nothing |  |  | 2016 | Tier 3 - Extreme | Distribution Circuit | 9 | 10 | 2016-09-10 | 1539210 | Sus | Y | UnknownCause¦Patrolfoundnothing¦¦
16-0068486 | Unknown Cause | Patrol - found nothing |  |  | 2016 | Tier 2 - Elevated | Distribution Circuit | 9 | 29 | 2016-09-29 | 1550050 | Sus | Y | UnknownCause¦Patrolfoundnothing¦¦
16-0071724 | 3rd Party | Fire, house or bldg. | Service conductor | Burned/flashed | 2016 | Tier 3 - Extreme | Transformer only | 10 | 13 | 2016-10-13 | 1557563 | Sus | Y | 3rdParty¦Firehouseorbldg¦Serviceconductor¦Burnedflashed
16-0072890 | Equipment Failure/Involved | Overhead | Conductor, Overhead | Broken | 2016 | Tier 3 - Extreme | Distribution Circuit | 10 | 16 | 2016-10-16 | 1562598 | Sus | Y | EquipmentFailureInvolved¦Overhead¦ConductorOverhead¦Broken
16-0074960 | Equipment Failure/Involved | Electrical Overload | Transformer (OH) | Failed/Faulted | 2016 | Tier 2 - Elevated | Transformer only | 10 | 24 | 2016-10-24 | 1568531 | Sus | Y | EquipmentFailureInvolved¦ElectricalOverload¦Transformer(OH)¦FailedFaulted
16-0078253 | Unknown Cause | Patrol - found nothing |  |  | 2016 | Tier 2 - Elevated | Distribution Circuit | 11 | 6 | 2016-11-06 | 1577183 | Sus | Y | UnknownCause¦Patrolfoundnothing¦¦
16-0085346 | Unknown Cause | Patrol - not conducted |  |  | 2016 | Tier 2 - Elevated | Distribution Circuit | 12 | 13 | 2016-12-13 | 1600883 | Sus | N | UnknownCause¦Patrolnotconducted¦¦
17-0003054 | Vegetation | Tree - fell into line | Insulator | Broken | 2017 | Tier 3 - Extreme | Distribution Circuit | 1 | 3 | 2017-01-03 | 1615787 | Sus | N | Vegetation¦Treefellintoline¦Insulator¦Broken
17-0003812 | Unknown Cause | Patrol - found nothing |  |  | 2017 | Tier 2 - Elevated | Distribution Circuit | 1 | 4 | 2017-01-04 | 1618978 | Sus | N | UnknownCause¦Patrolfoundnothing¦¦
17-0004552 | Vegetation | Tree - branch fell on line | Conductor, Overhead | Together | 2017 | Tier 2 - Elevated | Distribution Circuit | 1 | 7 | 2017-01-07 | 1620863 | Sus | N | Vegetation¦Treebranchfellonline¦ConductorOverhead¦Together
17-0005193 | Environmental/External | Flood/Erosion | Pole-Wood | Broken, wire on ground | 2017 | Tier 2 - Elevated | Distribution Circuit | 1 | 8 | 2017-01-08 | 1624448 | Sus | N | EnvironmentalExternal¦FloodErosion¦PoleWood¦Brokenwireonground
17-0005332 | Vegetation | Tree - fell into line | Conductor, Overhead | Broken, wire on ground | 2017 | Tier 3 - Extreme | Distribution Circuit | 1 | 8 | 2017-01-08 | 1623506 | Sus | N | Vegetation¦Treefellintoline¦ConductorOverhead¦Brokenwireonground
17-0010437 | Equipment Failure/Involved | Overhead | Conductor, Overhead | Broken, wire on ground | 2017 | Tier 2 - Elevated | Distribution Circuit | 1 | 18 | 2017-01-18 | 1648942 | Sus | N | EquipmentFailureInvolved¦Overhead¦ConductorOverhead¦Brokenwireonground
17-0011845 | Equipment Failure/Involved | Overhead | Transformer | Failed/Faulted | 2017 | Tier 3 - Extreme | Transformer only | 1 | 20 | 2017-01-20 | 1655129 | Sus | N | EquipmentFailureInvolved¦Overhead¦Transformer¦FailedFaulted
17-0011884 | Unknown Cause | Patrol - found nothing |  |  | 2017 | Tier 2 - Elevated | Transmission line | 1 | 21 | 2017-01-21 | 1655506 | Sus | N | UnknownCause¦Patrolfoundnothing¦¦
17-0014381 | Vegetation | Tree - fell into line | Pole-Wood | Broken, wire on ground | 2017 | Tier 3 - Extreme | Distribution Circuit | 1 | 23 | 2017-01-23 | 1664076 | Sus | N | Vegetation¦Treefellintoline¦PoleWood¦Brokenwireonground
17-0018865 | Unknown Cause | Patrol - found nothing |  |  | 2017 | Tier 3 - Extreme | Distribution Circuit | 2 | 7 | 2017-02-07 | 1679568 | Sus | N | UnknownCause¦Patrolfoundnothing¦¦
17-0020765 | Vegetation | Tree - fell into line | Conductor, Overhead | Normal | 2017 | Tier 3 - Extreme | Distribution Circuit | 2 | 13 | 2017-02-13 | 1687668 | Sus | N | Vegetation¦Treefellintoline¦ConductorOverhead¦Normal
17-0022964 | Equipment Failure/Involved | Overhead | Transformer (OH) | Broken | 2017 | Tier 2 - Elevated | Transformer only | 2 | 18 | 2017-02-18 | 1699390 | Sus | N | EquipmentFailureInvolved¦Overhead¦Transformer(OH)¦Broken
17-0024914 | Vegetation | Tree - branch fell on line | Fuse | Failed/Faulted | 2017 | Tier 2 - Elevated | Distribution Circuit | 2 | 20 | 2017-02-20 | 1705159 | Sus | N | Vegetation¦Treebranchfellonline¦Fuse¦FailedFaulted
17-0026677 | Vegetation | Tree - branch fell on line | Conductor, Overhead | Normal | 2017 | Tier 3 - Extreme | Distribution Circuit | 2 | 24 | 2017-02-24 | 1713513 | Sus | N | Vegetation¦Treebranchfellonline¦ConductorOverhead¦Normal
17-0027033 | Equipment Failure/Involved | Overhead | Transformer (OH) | Failed/Faulted | 2017 | Tier 2 - Elevated | Distribution Circuit | 2 | 27 | 2017-02-27 | 1714910 | Sus | N | EquipmentFailureInvolved¦Overhead¦Transformer(OH)¦FailedFaulted
17-0028871 | Vegetation | Tree - fell into line | Conductor, Overhead | Broken, wire on ground | 2017 | Tier 3 - Extreme | Distribution Circuit | 3 | 6 | 2017-03-06 | 1721211 | Sus | N | Vegetation¦Treefellintoline¦ConductorOverhead¦Brokenwireonground
17-0037441 | Vegetation | Tree - fell into line | Conductor, Overhead | Broken, wire on ground | 2017 | Tier 3 - Extreme | Distribution Circuit | 4 | 6 | 2017-04-06 | 1747443 | Sus | N | Vegetation¦Treefellintoline¦ConductorOverhead¦Brokenwireonground
17-0037639 | Unknown Cause | Patrol - found nothing |  |  | 2017 | Tier 2 - Elevated | Distribution Circuit | 4 | 7 | 2017-04-07 | 1749755 | Sus | N | UnknownCause¦Patrolfoundnothing¦¦
17-0043535 | Unknown Cause | Patrol - found nothing |  |  | 2017 | Tier 3 - Extreme | Distribution Circuit | 4 | 27 | 2017-04-27 | 1769021 | Sus | N | UnknownCause¦Patrolfoundnothing¦¦
17-0045165 | Vegetation | Tree - fell into line | Conductor, Overhead |  | 2017 | Tier 2 - Elevated | Distribution Circuit | 5 | 4 | 2017-05-04 | 1774364 | Sus | Y | Vegetation¦Treefellintoline¦ConductorOverhead¦
17-0052484 | Equipment Failure/Involved | Overhead | Transformer | Failed/Faulted | 2017 | Tier 3 - Extreme | Transformer only | 6 | 2 | 2017-06-02 | 1795935 | Sus | Y | EquipmentFailureInvolved¦Overhead¦Transformer¦FailedFaulted
17-0054271 | Vegetation | Tree - fell into line | Conductor, Overhead | Arcing | 2017 | Tier 3 - Extreme | Distribution Circuit | 6 | 11 | 2017-06-11 | 1801555 | Sus | Y | Vegetation¦Treefellintoline¦ConductorOverhead¦Arcing
17-0058477 | Unknown Cause | Patrol - found nothing |  |  | 2017 | Tier 3 - Extreme | Distribution Circuit | 6 | 25 | 2017-06-25 | 1817857 | Sus | Y | UnknownCause¦Patrolfoundnothing¦¦
17-0060175 | 3rd Party | Vehicle | Conductor, Overhead | Broken, wire on ground | 2017 | Tier 2 - Elevated | Distribution Circuit | 7 | 3 | 2017-07-03 | 1822723 | Sus | Y | 3rdParty¦Vehicle¦ConductorOverhead¦Brokenwireonground
17-0060744 | Unknown Cause | Patrol - found nothing |  |  | 2017 | Tier 2 - Elevated | Distribution Circuit | 7 | 5 | 2017-07-05 | 1824217 | Sus | Y | UnknownCause¦Patrolfoundnothing¦¦
17-0066913 | 3rd Party | Vehicle | Pole-Wood | Normal | 2017 | Tier 2 - Elevated | Distribution Circuit | 8 | 1 | 2017-08-01 | 1843572 | Sus | Y | 3rdParty¦Vehicle¦PoleWood¦Normal
17-0066993 | 3rd Party | Vehicle | Pole-Wood | Broken | 2017 | Tier 3 - Extreme | Distribution Circuit | 8 | 1 | 2017-08-01 | 1843754 | Sus | Y | 3rdParty¦Vehicle¦PoleWood¦Broken
17-0080179 | 3rd Party | Vehicle | Pole-Wood | Broken, wire on ground | 2017 | Tier 2 - Elevated | Distribution Circuit | 9 | 20 | 2017-09-20 | 1882150 | Sus | Y | 3rdParty¦Vehicle¦PoleWood¦Brokenwireonground
17-0085348 | Equipment Failure/Involved | Overhead | Conductor, Overhead | Together | 2017 | Tier 3 - Extreme | Distribution Circuit | 10 | 9 | 2017-10-09 | 1895254 | Sus | Y | EquipmentFailureInvolved¦Overhead¦ConductorOverhead¦Together
17-0085795 | Equipment Failure/Involved | Overhead | Conductor, Overhead | Broken, wire on ground | 2017 | Tier 3 - Extreme | Distribution Circuit | 10 | 9 | 2017-10-09 | 1897030 | Sus | Y | EquipmentFailureInvolved¦Overhead¦ConductorOverhead¦Brokenwireonground
17-0087884 | Environmental/External | Fire, Forest/Grass | Conductor, Overhead | Normal | 2017 | Tier 2 - Elevated | Distribution Circuit | 10 | 14 | 2017-10-14 | 1902325 | Sus | Y | EnvironmentalExternal¦FireForestGrass¦ConductorOverhead¦Normal
17-0096448 | Unknown Cause | Patrol - found nothing |  |  | 2017 | Tier 2 - Elevated | Distribution Circuit | 11 | 20 | 2017-11-20 | 1926320 | Sus | Y | UnknownCause¦Patrolfoundnothing¦¦
17-0097271 | 3rd Party | Vehicle | Anchor or Guy | Normal | 2017 | Tier 3 - Extreme | Distribution Circuit | 11 | 23 | 2017-11-23 | 1928282 | Sus | Y | 3rdParty¦Vehicle¦AnchororGuy¦Normal
17-0097605 | Unknown Cause | Patrol - not conducted |  |  | 2017 | Tier 2 - Elevated | Distribution Circuit | 11 | 26 | 2017-11-26 | 1929392 | Sus | Y | UnknownCause¦Patrolnotconducted¦¦
17-0098497 | Animal | Bird found | Conductor, Overhead | Normal | 2017 | Tier 3 - Extreme | Distribution Circuit | 11 | 30 | 2017-11-30 | 1932272 | Sus | Y | Animal¦Birdfound¦ConductorOverhead¦Normal
17-0100137 | Equipment Failure/Involved | Overhead | Conductor, Overhead | Broken, wire on ground | 2017 | Tier 2 - Elevated | Distribution Circuit | 12 | 5 | 2017-12-05 | 1936881 | Sus | N | EquipmentFailureInvolved¦Overhead¦ConductorOverhead¦Brokenwireonground
18-0009372 | Vegetation | Tree - fell into line | Conductor, Overhead | Normal | 2018 | Tier 3 - Extreme | Distribution Circuit | 1 | 26 | 2018-01-26 | 14733 | Sus | N | Vegetation¦Treefellintoline¦ConductorOverhead¦Normal
18-0018003 | Unknown Cause | Patrol - found nothing |  |  | 2018 | Tier 2 - Elevated | Distribution Circuit | 2 | 28 | 2018-02-28 | 33220 | Sus | N | UnknownCause¦Patrolfoundnothing¦¦
18-0018489 | Equipment Failure/Involved | Overhead | Insulator | Broken | 2018 | Tier 2 - Elevated | Distribution Circuit | 3 | 1 | 2018-03-01 | 34362 | Sus | N | EquipmentFailureInvolved¦Overhead¦Insulator¦Broken
18-0018725 | Vegetation | Tree - fell into line | Conductor, Overhead | Broken, wire on ground | 2018 | Tier 3 - Extreme | Distribution Circuit | 3 | 1 | 2018-03-01 | 34969 | Sus | N | Vegetation¦Treefellintoline¦ConductorOverhead¦Brokenwireonground
18-0018936 | Equipment Failure/Involved | Overhead | Connector or Splice (OH) | Broken | 2018 | Tier 2 - Elevated | Transformer only | 3 | 1 | 2018-03-01 | 35858 | Sus | N | EquipmentFailureInvolved¦Overhead¦ConnectororSplice(OH)¦Broken
18-0025188 | Equipment Failure/Involved | Electrical Overload | Other | Failed/Faulted | 2018 | Tier 2 - Elevated | Transformer only | 3 | 21 | 2018-03-21 | 49837 | Sus | N | EquipmentFailureInvolved¦ElectricalOverload¦Other¦FailedFaulted
18-0027565 | Equipment Failure/Involved | Overhead | Insulator | Broken | 2018 | Tier 2 - Elevated | Distribution Circuit | 3 | 29 | 2018-03-29 | 55614 | Sus | N | EquipmentFailureInvolved¦Overhead¦Insulator¦Broken
18-0029495 | Unknown Cause | Patrol - found nothing |  |  | 2018 | Tier 3 - Extreme | Distribution Circuit | 4 | 5 | 2018-04-05 | 59896 | Sus | N | UnknownCause¦Patrolfoundnothing¦¦
18-0029689 | Equipment Failure/Involved | Overhead | Transformer (OH) | Broken | 2018 | Tier 2 - Elevated | Transformer only | 4 | 5 | 2018-04-05 | 60385 | Sus | N | EquipmentFailureInvolved¦Overhead¦Transformer(OH)¦Broken
18-0030569 | Equipment Failure/Involved | Overhead | Stepdown | Failed/Faulted | 2018 | Zone 1 - HHZ | Transformer only | 4 | 9 | 2018-04-09 | 63092 | Sus | N | EquipmentFailureInvolved¦Overhead¦Stepdown¦FailedFaulted
18-0030619 | 3rd Party | Tree - cutting, 3rd party | Conductor, Overhead | Broken, wire on ground | 2018 | Tier 3 - Extreme | Distribution Circuit | 4 | 9 | 2018-04-09 | 63167 | Sus | N | 3rdParty¦Treecutting3rdparty¦ConductorOverhead¦Brokenwireonground
18-0031467 | Vegetation | Tree - fell into line | Conductor, Overhead | Broken, wire on ground | 2018 | Tier 2 - Elevated | Distribution Circuit | 4 | 11 | 2018-04-11 | 64936 | Sus | N | Vegetation¦Treefellintoline¦ConductorOverhead¦Brokenwireonground
18-0036679 | Unknown Cause | Patrol - found nothing |  |  | 2018 | Tier 2 - Elevated | Distribution Circuit | 4 | 29 | 2018-04-29 | 76362 | Sus | N | UnknownCause¦Patrolfoundnothing¦¦
18-0037508 | Equipment Failure/Involved | Overhead | Regulator | Failed/Faulted | 2018 | Tier 2 - Elevated | Distribution Circuit | 5 | 2 | 2018-05-02 | 77975 | Sus | Y | EquipmentFailureInvolved¦Overhead¦Regulator¦FailedFaulted
18-0049163 | Equipment Failure/Involved | Overhead | Transformer (OH) | Broken | 2018 | Tier 2 - Elevated | Transformer only | 6 | 8 | 2018-06-08 | 104710 | Sus | Y | EquipmentFailureInvolved¦Overhead¦Transformer(OH)¦Broken
18-0049172 | Unknown Cause | Patrol - found nothing |  |  | 2018 | Tier 3 - Extreme | Distribution Circuit | 6 | 8 | 2018-06-08 | 104814 | Sus | Y | UnknownCause¦Patrolfoundnothing¦¦
18-0054669 | 3rd Party | Vehicle | Anchor or Guy | Broken | 2018 | Tier 2 - Elevated | Distribution Circuit | 6 | 26 | 2018-06-26 | 118662 | Sus | Y | 3rdParty¦Vehicle¦AnchororGuy¦Broken
18-0062245 | Vegetation | Tree - fell into line | Conductor, Overhead | Bent or Twisted | 2018 | Tier 2 - Elevated | Distribution Circuit | 7 | 21 | 2018-07-21 | 137049 | Sus | Y | Vegetation¦Treefellintoline¦ConductorOverhead¦BentorTwisted
18-0062414 | Vegetation | Tree - fell into line | Pole-Wood | Broken | 2018 | Tier 2 - Elevated | Distribution Circuit | 7 | 21 | 2018-07-21 | 137352 | Sus | Y | Vegetation¦Treefellintoline¦PoleWood¦Broken
18-0064620 | Equipment Failure/Involved | Overhead | Transformer | Failed/Faulted | 2018 | Tier 2 - Elevated | Transformer only | 7 | 28 | 2018-07-28 | 142681 | Sus | Y | EquipmentFailureInvolved¦Overhead¦Transformer¦FailedFaulted
18-0065168 | Environmental/External | Fire, Forest/Grass | Pole-Wood | Broken, wire on ground | 2018 | Tier 3 - Extreme | Distribution Circuit | 7 | 26 | 2018-07-26 | 145466 | Sus | Y | EnvironmentalExternal¦FireForestGrass¦PoleWood¦Brokenwireonground
18-0065868 | 3rd Party | Fire, house or bldg. | Fuse | Normal | 2018 | Tier 3 - Extreme | Distribution Circuit | 8 | 1 | 2018-08-01 | 146838 | Sus | Y | 3rdParty¦Firehouseorbldg¦Fuse¦Normal
18-0066139 | Environmental/External | Fire, Forest/Grass | Pole-Wood | Burned/flashed | 2018 | Tier 3 - Extreme | Distribution Circuit | 7 | 26 | 2018-07-26 | 147504 | Sus | Y | EnvironmentalExternal¦FireForestGrass¦PoleWood¦Burnedflashed
18-0067451 | Unknown Cause | Patrol - found nothing |  |  | 2018 | Tier 2 - Elevated | Distribution Circuit | 8 | 7 | 2018-08-07 | 150477 | Sus | Y | UnknownCause¦Patrolfoundnothing¦¦
18-0067760 | Vegetation | Tree - fell into line | Conductor, Overhead | Broken, wire on ground | 2018 | Tier 3 - Extreme | Distribution Circuit | 8 | 8 | 2018-08-08 | 151143 | Sus | Y | Vegetation¦Treefellintoline¦ConductorOverhead¦Brokenwireonground
18-0071578 | 3rd Party | Tree - cutting, 3rd party | Conductor, Overhead | Normal | 2018 | Tier 2 - Elevated | Distribution Circuit | 8 | 20 | 2018-08-20 | 158386 | Sus | Y | 3rdParty¦Treecutting3rdparty¦ConductorOverhead¦Normal
18-0073362 | 3rd Party | Vehicle | Pole-Wood | Broken, wire on ground | 2018 | Tier 2 - Elevated | Distribution Circuit | 8 | 25 | 2018-08-25 | 161967 | Sus | Y | 3rdParty¦Vehicle¦PoleWood¦Brokenwireonground
18-0073606 | Equipment Failure/Involved | Underground | Conductor, Underground | Broken | 2018 | Tier 2 - Elevated | Distribution Circuit | 8 | 26 | 2018-08-26 | 162767 | Sus | Y | EquipmentFailureInvolved¦Underground¦ConductorUnderground¦Broken
18-0074809 | Equipment Failure/Involved | Overhead | Transformer | Failed/Faulted | 2018 | Tier 3 - Extreme | Transformer only | 8 | 29 | 2018-08-29 | 164830 | Sus | Y | EquipmentFailureInvolved¦Overhead¦Transformer¦FailedFaulted
18-0081517 | Equipment Failure/Involved | Overhead | Connector or Splice (OH) | Broken | 2018 | Tier 2 - Elevated | Transformer only | 9 | 19 | 2018-09-19 | 177776 | Sus | Y | EquipmentFailureInvolved¦Overhead¦ConnectororSplice(OH)¦Broken
18-0081669 | Animal | Squirrel | Fuse | Failed/Faulted | 2018 | Tier 3 - Extreme | Distribution Circuit | 9 | 20 | 2018-09-20 | 178021 | Sus | Y | Animal¦Squirrel¦Fuse¦FailedFaulted
18-0084799 | Equipment Failure/Involved | Overhead | Pole-Wood | Deteriorated | 2018 | Tier 2 - Elevated | Distribution Circuit | 9 | 29 | 2018-09-29 | 183751 | Sus | Y | EquipmentFailureInvolved¦Overhead¦PoleWood¦Deteriorated
18-0085741 | Equipment Failure/Involved | Overhead | Transformer | Failed/Faulted | 2018 | Tier 2 - Elevated | Transformer only | 10 | 2 | 2018-10-02 | 186020 | Sus | Y | EquipmentFailureInvolved¦Overhead¦Transformer¦FailedFaulted
18-0088368 | Equipment Failure/Involved | Overhead | Transformer (OH) | Failed/Faulted | 2018 | Tier 2 - Elevated | Distribution Circuit | 10 | 8 | 2018-10-08 | 190821 | Sus | Y | EquipmentFailureInvolved¦Overhead¦Transformer(OH)¦FailedFaulted
18-0098656 | Unknown Cause | Patrol - found nothing |  |  | 2018 | Tier 3 - Extreme | Distribution Circuit | 11 | 9 | 2018-11-09 | 212440 | Sus | Y | UnknownCause¦Patrolfoundnothing¦¦
18-0099384 | Environmental/External | Fire, Forest/Grass | Pole-Wood | Broken, wire on ground | 2018 | Tier 2 - Elevated | Distribution Circuit | 11 | 8 | 2018-11-08 | 214503 | Sus | Y | EnvironmentalExternal¦FireForestGrass¦PoleWood¦Brokenwireonground
18-0099388 | Environmental/External | Fire, Forest/Grass | Pole-Wood | Broken, wire on ground | 2018 | Tier 2 - Elevated | Distribution Circuit | 11 | 8 | 2018-11-08 | 214521 | Sus | Y | EnvironmentalExternal¦FireForestGrass¦PoleWood¦Brokenwireonground
18-0099504 | Vegetation | Tree - branch fell on line |  | Failed/Faulted | 2018 | Tier 3 - Extreme | Transformer only | 11 | 13 | 2018-11-13 | 214725 | Sus | Y | Vegetation¦Treebranchfellonline¦¦FailedFaulted
18-0101082 | Environmental/External | Fire, Forest/Grass | Pole-Wood | Burned/flashed | 2018 | Tier 3 - Extreme | Distribution Circuit | 11 | 8 | 2018-11-08 | 218345 | Sus | Y | EnvironmentalExternal¦FireForestGrass¦PoleWood¦Burnedflashed
18-0103224 | Animal | Bird found | Conductor, Overhead | Normal | 2018 | Tier 2 - Elevated | Distribution Circuit | 11 | 26 | 2018-11-26 | 224401 | Sus | Y | Animal¦Birdfound¦ConductorOverhead¦Normal
18-0103695 | Environmental/External | Fire, Forest/Grass | Pole-Wood | Burned/flashed | 2018 | Tier 3 - Extreme | Distribution Circuit | 11 | 8 | 2018-11-08 | 225357 | Sus | Y | EnvironmentalExternal¦FireForestGrass¦PoleWood¦Burnedflashed
18-0105098 | Equipment Failure/Involved | Overhead | Transformer (OH) | Broken | 2018 | Tier 2 - Elevated | Distribution Circuit | 11 | 29 | 2018-11-29 | 229096 | Sus | Y | EquipmentFailureInvolved¦Overhead¦Transformer(OH)¦Broken
18-0107495 | Equipment Failure/Involved | Overhead | Conductor, Overhead | Broken | 2018 | Tier 2 - Elevated | Distribution Circuit | 12 | 6 | 2018-12-06 | 234720 | Sus | N | EquipmentFailureInvolved¦Overhead¦ConductorOverhead¦Broken
18-0107915 | Company Initiated | Return Circuit Normal | Conductor, Overhead | Normal | 2018 | Tier 3 - Extreme | Distribution Circuit | 12 | 8 | 2018-12-08 | 236394 | Sus | N | CompanyInitiated¦ReturnCircuitNormal¦ConductorOverhead¦Normal
18-0109590 | Unknown Cause | Patrol - found nothing |  |  | 2018 | Tier 2 - Elevated | Distribution Circuit | 12 | 17 | 2018-12-17 | 242000 | Sus | N | UnknownCause¦Patrolfoundnothing¦¦
18-0110044 | Unknown Cause | Patrol - found nothing |  |  | 2018 | Tier 3 - Extreme | Distribution Circuit | 12 | 19 | 2018-12-19 | 244137 | Sus | N | UnknownCause¦Patrolfoundnothing¦¦
19-0008956 | Vegetation | Tree - fell into line | Conductor, Overhead | Broken | 2019 | Tier 2 - Elevated | Transformer only | 1 | 15 | 2019-01-15 | 265373 | Sus | N | Vegetation¦Treefellintoline¦ConductorOverhead¦Broken
19-0012768 | Environmental/External | Lightning | Transformer | Failed/Faulted | 2019 | Tier 3 - Extreme | Transformer only | 1 | 20 | 2019-01-20 | 277908 | Sus | N | EnvironmentalExternal¦Lightning¦Transformer¦FailedFaulted
19-0016417 | Equipment Failure/Involved | Overhead | Transformer | Failed/Faulted | 2019 | Tier 2 - Elevated | Transformer only | 1 | 31 | 2019-01-31 | 285012 | Sus | N | EquipmentFailureInvolved¦Overhead¦Transformer¦FailedFaulted
19-0017411 | Environmental/External | Lightning | Transformer | Failed/Faulted | 2019 | Tier 3 - Extreme | Transformer only | 2 | 2 | 2019-02-02 | 288079 | Sus | N | EnvironmentalExternal¦Lightning¦Transformer¦FailedFaulted
19-0018398 | Vegetation | Tree - fell into line | Pole-Wood | Broken, wire on object | 2019 | Tier 2 - Elevated | Distribution Circuit | 2 | 5 | 2019-02-05 | 292339 | Sus | N | Vegetation¦Treefellintoline¦PoleWood¦Brokenwireonobject
19-0019004 | Unknown Cause | Patrol - found nothing |  |  | 2019 | Tier 3 - Extreme | Distribution Circuit | 2 | 5 | 2019-02-05 | 292900 | Sus | N | UnknownCause¦Patrolfoundnothing¦¦
19-0019203 | Vegetation | Tree - fell into line | Crossarm, Wood | Broken | 2019 | Tier 3 - Extreme | Distribution Circuit | 2 | 4 | 2019-02-04 | 294375 | Sus | N | Vegetation¦Treefellintoline¦CrossarmWood¦Broken
19-0019770 | Equipment Failure/Involved | Overhead | Cutout, fuse holder | Arcing | 2019 | Tier 3 - Extreme | Distribution Circuit | 2 | 7 | 2019-02-07 | 295379 | Sus | N | EquipmentFailureInvolved¦Overhead¦Cutoutfuseholder¦Arcing
19-0020300 | Equipment Failure/Involved | Overhead | Conductor, Overhead | On Ground | 2019 | Tier 3 - Extreme | Distribution Circuit | 2 | 9 | 2019-02-09 | 296794 | Sus | N | EquipmentFailureInvolved¦Overhead¦ConductorOverhead¦OnGround
19-0020564 | Unknown Cause | Patrol - found nothing |  |  | 2019 | Tier 2 - Elevated | Distribution Circuit | 2 | 10 | 2019-02-10 | 297854 | Sus | N | UnknownCause¦Patrolfoundnothing¦¦
19-0020643 | Vegetation | Tree - fell into line | Conductor, Overhead | Broken, wire on ground | 2019 | Tier 3 - Extreme | Distribution Circuit | 2 | 10 | 2019-02-10 | 297900 | Sus | N | Vegetation¦Treefellintoline¦ConductorOverhead¦Brokenwireonground
19-0020861 | Vegetation | Tree - fell into line | Conductor, Overhead | Together | 2019 | Tier 2 - Elevated | Distribution Circuit | 2 | 10 | 2019-02-10 | 298422 | Sus | N | Vegetation¦Treefellintoline¦ConductorOverhead¦Together
19-0020887 | Vegetation | Tree - fell into line | Conductor, Overhead | Broken, wire on ground | 2019 | Tier 3 - Extreme | Distribution Circuit | 2 | 10 | 2019-02-10 | 299068 | Sus | N | Vegetation¦Treefellintoline¦ConductorOverhead¦Brokenwireonground
19-0021097 | Equipment Failure/Involved | Overhead | Fuse | Failed/Faulted | 2019 | Tier 3 - Extreme | Distribution Circuit | 2 | 11 | 2019-02-11 | 299762 | Sus | N | EquipmentFailureInvolved¦Overhead¦Fuse¦FailedFaulted
19-0023235 | Vegetation | Tree - fell into line | Conductor, Overhead | Broken, wire on ground | 2019 | Tier 2 - Elevated | Distribution Circuit | 2 | 14 | 2019-02-14 | 307586 | Sus | N | Vegetation¦Treefellintoline¦ConductorOverhead¦Brokenwireonground
19-0023532 | Unknown Cause | Patrol - found nothing |  |  | 2019 | Tier 2 - Elevated | Distribution Circuit | 2 | 14 | 2019-02-14 | 310041 | Sus | N | UnknownCause¦Patrolfoundnothing¦¦
19-0023844 | Vegetation | Tree - branch fell on line | Conductor, Overhead | Broken | 2019 | Tier 3 - Extreme | Distribution Circuit | 2 | 13 | 2019-02-13 | 311499 | Sus | N | Vegetation¦Treebranchfellonline¦ConductorOverhead¦Broken
19-0024143 | Vegetation | Tree - fell into line | Crossarm, Wood | Broken, wire on ground | 2019 | Tier 3 - Extreme | Distribution Circuit | 2 | 12 | 2019-02-12 | 312460 | Sus | N | Vegetation¦Treefellintoline¦CrossarmWood¦Brokenwireonground
19-0024603 | Unknown Cause | Patrol - found nothing |  |  | 2019 | Tier 2 - Elevated | Distribution Circuit | 2 | 15 | 2019-02-15 | 312630 | Sus | N | UnknownCause¦Patrolfoundnothing¦¦
19-0025666 | Vegetation | Tree - fell into line | Conductor, Overhead | Normal | 2019 | Tier 3 - Extreme | Distribution Circuit | 2 | 17 | 2019-02-17 | 317303 | Sus | N | Vegetation¦Treefellintoline¦ConductorOverhead¦Normal
19-0026615 | Vegetation | Tree - branch fell on line | Conductor, Overhead | Normal | 2019 | Tier 2 - Elevated | Distribution Circuit | 2 | 20 | 2019-02-20 | 320002 | Sus | N | Vegetation¦Treebranchfellonline¦ConductorOverhead¦Normal
19-0028453 | Equipment Failure/Involved | Overhead | Transformer | Failed/Faulted | 2019 | Tier 2 - Elevated | Transformer only | 2 | 26 | 2019-02-26 | 324293 | Sus | N | EquipmentFailureInvolved¦Overhead¦Transformer¦FailedFaulted
19-0028660 | Vegetation | Tree - fell into line | Conductor, Overhead | Broken, wire on ground | 2019 | Tier 2 - Elevated | Distribution Circuit | 2 | 26 | 2019-02-26 | 325753 | Sus | N | Vegetation¦Treefellintoline¦ConductorOverhead¦Brokenwireonground
19-0030285 | Animal | Other | Pole-Wood | Broken, wire on ground | 2019 | Tier 2 - Elevated | Distribution Circuit | 3 | 3 | 2019-03-03 | 330279 | Sus | N | Animal¦Other¦PoleWood¦Brokenwireonground
19-0030450 | Equipment Failure/Involved | Overhead | Transformer | Failed/Faulted | 2019 | Tier 3 - Extreme | Transformer only | 3 | 4 | 2019-03-04 | 330494 | Sus | N | EquipmentFailureInvolved¦Overhead¦Transformer¦FailedFaulted
19-0034420 | Equipment Failure/Involved | Overhead | Pole-Wood | Broken | 2019 | Tier 2 - Elevated | Distribution Circuit | 3 | 16 | 2019-03-16 | 341114 | Sus | N | EquipmentFailureInvolved¦Overhead¦PoleWood¦Broken
19-0036158 | Vegetation | Tree - branch fell on line | Conductor, Overhead | Normal | 2019 | Tier 2 - Elevated | Distribution Circuit | 3 | 22 | 2019-03-22 | 345415 | Sus | N | Vegetation¦Treebranchfellonline¦ConductorOverhead¦Normal
19-0037188 | Vegetation | Tree - branch fell on line | Transformer (OH) | Failed/Faulted | 2019 | Tier 3 - Extreme | Distribution Circuit | 3 | 26 | 2019-03-26 | 347946 | Sus | N | Vegetation¦Treebranchfellonline¦Transformer(OH)¦FailedFaulted
19-0037797 | Environmental/External | Lightning | Transformer (OH) | Failed/Faulted | 2019 | Tier 2 - Elevated | Distribution Circuit | 3 | 28 | 2019-03-28 | 349242 | Sus | N | EnvironmentalExternal¦Lightning¦Transformer(OH)¦FailedFaulted
19-0040582 | Equipment Failure/Involved | Overhead | Other | Broken | 2019 | Tier 3 - Extreme | Transformer only | 4 | 8 | 2019-04-08 | 355892 | Sus | N | EquipmentFailureInvolved¦Overhead¦Other¦Broken
19-0044583 | Vegetation | Tree - bark fell into line | Pole-Wood | Broken, wire on ground | 2019 | Tier 2 - Elevated | Distribution Circuit | 4 | 20 | 2019-04-20 | 364366 | Sus | N | Vegetation¦Treebarkfellintoline¦PoleWood¦Brokenwireonground
19-0051860 | Equipment Failure/Involved | Overhead | Woodpin | Broken | 2019 | Tier 2 - Elevated | Distribution Circuit | 5 | 14 | 2019-05-14 | 380448 | Sus | Y | EquipmentFailureInvolved¦Overhead¦Woodpin¦Broken
19-0057183 | Unknown Cause | Patrol - found nothing |  |  | 2019 | Tier 2 - Elevated | Distribution Circuit | 5 | 24 | 2019-05-24 | 389856 | Sus | Y | UnknownCause¦Patrolfoundnothing¦¦
19-0063607 | Equipment Failure/Involved | Overhead | Pole-Wood | Broken | 2019 | Tier 2 - Elevated | Distribution Circuit | 6 | 6 | 2019-06-06 | 399637 | Sus | Y | EquipmentFailureInvolved¦Overhead¦PoleWood¦Broken
19-0064198 | Vegetation | Tree - branch fell on line | Secondary | Normal | 2019 | Tier 2 - Elevated | Transformer only | 6 | 7 | 2019-06-07 | 400598 | Sus | Y | Vegetation¦Treebranchfellonline¦Secondary¦Normal
19-0066538 | Unknown Cause | Patrol - found nothing |  |  | 2019 | Tier 3 - Extreme | Distribution Circuit | 6 | 12 | 2019-06-12 | 407192 | Sus | Y | UnknownCause¦Patrolfoundnothing¦¦
19-0067077 | Vegetation | Tree - branch fell on line | Conductor, Overhead | Broken | 2019 | Tier 2 - Elevated | Distribution Circuit | 6 | 12 | 2019-06-12 | 408530 | Sus | Y | Vegetation¦Treebranchfellonline¦ConductorOverhead¦Broken
19-0068420 | Vegetation | Tree - fell into line | Conductor, Overhead | Broken, wire on ground | 2019 | Tier 3 - Extreme | Distribution Circuit | 6 | 17 | 2019-06-17 | 417189 | Sus | Y | Vegetation¦Treefellintoline¦ConductorOverhead¦Brokenwireonground
19-0068420 | Vegetation | Tree - fell into line | Conductor, Overhead | Broken, wire on ground | 2019 | Tier 3 - Extreme | Distribution Circuit | 6 | 17 | 2019-06-17 | 417189 | Sus | Y | Vegetation¦Treefellintoline¦ConductorOverhead¦Brokenwireonground
19-0068461 | Vegetation | Tree - fell into line | Conductor, Overhead | Together | 2019 | Tier 3 - Extreme | Distribution Circuit | 6 | 17 | 2019-06-17 | 417217 | Sus | Y | Vegetation¦Treefellintoline¦ConductorOverhead¦Together
19-0070026 | Vegetation | Tree - fell into line | Conductor, Overhead | Broken, wire on ground | 2019 | Tier 2 - Elevated | Distribution Circuit | 6 | 20 | 2019-06-20 | 422157 | Sus | Y | Vegetation¦Treefellintoline¦ConductorOverhead¦Brokenwireonground
19-0070026 | Vegetation | Tree - fell into line | Conductor, Overhead | Broken, wire on ground | 2019 | Tier 2 - Elevated | Distribution Circuit | 6 | 20 | 2019-06-20 | 422157 | Sus | Y | Vegetation¦Treefellintoline¦ConductorOverhead¦Brokenwireonground
19-0084621 | 3rd Party | Vehicle | Pole-Wood | Broken, wire on ground | 2019 | Tier 2 - Elevated | Distribution Circuit | 8 | 6 | 2019-08-06 | 485513 | Sus | Y | 3rdParty¦Vehicle¦PoleWood¦Brokenwireonground
19-0092264 | 3rd Party | Vehicle | Pole-Wood | Broken, wire on object | 2019 | Tier 3 - Extreme | Distribution Circuit | 8 | 26 | 2019-08-26 | 539798 | Sus | Y | 3rdParty¦Vehicle¦PoleWood¦Brokenwireonobject
19-0097304 | Unknown Cause | Patrol - found nothing |  |  | 2019 | Tier 3 - Extreme | Transformer only | 9 | 10 | 2019-09-10 | 567175 | Sus | Y | UnknownCause¦Patrolfoundnothing¦¦
19-0101007 | Environmental/External | Lightning | Fuse | Failed/Faulted | 2019 | Tier 3 - Extreme | Distribution Circuit | 9 | 18 | 2019-09-18 | 592402 | Sus | Y | EnvironmentalExternal¦Lightning¦Fuse¦FailedFaulted
19-0104795 | Unknown Cause | Patrol - not conducted |  |  | 2019 | Tier 3 - Extreme | Distribution Circuit | 9 | 27 | 2019-09-27 | 623860 | Sus | Y | UnknownCause¦Patrolnotconducted¦¦
19-0117851 | Unknown Cause | Patrol - found nothing |  |  | 2019 | Tier 2 - Elevated | Distribution Circuit | 10 | 26 | 2019-10-26 | 685543 | Sus | Y | UnknownCause¦Patrolfoundnothing¦¦
19-0127852 | Equipment Failure/Involved | Overhead |  | Normal | 2019 | Tier 3 - Extreme | Transformer only | 11 | 22 | 2019-11-22 | 713183 | Sus | Y | EquipmentFailureInvolved¦Overhead¦¦Normal
19-0130946 | Vegetation | Tree - grew into line | Secondary | Normal | 2019 | Tier 3 - Extreme | Transformer only | 11 | 27 | 2019-11-27 | 721603 | Sus | Y | Vegetation¦Treegrewintoline¦Secondary¦Normal
19-0131031 | Vegetation | Tree - branch fell on line | Conductor, Overhead | Normal | 2019 | Tier 2 - Elevated | Distribution Circuit | 11 | 29 | 2019-11-29 | 723337 | Sus | Y | Vegetation¦Treebranchfellonline¦ConductorOverhead¦Normal
19-0132391 | Unknown Cause | Patrol - found nothing |  |  | 2019 | Tier 2 - Elevated | Distribution Circuit | 12 | 2 | 2019-12-02 | 727515 | Sus | N | UnknownCause¦Patrolfoundnothing¦¦
19-0132591 | Equipment Failure/Involved | Overhead | Transformer | Broken | 2019 | Tier 2 - Elevated | Transformer only | 12 | 2 | 2019-12-02 | 727924 | Sus | N | EquipmentFailureInvolved¦Overhead¦Transformer¦Broken
19-0134806 | Vegetation | Tree - branch fell on line | Conductor, Overhead | Normal | 2019 | Tier 3 - Extreme | Distribution Circuit | 12 | 7 | 2019-12-07 | 732738 | Sus | N | Vegetation¦Treebranchfellonline¦ConductorOverhead¦Normal
19-0135485 | Equipment Failure/Involved | Overhead | Crossarm, Wood | Broken | 2019 | Tier 2 - Elevated | Distribution Circuit | 12 | 9 | 2019-12-09 | 735027 | Sus | N | EquipmentFailureInvolved¦Overhead¦CrossarmWood¦Broken
19-0136982 | Vegetation | Tree - bark fell into line | Fuse | Failed/Faulted | 2019 | Tier 3 - Extreme | Distribution Circuit | 12 | 17 | 2019-12-17 | 744626 | Sus | N | Vegetation¦Treebarkfellintoline¦Fuse¦FailedFaulted
19-0137596 | Vegetation | Tree - fell into line | Conductor, Overhead | Broken, wire on ground | 2019 | Tier 2 - Elevated | Distribution Circuit | 12 | 22 | 2019-12-22 | 748403 | Sus | N | Vegetation¦Treefellintoline¦ConductorOverhead¦Brokenwireonground
20-0006101 | Equipment Failure/Involved | Overhead | Transformer (OH) | Failed/Faulted | 2020 | Tier 3 - Extreme | Transformer only | 1 | 7 | 2020-01-07 | 756765 | Sus | N | EquipmentFailureInvolved¦Overhead¦Transformer(OH)¦FailedFaulted
20-0010381 | Unknown Cause | Patrol - found nothing |  |  | 2020 | Tier 3 - Extreme | Distribution Circuit | 1 | 16 | 2020-01-16 | 763729 | Sus | N | UnknownCause¦Patrolfoundnothing¦¦
20-0010959 | Vegetation | Tree - fell into line | Conductor, Overhead | Broken, wire on ground | 2020 | Tier 2 - Elevated | Distribution Circuit | 1 | 16 | 2020-01-16 | 765175 | Sus | N | Vegetation¦Treefellintoline¦ConductorOverhead¦Brokenwireonground
20-0019516 | Vegetation | Tree - fell into line | Conductor, Overhead | Broken, wire on ground | 2020 | Tier 2 - Elevated | Distribution Circuit | 2 | 9 | 2020-02-09 | 784243 | Sus | N | Vegetation¦Treefellintoline¦ConductorOverhead¦Brokenwireonground
20-0028865 | Unknown Cause | Patrol - found nothing |  |  | 2020 | Tier 2 - Elevated | Distribution Circuit | 3 | 4 | 2020-03-04 | 831135 | Sus | N | UnknownCause¦Patrolfoundnothing¦¦
20-0029669 | Unknown Cause | Patrol - found nothing |  |  | 2020 | Tier 2 - Elevated | Distribution Circuit | 3 | 6 | 2020-03-06 | 837255 | Sus | N | UnknownCause¦Patrolfoundnothing¦¦
20-0032092 | Equipment Failure/Involved | Overhead | Crossarm, Wood | Broken | 2020 | Tier 2 - Elevated | Distribution Circuit | 3 | 14 | 2020-03-14 | 851196 | Sus | N | EquipmentFailureInvolved¦Overhead¦CrossarmWood¦Broken
20-0032258 | Vegetation | Tree - fell into line | Crossarm, Wood | Broken, wire on ground | 2020 | Tier 2 - Elevated | Distribution Circuit | 3 | 15 | 2020-03-15 | 852139 | Sus | N | Vegetation¦Treefellintoline¦CrossarmWood¦Brokenwireonground
20-0032258 | Vegetation | Tree - fell into line | Crossarm, Wood | Broken, wire on ground | 2020 | Tier 2 - Elevated | Distribution Circuit | 3 | 15 | 2020-03-15 | 852139 | Sus | N | Vegetation¦Treefellintoline¦CrossarmWood¦Brokenwireonground
20-0046618 | Equipment Failure/Involved | Overhead | Lightning Arrestor | Failed/Faulted | 2020 | Tier 2 - Elevated | Distribution Circuit | 5 | 2 | 2020-05-02 | 905916 | Sus | Y | EquipmentFailureInvolved¦Overhead¦LightningArrestor¦FailedFaulted
20-0047462 | Unknown Cause | Patrol - found nothing |  |  | 2020 | Tier 3 - Extreme | Distribution Circuit | 5 | 5 | 2020-05-05 | 907455 | Sus | Y | UnknownCause¦Patrolfoundnothing¦¦
20-0058365 | 3rd Party | Vehicle | Pole-Wood | Broken, wire on ground | 2020 | Tier 2 - Elevated | Distribution Circuit | 6 | 5 | 2020-06-05 | 932451 | Sus | Y | 3rdParty¦Vehicle¦PoleWood¦Brokenwireonground
20-0062232 | Unknown Cause | Patrol - found nothing |  |  | 2020 | Tier 3 - Extreme | Distribution Circuit | 6 | 17 | 2020-06-17 | 941195 | Sus | Y | UnknownCause¦Patrolfoundnothing¦¦
20-0065735 | Vegetation | Tree - fell into line | Conductor, Overhead | Normal | 2020 | Tier 2 - Elevated | Distribution Circuit | 6 | 27 | 2020-06-27 | 948989 | Sus | Y | Vegetation¦Treefellintoline¦ConductorOverhead¦Normal
20-0070913 | Equipment Failure/Involved | Overhead | Cutout, fuse holder | Burned/flashed | 2020 | Tier 2 - Elevated | Distribution Circuit | 7 | 11 | 2020-07-11 | 962557 | Sus | Y | EquipmentFailureInvolved¦Overhead¦Cutoutfuseholder¦Burnedflashed
20-0073270 | Equipment Failure/Involved | Overhead | Insulator | Broken | 2020 | Tier 3 - Extreme | Distribution Circuit | 7 | 18 | 2020-07-18 | 967163 | Sus | Y | EquipmentFailureInvolved¦Overhead¦Insulator¦Broken
20-0077174 | Equipment Failure/Involved | Overhead | Transformer (OH) | Failed/Faulted | 2020 | Tier 3 - Extreme | Transformer only | 7 | 28 | 2020-07-28 | 974018 | Sus | Y | EquipmentFailureInvolved¦Overhead¦Transformer(OH)¦FailedFaulted
20-0082798 | 3rd Party | Vehicle | Pole-Wood | Broken | 2020 | Tier 3 - Extreme | Distribution Circuit | 8 | 12 | 2020-08-12 | 994481 | Sus | Y | 3rdParty¦Vehicle¦PoleWood¦Broken
20-0083165 | Environmental/External | Lightning | Transformer (OH) | Burned/flashed | 2020 | Tier 2 - Elevated | Transformer only | 8 | 13 | 2020-08-13 | 996376 | Sus | Y | EnvironmentalExternal¦Lightning¦Transformer(OH)¦Burnedflashed
20-0084621 | Vegetation | Tree - branch fell on line | Conductor, Overhead | Normal | 2020 | Tier 3 - Extreme | Distribution Circuit | 8 | 16 | 2020-08-16 | 1009847 | Sus | Y | Vegetation¦Treebranchfellonline¦ConductorOverhead¦Normal
20-0084813 | Environmental/External | Lightning | Conductor, Overhead | Broken, wire on ground | 2020 | Tier 3 - Extreme | Distribution Circuit | 8 | 16 | 2020-08-16 | 1010564 | Sus | Y | EnvironmentalExternal¦Lightning¦ConductorOverhead¦Brokenwireonground
20-0084871 | Vegetation | Tree - branch fell on line | Conductor, Overhead | Broken, wire on ground | 2020 | Tier 3 - Extreme | Distribution Circuit | 8 | 16 | 2020-08-16 | 1010513 | Sus | Y | Vegetation¦Treebranchfellonline¦ConductorOverhead¦Brokenwireonground
20-0085273 | Vegetation | Tree - fell into line | Conductor, Overhead | Broken, wire on ground | 2020 | Tier 3 - Extreme | Distribution Circuit | 8 | 16 | 2020-08-16 | 1014145 | Sus | Y | Vegetation¦Treefellintoline¦ConductorOverhead¦Brokenwireonground
20-0091434 | Environmental/External | Fire, Forest/Grass | Conductor, Overhead | Normal | 2020 | Tier 3 - Extreme | Distribution Circuit | 8 | 19 | 2020-08-19 | 1041108 | Sus | Y | EnvironmentalExternal¦FireForestGrass¦ConductorOverhead¦Normal
20-0091735 | Equipment Failure/Involved | Underground | Transformer (UG) | Leaking | 2020 | Tier 2 - Elevated | Distribution Circuit | 8 | 31 | 2020-08-31 | 1044194 | Sus | Y | EquipmentFailureInvolved¦Underground¦Transformer(UG)¦Leaking
20-0093093 | Equipment Failure/Involved | Overhead | Transformer (OH) | Leaking | 2020 | Tier 2 - Elevated | Transformer only | 9 | 3 | 2020-09-03 | 1052756 | Sus | Y | EquipmentFailureInvolved¦Overhead¦Transformer(OH)¦Leaking
20-0096094 | Environmental/External | Fire, Forest/Grass | Pole-Wood | Burned/flashed | 2020 | Tier 3 - Extreme | Transformer only | 8 | 19 | 2020-08-19 | 1063634 | Sus | Y | EnvironmentalExternal¦FireForestGrass¦PoleWood¦Burnedflashed
20-0096827 | Environmental/External | Fire, Forest/Grass | Conductor, Overhead | Deteriorated | 2020 | Tier 2 - Elevated | Distribution Circuit | 9 | 12 | 2020-09-12 | 1065857 | Sus | Y | EnvironmentalExternal¦FireForestGrass¦ConductorOverhead¦Deteriorated
20-0101050 | Unknown Cause | Patrol - found nothing |  |  | 2020 | Tier 2 - Elevated | Transformer only | 9 | 24 | 2020-09-24 | 1090932 | Sus | Y | UnknownCause¦Patrolfoundnothing¦¦
20-0101234 | Equipment Failure/Involved | Overhead | Fuse | Failed/Faulted | 2020 | Tier 3 - Extreme | Transformer only | 9 | 24 | 2020-09-24 | 1091594 | Sus | Y | EquipmentFailureInvolved¦Overhead¦Fuse¦FailedFaulted
20-0110891 | 3rd Party | Vehicle | Pole-Wood | Broken | 2020 | Tier 3 - Extreme | Distribution Circuit | 10 | 20 | 2020-10-20 | 1121754 | Sus | Y | 3rdParty¦Vehicle¦PoleWood¦Broken
20-0110969 | Equipment Failure/Involved | Overhead | Conductor, Overhead | Burned/flashed | 2020 | Tier 2 - Elevated | Distribution Circuit | 10 | 20 | 2020-10-20 | 1121901 | Sus | Y | EquipmentFailureInvolved¦Overhead¦ConductorOverhead¦Burnedflashed
20-0122129 | Unknown Cause | Patrol - found nothing |  |  | 2020 | Tier 2 - Elevated | Distribution Circuit | 11 | 17 | 2020-11-17 | 1147915 | Sus | Y | UnknownCause¦Patrolfoundnothing¦¦
20-0122350 | Vegetation | Tree - fell into line | Conductor, Overhead | Normal | 2020 | Tier 3 - Extreme | Distribution Circuit | 11 | 18 | 2020-11-18 | 1148505 | Sus | Y | Vegetation¦Treefellintoline¦ConductorOverhead¦Normal
20-0128137 | 3rd Party | Vehicle | Pole-Wood | Broken | 2020 | Tier 2 - Elevated | Distribution Circuit | 12 | 5 | 2020-12-05 | 1165512 | Sus | N | 3rdParty¦Vehicle¦PoleWood¦Broken
20-0130382 | Unknown Cause | Patrol - found nothing |  |  | 2020 | Tier 2 - Elevated | Distribution Circuit | 12 | 14 | 2020-12-14 | 1185013 | Sus | N | UnknownCause¦Patrolfoundnothing¦¦
21-0007546 | 3rd Party | Vehicle | Pole-Wood | Broken, wire on ground | 2021 | Tier 2 - Elevated | Distribution Circuit | 1 | 11 | 2021-01-11 | 1208635 | Sus | N | 3rdParty¦Vehicle¦PoleWood¦Brokenwireonground
21-0009136 | Equipment Failure/Involved | Overhead | Transformer (OH) | Failed/Faulted | 2021 | Tier 2 - Elevated | Transformer only | 1 | 15 | 2021-01-15 | 1210983 | Sus | N | EquipmentFailureInvolved¦Overhead¦Transformer(OH)¦FailedFaulted
21-0009963 | Vegetation | Tree - fell into line | Conductor, Overhead | Broken, wire on ground | 2021 | Tier 3 - Extreme | Distribution Circuit | 1 | 19 | 2021-01-19 | 1213185 | Sus | N | Vegetation¦Treefellintoline¦ConductorOverhead¦Brokenwireonground
21-0010768 | Vegetation | Tree - fell into line | Conductor, Overhead | Normal | 2021 | Tier 3 - Extreme | Distribution Circuit | 1 | 19 | 2021-01-19 | 1216774 | Sus | N | Vegetation¦Treefellintoline¦ConductorOverhead¦Normal
21-0011095 | Unknown Cause | Patrol - found nothing |  |  | 2021 | Tier 3 - Extreme | Distribution Circuit | 1 | 19 | 2021-01-19 | 1217901 | Sus | N | UnknownCause¦Patrolfoundnothing¦¦
21-0011108 | Vegetation | Tree - fell into line | Conductor, Overhead | Broken, wire on ground | 2021 | Tier 3 - Extreme | Distribution Circuit | 1 | 19 | 2021-01-19 | 1217929 | Sus | N | Vegetation¦Treefellintoline¦ConductorOverhead¦Brokenwireonground
21-0011756 | Vegetation | Tree - fell into line | Conductor, Overhead | Broken, wire on ground | 2021 | Tier 3 - Extreme | Distribution Circuit | 1 | 19 | 2021-01-19 | 1219301 | Sus | N | Vegetation¦Treefellintoline¦ConductorOverhead¦Brokenwireonground
21-0012081 | Vegetation | Tree - branch fell on line | Transformer (OH) | Failed/Faulted | 2021 | Tier 3 - Extreme | Distribution Circuit | 1 | 20 | 2021-01-20 | 1219235 | Sus | N | Vegetation¦Treebranchfellonline¦Transformer(OH)¦FailedFaulted
21-0017082 | Vegetation | Tree - fell into line | Jumper | Broken | 2021 | Tier 3 - Extreme | Distribution Circuit | 1 | 28 | 2021-01-28 | 1238279 | Sus | N | Vegetation¦Treefellintoline¦Jumper¦Broken
21-0018414 | Unknown Cause | Patrol - found nothing |  |  | 2021 | Tier 2 - Elevated | Distribution Circuit | 1 | 29 | 2021-01-29 | 1241105 | Sus | N | UnknownCause¦Patrolfoundnothing¦¦
21-0019949 | Vegetation | Tree - fell into line | Conductor, Overhead | Broken, wire on ground | 2021 | Tier 3 - Extreme | Distribution Circuit | 1 | 26 | 2021-01-26 | 1243760 | Sus | N | Vegetation¦Treefellintoline¦ConductorOverhead¦Brokenwireonground
21-0021220 | Equipment Failure/Involved | Overhead | Pole-Wood | Broken | 2021 | Tier 2 - Elevated | Distribution Circuit | 2 | 3 | 2021-02-03 | 1246798 | Sus | N | EquipmentFailureInvolved¦Overhead¦PoleWood¦Broken
21-0022664 | Equipment Failure/Involved | Overhead | Crossarm, Wood | Broken | 2021 | Tier 2 - Elevated | Distribution Circuit | 2 | 6 | 2021-02-06 | 1249571 | Sus | N | EquipmentFailureInvolved¦Overhead¦CrossarmWood¦Broken
21-0024822 | Equipment Failure/Involved | Overhead | Secondary | Broken | 2021 | Tier 3 - Extreme | Distribution Circuit | 2 | 11 | 2021-02-11 | 1253426 | Sus | N | EquipmentFailureInvolved¦Overhead¦Secondary¦Broken
21-0025480 | Vegetation | Tree - fell into line | Conductor, Overhead | Broken, wire on ground | 2021 | Tier 2 - Elevated | Distribution Circuit | 2 | 14 | 2021-02-14 | 1254851 | Sus | N | Vegetation¦Treefellintoline¦ConductorOverhead¦Brokenwireonground
21-0029490 | Vegetation | Tree - fell into line | Conductor, Overhead | Broken, wire on ground | 2021 | Tier 3 - Extreme | Distribution Circuit | 2 | 25 | 2021-02-25 | 1262274 | Sus | N | Vegetation¦Treefellintoline¦ConductorOverhead¦Brokenwireonground
21-0037828 | Vegetation | Tree - fell into line | Conductor, Overhead | Normal | 2021 | Tier 3 - Extreme | Distribution Circuit | 3 | 17 | 2021-03-17 | 1287477 | Sus | N | Vegetation¦Treefellintoline¦ConductorOverhead¦Normal
21-0040165 | Equipment Failure/Involved | Electrical Overload | Transformer (OH) | Failed/Faulted | 2021 | Tier 2 - Elevated | Transformer only | 3 | 23 | 2021-03-23 | 1294208 | Sus | N | EquipmentFailureInvolved¦ElectricalOverload¦Transformer(OH)¦FailedFaulted
21-0046214 | Equipment Failure/Involved | Overhead | Transformer (OH) | Failed/Faulted | 2021 | Tier 2 - Elevated | Transformer only | 4 | 8 | 2021-04-08 | 1310357 | Sus | N | EquipmentFailureInvolved¦Overhead¦Transformer(OH)¦FailedFaulted
21-0047129 | Vegetation | Tree - branch fell on line | Conductor, Overhead | Normal | 2021 | Tier 3 - Extreme | Distribution Circuit | 4 | 10 | 2021-04-10 | 1312624 | Sus | N | Vegetation¦Treebranchfellonline¦ConductorOverhead¦Normal
21-0049486 | Equipment Failure/Involved | Overhead | Secondary | Bent or Twisted | 2021 | Tier 2 - Elevated | Transformer only | 4 | 16 | 2021-04-16 | 1319636 | Sus | N | EquipmentFailureInvolved¦Overhead¦Secondary¦BentorTwisted
21-0057568 | Vegetation | Tree - fell into line | Conductor, Overhead | Broken, wire on ground | 2021 | Tier 3 - Extreme | Distribution Circuit | 5 | 5 | 2021-05-05 | 1341885 | Sus | Y | Vegetation¦Treefellintoline¦ConductorOverhead¦Brokenwireonground
21-0059484 | Vegetation | Tree - fell into line | Conductor, Overhead | Normal | 2021 | Tier 3 - Extreme | Distribution Circuit | 5 | 10 | 2021-05-10 | 1345410 | Sus | Y | Vegetation¦Treefellintoline¦ConductorOverhead¦Normal
21-0064026 | Animal | Bird found | Conductor, Overhead | Normal | 2021 | Tier 2 - Elevated | Distribution Circuit | 5 | 20 | 2021-05-20 | 1354692 | Sus | Y | Animal¦Birdfound¦ConductorOverhead¦Normal
21-0071271 | Equipment Failure/Involved | Overhead | Pole-Wood | Broken | 2021 | Tier 3 - Extreme | Transformer only | 6 | 8 | 2021-06-08 | 1368236 | Sus | Y | EquipmentFailureInvolved¦Overhead¦PoleWood¦Broken
21-0073175 | 3rd Party | Vehicle | Pole-Wood | Broken, wire on ground | 2021 | Tier 2 - Elevated | Distribution Circuit | 6 | 11 | 2021-06-11 | 1370736 | Sus | Y | 3rdParty¦Vehicle¦PoleWood¦Brokenwireonground
21-0075811 | Equipment Failure/Involved | Electrical Overload | Transformer (OH) | Failed/Faulted | 2021 | Tier 3 - Extreme | Transformer only | 6 | 17 | 2021-06-17 | 1376636 | Sus | Y | EquipmentFailureInvolved¦ElectricalOverload¦Transformer(OH)¦FailedFaulted
21-0079597 | Equipment Failure/Involved | Underground | Conductor, Underground | Broken | 2021 | Tier 2 - Elevated | Distribution Circuit | 6 | 24 | 2021-06-24 | 1384385 | Sus | Y | EquipmentFailureInvolved¦Underground¦ConductorUnderground¦Broken
21-0100945 | Equipment Failure/Involved | Overhead | Pole-Wood | Deteriorated | 2021 | Tier 2 - Elevated | Distribution Circuit | 8 | 10 | 2021-08-10 | 1439134 | Sus | Y | EquipmentFailureInvolved¦Overhead¦PoleWood¦Deteriorated
21-0101692 | Animal | Squirrel | Conductor, Overhead | Normal | 2021 | Tier 2 - Elevated | Distribution Circuit | 8 | 8 | 2021-08-08 | 1437201 | Sus | Y | Animal¦Squirrel¦ConductorOverhead¦Normal
21-0102211 | Vegetation | Tree - fell into line | Conductor, Overhead | Broken, wire on ground | 2021 | Tier 3 - Extreme | Distribution Circuit | 8 | 9 | 2021-08-09 | 1438598 | Sus | Y | Vegetation¦Treefellintoline¦ConductorOverhead¦Brokenwireonground
21-0104703 | Equipment Failure/Involved | Overhead | Jumper | Broken | 2021 | Tier 3 - Extreme | Distribution Circuit | 8 | 14 | 2021-08-14 | 1443022 | Sus | Y | EquipmentFailureInvolved¦Overhead¦Jumper¦Broken
21-0111081 | Company Initiated | Coordination failure | Conductor, Overhead | Normal | 2021 | Tier 2 - Elevated | Distribution Circuit | 8 | 30 | 2021-08-30 | 1458258 | Sus | Y | CompanyInitiated¦Coordinationfailure¦ConductorOverhead¦Normal
21-0112065 | Unknown Cause | Patrol - found nothing |  |  | 2021 | Tier 2 - Elevated | Distribution Circuit | 9 | 1 | 2021-09-01 | 1459899 | Sus | Y | UnknownCause¦Patrolfoundnothing¦¦
21-0112567 | Equipment Failure/Involved | Overhead | Pole-Wood | Broken | 2021 | Tier 2 - Elevated | Distribution Circuit | 9 | 2 | 2021-09-02 | 1460776 | Sus | Y | EquipmentFailureInvolved¦Overhead¦PoleWood¦Broken
21-0119437 | Unknown Cause | Patrol - found nothing |  |  | 2021 | Tier 3 - Extreme | Transformer only | 9 | 18 | 2021-09-18 | 1474889 | Sus | Y | UnknownCause¦Patrolfoundnothing¦¦
21-0129153 | Unknown Cause | Patrol - found nothing |  |  | 2021 | Tier 3 - Extreme | Distribution Circuit | 10 | 11 | 2021-10-11 | 1494171 | Sus | Y | UnknownCause¦Patrolfoundnothing¦¦
21-0131953 | Equipment Failure/Involved | Overhead | Transformer (OH) | Leaking | 2021 | Tier 3 - Extreme | Transformer only | 10 | 16 | 2021-10-16 | 1498968 | Sus | Y | EquipmentFailureInvolved¦Overhead¦Transformer(OH)¦Leaking
21-0138466 | Equipment Failure/Involved | Overhead | Secondary | Broken | 2021 | Tier 3 - Extreme | Transformer only | 10 | 26 | 2021-10-26 | 1515269 | Sus | Y | EquipmentFailureInvolved¦Overhead¦Secondary¦Broken
21-0139027 | Unknown Cause | Patrol - found nothing |  |  | 2021 | Tier 3 - Extreme | Distribution Circuit | 10 | 27 | 2021-10-27 | 1523351 | Sus | Y | UnknownCause¦Patrolfoundnothing¦¦
21-0142028 | Vegetation | Tree - fell into line | Conductor, Overhead | Broken, wire on ground | 2021 | Tier 2 - Elevated | Distribution Circuit | 11 | 4 | 2021-11-04 | 1534352 | Sus | Y | Vegetation¦Treefellintoline¦ConductorOverhead¦Brokenwireonground
21-0143906 | Vegetation | Tree - branch fell on line | Conductor, Overhead | Normal | 2021 | Tier 2 - Elevated | Distribution Circuit | 11 | 8 | 2021-11-08 | 1537954 | Sus | Y | Vegetation¦Treebranchfellonline¦ConductorOverhead¦Normal
21-0156307 | Unknown Cause | Patrol - not conducted |  |  | 2021 | Tier 3 - Extreme | Distribution Circuit | 12 | 9 | 2021-12-09 | 1562923 | Sus | N | UnknownCause¦Patrolnotconducted¦¦
21-0157589 | Unknown Cause | Patrol - not conducted |  |  | 2021 | Tier 3 - Extreme | Distribution Circuit | 12 | 13 | 2021-12-13 | 1568577 | Sus | N | UnknownCause¦Patrolnotconducted¦¦
21-0158213 | Vegetation | Tree - branch fell on line | Conductor, Overhead | Together | 2021 | Tier 3 - Extreme | Distribution Circuit | 12 | 14 | 2021-12-14 | 1570898 | Sus | N | Vegetation¦Treebranchfellonline¦ConductorOverhead¦Together
21-0158561 | Vegetation | Tree - branch fell on line | Conductor, Overhead | Broken | 2021 | Tier 3 - Extreme | Transformer only | 12 | 15 | 2021-12-15 | 1572811 | Sus | N | Vegetation¦Treebranchfellonline¦ConductorOverhead¦Broken
21-0159532 | Vegetation | Tree - branch fell on line | Conductor, Overhead | Arcing | 2021 | Tier 3 - Extreme | Distribution Circuit | 12 | 18 | 2021-12-18 | 1576659 | Sus | N | Vegetation¦Treebranchfellonline¦ConductorOverhead¦Arcing
21-0161088 | Vegetation | Tree - grew into line | Conductor, Overhead | Normal | 2021 | Tier 3 - Extreme | Distribution Circuit | 12 | 27 | 2021-12-27 | 1585677 | Sus | N | Vegetation¦Treegrewintoline¦ConductorOverhead¦Normal
21-0161769 | Vegetation | Tree - fell into line | Conductor, Overhead | Broken, wire on ground | 2021 | Tier 2 - Elevated | Distribution Circuit | 12 | 27 | 2021-12-27 | 1589585 | Sus | N | Vegetation¦Treefellintoline¦ConductorOverhead¦Brokenwireonground
22-0005039 | Environmental/External | Ice or snow | Conductor, Overhead | Broken, wire on ground | 2021 | Tier 2 - Elevated | Distribution Circuit | 12 | 27 | 2021-12-27 | 1591593 | Sus | N | EnvironmentalExternal¦Iceorsnow¦ConductorOverhead¦Brokenwireonground
22-0009558 | Unknown Cause | Patrol - not conducted |  |  | 2022 | Tier 2 - Elevated | Distribution Circuit | 1 | 13 | 2022-01-13 | 1601707 | Sus | N | UnknownCause¦Patrolnotconducted¦¦
22-0018358 | Vegetation | Tree - fell into line | Conductor, Overhead | Broken, wire on ground | 2022 | Tier 2 - Elevated | Distribution Circuit | 2 | 3 | 2022-02-03 | 1620567 | Sus | N | Vegetation¦Treefellintoline¦ConductorOverhead¦Brokenwireonground
22-0026376 | 3rd Party | Other | Conductor, Overhead | Arcing | 2022 | Tier 2 - Elevated | Transformer only | 2 | 24 | 2022-02-24 | 1635652 | Sus | N | 3rdParty¦Other¦ConductorOverhead¦Arcing
22-0030154 | Vegetation | Tree - branch fell on line | Conductor, Overhead | Normal | 2022 | Tier 3 - Extreme | Distribution Circuit | 3 | 4 | 2022-03-04 | 1642518 | Sus | N | Vegetation¦Treebranchfellonline¦ConductorOverhead¦Normal
22-0035780 | Equipment Failure/Involved | Overhead | Connector or Splice (OH) | Deteriorated | 2022 | Tier 2 - Elevated | Distribution Circuit | 3 | 18 | 2022-03-18 | 1651123 | Sus | N | EquipmentFailureInvolved¦Overhead¦ConnectororSplice(OH)¦Deteriorated
22-0042139 | Vegetation | Tree - fell into line | Conductor, Overhead | Normal | 2022 | Tier 2 - Elevated | Distribution Circuit | 4 | 3 | 2022-04-03 | 1662023 | Sus | N | Vegetation¦Treefellintoline¦ConductorOverhead¦Normal
22-0042858 | 3rd Party | Customer Equipment | Other | Malfunctioning | 2022 | Tier 2 - Elevated | Distribution Circuit | 4 | 5 | 2022-04-05 | 1663406 | Sus | N | 3rdParty¦CustomerEquipment¦Other¦Malfunctioning
22-0047105 | Equipment Failure/Involved | Overhead | Cutout, fuse holder | Arcing | 2022 | Tier 3 - Extreme | Transformer only | 4 | 12 | 2022-04-12 | 1671059 | Sus | N | EquipmentFailureInvolved¦Overhead¦Cutoutfuseholder¦Arcing
22-0047917 | Equipment Failure/Involved | Overhead | Transformer (OH) | Failed/Faulted | 2022 | Tier 2 - Elevated | Transformer only | 4 | 14 | 2022-04-14 | 1672145 | Sus | N | EquipmentFailureInvolved¦Overhead¦Transformer(OH)¦FailedFaulted
22-0050447 | Unknown Cause | Patrol - found nothing |  |  | 2022 | Tier 2 - Elevated | Distribution Circuit | 4 | 16 | 2022-04-16 | 1674168 | Sus | N | UnknownCause¦Patrolfoundnothing¦¦
22-0050656 | Unknown Cause | Patrol - not conducted |  |  | 2022 | Tier 3 - Extreme | Distribution Circuit | 4 | 16 | 2022-04-16 | 1674702 | Sus | N | UnknownCause¦Patrolnotconducted¦¦
22-0056768 | Unknown Cause | Patrol - not conducted |  |  | 2022 | Tier 2 - Elevated | Distribution Circuit | 5 | 2 | 2022-05-02 | 1686319 | Sus | Y | UnknownCause¦Patrolnotconducted¦¦
22-0057240 | 3rd Party | Metallic Balloon | Conductor, Overhead | Normal | 2022 | Tier 2 - Elevated | Distribution Circuit | 5 | 3 | 2022-05-03 | 1687143 | Sus | Y | 3rdParty¦MetallicBalloon¦ConductorOverhead¦Normal
22-0057505 | Unknown Cause | Patrol - found nothing |  |  | 2022 | Tier 2 - Elevated | Distribution Circuit | 5 | 3 | 2022-05-03 | 1687702 | Sus | Y | UnknownCause¦Patrolfoundnothing¦¦
22-0067793 | Equipment Failure/Involved | Overhead | Transformer (OH) | Failed/Faulted | 2022 | Tier 2 - Elevated | Transformer only | 5 | 28 | 2022-05-28 | 1713030 | Sus | Y | EquipmentFailureInvolved¦Overhead¦Transformer(OH)¦FailedFaulted
22-0078009 | Company Initiated | Construction Activity/equip, company | Conductor, Overhead | Normal | 2022 | Tier 2 - Elevated | Transmission line | 6 | 24 | 2022-06-24 | 1740692 | Sus | Y | CompanyInitiated¦ConstructionActivityequipcompany¦ConductorOverhead¦Normal
22-0079189 | Vegetation | Tree - cutting, PG&E contractor | Conductor, Overhead | Normal | 2022 | Tier 2 - Elevated | Distribution Circuit | 6 | 27 | 2022-06-27 | 1743599 | Sus | Y | Vegetation¦TreecuttingPG&Econtractor¦ConductorOverhead¦Normal
22-0082933 | Vegetation | Tree - fell into line | Conductor, Overhead | Broken, wire on ground | 2022 | Tier 2 - Elevated | Distribution Circuit | 7 | 7 | 2022-07-07 | 1750931 | Sus | Y | Vegetation¦Treefellintoline¦ConductorOverhead¦Brokenwireonground
22-0086369 | Unknown Cause | Patrol - found nothing |  |  | 2022 | Tier 2 - Elevated | Distribution Circuit | 7 | 18 | 2022-07-18 | 1758910 | Sus | Y | UnknownCause¦Patrolfoundnothing¦¦
22-0087839 | Unknown Cause | Patrol - found nothing |  |  | 2022 | Tier 2 - Elevated | Distribution Circuit | 7 | 20 | 2022-07-20 | 1761425 | Sus | Y | UnknownCause¦Patrolfoundnothing¦¦
22-0100741 | Animal | Bird found | Cutout, fuse holder | Broken | 2022 | Tier 2 - Elevated | Distribution Circuit | 8 | 23 | 2022-08-23 | 1787776 | Sus | Y | Animal¦Birdfound¦Cutoutfuseholder¦Broken
22-0101127 | Unknown Cause | Patrol - found nothing |  |  | 2022 | Tier 2 - Elevated | Distribution Circuit | 8 | 23 | 2022-08-23 | 1788518 | Sus | Y | UnknownCause¦Patrolfoundnothing¦¦
22-0102165 | Unknown Cause | Patrol - found nothing |  |  | 2022 | Tier 2 - Elevated | Distribution Circuit | 8 | 26 | 2022-08-26 | 1791832 | Sus | Y | UnknownCause¦Patrolfoundnothing¦¦
22-0102673 | Equipment Failure/Involved | Overhead | Conductor, Overhead | Annealed | 2022 | Tier 3 - Extreme | Distribution Circuit | 8 | 27 | 2022-08-27 | 1793043 | Sus | Y | EquipmentFailureInvolved¦Overhead¦ConductorOverhead¦Annealed
22-0103872 | Vegetation | Tree - fell into line | Conductor, Overhead | Broken, wire on ground | 2022 | Tier 2 - Elevated | Distribution Circuit | 8 | 31 | 2022-08-31 | 1795415 | Sus | Y | Vegetation¦Treefellintoline¦ConductorOverhead¦Brokenwireonground
22-0105444 | Unknown Cause | Patrol - found nothing |  |  | 2022 | Tier 2 - Elevated | Distribution Circuit | 9 | 3 | 2022-09-03 | 1798183 | Sus | Y | UnknownCause¦Patrolfoundnothing¦¦
22-0109394 | Unknown Cause | Patrol - found nothing |  |  | 2022 | Tier 2 - Elevated | Distribution Circuit | 9 | 12 | 2022-09-12 | 1809275 | Sus | Y | UnknownCause¦Patrolfoundnothing¦¦
22-0111742 | Unknown Cause | Patrol - found nothing |  |  | 2022 | Tier 2 - Elevated | Distribution Circuit | 9 | 18 | 2022-09-18 | 1815188 | Sus | Y | UnknownCause¦Patrolfoundnothing¦¦
22-0121051 | Equipment Failure/Involved | Overhead | Insulator | Broken | 2022 | Tier 2 - Elevated | Distribution Circuit | 10 | 13 | 2022-10-13 | 1836507 | Sus | Y | EquipmentFailureInvolved¦Overhead¦Insulator¦Broken
22-0127742 | Unknown Cause | Patrol - found nothing |  |  | 2022 | Tier 3 - Extreme | Distribution Circuit | 11 | 4 | 2022-11-04 | 1853147 | Sus | Y | UnknownCause¦Patrolfoundnothing¦¦
22-0128383 | Unknown Cause | Patrol - found nothing |  |  | 2022 | Tier 2 - Elevated | Distribution Circuit | 11 | 6 | 2022-11-06 | 1855562 | Sus | Y | UnknownCause¦Patrolfoundnothing¦¦
22-0128920 | 3rd Party | Other | Fuse | Normal | 2022 | Tier 2 - Elevated | Transformer only | 11 | 8 | 2022-11-08 | 1856644 | Sus | Y | 3rdParty¦Other¦Fuse¦Normal
22-0130261 | Equipment Failure/Involved | Overhead | Recloser | Malfunctioning | 2022 | Tier 3 - Extreme | Distribution Circuit | 11 | 11 | 2022-11-11 | 1860451 | Sus | Y | EquipmentFailureInvolved¦Overhead¦Recloser¦Malfunctioning
22-0133718 | Unknown Cause | Patrol - found nothing |  |  | 2022 | Tier 2 - Elevated | Distribution Circuit | 11 | 23 | 2022-11-23 | 1868229 | Sus | Y | UnknownCause¦Patrolfoundnothing¦¦
22-0137858 | Equipment Failure/Involved | Overhead | Lightning Arrestor | Failed/Faulted | 2022 | Tier 2 - Elevated | Distribution Circuit | 12 | 9 | 2022-12-09 | 1879658 | Sus | N | EquipmentFailureInvolved¦Overhead¦LightningArrestor¦FailedFaulted
22-0138158 | Unknown Cause | Patrol - not conducted |  |  | 2022 | Tier 3 - Extreme | Distribution Circuit | 12 | 10 | 2022-12-10 | 1880437 | Sus | N | UnknownCause¦Patrolnotconducted¦¦
22-0138516 | Vegetation | Tree - branch fell on line | Conductor, Overhead | Normal | 2022 | Tier 3 - Extreme | Distribution Circuit | 12 | 10 | 2022-12-10 | 1882312 | Sus | N | Vegetation¦Treebranchfellonline¦ConductorOverhead¦Normal
22-0138807 | Environmental/External | Lightning | Fuse | Failed/Faulted | 2022 | Tier 2 - Elevated | Distribution Circuit | 12 | 11 | 2022-12-11 | 1884681 | Sus | N | EnvironmentalExternal¦Lightning¦Fuse¦FailedFaulted
22-0138870 | Vegetation | Tree - branch fell on line | Conductor, Overhead | Normal | 2022 | Tier 3 - Extreme | Distribution Circuit | 12 | 10 | 2022-12-10 | 1884497 | Sus | N | Vegetation¦Treebranchfellonline¦ConductorOverhead¦Normal
22-0140612 | Equipment Failure/Involved | Overhead | Pole-Wood | Deteriorated | 2022 | Tier 3 - Extreme | Distribution Circuit | 12 | 19 | 2022-12-19 | 1892661 | Sus | N | EquipmentFailureInvolved¦Overhead¦PoleWood¦Deteriorated
22-0140887 | Environmental/External | Earthquake | Pole-Wood | Deteriorated | 2022 | Tier 2 - Elevated | Distribution Circuit | 12 | 20 | 2022-12-20 | 1895015 | Sus | N | EnvironmentalExternal¦Earthquake¦PoleWood¦Deteriorated
22-0141674 | Vegetation | Tree - fell into line | Conductor, Overhead | Broken, wire on ground | 2022 | Tier 2 - Elevated | Distribution Circuit | 12 | 27 | 2022-12-27 | 1899201 | Sus | N | Vegetation¦Treefellintoline¦ConductorOverhead¦Brokenwireonground
22-0141674 | Vegetation | Tree - fell into line | Conductor, Overhead | Broken, wire on ground | 2022 | Tier 2 - Elevated | Distribution Circuit | 12 | 27 | 2022-12-27 | 1899201 | Sus | N | Vegetation¦Treefellintoline¦ConductorOverhead¦Brokenwireonground
22-0141986 | Equipment Failure/Involved | Overhead | Transformer (OH) | Failed/Faulted | 2022 | Tier 2 - Elevated | Transformer only | 12 | 28 | 2022-12-28 | 1900788 | Sus | N | EquipmentFailureInvolved¦Overhead¦Transformer(OH)¦FailedFaulted
22-0142022 | Vegetation | Tree - fell into line | Conductor, Overhead | Broken, wire on ground | 2022 | Tier 2 - Elevated | Distribution Circuit | 12 | 29 | 2022-12-29 | 1900885 | Sus | N | Vegetation¦Treefellintoline¦ConductorOverhead¦Brokenwireonground
22-0142676 | Equipment Failure/Involved | Overhead | Pole-Wood | Broken | 2022 | Tier 3 - Extreme | Distribution Circuit | 12 | 31 | 2022-12-31 | 1904583 | Sus | N | EquipmentFailureInvolved¦Overhead¦PoleWood¦Broken
15-0016961 | Equipment Failure/Involved | Electrical Overload | Transformer | Failed/Faulted | 2015 | Tier 2 - Elevated | Transformer only | 3 | 3 | 2015-03-03 | 1198651 | Sus | N | EquipmentFailureInvolved¦ElectricalOverload¦Transformer¦FailedFaulted
15-0021164 | Vegetation | Tree - cutting, 3rd party | Conductor, Overhead | Broken, wire on ground | 2015 | Tier 2 - Elevated | Distribution Circuit | 3 | 21 | 2015-03-21 | 1206411 | Sus | N | Vegetation¦Treecutting3rdparty¦ConductorOverhead¦Brokenwireonground
15-0024247 | Animal | Bird found | Transformer | Normal | 2015 | Tier 2 - Elevated | Distribution Circuit | 4 | 5 | 2015-04-05 | 1212855 | Sus | N | Animal¦Birdfound¦Transformer¦Normal
15-0031981 | Equipment Failure/Involved | Other | Transformer | Failed/Faulted | 2015 | Tier 2 - Elevated | Transformer only | 5 | 5 | 2015-05-05 | 1229570 | Sus | Y | EquipmentFailureInvolved¦Other¦Transformer¦FailedFaulted
15-0032378 | Unknown Cause | Patrol - found nothing |  | Failed/Faulted | 2015 | Tier 3 - Extreme | Distribution Circuit | 5 | 7 | 2015-05-07 | 1230357 | Sus | Y | UnknownCause¦Patrolfoundnothing¦¦FailedFaulted
15-0033681 | Equipment Failure/Involved | Overhead | Transformer (OH) | Failed/Faulted | 2015 | Tier 2 - Elevated | Distribution Circuit | 5 | 12 | 2015-05-12 | 1233499 | Sus | Y | EquipmentFailureInvolved¦Overhead¦Transformer(OH)¦FailedFaulted
15-0042934 | Equipment Failure/Involved | Overhead |  | Normal | 2015 | Tier 2 - Elevated | Transformer only | 6 | 23 | 2015-06-23 | 1255453 | Sus | Y | EquipmentFailureInvolved¦Overhead¦¦Normal
15-0044428 | 3rd Party | Vehicle | Pole-Wood | Broken | 2015 | Tier 2 - Elevated | Distribution Circuit | 7 | 1 | 2015-07-01 | 1259975 | Sus | Y | 3rdParty¦Vehicle¦PoleWood¦Broken
15-0046468 | Unknown Cause | Patrol - found nothing |  |  | 2015 | Tier 3 - Extreme | Distribution Circuit | 7 | 9 | 2015-07-09 | 1265330 | Sus | Y | UnknownCause¦Patrolfoundnothing¦¦
15-0049219 | Equipment Failure/Involved | Overhead | Transformer | Failed/Faulted | 2015 | Tier 2 - Elevated | Transformer only | 7 | 20 | 2015-07-20 | 1273441 | Sus | Y | EquipmentFailureInvolved¦Overhead¦Transformer¦FailedFaulted
15-0058575 | Company Initiated | Return Circuit Normal | Conductor, Underground | Deteriorated | 2015 | Tier 3 - Extreme | Distribution Circuit | 9 | 1 | 2015-09-01 | 1298270 | Sus | Y | CompanyInitiated¦ReturnCircuitNormal¦ConductorUnderground¦Deteriorated
15-0062224 | Equipment Failure/Involved | Overhead | Transformer | Failed/Faulted | 2015 | Tier 2 - Elevated | Transformer only | 9 | 18 | 2015-09-18 | 1308328 | Sus | Y | EquipmentFailureInvolved¦Overhead¦Transformer¦FailedFaulted
15-0062231 | Equipment Failure/Involved | Overhead | Pole-Wood | Broken | 2015 | Tier 3 - Extreme | Distribution Circuit | 9 | 19 | 2015-09-19 | 1308424 | Sus | Y | EquipmentFailureInvolved¦Overhead¦PoleWood¦Broken
15-0062350 | Equipment Failure/Involved | Overhead | Pole-Wood | Burned/flashed | 2015 | Tier 2 - Elevated | Distribution Circuit | 9 | 20 | 2015-09-20 | 1308826 | Sus | Y | EquipmentFailureInvolved¦Overhead¦PoleWood¦Burnedflashed
15-0063164 | Environmental/External | Fire, Forest/Grass | Pole-Wood | Burned/flashed | 2015 | Tier 2 - Elevated | Distribution Circuit | 9 | 24 | 2015-09-24 | 1311468 | Sus | Y | EnvironmentalExternal¦FireForestGrass¦PoleWood¦Burnedflashed
15-0063588 | 3rd Party | Metallic Balloon | Conductor, Overhead | Together | 2015 | Tier 2 - Elevated | Distribution Circuit | 9 | 25 | 2015-09-25 | 1311901 | Sus | Y | 3rdParty¦MetallicBalloon¦ConductorOverhead¦Together
15-0067727 | Unknown Cause | Patrol - found nothing |  |  | 2015 | Tier 2 - Elevated | Distribution Circuit | 10 | 3 | 2015-10-03 | 1316373 | Sus | Y | UnknownCause¦Patrolfoundnothing¦¦
15-0067852 | Vegetation | Tree - fell into line | Conductor, Overhead | Broken, wire on ground | 2015 | Tier 3 - Extreme | Distribution Circuit | 10 | 4 | 2015-10-04 | 1316883 | Sus | Y | Vegetation¦Treefellintoline¦ConductorOverhead¦Brokenwireonground
15-0069439 | Unknown Cause | Patrol - found nothing |  |  | 2015 | Tier 2 - Elevated | Distribution Circuit | 10 | 10 | 2015-10-10 | 1320003 | Sus | Y | UnknownCause¦Patrolfoundnothing¦¦
15-0070188 | Animal | Squirrel | Pothead/Riser Termination | Failed/Faulted | 2015 | Tier 2 - Elevated | Distribution Circuit | 10 | 14 | 2015-10-14 | 1321632 | Sus | Y | Animal¦Squirrel¦PotheadRiserTermination¦FailedFaulted
15-0078343 | Unknown Cause | Patrol - found nothing |  |  | 2015 | Tier 3 - Extreme | Distribution Circuit | 11 | 16 | 2015-11-16 | 1343279 | Sus | Y | UnknownCause¦Patrolfoundnothing¦¦
15-0081340 | Unknown Cause | Patrol - found nothing |  |  | 2015 | Tier 2 - Elevated | Distribution Circuit | 11 | 27 | 2015-11-27 | 1349247 | Sus | Y | UnknownCause¦Patrolfoundnothing¦¦
15-0083046 | Equipment Failure/Involved | Overhead | Transformer |  | 2015 | Tier 3 - Extreme | Transformer only | 12 | 6 | 2015-12-06 | 1354692 | Sus | N | EquipmentFailureInvolved¦Overhead¦Transformer¦
15-0083075 | Equipment Failure/Involved | Overhead | Transformer (OH) | Deteriorated | 2015 | Tier 2 - Elevated | Transformer only | 12 | 6 | 2015-12-06 | 1354852 | Sus | N | EquipmentFailureInvolved¦Overhead¦Transformer(OH)¦Deteriorated
15-0084936 | Vegetation | Tree - fell into line | Conductor, Overhead | Broken, wire on ground | 2015 | Tier 3 - Extreme | Distribution Circuit | 12 | 13 | 2015-12-13 | 1361445 | Sus | N | Vegetation¦Treefellintoline¦ConductorOverhead¦Brokenwireonground
15-0084945 | Equipment Failure/Involved | Overhead | Conductor, Overhead | Broken, wire on ground | 2015 | Tier 3 - Extreme | Distribution Circuit | 12 | 13 | 2015-12-13 | 1362526 | Sus | N | EquipmentFailureInvolved¦Overhead¦ConductorOverhead¦Brokenwireonground
15-0086736 | Unknown Cause | Patrol - found nothing |  |  | 2015 | Tier 2 - Elevated | Distribution Circuit | 12 | 22 | 2015-12-22 | 1369222 | Sus | N | UnknownCause¦Patrolfoundnothing¦¦
15-0086832 | Vegetation | Tree - fell into line | Conductor, Overhead | Broken, wire on ground | 2015 | Tier 2 - Elevated | Distribution Circuit | 12 | 22 | 2015-12-22 | 1369685 | Sus | N | Vegetation¦Treefellintoline¦ConductorOverhead¦Brokenwireonground
16-0002858 | Vegetation | Tree - fell into line | Conductor, Overhead | Broken, wire on ground | 2016 | Tier 2 - Elevated | Distribution Circuit | 1 | 5 | 2016-01-05 | 1376993 | Sus | N | Vegetation¦Treefellintoline¦ConductorOverhead¦Brokenwireonground
16-0006514 | Vegetation | Tree - branch fell on line | Conductor, Overhead | Normal | 2016 | Tier 3 - Extreme | Distribution Circuit | 1 | 19 | 2016-01-19 | 1387458 | Sus | N | Vegetation¦Treebranchfellonline¦ConductorOverhead¦Normal
16-0007713 | Vegetation | Tree - branch fell on line | Conductor, Overhead | Broken, wire on ground | 2016 | Tier 3 - Extreme | Distribution Circuit | 1 | 23 | 2016-01-23 | 1390584 | Sus | N | Vegetation¦Treebranchfellonline¦ConductorOverhead¦Brokenwireonground
16-0009308 | 3rd Party | Other | Pole-Wood | Broken, wire on ground | 2016 | Tier 3 - Extreme | Distribution Circuit | 1 | 30 | 2016-01-30 | 1394568 | Sus | N | 3rdParty¦Other¦PoleWood¦Brokenwireonground
16-0009494 | Equipment Failure/Involved | Overhead | Connector or Splice (OH) | Burned Open | 2016 | Tier 2 - Elevated | Distribution Circuit | 1 | 31 | 2016-01-31 | 1395397 | Sus | N | EquipmentFailureInvolved¦Overhead¦ConnectororSplice(OH)¦BurnedOpen
16-0009821 | Vegetation | Tree - branch fell on line | Conductor, Overhead | Normal | 2016 | Tier 2 - Elevated | Distribution Circuit | 2 | 1 | 2016-02-01 | 1395983 | Sus | N | Vegetation¦Treebranchfellonline¦ConductorOverhead¦Normal
16-0013511 | Unknown Cause | Patrol - found nothing |  |  | 2016 | Tier 3 - Extreme | Distribution Circuit | 2 | 17 | 2016-02-17 | 1407289 | Sus | N | UnknownCause¦Patrolfoundnothing¦¦
16-0017743 | Vegetation | Tree - fell into line | Conductor, Overhead | Broken, wire on ground | 2016 | Tier 3 - Extreme | Distribution Circuit | 3 | 5 | 2016-03-05 | 1417545 | Sus | N | Vegetation¦Treefellintoline¦ConductorOverhead¦Brokenwireonground
16-0019203 | Equipment Failure/Involved | Overhead |  | Failed/Faulted | 2016 | Tier 2 - Elevated | Transformer only | 3 | 8 | 2016-03-08 | 1424994 | Sus | N | EquipmentFailureInvolved¦Overhead¦¦FailedFaulted
16-0020766 | Vegetation | Tree - branch fell on line | Conductor, Overhead | Broken, wire on ground | 2016 | Tier 3 - Extreme | Distribution Circuit | 3 | 12 | 2016-03-12 | 1429325 | Sus | N | Vegetation¦Treebranchfellonline¦ConductorOverhead¦Brokenwireonground
16-0021301 | Vegetation | Tree - fell into line | Conductor, Overhead | On Ground | 2016 | Tier 2 - Elevated | Distribution Circuit | 3 | 12 | 2016-03-12 | 1429607 | Sus | N | Vegetation¦Treefellintoline¦ConductorOverhead¦OnGround
16-0028093 | Unknown Cause | Patrol - found nothing |  |  | 2016 | Tier 2 - Elevated | Distribution Circuit | 4 | 12 | 2016-04-12 | 1449528 | Sus | N | UnknownCause¦Patrolfoundnothing¦¦
16-0028933 | Unknown Cause | Patrol - found nothing |  |  | 2016 | Tier 2 - Elevated | Distribution Circuit | 4 | 15 | 2016-04-15 | 1451338 | Sus | N | UnknownCause¦Patrolfoundnothing¦¦
16-0030425 | Vegetation | Tree - branch fell on line | Conductor, Overhead | Normal | 2016 | Tier 2 - Elevated | Distribution Circuit | 4 | 22 | 2016-04-22 | 1455411 | Sus | N | Vegetation¦Treebranchfellonline¦ConductorOverhead¦Normal
16-0033941 | Animal | Bird found | Fuse | Normal | 2016 | Tier 2 - Elevated | Distribution Circuit | 5 | 5 | 2016-05-05 | 1464867 | Sus | Y | Animal¦Birdfound¦Fuse¦Normal
16-0035437 | Unknown Cause | Patrol - found nothing |  |  | 2016 | Tier 3 - Extreme | Distribution Circuit | 5 | 11 | 2016-05-11 | 1468282 | Sus | Y | UnknownCause¦Patrolfoundnothing¦¦
16-0037477 | 3rd Party | Vehicle | Conductor, Overhead | Broken, wire on ground | 2016 | Tier 2 - Elevated | Distribution Circuit | 5 | 20 | 2016-05-20 | 1473796 | Sus | Y | 3rdParty¦Vehicle¦ConductorOverhead¦Brokenwireonground
16-0037566 | Unknown Cause | Patrol - found nothing |  |  | 2016 | Tier 3 - Extreme | Distribution Circuit | 5 | 21 | 2016-05-21 | 1474169 | Sus | Y | UnknownCause¦Patrolfoundnothing¦¦
16-0038486 | Environmental/External | Lightning | Transformer | Failed/Faulted | 2016 | Tier 2 - Elevated | Transformer only | 5 | 25 | 2016-05-25 | 1476740 | Sus | Y | EnvironmentalExternal¦Lightning¦Transformer¦FailedFaulted
16-0046813 | Unknown Cause | Patrol - not conducted |  |  | 2016 | Tier 2 - Elevated | Distribution Circuit | 6 | 30 | 2016-06-30 | 1498746 | Sus | Y | UnknownCause¦Patrolnotconducted¦¦
16-0053442 | Vegetation | Tree - fell into line | Conductor, Overhead | Broken, wire on ground | 2016 | Tier 3 - Extreme | Distribution Circuit | 7 | 28 | 2016-07-28 | 1518074 | Sus | Y | Vegetation¦Treefellintoline¦ConductorOverhead¦Brokenwireonground
16-0055625 | Equipment Failure/Involved | Overhead | Transformer | Failed/Faulted | 2016 | Tier 2 - Elevated | Transformer only | 8 | 8 | 2016-08-08 | 1522930 | Sus | Y | EquipmentFailureInvolved¦Overhead¦Transformer¦FailedFaulted
16-0056873 | Unknown Cause | Patrol - found nothing |  |  | 2016 | Tier 2 - Elevated | Distribution Circuit | 8 | 12 | 2016-08-12 | 1525240 | Sus | Y | UnknownCause¦Patrolfoundnothing¦¦
16-0058880 | Environmental/External | Fire, Forest/Grass | Conductor, Overhead | Broken, wire on ground | 2016 | Tier 2 - Elevated | Distribution Circuit | 8 | 22 | 2016-08-22 | 1530063 | Sus | Y | EnvironmentalExternal¦FireForestGrass¦ConductorOverhead¦Brokenwireonground
16-0061872 | Unknown Cause | Patrol - found nothing |  |  | 2016 | Tier 3 - Extreme | Distribution Circuit | 9 | 1 | 2016-09-01 | 1535695 | Sus | Y | UnknownCause¦Patrolfoundnothing¦¦
16-0069095 | Environmental/External | Lightning | Conductor, Overhead | Normal | 2016 | Tier 3 - Extreme | Distribution Circuit | 10 | 2 | 2016-10-02 | 1551534 | Sus | Y | EnvironmentalExternal¦Lightning¦ConductorOverhead¦Normal
16-0072264 | Equipment Failure/Involved | Overhead | Crossarm, Wood | Burned/flashed | 2016 | Tier 2 - Elevated | Distribution Circuit | 10 | 14 | 2016-10-14 | 1559834 | Sus | Y | EquipmentFailureInvolved¦Overhead¦CrossarmWood¦Burnedflashed
16-0072363 | Vegetation | Tree - branch fell on line | Conductor, Overhead | Normal | 2016 | Tier 3 - Extreme | Distribution Circuit | 10 | 14 | 2016-10-14 | 1560247 | Sus | Y | Vegetation¦Treebranchfellonline¦ConductorOverhead¦Normal
16-0072887 | Vegetation | Tree - branch fell on line | Conductor, Overhead | Broken, wire on ground | 2016 | Tier 3 - Extreme | Distribution Circuit | 10 | 16 | 2016-10-16 | 1562499 | Sus | Y | Vegetation¦Treebranchfellonline¦ConductorOverhead¦Brokenwireonground
16-0072909 | Equipment Failure/Involved | Overhead | Secondary | Burned/flashed | 2016 | Tier 2 - Elevated | Transformer only | 10 | 16 | 2016-10-16 | 1562983 | Sus | Y | EquipmentFailureInvolved¦Overhead¦Secondary¦Burnedflashed
16-0074440 | Unknown Cause | Patrol - found nothing |  |  | 2016 | Tier 3 - Extreme | Distribution Circuit | 10 | 20 | 2016-10-20 | 1566816 | Sus | Y | UnknownCause¦Patrolfoundnothing¦¦
16-0076145 | Unknown Cause | Patrol - not conducted |  |  | 2016 | Tier 3 - Extreme | Distribution Circuit | 10 | 27 | 2016-10-27 | 1571137 | Sus | Y | UnknownCause¦Patrolnotconducted¦¦
16-0076982 | 3rd Party | Tree - cutting, 3rd party | Conductor, Overhead | Normal | 2016 | Tier 2 - Elevated | Distribution Circuit | 10 | 31 | 2016-10-31 | 1573783 | Sus | Y | 3rdParty¦Treecutting3rdparty¦ConductorOverhead¦Normal
16-0078944 | Equipment Failure/Involved | Overhead | Transformer (OH) | Failed/Faulted | 2016 | Tier 2 - Elevated | Transformer only | 11 | 9 | 2016-11-09 | 1578693 | Sus | Y | EquipmentFailureInvolved¦Overhead¦Transformer(OH)¦FailedFaulted
16-0079540 | Vegetation | Tree - branch fell on line | Conductor, Overhead | Normal | 2016 | Tier 2 - Elevated | Distribution Circuit | 11 | 13 | 2016-11-13 | 1580538 | Sus | Y | Vegetation¦Treebranchfellonline¦ConductorOverhead¦Normal
16-0081570 | Unknown Cause | Patrol - found nothing |  |  | 2016 | Tier 2 - Elevated | Distribution Circuit | 11 | 22 | 2016-11-22 | 1586945 | Sus | Y | UnknownCause¦Patrolfoundnothing¦¦
16-0081946 | 3rd Party | Tree - cutting, 3rd party | Conductor, Overhead | Normal | 2016 | Tier 2 - Elevated | Distribution Circuit | 11 | 23 | 2016-11-23 | 1587797 | Sus | Y | 3rdParty¦Treecutting3rdparty¦ConductorOverhead¦Normal
17-0003431 | Unknown Cause | Patrol - found nothing |  |  | 2017 | Tier 2 - Elevated | Distribution Circuit | 1 | 4 | 2017-01-04 | 1617714 | Sus | N | UnknownCause¦Patrolfoundnothing¦¦
17-0004915 | Vegetation | Tree - branch fell on line | Conductor, Overhead | Normal | 2017 | Tier 3 - Extreme | Distribution Circuit | 1 | 8 | 2017-01-08 | 1622560 | Sus | N | Vegetation¦Treebranchfellonline¦ConductorOverhead¦Normal
17-0005024 | Unknown Cause | Patrol - found nothing |  |  | 2017 | Tier 2 - Elevated | Distribution Circuit | 1 | 8 | 2017-01-08 | 1623101 | Sus | N | UnknownCause¦Patrolfoundnothing¦¦
17-0005230 | Equipment Failure/Involved | Overhead | Conductor, Overhead | Broken, wire on ground | 2017 | Tier 2 - Elevated | Distribution Circuit | 1 | 8 | 2017-01-08 | 1624525 | Sus | N | EquipmentFailureInvolved¦Overhead¦ConductorOverhead¦Brokenwireonground
17-0005310 | Vegetation | Tree - fell into line | Conductor, Overhead | Broken, wire on ground | 2017 | Tier 2 - Elevated | Distribution Circuit | 1 | 8 | 2017-01-08 | 1626168 | Sus | N | Vegetation¦Treefellintoline¦ConductorOverhead¦Brokenwireonground
17-0005388 | Equipment Failure/Involved | Overhead | Fuse | Failed/Faulted | 2017 | Tier 3 - Extreme | Distribution Circuit | 1 | 8 | 2017-01-08 | 1625241 | Sus | N | EquipmentFailureInvolved¦Overhead¦Fuse¦FailedFaulted
17-0005878 | Vegetation | Tree - fell into line | Conductor, Overhead | Broken, wire on ground | 2017 | Tier 2 - Elevated | Distribution Circuit | 1 | 8 | 2017-01-08 | 1630212 | Sus | N | Vegetation¦Treefellintoline¦ConductorOverhead¦Brokenwireonground
17-0006121 | Unknown Cause | Patrol - found nothing |  |  | 2017 | Tier 3 - Extreme | Distribution Circuit | 1 | 9 | 2017-01-09 | 1631110 | Sus | N | UnknownCause¦Patrolfoundnothing¦¦
17-0009138 | Unknown Cause | Patrol - found nothing |  |  | 2017 | Tier 2 - Elevated | Distribution Circuit | 1 | 14 | 2017-01-14 | 1643710 | Sus | N | UnknownCause¦Patrolfoundnothing¦¦
17-0011442 | Vegetation | Tree - branch fell on line | Conductor, Overhead | Normal | 2017 | Tier 3 - Extreme | Distribution Circuit | 1 | 20 | 2017-01-20 | 1652995 | Sus | N | Vegetation¦Treebranchfellonline¦ConductorOverhead¦Normal
17-0012054 | Vegetation | Tree - fell into line | Conductor, Overhead | Normal | 2017 | Tier 2 - Elevated | Distribution Circuit | 1 | 21 | 2017-01-21 | 1656669 | Sus | N | Vegetation¦Treefellintoline¦ConductorOverhead¦Normal
17-0013372 | Unknown Cause | Patrol - found nothing |  |  | 2017 | Tier 3 - Extreme | Distribution Circuit | 1 | 21 | 2017-01-21 | 1657857 | Sus | N | UnknownCause¦Patrolfoundnothing¦¦
17-0013562 | Vegetation | Tree - fell into line | Transformer | Broken | 2017 | Tier 3 - Extreme | Transformer only | 1 | 23 | 2017-01-23 | 1662654 | Sus | N | Vegetation¦Treefellintoline¦Transformer¦Broken
17-0017399 | Environmental/External | Lightning | Transformer | Failed/Faulted | 2017 | Tier 2 - Elevated | Transformer only | 2 | 3 | 2017-02-03 | 1674342 | Sus | N | EnvironmentalExternal¦Lightning¦Transformer¦FailedFaulted
17-0018791 | Unknown Cause | Patrol - found nothing |  |  | 2017 | Tier 2 - Elevated | Distribution Circuit | 2 | 7 | 2017-02-07 | 1680723 | Sus | N | UnknownCause¦Patrolfoundnothing¦¦
17-0019627 | Equipment Failure/Involved | Overhead | Transformer | Broken | 2017 | Tier 3 - Extreme | Transformer only | 2 | 9 | 2017-02-09 | 1684010 | Sus | N | EquipmentFailureInvolved¦Overhead¦Transformer¦Broken
17-0023655 | Equipment Failure/Involved | Overhead | Conductor, Overhead | Broken, wire on ground | 2017 | Tier 2 - Elevated | Distribution Circuit | 2 | 20 | 2017-02-20 | 1702367 | Sus | N | EquipmentFailureInvolved¦Overhead¦ConductorOverhead¦Brokenwireonground
17-0023990 | Equipment Failure/Involved | Overhead | Conductor, Overhead | Broken, wire on ground | 2017 | Tier 3 - Extreme | Distribution Circuit | 2 | 20 | 2017-02-20 | 1704704 | Sus | N | EquipmentFailureInvolved¦Overhead¦ConductorOverhead¦Brokenwireonground
17-0028481 | Vegetation | Tree - bark fell into line | Conductor, Overhead | Together | 2017 | Tier 2 - Elevated | Distribution Circuit | 3 | 5 | 2017-03-05 | 1719731 | Sus | N | Vegetation¦Treebarkfellintoline¦ConductorOverhead¦Together
17-0030142 | Animal | Other | Fuse | Failed/Faulted | 2017 | Tier 2 - Elevated | Distribution Circuit | 3 | 11 | 2017-03-11 | 1724982 | Sus | N | Animal¦Other¦Fuse¦FailedFaulted
17-0034576 | Equipment Failure/Involved | Overhead | Transformer (OH) | Failed/Faulted | 2017 | Tier 2 - Elevated | Transformer only | 3 | 28 | 2017-03-28 | 1737918 | Sus | N | EquipmentFailureInvolved¦Overhead¦Transformer(OH)¦FailedFaulted
17-0036557 | Equipment Failure/Involved | Overhead | Transformer (OH) | Failed/Faulted | 2017 | Tier 3 - Extreme | Transformer only | 4 | 4 | 2017-04-04 | 1744258 | Sus | N | EquipmentFailureInvolved¦Overhead¦Transformer(OH)¦FailedFaulted
17-0044020 | Unknown Cause | Patrol - found nothing |  |  | 2017 | Tier 2 - Elevated | Distribution Circuit | 4 | 30 | 2017-04-30 | 1771157 | Sus | N | UnknownCause¦Patrolfoundnothing¦¦
17-0047077 | 3rd Party | Vehicle | Pole-Wood | Broken | 2017 | Tier 2 - Elevated | Distribution Circuit | 5 | 10 | 2017-05-10 | 1779661 | Sus | Y | 3rdParty¦Vehicle¦PoleWood¦Broken
17-0057154 | Unknown Cause | Patrol - found nothing |  |  | 2017 | Tier 3 - Extreme | Distribution Circuit | 6 | 20 | 2017-06-20 | 1813256 | Sus | Y | UnknownCause¦Patrolfoundnothing¦¦
17-0061318 | Equipment Failure/Involved | Overhead | Transformer | Failed/Faulted | 2017 | Tier 2 - Elevated | Transformer only | 7 | 7 | 2017-07-07 | 1825595 | Sus | Y | EquipmentFailureInvolved¦Overhead¦Transformer¦FailedFaulted
17-0061441 | Unknown Cause | Patrol - found nothing |  |  | 2017 | Tier 2 - Elevated | Distribution Circuit | 7 | 8 | 2017-07-08 | 1826532 | Sus | Y | UnknownCause¦Patrolfoundnothing¦¦
17-0062950 | Equipment Failure/Involved | Overhead | Transformer | Failed/Faulted | 2017 | Tier 2 - Elevated | Transformer only | 7 | 14 | 2017-07-14 | 1831469 | Sus | Y | EquipmentFailureInvolved¦Overhead¦Transformer¦FailedFaulted
17-0063129 | Equipment Failure/Involved | Overhead | Transformer (OH) | Leaking | 2017 | Tier 2 - Elevated | Transformer only | 7 | 15 | 2017-07-15 | 1832217 | Sus | Y | EquipmentFailureInvolved¦Overhead¦Transformer(OH)¦Leaking
17-0064888 | Equipment Failure/Involved | Overhead | Fuse | Broken | 2017 | Tier 2 - Elevated | Distribution Circuit | 7 | 24 | 2017-07-24 | 1838385 | Sus | Y | EquipmentFailureInvolved¦Overhead¦Fuse¦Broken
17-0070629 | Vegetation | Tree - fell into line | Conductor, Overhead | Broken, wire on ground | 2017 | Tier 2 - Elevated | Distribution Circuit | 8 | 15 | 2017-08-15 | 1853405 | Sus | Y | Vegetation¦Treefellintoline¦ConductorOverhead¦Brokenwireonground
17-0073526 | Environmental/External | Fire, Forest/Grass | Conductor, Overhead | Broken, wire on ground | 2017 | Tier 2 - Elevated | Distribution Circuit | 8 | 28 | 2017-08-28 | 1861590 | Sus | Y | EnvironmentalExternal¦FireForestGrass¦ConductorOverhead¦Brokenwireonground
17-0075029 | Equipment Failure/Involved | Electrical Overload | Transformer (UG) | Failed/Faulted | 2017 | Tier 2 - Elevated | Distribution Circuit | 9 | 1 | 2017-09-01 | 1865709 | Sus | Y | EquipmentFailureInvolved¦ElectricalOverload¦Transformer(UG)¦FailedFaulted
17-0078024 | Unknown Cause | Patrol - found nothing |  |  | 2017 | Tier 2 - Elevated | Distribution Circuit | 9 | 11 | 2017-09-11 | 1875695 | Sus | Y | UnknownCause¦Patrolfoundnothing¦¦
17-0078712 | Equipment Failure/Involved | Overhead | Transformer | Failed/Faulted | 2017 | Tier 3 - Extreme | Transformer only | 9 | 13 | 2017-09-13 | 1878394 | Sus | Y | EquipmentFailureInvolved¦Overhead¦Transformer¦FailedFaulted
17-0084783 | Environmental/External | Lightning | Transformer | Failed/Faulted | 2017 | Tier 3 - Extreme | Transformer only | 10 | 6 | 2017-10-06 | 1892035 | Sus | Y | EnvironmentalExternal¦Lightning¦Transformer¦FailedFaulted
17-0085489 | Vegetation | Tree - fell into line | Fuse | Failed/Faulted | 2017 | Tier 3 - Extreme | Distribution Circuit | 10 | 9 | 2017-10-09 | 1895933 | Sus | Y | Vegetation¦Treefellintoline¦Fuse¦FailedFaulted
17-0085739 | Vegetation | Tree - fell into line | Conductor, Overhead | Broken, wire on ground | 2017 | Tier 3 - Extreme | Distribution Circuit | 10 | 8 | 2017-10-08 | 1894140 | Sus | Y | Vegetation¦Treefellintoline¦ConductorOverhead¦Brokenwireonground
17-0088775 | Unknown Cause | Patrol - found nothing |  |  | 2017 | Tier 2 - Elevated | Distribution Circuit | 10 | 19 | 2017-10-19 | 1904655 | Sus | Y | UnknownCause¦Patrolfoundnothing¦¦
17-0089648 | Environmental/External | Fire, Forest/Grass | Conductor, Overhead | Burned/flashed | 2017 | Tier 3 - Extreme | Distribution Circuit | 10 | 8 | 2017-10-08 | 1907719 | Sus | Y | EnvironmentalExternal¦FireForestGrass¦ConductorOverhead¦Burnedflashed
17-0097664 | Vegetation | Tree - bark fell into line | Conductor, Overhead | Together | 2017 | Tier 3 - Extreme | Distribution Circuit | 11 | 26 | 2017-11-26 | 1929605 | Sus | Y | Vegetation¦Treebarkfellintoline¦ConductorOverhead¦Together
17-0099045 | 3rd Party | Vehicle | Pole-Wood | Broken | 2017 | Tier 3 - Extreme | Distribution Circuit | 12 | 1 | 2017-12-01 | 1933610 | Sus | N | 3rdParty¦Vehicle¦PoleWood¦Broken
17-0099656 | Unknown Cause | Patrol - found nothing |  |  | 2017 | Tier 3 - Extreme | Distribution Circuit | 12 | 4 | 2017-12-04 | 1935143 | Sus | N | UnknownCause¦Patrolfoundnothing¦¦
17-0099836 | Vegetation | Tree - fell into line | Conductor, Overhead | Broken, wire on ground | 2017 | Tier 3 - Extreme | Distribution Circuit | 12 | 4 | 2017-12-04 | 1935886 | Sus | N | Vegetation¦Treefellintoline¦ConductorOverhead¦Brokenwireonground
17-0101649 | 3rd Party | Tree - cutting, 3rd party | Conductor, Overhead | Broken, wire on ground | 2017 | Tier 3 - Extreme | Distribution Circuit | 12 | 14 | 2017-12-14 | 1942977 | Sus | N | 3rdParty¦Treecutting3rdparty¦ConductorOverhead¦Brokenwireonground
17-0101999 | Unknown Cause | Patrol - found nothing |  |  | 2017 | Tier 2 - Elevated | Distribution Circuit | 12 | 16 | 2017-12-16 | 1944368 | Sus | N | UnknownCause¦Patrolfoundnothing¦¦
17-0102222 | Equipment Failure/Involved | Overhead | Conductor, Overhead | Broken, wire on ground | 2017 | Tier 3 - Extreme | Distribution Circuit | 12 | 16 | 2017-12-16 | 1945909 | Sus | N | EquipmentFailureInvolved¦Overhead¦ConductorOverhead¦Brokenwireonground
18-0005491 | Unknown Cause | Patrol - not conducted |  |  | 2018 | Tier 3 - Extreme | Distribution Circuit | 1 | 11 | 2018-01-11 | 6814 | Sus | N | UnknownCause¦Patrolnotconducted¦¦
18-0005581 | Unknown Cause | Patrol - found nothing |  |  | 2018 | Tier 2 - Elevated | Distribution Circuit | 1 | 12 | 2018-01-12 | 7032 | Sus | N | UnknownCause¦Patrolfoundnothing¦¦
18-0007637 | Equipment Failure/Involved | Overhead | Transformer (OH) | Failed/Faulted | 2018 | Tier 2 - Elevated | Transformer only | 1 | 21 | 2018-01-21 | 11490 | Sus | N | EquipmentFailureInvolved¦Overhead¦Transformer(OH)¦FailedFaulted
18-0011671 | Equipment Failure/Involved | Overhead | Secondary | Broken | 2018 | Tier 2 - Elevated | Transformer only | 2 | 5 | 2018-02-05 | 19766 | Sus | N | EquipmentFailureInvolved¦Overhead¦Secondary¦Broken
18-0015224 | Vegetation | Tree - fell into line | Conductor, Overhead | Normal | 2018 | Tier 3 - Extreme | Distribution Circuit | 2 | 18 | 2018-02-18 | 26609 | Sus | N | Vegetation¦Treefellintoline¦ConductorOverhead¦Normal
18-0017532 | Vegetation | Tree - branch fell on line | Conductor, Overhead | Normal | 2018 | Tier 3 - Extreme | Distribution Circuit | 2 | 26 | 2018-02-26 | 32189 | Sus | N | Vegetation¦Treebranchfellonline¦ConductorOverhead¦Normal
18-0023785 | Vegetation | Tree - branch fell on line | Conductor, Overhead | Normal | 2018 | Tier 3 - Extreme | Distribution Circuit | 3 | 16 | 2018-03-16 | 46046 | Sus | N | Vegetation¦Treebranchfellonline¦ConductorOverhead¦Normal
18-0023801 | Vegetation | Tree - fell into line | Secondary | Normal | 2018 | Tier 3 - Extreme | Distribution Circuit | 3 | 17 | 2018-03-17 | 46990 | Sus | N | Vegetation¦Treefellintoline¦Secondary¦Normal
18-0025653 | Vegetation | Tree - fell into line | Conductor, Overhead | Bent or Twisted | 2018 | Tier 2 - Elevated | Distribution Circuit | 3 | 22 | 2018-03-22 | 50914 | Sus | N | Vegetation¦Treefellintoline¦ConductorOverhead¦BentorTwisted
18-0025841 | Environmental/External | Lightning | Transformer | Failed/Faulted | 2018 | Tier 2 - Elevated | Transformer only | 3 | 22 | 2018-03-22 | 51220 | Sus | N | EnvironmentalExternal¦Lightning¦Transformer¦FailedFaulted
18-0027110 | Unknown Cause | Patrol - found nothing |  |  | 2018 | Tier 3 - Extreme | Distribution Circuit | 3 | 27 | 2018-03-27 | 54496 | Sus | N | UnknownCause¦Patrolfoundnothing¦¦
18-0030555 | Equipment Failure/Involved | Overhead | Conductor, Overhead | Broken | 2018 | Tier 3 - Extreme | Distribution Circuit | 4 | 9 | 2018-04-09 | 63115 | Sus | N | EquipmentFailureInvolved¦Overhead¦ConductorOverhead¦Broken
18-0032843 | Vegetation | Tree - fell into line | Conductor, Overhead | Normal | 2018 | Tier 2 - Elevated | Distribution Circuit | 4 | 16 | 2018-04-16 | 68370 | Sus | N | Vegetation¦Treefellintoline¦ConductorOverhead¦Normal
18-0044536 | Equipment Failure/Involved | Overhead | Transformer | Failed/Faulted | 2018 | Tier 2 - Elevated | Transformer only | 5 | 25 | 2018-05-25 | 93687 | Sus | Y | EquipmentFailureInvolved¦Overhead¦Transformer¦FailedFaulted
18-0054122 | Equipment Failure/Involved | Overhead | Transformer (OH) | Failed/Faulted | 2018 | Tier 3 - Extreme | Distribution Circuit | 6 | 25 | 2018-06-25 | 117271 | Sus | Y | EquipmentFailureInvolved¦Overhead¦Transformer(OH)¦FailedFaulted
18-0055913 | Unknown Cause | Patrol - found nothing |  |  | 2018 | Tier 3 - Extreme | Distribution Circuit | 6 | 30 | 2018-06-30 | 121702 | Sus | Y | UnknownCause¦Patrolfoundnothing¦¦
18-0058261 | Unknown Cause | Patrol - found nothing |  |  | 2018 | Tier 2 - Elevated | Distribution Circuit | 7 | 10 | 2018-07-10 | 127899 | Sus | Y | UnknownCause¦Patrolfoundnothing¦¦
18-0058547 | Equipment Failure/Involved | Overhead | Jumper | Broken | 2018 | Tier 2 - Elevated | Distribution Circuit | 7 | 10 | 2018-07-10 | 128414 | Sus | Y | EquipmentFailureInvolved¦Overhead¦Jumper¦Broken
18-0061680 | Equipment Failure/Involved | Overhead | Pole-Wood | Broken | 2018 | Tier 2 - Elevated | Distribution Circuit | 7 | 19 | 2018-07-19 | 136005 | Sus | Y | EquipmentFailureInvolved¦Overhead¦PoleWood¦Broken
18-0061944 | Company Initiated | Improper Construction | Conductor, Overhead | Normal | 2018 | Tier 2 - Elevated | Distribution Circuit | 7 | 20 | 2018-07-20 | 136455 | Sus | Y | CompanyInitiated¦ImproperConstruction¦ConductorOverhead¦Normal
18-0064185 | Vegetation | Tree - branch fell on line | Crossarm, Wood | Broken, wire on ground | 2018 | Tier 2 - Elevated | Distribution Circuit | 7 | 26 | 2018-07-26 | 141209 | Sus | Y | Vegetation¦Treebranchfellonline¦CrossarmWood¦Brokenwireonground
18-0064494 | Vegetation | Tree - branch fell on line | Conductor, Overhead | Normal | 2018 | Tier 2 - Elevated | Distribution Circuit | 7 | 27 | 2018-07-27 | 142131 | Sus | Y | Vegetation¦Treebranchfellonline¦ConductorOverhead¦Normal
18-0066715 | Environmental/External | Fire, Forest/Grass | Pole-Wood | Burned/flashed | 2018 | Tier 3 - Extreme | Distribution Circuit | 7 | 26 | 2018-07-26 | 148852 | Sus | Y | EnvironmentalExternal¦FireForestGrass¦PoleWood¦Burnedflashed
18-0073589 | Vegetation | Tree - fell into line | Connector or Splice (OH) | Broken, wire on ground | 2018 | Tier 3 - Extreme | Distribution Circuit | 8 | 26 | 2018-08-26 | 162668 | Sus | Y | Vegetation¦Treefellintoline¦ConnectororSplice(OH)¦Brokenwireonground
18-0079898 | Vegetation | Tree - fell into line | Pole-Wood | Broken, wire on ground | 2018 | Tier 3 - Extreme | Distribution Circuit | 9 | 14 | 2018-09-14 | 174502 | Sus | Y | Vegetation¦Treefellintoline¦PoleWood¦Brokenwireonground
18-0080151 | Unknown Cause | Patrol - found nothing |  |  | 2018 | Tier 3 - Extreme | Distribution Circuit | 9 | 16 | 2018-09-16 | 175321 | Sus | Y | UnknownCause¦Patrolfoundnothing¦¦
18-0080329 | Unknown Cause | Patrol - found nothing |  |  | 2018 | Tier 3 - Extreme | Distribution Circuit | 9 | 17 | 2018-09-17 | 175560 | Sus | Y | UnknownCause¦Patrolfoundnothing¦¦
18-0094765 | Animal | Squirrel | Pothead(Riser Termination) | Normal | 2018 | Tier 3 - Extreme | Distribution Circuit | 10 | 27 | 2018-10-27 | 203456 | Sus | Y | Animal¦Squirrel¦Pothead(RiserTermination)¦Normal
18-0096452 | Vegetation | Tree - branch fell on line | Conductor, Overhead | Broken, wire on ground | 2018 | Tier 3 - Extreme | Distribution Circuit | 11 | 1 | 2018-11-01 | 207067 | Sus | Y | Vegetation¦Treebranchfellonline¦ConductorOverhead¦Brokenwireonground
18-0097586 | Equipment Failure/Involved | Overhead | Fuse | Failed/Faulted | 2018 | Tier 2 - Elevated | Distribution Circuit | 11 | 6 | 2018-11-06 | 210049 | Sus | Y | EquipmentFailureInvolved¦Overhead¦Fuse¦FailedFaulted
18-0098742 | Unknown Cause | Patrol - found nothing |  |  | 2018 | Tier 2 - Elevated | Distribution Circuit | 11 | 9 | 2018-11-09 | 212563 | Sus | Y | UnknownCause¦Patrolfoundnothing¦¦
18-0099204 | Environmental/External | Fire, Forest/Grass | Conductor, Overhead | Normal | 2018 | Tier 3 - Extreme | Distribution Circuit | 11 | 8 | 2018-11-08 | 213978 | Sus | Y | EnvironmentalExternal¦FireForestGrass¦ConductorOverhead¦Normal
18-0102936 | Unknown Cause | Patrol - found nothing |  |  | 2018 | Tier 3 - Extreme | Distribution Circuit | 11 | 24 | 2018-11-24 | 223910 | Sus | Y | UnknownCause¦Patrolfoundnothing¦¦
18-0106047 | Equipment Failure/Involved | Overhead | Transformer (OH) | Leaking | 2018 | Tier 2 - Elevated | Transformer only | 12 | 2 | 2018-12-02 | 231553 | Sus | N | EquipmentFailureInvolved¦Overhead¦Transformer(OH)¦Leaking
18-0106705 | Equipment Failure/Involved | Overhead | Conductor, Overhead | Broken, wire on ground | 2018 | Tier 3 - Extreme | Distribution Circuit | 12 | 4 | 2018-12-04 | 233258 | Sus | N | EquipmentFailureInvolved¦Overhead¦ConductorOverhead¦Brokenwireonground
18-0109228 | Vegetation | Tree - fell into line | Conductor, Overhead | Broken, wire on ground | 2018 | Tier 3 - Extreme | Distribution Circuit | 12 | 14 | 2018-12-14 | 240428 | Sus | N | Vegetation¦Treefellintoline¦ConductorOverhead¦Brokenwireonground
18-0110598 | Vegetation | Tree - fell into line | Conductor, Overhead | Broken, wire on ground | 2018 | Tier 2 - Elevated | Distribution Circuit | 12 | 24 | 2018-12-24 | 246793 | Sus | N | Vegetation¦Treefellintoline¦ConductorOverhead¦Brokenwireonground
18-0110938 | Unknown Cause | Patrol - not conducted |  |  | 2018 | Tier 2 - Elevated | Distribution Circuit | 12 | 28 | 2018-12-28 | 248575 | Sus | N | UnknownCause¦Patrolnotconducted¦¦
19-0009736 | Animal | Bird found | Conductor, Overhead | Normal | 2019 | Tier 2 - Elevated | Distribution Circuit | 1 | 16 | 2019-01-16 | 267060 | Sus | N | Animal¦Birdfound¦ConductorOverhead¦Normal
19-0010675 | Unknown Cause | Patrol - found nothing |  |  | 2019 | Tier 3 - Extreme | Distribution Circuit | 1 | 16 | 2019-01-16 | 270623 | Sus | N | UnknownCause¦Patrolfoundnothing¦¦
19-0011238 | Vegetation | Tree - fell into line | Conductor, Overhead | Broken, wire on ground | 2019 | Tier 2 - Elevated | Distribution Circuit | 1 | 17 | 2019-01-17 | 272776 | Sus | N | Vegetation¦Treefellintoline¦ConductorOverhead¦Brokenwireonground
19-0013102 | Equipment Failure/Involved | Overhead | Transformer | Leaking | 2019 | Tier 2 - Elevated | Transformer only | 1 | 22 | 2019-01-22 | 279043 | Sus | N | EquipmentFailureInvolved¦Overhead¦Transformer¦Leaking
19-0013295 | Unknown Cause | Patrol - not conducted |  |  | 2019 | Tier 2 - Elevated | Distribution Circuit | 1 | 23 | 2019-01-23 | 279413 | Sus | N | UnknownCause¦Patrolnotconducted¦¦
19-0014185 | Unknown Cause | Patrol - found nothing |  |  | 2019 | Tier 2 - Elevated | Distribution Circuit | 1 | 24 | 2019-01-24 | 280580 | Sus | N | UnknownCause¦Patrolfoundnothing¦¦
19-0014782 | Equipment Failure/Involved | Overhead | Transformer | Failed/Faulted | 2019 | Tier 2 - Elevated | Transformer only | 1 | 26 | 2019-01-26 | 281981 | Sus | N | EquipmentFailureInvolved¦Overhead¦Transformer¦FailedFaulted
19-0020343 | Vegetation | Tree - branch fell on line | Conductor, Overhead | Normal | 2019 | Tier 3 - Extreme | Distribution Circuit | 2 | 9 | 2019-02-09 | 297076 | Sus | N | Vegetation¦Treebranchfellonline¦ConductorOverhead¦Normal
19-0020853 | Vegetation | Tree - fell into line | Pole-Wood | Broken, wire on ground | 2019 | Tier 3 - Extreme | Distribution Circuit | 2 | 10 | 2019-02-10 | 299395 | Sus | N | Vegetation¦Treefellintoline¦PoleWood¦Brokenwireonground
19-0021930 | Unknown Cause | Patrol - found nothing |  |  | 2019 | Tier 2 - Elevated | Distribution Circuit | 2 | 13 | 2019-02-13 | 303349 | Sus | N | UnknownCause¦Patrolfoundnothing¦¦
19-0022475 | Unknown Cause | Patrol - found nothing |  |  | 2019 | Tier 2 - Elevated | Distribution Circuit | 2 | 13 | 2019-02-13 | 304749 | Sus | N | UnknownCause¦Patrolfoundnothing¦¦
19-0022614 | Unknown Cause | Patrol - found nothing |  |  | 2019 | Tier 2 - Elevated | Distribution Circuit | 2 | 13 | 2019-02-13 | 305755 | Sus | N | UnknownCause¦Patrolfoundnothing¦¦
19-0022861 | Vegetation | Tree - fell into line | Crossarm, Wood | Broken | 2019 | Tier 2 - Elevated | Distribution Circuit | 2 | 12 | 2019-02-12 | 307277 | Sus | N | Vegetation¦Treefellintoline¦CrossarmWood¦Broken
19-0023200 | Vegetation | Tree - fell into line | Crossarm, Wood | Broken, wire on ground | 2019 | Tier 3 - Extreme | Distribution Circuit | 2 | 14 | 2019-02-14 | 306513 | Sus | N | Vegetation¦Treefellintoline¦CrossarmWood¦Brokenwireonground
19-0023285 | Vegetation | Tree - fell into line | Pole-Wood | Broken, wire on ground | 2019 | Tier 3 - Extreme | Distribution Circuit | 2 | 14 | 2019-02-14 | 309344 | Sus | N | Vegetation¦Treefellintoline¦PoleWood¦Brokenwireonground
19-0023660 | Equipment Failure/Involved | Electrical Overload | Transformer (OH) | Failed/Faulted | 2019 | Tier 2 - Elevated | Transformer only | 2 | 14 | 2019-02-14 | 310770 | Sus | N | EquipmentFailureInvolved¦ElectricalOverload¦Transformer(OH)¦FailedFaulted
19-0024082 | Vegetation | Tree - fell into line | Conductor, Overhead | Normal | 2019 | Tier 2 - Elevated | Distribution Circuit | 2 | 15 | 2019-02-15 | 311321 | Sus | N | Vegetation¦Treefellintoline¦ConductorOverhead¦Normal
19-0024431 | Unknown Cause | Patrol - found nothing |  |  | 2019 | Tier 2 - Elevated | Distribution Circuit | 2 | 16 | 2019-02-16 | 313535 | Sus | N | UnknownCause¦Patrolfoundnothing¦¦
19-0024593 | Vegetation | Tree - fell into line | Woodpin | Broken | 2019 | Tier 2 - Elevated | Distribution Circuit | 2 | 12 | 2019-02-12 | 314550 | Sus | N | Vegetation¦Treefellintoline¦Woodpin¦Broken
19-0024598 | Environmental/External | Ice or snow | Conductor, Overhead | Broken, wire on ground | 2019 | Tier 3 - Extreme | Distribution Circuit | 2 | 16 | 2019-02-16 | 314559 | Sus | N | EnvironmentalExternal¦Iceorsnow¦ConductorOverhead¦Brokenwireonground
19-0026944 | Equipment Failure/Involved | Overhead | Connector or Splice (OH) | Broken, wire on ground | 2019 | Tier 2 - Elevated | Distribution Circuit | 2 | 21 | 2019-02-21 | 320264 | Sus | N | EquipmentFailureInvolved¦Overhead¦ConnectororSplice(OH)¦Brokenwireonground
19-0028802 | Vegetation | Tree - fell into line | Conductor, Overhead | Broken, wire on ground | 2019 | Tier 3 - Extreme | Distribution Circuit | 2 | 27 | 2019-02-27 | 326150 | Sus | N | Vegetation¦Treefellintoline¦ConductorOverhead¦Brokenwireonground
19-0028949 | Vegetation | Tree - branch fell on line | Fuse | Failed/Faulted | 2019 | Tier 2 - Elevated | Distribution Circuit | 2 | 26 | 2019-02-26 | 326685 | Sus | N | Vegetation¦Treebranchfellonline¦Fuse¦FailedFaulted
19-0030692 | Vegetation | Tree - fell into line | Conductor, Overhead | Normal | 2019 | Tier 2 - Elevated | Distribution Circuit | 3 | 5 | 2019-03-05 | 331271 | Sus | N | Vegetation¦Treefellintoline¦ConductorOverhead¦Normal
19-0031052 | Environmental/External | Lightning | Bushing | Failed/Faulted | 2019 | Tier 2 - Elevated | Distribution Circuit | 3 | 6 | 2019-03-06 | 332062 | Sus | N | EnvironmentalExternal¦Lightning¦Bushing¦FailedFaulted
19-0032094 | Unknown Cause | Patrol - not conducted |  |  | 2019 | Tier 2 - Elevated | Distribution Circuit | 3 | 8 | 2019-03-08 | 334485 | Sus | N | UnknownCause¦Patrolnotconducted¦¦
19-0032376 | Unknown Cause | Patrol - found nothing |  |  | 2019 | Tier 2 - Elevated | Distribution Circuit | 3 | 9 | 2019-03-09 | 335245 | Sus | N | UnknownCause¦Patrolfoundnothing¦¦
19-0032477 | Equipment Failure/Involved | Overhead | Pole-Wood | Broken | 2019 | Tier 2 - Elevated | Distribution Circuit | 3 | 10 | 2019-03-10 | 335818 | Sus | N | EquipmentFailureInvolved¦Overhead¦PoleWood¦Broken
19-0033660 | Unknown Cause | Patrol - found nothing |  |  | 2019 | Tier 2 - Elevated | Distribution Circuit | 3 | 13 | 2019-03-13 | 338911 | Sus | N | UnknownCause¦Patrolfoundnothing¦¦
19-0041784 | Unknown Cause | Patrol - found nothing |  |  | 2019 | Tier 3 - Extreme | Distribution Circuit | 4 | 11 | 2019-04-11 | 359139 | Sus | N | UnknownCause¦Patrolfoundnothing¦¦
19-0044536 | Equipment Failure/Involved | Overhead | Jumper | Burned Open | 2019 | Tier 2 - Elevated | Distribution Circuit | 4 | 20 | 2019-04-20 | 364218 | Sus | N | EquipmentFailureInvolved¦Overhead¦Jumper¦BurnedOpen
19-0048689 | Vegetation | Tree - fell into line | Conductor, Overhead | Broken, wire on ground | 2019 | Tier 3 - Extreme | Distribution Circuit | 5 | 3 | 2019-05-03 | 373271 | Sus | Y | Vegetation¦Treefellintoline¦ConductorOverhead¦Brokenwireonground
19-0050618 | Vegetation | Tree - branch fell on line | Conductor, Overhead | Broken, wire on ground | 2019 | Tier 2 - Elevated | Distribution Circuit | 5 | 10 | 2019-05-10 | 377592 | Sus | Y | Vegetation¦Treebranchfellonline¦ConductorOverhead¦Brokenwireonground
19-0060901 | Equipment Failure/Involved | Overhead | Conductor, Overhead | Broken, wire on ground | 2019 | Tier 2 - Elevated | Distribution Circuit | 5 | 31 | 2019-05-31 | 394676 | Sus | Y | EquipmentFailureInvolved¦Overhead¦ConductorOverhead¦Brokenwireonground
19-0061796 | Unknown Cause | Patrol - found nothing |  |  | 2019 | Tier 3 - Extreme | Distribution Circuit | 6 | 3 | 2019-06-03 | 396260 | Sus | Y | UnknownCause¦Patrolfoundnothing¦¦
19-0064595 | Equipment Failure/Involved | Overhead | Transformer | Failed/Faulted | 2019 | Tier 2 - Elevated | Transformer only | 6 | 8 | 2019-06-08 | 401335 | Sus | Y | EquipmentFailureInvolved¦Overhead¦Transformer¦FailedFaulted
19-0065896 | Equipment Failure/Involved | Overhead | Crossarm, Wood | Broken | 2019 | Tier 2 - Elevated | Distribution Circuit | 6 | 11 | 2019-06-11 | 405384 | Sus | Y | EquipmentFailureInvolved¦Overhead¦CrossarmWood¦Broken
19-0067895 | Equipment Failure/Involved | Overhead | Transformer (OH) | Failed/Faulted | 2019 | Tier 3 - Extreme | Distribution Circuit | 6 | 14 | 2019-06-14 | 412859 | Sus | Y | EquipmentFailureInvolved¦Overhead¦Transformer(OH)¦FailedFaulted
19-0069350 | Unknown Cause | Patrol - not conducted |  |  | 2019 | Tier 2 - Elevated | Transformer only | 6 | 18 | 2019-06-18 | 418777 | Sus | Y | UnknownCause¦Patrolnotconducted¦¦
19-0070255 | Vegetation | Tree - branch fell on line | Secondary | Normal | 2019 | Tier 2 - Elevated | Distribution Circuit | 6 | 20 | 2019-06-20 | 424197 | Sus | Y | Vegetation¦Treebranchfellonline¦Secondary¦Normal
19-0070792 | Unknown Cause | Patrol - not conducted |  |  | 2019 | Tier 3 - Extreme | Transformer only | 6 | 21 | 2019-06-21 | 425626 | Sus | Y | UnknownCause¦Patrolnotconducted¦¦
19-0075711 | Vegetation | Tree - fell into line | Conductor, Overhead | Arcing | 2019 | Tier 3 - Extreme | Distribution Circuit | 7 | 9 | 2019-07-09 | 443682 | Sus | Y | Vegetation¦Treefellintoline¦ConductorOverhead¦Arcing
19-0078097 | 3rd Party | Other | Conductor, Overhead | Together | 2019 | Tier 2 - Elevated | Distribution Circuit | 7 | 16 | 2019-07-16 | 454848 | Sus | Y | 3rdParty¦Other¦ConductorOverhead¦Together
19-0081012 | Unknown Cause | Patrol - found nothing |  |  | 2019 | Tier 3 - Extreme | Distribution Circuit | 7 | 25 | 2019-07-25 | 470964 | Sus | Y | UnknownCause¦Patrolfoundnothing¦¦
19-0081574 | Equipment Failure/Involved | Overhead | Transformer | Arcing | 2019 | Tier 2 - Elevated | Transformer only | 7 | 26 | 2019-07-26 | 472472 | Sus | Y | EquipmentFailureInvolved¦Overhead¦Transformer¦Arcing
19-0083967 | Unknown Cause | Patrol - found nothing |  |  | 2019 | Tier 2 - Elevated | Transformer only | 8 | 2 | 2019-08-02 | 479015 | Sus | Y | UnknownCause¦Patrolfoundnothing¦¦
19-0089612 | Unknown Cause | Patrol - found nothing |  |  | 2019 | Tier 2 - Elevated | Distribution Circuit | 8 | 19 | 2019-08-19 | 523395 | Sus | Y | UnknownCause¦Patrolfoundnothing¦¦
19-0091964 | Animal | Bird found | Conductor, Overhead | Normal | 2019 | Tier 2 - Elevated | Distribution Circuit | 8 | 25 | 2019-08-25 | 538439 | Sus | Y | Animal¦Birdfound¦ConductorOverhead¦Normal
19-0092162 | 3rd Party | Vehicle | Pole-Wood | Broken | 2019 | Tier 2 - Elevated | Distribution Circuit | 8 | 26 | 2019-08-26 | 539568 | Sus | Y | 3rdParty¦Vehicle¦PoleWood¦Broken
19-0092237 | Equipment Failure/Involved | Overhead | Conductor, Overhead | Deteriorated | 2019 | Tier 3 - Extreme | Distribution Circuit | 8 | 26 | 2019-08-26 | 539584 | Sus | Y | EquipmentFailureInvolved¦Overhead¦ConductorOverhead¦Deteriorated
19-0095859 | Vegetation | Tree - fell into line | Conductor, Overhead | Broken | 2019 | Tier 2 - Elevated | Distribution Circuit | 9 | 5 | 2019-09-05 | 556932 | Sus | Y | Vegetation¦Treefellintoline¦ConductorOverhead¦Broken
19-0103376 | Equipment Failure/Involved | Overhead | Transformer (OH) | Deteriorated | 2019 | Tier 2 - Elevated | Transformer only | 9 | 25 | 2019-09-25 | 613195 | Sus | Y | EquipmentFailureInvolved¦Overhead¦Transformer(OH)¦Deteriorated
19-0107976 | 3rd Party | Fire, house or bldg. | Conductor, Underground | Burned/flashed | 2019 | Tier 2 - Elevated | Transformer only | 10 | 5 | 2019-10-05 | 645130 | Sus | Y | 3rdParty¦Firehouseorbldg¦ConductorUnderground¦Burnedflashed
19-0113898 | Unknown Cause | Patrol - not conducted |  |  | 2019 | Tier 2 - Elevated | Distribution Circuit | 10 | 21 | 2019-10-21 | 675005 | Sus | Y | UnknownCause¦Patrolnotconducted¦¦
19-0115384 | Vegetation | Tree - branch fell on line | Conductor, Overhead | Normal | 2019 | Tier 2 - Elevated | Distribution Circuit | 10 | 24 | 2019-10-24 | 679305 | Sus | Y | Vegetation¦Treebranchfellonline¦ConductorOverhead¦Normal
19-0116767 | Wildfire Mitigation | Public Safety Power Shut-off | Conductor, Overhead | Normal | 2019 | Tier 3 - Extreme | Distribution Circuit | 10 | 26 | 2019-10-26 | 685575 | Sus | Y | WildfireMitigation¦PublicSafetyPowerShutoff¦ConductorOverhead¦Normal
19-0119771 | Unknown Cause | Patrol - found nothing |  |  | 2019 | Tier 2 - Elevated | Distribution Circuit | 10 | 31 | 2019-10-31 | 697121 | Sus | Y | UnknownCause¦Patrolfoundnothing¦¦
19-0122864 | Environmental/External | Fire, Forest/Grass | Pole-Wood | Burned/flashed | 2019 | Tier 2 - Elevated | Distribution Circuit | 11 | 8 | 2019-11-08 | 702729 | Sus | Y | EnvironmentalExternal¦FireForestGrass¦PoleWood¦Burnedflashed
19-0125420 | Animal | Bird found | Transformer (OH) | Failed/Faulted | 2019 | Tier 3 - Extreme | Distribution Circuit | 11 | 16 | 2019-11-16 | 708312 | Sus | Y | Animal¦Birdfound¦Transformer(OH)¦FailedFaulted
19-0126707 | Equipment Failure/Involved | Overhead | Transformer | Burned/flashed | 2019 | Tier 2 - Elevated | Transformer only | 11 | 20 | 2019-11-20 | 710858 | Sus | Y | EquipmentFailureInvolved¦Overhead¦Transformer¦Burnedflashed
19-0131567 | Vegetation | Tree - fell into line | Conductor, Overhead | Broken, wire on ground | 2019 | Tier 2 - Elevated | Distribution Circuit | 11 | 30 | 2019-11-30 | 724995 | Sus | Y | Vegetation¦Treefellintoline¦ConductorOverhead¦Brokenwireonground
19-0135505 | Equipment Failure/Involved | Underground | Conductor, Underground | Broken | 2019 | Tier 2 - Elevated | Distribution Circuit | 12 | 10 | 2019-12-10 | 735097 | Sus | N | EquipmentFailureInvolved¦Underground¦ConductorUnderground¦Broken
20-0017146 | Vegetation | Tree - branch fell on line | Conductor, Overhead | Normal | 2020 | Tier 3 - Extreme | Distribution Circuit | 2 | 4 | 2020-02-04 | 777633 | Sus | N | Vegetation¦Treebranchfellonline¦ConductorOverhead¦Normal
20-0019363 | Unknown Cause | Patrol - not conducted |  |  | 2020 | Tier 3 - Extreme | Distribution Circuit | 2 | 9 | 2020-02-09 | 782443 | Sus | N | UnknownCause¦Patrolnotconducted¦¦
20-0019383 | Vegetation | Tree - fell into line | Conductor, Overhead | Broken, wire on ground | 2020 | Tier 3 - Extreme | Distribution Circuit | 2 | 9 | 2020-02-09 | 785174 | Sus | N | Vegetation¦Treefellintoline¦ConductorOverhead¦Brokenwireonground
20-0019553 | Unknown Cause | Patrol - not conducted |  |  | 2020 | Tier 2 - Elevated | Distribution Circuit | 2 | 9 | 2020-02-09 | 780925 | Sus | N | UnknownCause¦Patrolnotconducted¦¦
20-0019660 | Unknown Cause | Patrol - found nothing |  |  | 2020 | Tier 2 - Elevated | Distribution Circuit | 2 | 9 | 2020-02-09 | 786201 | Sus | N | UnknownCause¦Patrolfoundnothing¦¦
20-0019705 | Vegetation | Tree - fell into line | Conductor, Overhead | Contaminated | 2020 | Tier 3 - Extreme | Distribution Circuit | 2 | 10 | 2020-02-10 | 786800 | Sus | N | Vegetation¦Treefellintoline¦ConductorOverhead¦Contaminated
20-0021072 | Vegetation | Tree - fell into line | Pole-Wood | Normal | 2020 | Tier 3 - Extreme | Distribution Circuit | 2 | 12 | 2020-02-12 | 789677 | Sus | N | Vegetation¦Treefellintoline¦PoleWood¦Normal
20-0022517 | Equipment Failure/Involved | Overhead | Transformer | Failed/Faulted | 2020 | Tier 3 - Extreme | Transformer only | 2 | 14 | 2020-02-14 | 791560 | Sus | N | EquipmentFailureInvolved¦Overhead¦Transformer¦FailedFaulted
20-0027552 | Unknown Cause | Patrol - found nothing |  |  | 2020 | Tier 2 - Elevated | Distribution Circuit | 3 | 1 | 2020-03-01 | 820955 | Sus | N | UnknownCause¦Patrolfoundnothing¦¦
20-0028081 | Vegetation | Tree - grew into line | Conductor, Overhead | Normal | 2020 | Tier 3 - Extreme | Distribution Circuit | 3 | 3 | 2020-03-03 | 824596 | Sus | N | Vegetation¦Treegrewintoline¦ConductorOverhead¦Normal
20-0028839 | 3rd Party | Vehicle | Pole-Wood | Broken | 2020 | Tier 3 - Extreme | Distribution Circuit | 3 | 4 | 2020-03-04 | 831042 | Sus | N | 3rdParty¦Vehicle¦PoleWood¦Broken
20-0029786 | Vegetation | Tree - branch fell on line | Conductor, Overhead | Normal | 2020 | Tier 3 - Extreme | Distribution Circuit | 3 | 7 | 2020-03-07 | 838207 | Sus | N | Vegetation¦Treebranchfellonline¦ConductorOverhead¦Normal
20-0030760 | Equipment Failure/Involved | Overhead | Cutout, fuse holder | Failed/Faulted | 2020 | Tier 2 - Elevated | Transformer only | 3 | 11 | 2020-03-11 | 843558 | Sus | N | EquipmentFailureInvolved¦Overhead¦Cutoutfuseholder¦FailedFaulted
20-0032396 | Unknown Cause | Patrol - found nothing |  |  | 2020 | Tier 3 - Extreme | Distribution Circuit | 3 | 15 | 2020-03-15 | 852346 | Sus | N | UnknownCause¦Patrolfoundnothing¦¦
20-0033017 | Vegetation | Tree - bark fell into line | Conductor, Overhead | Broken, wire on ground | 2020 | Tier 3 - Extreme | Distribution Circuit | 3 | 16 | 2020-03-16 | 855649 | Sus | N | Vegetation¦Treebarkfellintoline¦ConductorOverhead¦Brokenwireonground
20-0033912 | Vegetation | Tree - fell into line | Conductor, Overhead | Normal | 2020 | Tier 3 - Extreme | Distribution Circuit | 3 | 15 | 2020-03-15 | 858428 | Sus | N | Vegetation¦Treefellintoline¦ConductorOverhead¦Normal
20-0034800 | Vegetation | Tree - fell into line | Transformer (OH) | Normal | 2020 | Tier 3 - Extreme | Distribution Circuit | 3 | 20 | 2020-03-20 | 859947 | Sus | N | Vegetation¦Treefellintoline¦Transformer(OH)¦Normal
20-0036972 | Unknown Cause | Patrol - found nothing |  |  | 2020 | Tier 2 - Elevated | Distribution Circuit | 3 | 29 | 2020-03-29 | 869172 | Sus | N | UnknownCause¦Patrolfoundnothing¦¦
20-0037352 | Animal | Bird found | Conductor, Overhead | Normal | 2020 | Tier 3 - Extreme | Distribution Circuit | 3 | 31 | 2020-03-31 | 871329 | Sus | N | Animal¦Birdfound¦ConductorOverhead¦Normal
20-0038104 | Unknown Cause | Patrol - found nothing |  |  | 2020 | Tier 2 - Elevated | Distribution Circuit | 4 | 2 | 2020-04-02 | 879816 | Sus | N | UnknownCause¦Patrolfoundnothing¦¦
20-0044223 | Unknown Cause | Patrol - found nothing |  |  | 2020 | Tier 2 - Elevated | Distribution Circuit | 4 | 24 | 2020-04-24 | 900362 | Sus | N | UnknownCause¦Patrolfoundnothing¦¦
20-0048796 | Equipment Failure/Involved | Overhead | Transformer (OH) | Failed/Faulted | 2020 | Tier 2 - Elevated | Distribution Circuit | 5 | 9 | 2020-05-09 | 910113 | Sus | Y | EquipmentFailureInvolved¦Overhead¦Transformer(OH)¦FailedFaulted
20-0053851 | Equipment Failure/Involved | Overhead | Transformer | Failed/Faulted | 2020 | Tier 2 - Elevated | Transformer only | 5 | 25 | 2020-05-25 | 921023 | Sus | Y | EquipmentFailureInvolved¦Overhead¦Transformer¦FailedFaulted
20-0053875 | Unknown Cause | Patrol - found nothing |  |  | 2020 | Tier 2 - Elevated | Distribution Circuit | 5 | 25 | 2020-05-25 | 921109 | Sus | Y | UnknownCause¦Patrolfoundnothing¦¦
20-0058413 | Animal | Bird found | Fuse | Failed/Faulted | 2020 | Tier 2 - Elevated | Distribution Circuit | 6 | 6 | 2020-06-06 | 932588 | Sus | Y | Animal¦Birdfound¦Fuse¦FailedFaulted
20-0060107 | Unknown Cause | Patrol - found nothing |  |  | 2020 | Tier 2 - Elevated | Distribution Circuit | 6 | 11 | 2020-06-11 | 936567 | Sus | Y | UnknownCause¦Patrolfoundnothing¦¦
20-0062033 | Vegetation | Tree - fell into line | Fuse | Failed/Faulted | 2020 | Tier 2 - Elevated | Distribution Circuit | 6 | 16 | 2020-06-16 | 940776 | Sus | Y | Vegetation¦Treefellintoline¦Fuse¦FailedFaulted
20-0072889 | Equipment Failure/Involved | Underground | Connector or Splice (OH) | Arcing | 2020 | Tier 2 - Elevated | Transformer only | 7 | 16 | 2020-07-16 | 966273 | Sus | Y | EquipmentFailureInvolved¦Underground¦ConnectororSplice(OH)¦Arcing
20-0073412 | Equipment Failure/Involved | Overhead | Jumper | Burned Open | 2020 | Tier 2 - Elevated | Distribution Circuit | 7 | 19 | 2020-07-19 | 967618 | Sus | Y | EquipmentFailureInvolved¦Overhead¦Jumper¦BurnedOpen
20-0073452 | Vegetation | Tree - fell into line | Conductor, Overhead | Broken, wire on ground | 2020 | Tier 3 - Extreme | Distribution Circuit | 7 | 19 | 2020-07-19 | 967802 | Sus | Y | Vegetation¦Treefellintoline¦ConductorOverhead¦Brokenwireonground
20-0078524 | Equipment Failure/Involved | Overhead | Pole-Wood | Broken | 2020 | Tier 3 - Extreme | Distribution Circuit | 7 | 31 | 2020-07-31 | 976252 | Sus | Y | EquipmentFailureInvolved¦Overhead¦PoleWood¦Broken
20-0094753 | 3rd Party | Other | Conductor, Overhead | Broken | 2020 | Tier 2 - Elevated | Transmission line | 9 | 8 | 2020-09-08 | 1060438 | Sus | Y | 3rdParty¦Other¦ConductorOverhead¦Broken
20-0097022 | Unknown Cause | Patrol - found nothing |  |  | 2020 | Tier 2 - Elevated | Distribution Circuit | 9 | 13 | 2020-09-13 | 1067469 | Sus | Y | UnknownCause¦Patrolfoundnothing¦¦
20-0100600 | Environmental/External | Fire, Forest/Grass | Conductor, Overhead | Burned/flashed | 2020 | Tier 3 - Extreme | Distribution Circuit | 9 | 7 | 2020-09-07 | 1089435 | Sus | Y | EnvironmentalExternal¦FireForestGrass¦ConductorOverhead¦Burnedflashed
20-0104153 | Unknown Cause | Patrol - found nothing |  |  | 2020 | Tier 3 - Extreme | Distribution Circuit | 10 | 1 | 2020-10-01 | 1105708 | Sus | Y | UnknownCause¦Patrolfoundnothing¦¦
20-0106723 | Vegetation | Tree - fell into line | Conductor, Overhead | Broken, wire on ground | 2020 | Tier 2 - Elevated | Distribution Circuit | 10 | 8 | 2020-10-08 | 1113838 | Sus | Y | Vegetation¦Treefellintoline¦ConductorOverhead¦Brokenwireonground
20-0107309 | Unknown Cause | Patrol - found nothing |  |  | 2020 | Tier 3 - Extreme | Distribution Circuit | 10 | 11 | 2020-10-11 | 1115159 | Sus | Y | UnknownCause¦Patrolfoundnothing¦¦
20-0110245 | Animal | Squirrel | Fuse | Burned Open | 2020 | Tier 3 - Extreme | Transformer only | 10 | 19 | 2020-10-19 | 1120614 | Sus | Y | Animal¦Squirrel¦Fuse¦BurnedOpen
20-0115611 | Animal | Squirrel |  |  | 2020 | Tier 2 - Elevated | Transformer only | 10 | 30 | 2020-10-30 | 1132464 | Sus | Y | Animal¦Squirrel¦¦
20-0116307 | Unknown Cause | Patrol - found nothing |  |  | 2020 | Tier 2 - Elevated | Distribution Circuit | 11 | 2 | 2020-11-02 | 1134629 | Sus | Y | UnknownCause¦Patrolfoundnothing¦¦
20-0118469 | Equipment Failure/Involved | Underground | Conductor, Underground | Broken | 2020 | Tier 2 - Elevated | Distribution Circuit | 11 | 8 | 2020-11-08 | 1139354 | Sus | Y | EquipmentFailureInvolved¦Underground¦ConductorUnderground¦Broken
20-0121633 | Vegetation | Tree - branch fell on line | Conductor, Overhead | Normal | 2020 | Tier 3 - Extreme | Distribution Circuit | 11 | 17 | 2020-11-17 | 1146685 | Sus | Y | Vegetation¦Treebranchfellonline¦ConductorOverhead¦Normal
20-0121968 | Unknown Cause | Patrol - found nothing |  |  | 2020 | Tier 2 - Elevated | Distribution Circuit | 11 | 17 | 2020-11-17 | 1147398 | Sus | Y | UnknownCause¦Patrolfoundnothing¦¦
20-0123647 | Unknown Cause | Patrol - not conducted |  |  | 2020 | Tier 3 - Extreme | Distribution Circuit | 11 | 20 | 2020-11-20 | 1150455 | Sus | Y | UnknownCause¦Patrolnotconducted¦¦
20-0125437 | Vegetation | Tree - branch fell on line | Conductor, Overhead | Normal | 2020 | Tier 3 - Extreme | Distribution Circuit | 11 | 26 | 2020-11-26 | 1155011 | Sus | Y | Vegetation¦Treebranchfellonline¦ConductorOverhead¦Normal
20-0126582 | Equipment Failure/Involved | Overhead | Transformer | Malfunctioning | 2020 | Tier 2 - Elevated | Transformer only | 12 | 1 | 2020-12-01 | 1157538 | Sus | N | EquipmentFailureInvolved¦Overhead¦Transformer¦Malfunctioning
20-0132173 | Equipment Failure/Involved | Overhead | Transformer (OH) | Failed/Faulted | 2020 | Tier 3 - Extreme | Transformer only | 12 | 29 | 2020-12-29 | 1200641 | Sus | N | EquipmentFailureInvolved¦Overhead¦Transformer(OH)¦FailedFaulted
21-0004255 | Animal | Bird found | Pole-Wood | Normal | 2021 | Tier 2 - Elevated | Distribution Circuit | 1 | 1 | 2021-01-01 | 1202211 | Sus | N | Animal¦Birdfound¦PoleWood¦Normal
21-0006371 | Vegetation | Tree - fell into line | Pole-Wood | Broken, wire on ground | 2021 | Tier 2 - Elevated | Distribution Circuit | 1 | 8 | 2021-01-08 | 1206526 | Sus | N | Vegetation¦Treefellintoline¦PoleWood¦Brokenwireonground
21-0006847 | Animal | Squirrel | Fuse | Failed/Faulted | 2021 | Tier 3 - Extreme | Distribution Circuit | 1 | 9 | 2021-01-09 | 1207179 | Sus | N | Animal¦Squirrel¦Fuse¦FailedFaulted
21-0009558 | Vegetation | Tree - fell into line | Pole-Wood | Broken, wire on ground | 2021 | Tier 3 - Extreme | Distribution Circuit | 1 | 18 | 2021-01-18 | 1212092 | Sus | N | Vegetation¦Treefellintoline¦PoleWood¦Brokenwireonground
21-0009970 | Unknown Cause | Patrol - found nothing |  |  | 2021 | Tier 2 - Elevated | Distribution Circuit | 1 | 18 | 2021-01-18 | 1213373 | Sus | N | UnknownCause¦Patrolfoundnothing¦¦
21-0010129 | Vegetation | Tree - branch fell on line | Conductor, Overhead | Together | 2021 | Tier 3 - Extreme | Distribution Circuit | 1 | 19 | 2021-01-19 | 1213597 | Sus | N | Vegetation¦Treebranchfellonline¦ConductorOverhead¦Together
21-0010330 | Unknown Cause | Patrol - found nothing |  |  | 2021 | Tier 3 - Extreme | Distribution Circuit | 1 | 19 | 2021-01-19 | 1213927 | Sus | N | UnknownCause¦Patrolfoundnothing¦¦
21-0010711 | Vegetation | Tree - branch fell on line | Conductor, Overhead | Normal | 2021 | Tier 2 - Elevated | Distribution Circuit | 1 | 19 | 2021-01-19 | 1214390 | Sus | N | Vegetation¦Treebranchfellonline¦ConductorOverhead¦Normal
21-0012855 | Vegetation | Tree - branch fell on line | Transformer (OH) | Failed/Faulted | 2021 | Tier 3 - Extreme | Distribution Circuit | 1 | 22 | 2021-01-22 | 1221218 | Sus | N | Vegetation¦Treebranchfellonline¦Transformer(OH)¦FailedFaulted
21-0014659 | Vegetation | Tree - fell into line | Conductor, Overhead | Broken, wire on ground | 2021 | Tier 2 - Elevated | Distribution Circuit | 1 | 26 | 2021-01-26 | 1226267 | Sus | N | Vegetation¦Treefellintoline¦ConductorOverhead¦Brokenwireonground
21-0015848 | Unknown Cause | Patrol - found nothing |  |  | 2021 | Tier 2 - Elevated | Distribution Circuit | 1 | 26 | 2021-01-26 | 1229670 | Sus | N | UnknownCause¦Patrolfoundnothing¦¦
21-0018108 | Vegetation | Tree - fell into line | Insulator | Broken | 2021 | Tier 3 - Extreme | Distribution Circuit | 1 | 29 | 2021-01-29 | 1240874 | Sus | N | Vegetation¦Treefellintoline¦Insulator¦Broken
21-0018108 | Vegetation | Tree - fell into line | Insulator | Broken | 2021 | Tier 3 - Extreme | Distribution Circuit | 1 | 29 | 2021-01-29 | 1240874 | Sus | N | Vegetation¦Treefellintoline¦Insulator¦Broken
21-0019987 | Vegetation | Tree - fell into line | Conductor, Overhead | Broken, wire on ground | 2021 | Tier 2 - Elevated | Distribution Circuit | 1 | 26 | 2021-01-26 | 1243872 | Sus | N | Vegetation¦Treefellintoline¦ConductorOverhead¦Brokenwireonground
21-0021554 | Vegetation | Tree - branch fell on line | Conductor, Overhead | Normal | 2021 | Tier 2 - Elevated | Distribution Circuit | 2 | 3 | 2021-02-03 | 1247239 | Sus | N | Vegetation¦Treebranchfellonline¦ConductorOverhead¦Normal
21-0022269 | Equipment Failure/Involved | Overhead | Cutout, fuse holder | Broken | 2021 | Tier 2 - Elevated | Transformer only | 2 | 5 | 2021-02-05 | 1248689 | Sus | N | EquipmentFailureInvolved¦Overhead¦Cutoutfuseholder¦Broken
21-0025270 | Animal | Bird found | Conductor, Overhead | Normal | 2021 | Tier 2 - Elevated | Distribution Circuit | 2 | 13 | 2021-02-13 | 1254165 | Sus | N | Animal¦Birdfound¦ConductorOverhead¦Normal
21-0045952 | Unknown Cause | Patrol - found nothing |  |  | 2021 | Tier 2 - Elevated | Distribution Circuit | 4 | 7 | 2021-04-07 | 1309518 | Sus | N | UnknownCause¦Patrolfoundnothing¦¦
21-0049951 | Vegetation | Tree - branch fell on line | Conductor, Overhead | Broken, wire on ground | 2021 | Tier 2 - Elevated | Distribution Circuit | 4 | 17 | 2021-04-17 | 1321542 | Sus | N | Vegetation¦Treebranchfellonline¦ConductorOverhead¦Brokenwireonground
21-0058982 | 3rd Party | Vehicle | Anchor or Guy | Broken | 2021 | Tier 2 - Elevated | Distribution Circuit | 5 | 9 | 2021-05-09 | 1344299 | Sus | Y | 3rdParty¦Vehicle¦AnchororGuy¦Broken
21-0064094 | Equipment Failure/Involved | Overhead | Transformer (OH) | Broken | 2021 | Tier 2 - Elevated | Transformer only | 5 | 20 | 2021-05-20 | 1354913 | Sus | Y | EquipmentFailureInvolved¦Overhead¦Transformer(OH)¦Broken
21-0064513 | Equipment Failure/Involved | Overhead | Conductor, Overhead | On Ground | 2021 | Tier 3 - Extreme | Transformer only | 5 | 21 | 2021-05-21 | 1355588 | Sus | Y | EquipmentFailureInvolved¦Overhead¦ConductorOverhead¦OnGround
21-0064799 | Vegetation | Tree - branch fell on line | Transformer (OH) | Normal | 2021 | Tier 2 - Elevated | Transformer only | 5 | 22 | 2021-05-22 | 1356622 | Sus | Y | Vegetation¦Treebranchfellonline¦Transformer(OH)¦Normal
21-0073742 | Equipment Failure/Involved | Overhead | Cutout, fuse holder | Broken | 2021 | Tier 3 - Extreme | Transformer only | 6 | 14 | 2021-06-14 | 1372542 | Sus | Y | EquipmentFailureInvolved¦Overhead¦Cutoutfuseholder¦Broken
21-0076352 | Equipment Failure/Involved | Overhead | Conductor, Overhead | Bent or Twisted | 2021 | Tier 2 - Elevated | Distribution Circuit | 6 | 18 | 2021-06-18 | 1378002 | Sus | Y | EquipmentFailureInvolved¦Overhead¦ConductorOverhead¦BentorTwisted
21-0076534 | Equipment Failure/Involved | Overhead | Pole-Wood | Broken | 2021 | Tier 2 - Elevated | Distribution Circuit | 6 | 19 | 2021-06-19 | 1378721 | Sus | Y | EquipmentFailureInvolved¦Overhead¦PoleWood¦Broken
21-0081926 | Vegetation | Tree - branch fell on line | Transformer (OH) | Normal | 2021 | Tier 2 - Elevated | Transformer only | 6 | 30 | 2021-06-30 | 1388484 | Sus | Y | Vegetation¦Treebranchfellonline¦Transformer(OH)¦Normal
21-0084701 | Equipment Failure/Involved | Overhead | Transformer (OH) | Normal | 2021 | Tier 2 - Elevated | Transformer only | 7 | 3 | 2021-07-03 | 1391273 | Sus | Y | EquipmentFailureInvolved¦Overhead¦Transformer(OH)¦Normal
21-0086142 | Equipment Failure/Involved | Overhead | Transformer | Failed/Faulted | 2021 | Tier 2 - Elevated | Transformer only | 7 | 7 | 2021-07-07 | 1393974 | Sus | Y | EquipmentFailureInvolved¦Overhead¦Transformer¦FailedFaulted
21-0094543 | Vegetation | Tree - grew into line | Conductor, Overhead | Normal | 2021 | Tier 2 - Elevated | Distribution Circuit | 7 | 24 | 2021-07-24 | 1413657 | Sus | Y | Vegetation¦Treegrewintoline¦ConductorOverhead¦Normal
21-0094567 | Equipment Failure/Involved | Overhead | Transformer (OH) | Arcing | 2021 | Tier 3 - Extreme | Transformer only | 7 | 24 | 2021-07-24 | 1413765 | Sus | Y | EquipmentFailureInvolved¦Overhead¦Transformer(OH)¦Arcing
21-0098674 | Unknown Cause | Patrol - found nothing |  |  | 2021 | Tier 2 - Elevated | Distribution Circuit | 8 | 2 | 2021-08-02 | 1429091 | Sus | Y | UnknownCause¦Patrolfoundnothing¦¦
21-0102193 | Animal | Bird found | Transformer (OH) | Normal | 2021 | Tier 2 - Elevated | Distribution Circuit | 8 | 9 | 2021-08-09 | 1438560 | Sus | Y | Animal¦Birdfound¦Transformer(OH)¦Normal
21-0116778 | Equipment Failure/Involved | Overhead | Insulator | Broken, wire on object | 2021 | Tier 3 - Extreme | Distribution Circuit | 9 | 13 | 2021-09-13 | 1470608 | Sus | Y | EquipmentFailureInvolved¦Overhead¦Insulator¦Brokenwireonobject
21-0122243 | Equipment Failure/Involved | Overhead | Insulator | Arcing | 2021 | Tier 2 - Elevated | Transformer only | 9 | 24 | 2021-09-24 | 1479915 | Sus | Y | EquipmentFailureInvolved¦Overhead¦Insulator¦Arcing
21-0124751 | Vegetation | Tree - grew into line | Conductor, Overhead | Normal | 2021 | Tier 2 - Elevated | Distribution Circuit | 10 | 1 | 2021-10-01 | 1484784 | Sus | Y | Vegetation¦Treegrewintoline¦ConductorOverhead¦Normal
21-0125159 | Animal | Squirrel | Pothead(Riser Termination) | Normal | 2021 | Tier 2 - Elevated | Distribution Circuit | 10 | 2 | 2021-10-02 | 1485296 | Sus | Y | Animal¦Squirrel¦Pothead(RiserTermination)¦Normal
21-0125679 | Unknown Cause | Patrol - found nothing |  |  | 2021 | Tier 2 - Elevated | Distribution Circuit | 10 | 4 | 2021-10-04 | 1486455 | Sus | Y | UnknownCause¦Patrolfoundnothing¦¦
21-0128324 | Equipment Failure/Involved | Overhead | Conductor, Overhead | Deteriorated | 2021 | Tier 2 - Elevated | Distribution Circuit | 10 | 9 | 2021-10-09 | 1491341 | Sus | Y | EquipmentFailureInvolved¦Overhead¦ConductorOverhead¦Deteriorated
21-0128451 | Equipment Failure/Involved | Overhead | Pole-Wood | Deteriorated | 2021 | Tier 2 - Elevated | Distribution Circuit | 10 | 10 | 2021-10-10 | 1491670 | Sus | Y | EquipmentFailureInvolved¦Overhead¦PoleWood¦Deteriorated
21-0129441 | Unknown Cause | Patrol - found nothing |  |  | 2021 | Tier 2 - Elevated | Distribution Circuit | 10 | 11 | 2021-10-11 | 1493497 | Sus | Y | UnknownCause¦Patrolfoundnothing¦¦
21-0133509 | Unknown Cause | Patrol - found nothing |  |  | 2021 | Tier 2 - Elevated | Distribution Circuit | 10 | 20 | 2021-10-20 | 1502771 | Sus | Y | UnknownCause¦Patrolfoundnothing¦¦
21-0134647 | Unknown Cause | Patrol - not conducted |  |  | 2021 | Tier 3 - Extreme | Distribution Circuit | 10 | 21 | 2021-10-21 | 1504800 | Sus | Y | UnknownCause¦Patrolnotconducted¦¦
21-0135578 | Equipment Failure/Involved | Overhead | Recloser | Malfunctioning | 2021 | Tier 2 - Elevated | Distribution Circuit | 10 | 24 | 2021-10-24 | 1507305 | Sus | Y | EquipmentFailureInvolved¦Overhead¦Recloser¦Malfunctioning
21-0135829 | Vegetation | Tree - fell into line | Conductor, Overhead | Broken, wire on ground | 2021 | Tier 3 - Extreme | Distribution Circuit | 10 | 24 | 2021-10-24 | 1509123 | Sus | Y | Vegetation¦Treefellintoline¦ConductorOverhead¦Brokenwireonground
21-0137035 | Vegetation | Tree - fell into line | Conductor, Overhead | Normal | 2021 | Tier 2 - Elevated | Distribution Circuit | 10 | 24 | 2021-10-24 | 1516085 | Sus | Y | Vegetation¦Treefellintoline¦ConductorOverhead¦Normal
21-0138580 | Equipment Failure/Involved | Fire, pole | Pole-Wood | Burned/flashed | 2021 | Tier 3 - Extreme | Distribution Circuit | 10 | 27 | 2021-10-27 | 1522644 | Sus | Y | EquipmentFailureInvolved¦Firepole¦PoleWood¦Burnedflashed
21-0139484 | Vegetation | Tree - fell into line | Conductor, Overhead | Broken, wire on ground | 2021 | Tier 3 - Extreme | Distribution Circuit | 10 | 28 | 2021-10-28 | 1524484 | Sus | Y | Vegetation¦Treefellintoline¦ConductorOverhead¦Brokenwireonground
21-0141856 | Equipment Failure/Involved | Overhead | Crossarm, Wood | Broken | 2021 | Tier 2 - Elevated | Distribution Circuit | 11 | 3 | 2021-11-03 | 1534019 | Sus | Y | EquipmentFailureInvolved¦Overhead¦CrossarmWood¦Broken
21-0142423 | Vegetation | Tree - branch fell on line | Conductor, Overhead | Normal | 2021 | Tier 3 - Extreme | Distribution Circuit | 11 | 4 | 2021-11-04 | 1534822 | Sus | Y | Vegetation¦Treebranchfellonline¦ConductorOverhead¦Normal
21-0152172 | Unknown Cause | Patrol - found nothing |  |  | 2021 | Tier 3 - Extreme | Distribution Circuit | 11 | 27 | 2021-11-27 | 1555105 | Sus | Y | UnknownCause¦Patrolfoundnothing¦¦
21-0157797 | Unknown Cause | Patrol - found nothing |  |  | 2021 | Tier 3 - Extreme | Transmission line | 12 | 14 | 2021-12-14 | 1569782 | Sus | N | UnknownCause¦Patrolfoundnothing¦¦
21-0157968 | Vegetation | Tree - fell into line | Conductor, Overhead | Together | 2021 | Tier 3 - Extreme | Distribution Circuit | 12 | 13 | 2021-12-13 | 1568509 | Sus | N | Vegetation¦Treefellintoline¦ConductorOverhead¦Together
21-0158059 | Equipment Failure/Involved | Overhead | Conductor, Overhead | Broken, wire on ground | 2021 | Tier 2 - Elevated | Transmission line | 12 | 14 | 2021-12-14 | 1571014 | Sus | N | EquipmentFailureInvolved¦Overhead¦ConductorOverhead¦Brokenwireonground
21-0158124 | Vegetation | Tree - fell into line | Conductor, Overhead | Together | 2021 | Tier 2 - Elevated | Distribution Circuit | 12 | 14 | 2021-12-14 | 1569555 | Sus | N | Vegetation¦Treefellintoline¦ConductorOverhead¦Together
21-0158769 | Vegetation | Tree - fell into line | Conductor, Overhead | Broken, wire on ground | 2021 | Tier 2 - Elevated | Distribution Circuit | 12 | 15 | 2021-12-15 | 1573214 | Sus | N | Vegetation¦Treefellintoline¦ConductorOverhead¦Brokenwireonground
21-0160499 | Equipment Failure/Involved | Overhead | Transformer (OH) | Failed/Faulted | 2021 | Tier 3 - Extreme | Distribution Circuit | 12 | 24 | 2021-12-24 | 1580940 | Sus | N | EquipmentFailureInvolved¦Overhead¦Transformer(OH)¦FailedFaulted
22-0005052 | Vegetation | Tree - fell into line | Conductor, Overhead | Broken, wire on ground | 2021 | Tier 2 - Elevated | Distribution Circuit | 12 | 27 | 2021-12-27 | 1591622 | Sus | N | Vegetation¦Treefellintoline¦ConductorOverhead¦Brokenwireonground
22-0005159 | Vegetation | Tree - fell into line | Conductor, Overhead | Normal | 2022 | Tier 2 - Elevated | Distribution Circuit | 1 | 2 | 2022-01-02 | 1592291 | Sus | N | Vegetation¦Treefellintoline¦ConductorOverhead¦Normal
22-0005179 | Equipment Failure/Involved | Overhead | Crossarm, Wood | Broken, wire on ground | 2022 | Tier 2 - Elevated | Distribution Circuit | 1 | 2 | 2022-01-02 | 1592399 | Sus | N | EquipmentFailureInvolved¦Overhead¦CrossarmWood¦Brokenwireonground
22-0005565 | Vegetation | Tree - fell into line | Conductor, Overhead | Broken, wire on ground | 2022 | Tier 2 - Elevated | Distribution Circuit | 1 | 3 | 2022-01-03 | 1593616 | Sus | N | Vegetation¦Treefellintoline¦ConductorOverhead¦Brokenwireonground
22-0007589 | Vegetation | Tree - fell into line | Conductor, Overhead | Broken, wire on ground | 2022 | Tier 2 - Elevated | Distribution Circuit | 1 | 8 | 2022-01-08 | 1598159 | Sus | N | Vegetation¦Treefellintoline¦ConductorOverhead¦Brokenwireonground
22-0007617 | 3rd Party | Vehicle | Pole-Wood | Broken, wire on ground | 2022 | Tier 2 - Elevated | Distribution Circuit | 1 | 8 | 2022-01-08 | 1598155 | Sus | N | 3rdParty¦Vehicle¦PoleWood¦Brokenwireonground
22-0016934 | Vegetation | Tree - branch fell on line | Conductor, Overhead | Normal | 2022 | Tier 2 - Elevated | Distribution Circuit | 2 | 1 | 2022-02-01 | 1617952 | Sus | N | Vegetation¦Treebranchfellonline¦ConductorOverhead¦Normal
22-0025296 | 3rd Party | Vehicle | Pole-Wood | Broken | 2022 | Tier 2 - Elevated | Distribution Circuit | 2 | 22 | 2022-02-22 | 1634215 | Sus | N | 3rdParty¦Vehicle¦PoleWood¦Broken
22-0033456 | Equipment Failure/Involved | Overhead | Crossarm, Wood | Broken | 2022 | Tier 2 - Elevated | Distribution Circuit | 3 | 14 | 2022-03-14 | 1648091 | Sus | N | EquipmentFailureInvolved¦Overhead¦CrossarmWood¦Broken
22-0034336 | Equipment Failure/Involved | Overhead | Connector or Splice (OH) | Broken, wire on ground | 2022 | Tier 2 - Elevated | Distribution Circuit | 3 | 15 | 2022-03-15 | 1649487 | Sus | N | EquipmentFailureInvolved¦Overhead¦ConnectororSplice(OH)¦Brokenwireonground
22-0042030 | 3rd Party | Dig in, 3rd party | Transformer | Broken | 2022 | Tier 2 - Elevated | Transformer only | 4 | 2 | 2022-04-02 | 1661597 | Sus | N | 3rdParty¦Digin3rdparty¦Transformer¦Broken
22-0045156 | Vegetation | Tree - fell into line | Conductor, Overhead | Together | 2022 | Tier 3 - Extreme | Distribution Circuit | 4 | 10 | 2022-04-10 | 1667614 | Sus | N | Vegetation¦Treefellintoline¦ConductorOverhead¦Together
22-0049362 | Unknown Cause | Patrol - found nothing |  |  | 2022 | Tier 3 - Extreme | Transformer only | 4 | 15 | 2022-04-15 | 1673440 | Sus | N | UnknownCause¦Patrolfoundnothing¦¦
22-0053799 | Unknown Cause | Patrol - found nothing |  |  | 2022 | Tier 2 - Elevated | Distribution Circuit | 4 | 24 | 2022-04-24 | 1680493 | Sus | N | UnknownCause¦Patrolfoundnothing¦¦
22-0055597 | Unknown Cause | Patrol - found nothing |  |  | 2022 | Tier 2 - Elevated | Distribution Circuit | 4 | 28 | 2022-04-28 | 1683847 | Sus | N | UnknownCause¦Patrolfoundnothing¦¦
22-0058102 | Vegetation | Tree - branch fell on line | Conductor, Overhead | Normal | 2022 | Tier 3 - Extreme | Distribution Circuit | 5 | 4 | 2022-05-04 | 1688564 | Sus | Y | Vegetation¦Treebranchfellonline¦ConductorOverhead¦Normal
22-0059464 | Unknown Cause | Patrol - found nothing |  |  | 2022 | Tier 3 - Extreme | Distribution Circuit | 5 | 8 | 2022-05-08 | 1691341 | Sus | Y | UnknownCause¦Patrolfoundnothing¦¦
22-0061524 | Equipment Failure/Involved | Overhead | Transformer (OH) | Deteriorated | 2022 | Tier 2 - Elevated | Distribution Circuit | 5 | 12 | 2022-05-12 | 1694852 | Sus | Y | EquipmentFailureInvolved¦Overhead¦Transformer(OH)¦Deteriorated
22-0063123 | Unknown Cause | Patrol - found nothing |  |  | 2022 | Tier 2 - Elevated | Distribution Circuit | 5 | 17 | 2022-05-17 | 1699234 | Sus | Y | UnknownCause¦Patrolfoundnothing¦¦
22-0063716 | Equipment Failure/Involved | Underground | Transformer (UG) | Leaking | 2022 | Tier 2 - Elevated | Distribution Circuit | 5 | 19 | 2022-05-19 | 1702546 | Sus | Y | EquipmentFailureInvolved¦Underground¦Transformer(UG)¦Leaking
22-0064995 | 3rd Party | Vehicle | Conductor, Overhead | Broken, wire on ground | 2022 | Tier 3 - Extreme | Distribution Circuit | 5 | 22 | 2022-05-22 | 1707432 | Sus | Y | 3rdParty¦Vehicle¦ConductorOverhead¦Brokenwireonground
22-0065436 | Vegetation | Tree - branch fell on line | Conductor, Overhead | Normal | 2022 | Tier 2 - Elevated | Distribution Circuit | 5 | 23 | 2022-05-23 | 1708343 | Sus | Y | Vegetation¦Treebranchfellonline¦ConductorOverhead¦Normal
22-0067535 | Equipment Failure/Involved | Overhead | Jumper | Burned Open | 2022 | Tier 3 - Extreme | Transformer only | 5 | 27 | 2022-05-27 | 1712519 | Sus | Y | EquipmentFailureInvolved¦Overhead¦Jumper¦BurnedOpen
22-0073287 | Equipment Failure/Involved | Overhead | Transformer (OH) | Failed/Faulted | 2022 | Tier 2 - Elevated | Transformer only | 6 | 11 | 2022-06-11 | 1728746 | Sus | Y | EquipmentFailureInvolved¦Overhead¦Transformer(OH)¦FailedFaulted
22-0074907 | Equipment Failure/Involved | Overhead | Conductor, Overhead | Broken, wire on ground | 2022 | Tier 2 - Elevated | Transmission line | 6 | 16 | 2022-06-16 | 1732729 | Sus | Y | EquipmentFailureInvolved¦Overhead¦ConductorOverhead¦Brokenwireonground
22-0077043 | Animal | Other | Conductor, Overhead | Normal | 2022 | Tier 2 - Elevated | Distribution Circuit | 6 | 22 | 2022-06-22 | 1738352 | Sus | Y | Animal¦Other¦ConductorOverhead¦Normal
22-0078570 | Vegetation | Tree - branch fell on line | Conductor, Overhead | Normal | 2022 | Tier 3 - Extreme | Distribution Circuit | 6 | 25 | 2022-06-25 | 1742205 | Sus | Y | Vegetation¦Treebranchfellonline¦ConductorOverhead¦Normal
22-0080859 | Unknown Cause | Patrol - found nothing |  |  | 2022 | Tier 2 - Elevated | Distribution Circuit | 6 | 30 | 2022-06-30 | 1746809 | Sus | Y | UnknownCause¦Patrolfoundnothing¦¦
22-0085324 | Equipment Failure/Involved | Overhead | Conductor, Overhead | Normal | 2022 | Tier 2 - Elevated | Distribution Circuit | 7 | 14 | 2022-07-14 | 1756263 | Sus | Y | EquipmentFailureInvolved¦Overhead¦ConductorOverhead¦Normal
22-0087415 | Equipment Failure/Involved | Overhead | Pole-Wood | Broken | 2022 | Tier 2 - Elevated | Distribution Circuit | 7 | 20 | 2022-07-20 | 1760803 | Sus | Y | EquipmentFailureInvolved¦Overhead¦PoleWood¦Broken
22-0088073 | Animal | Bird found | Transformer (OH) | Failed/Faulted | 2022 | Tier 2 - Elevated | Distribution Circuit | 7 | 21 | 2022-07-21 | 1762341 | Sus | Y | Animal¦Birdfound¦Transformer(OH)¦FailedFaulted
22-0090352 | 3rd Party | Vehicle | Pole-Wood | Broken | 2022 | Tier 2 - Elevated | Distribution Circuit | 7 | 27 | 2022-07-27 | 1766628 | Sus | Y | 3rdParty¦Vehicle¦PoleWood¦Broken
22-0091831 | Unknown Cause | Patrol - found nothing |  |  | 2022 | Tier 2 - Elevated | Transformer only | 7 | 31 | 2022-07-31 | 1769594 | Sus | Y | UnknownCause¦Patrolfoundnothing¦¦
22-0093133 | Equipment Failure/Involved | Overhead | Transformer (OH) | Failed/Faulted | 2022 | Tier 2 - Elevated | Distribution Circuit | 8 | 3 | 2022-08-03 | 1771625 | Sus | Y | EquipmentFailureInvolved¦Overhead¦Transformer(OH)¦FailedFaulted
22-0094556 | Vegetation | Tree - fell into line | Conductor, Overhead | Broken, wire on ground | 2022 | Tier 2 - Elevated | Distribution Circuit | 8 | 6 | 2022-08-06 | 1774787 | Sus | Y | Vegetation¦Treefellintoline¦ConductorOverhead¦Brokenwireonground
22-0096940 | Equipment Failure/Involved | Overhead | Cutout, fuse holder | Broken | 2022 | Tier 2 - Elevated | Transformer only | 8 | 12 | 2022-08-12 | 1779560 | Sus | Y | EquipmentFailureInvolved¦Overhead¦Cutoutfuseholder¦Broken
22-0107059 | Equipment Failure/Involved | Electrical Overload | Fuse | Burned Open | 2022 | Tier 2 - Elevated | Transformer only | 9 | 6 | 2022-09-06 | 1803511 | Sus | Y | EquipmentFailureInvolved¦ElectricalOverload¦Fuse¦BurnedOpen
22-0108896 | Equipment Failure/Involved | Overhead | Insulator | Burned/flashed | 2022 | Tier 2 - Elevated | Distribution Circuit | 9 | 10 | 2022-09-10 | 1808159 | Sus | Y | EquipmentFailureInvolved¦Overhead¦Insulator¦Burnedflashed
22-0112364 | Animal | Other | Transformer (OH) | Normal | 2022 | Tier 2 - Elevated | Distribution Circuit | 9 | 19 | 2022-09-19 | 1816732 | Sus | Y | Animal¦Other¦Transformer(OH)¦Normal
22-0114847 | Animal | Other | Jumper |  | 2022 | Tier 2 - Elevated | Transformer only | 9 | 26 | 2022-09-26 | 1821793 | Sus | Y | Animal¦Other¦Jumper¦
22-0116390 | Equipment Failure/Involved | Overhead | Crossarm, Wood | Broken | 2022 | Tier 2 - Elevated | Distribution Circuit | 9 | 29 | 2022-09-29 | 1824447 | Sus | Y | EquipmentFailureInvolved¦Overhead¦CrossarmWood¦Broken
22-0125344 | Company Initiated | Other Circuits | Other | Normal | 2022 | Tier 3 - Extreme | Distribution Circuit | 10 | 27 | 2022-10-27 | 1846907 | Sus | Y | CompanyInitiated¦OtherCircuits¦Other¦Normal
22-0127530 | Vegetation | Tree - fell into line | Conductor, Overhead | Normal | 2022 | Tier 3 - Extreme | Distribution Circuit | 11 | 3 | 2022-11-03 | 1852682 | Sus | Y | Vegetation¦Treefellintoline¦ConductorOverhead¦Normal
22-0136944 | Equipment Failure/Involved | Overhead | Fuse | Broken | 2022 | Tier 2 - Elevated | Transformer only | 12 | 6 | 2022-12-06 | 1877112 | Sus | N | EquipmentFailureInvolved¦Overhead¦Fuse¦Broken
22-0138486 | Unknown Cause | Patrol - found nothing |  |  | 2022 | Tier 2 - Elevated | Distribution Circuit | 12 | 10 | 2022-12-10 | 1881575 | Sus | N | UnknownCause¦Patrolfoundnothing¦¦
22-0141367 | Vegetation | Tree - fell into line | Pole-Wood | Broken, wire on ground | 2022 | Tier 2 - Elevated | Distribution Circuit | 12 | 26 | 2022-12-26 | 1897739 | Sus | N | Vegetation¦Treefellintoline¦PoleWood¦Brokenwireonground
22-0141596 | Equipment Failure/Involved | Overhead | Jumper | Broken | 2022 | Tier 2 - Elevated | Transformer only | 12 | 27 | 2022-12-27 | 1897992 | Sus | N | EquipmentFailureInvolved¦Overhead¦Jumper¦Broken
23-0004230 | Equipment Failure/Involved | Overhead | Conductor, Overhead | Broken, wire on ground | 2022 | Tier 3 - Extreme | Distribution Circuit | 12 | 31 | 2022-12-31 | 1907130 | Sus | N | EquipmentFailureInvolved¦Overhead¦ConductorOverhead¦Brokenwireonground
23-0004373 | Vegetation | Tree - fell into line | Secondary | Normal | 2022 | Tier 2 - Elevated | Distribution Circuit | 12 | 31 | 2022-12-31 | 1906721 | Sus | N | Vegetation¦Treefellintoline¦Secondary¦Normal
15-0002363 | Equipment Failure/Involved | Other | Transformer | Malfunctioning | 2015 | Tier 3 - Extreme | Distribution Circuit | 1 | 4 | 2015-01-04 | 1159162 | Sus | N | EquipmentFailureInvolved¦Other¦Transformer¦Malfunctioning
15-0010652 | Equipment Failure/Involved | Other | Conductor, Overhead | Broken, wire on ground | 2015 | Tier 3 - Extreme | Distribution Circuit | 2 | 6 | 2015-02-06 | 1177970 | Sus | N | EquipmentFailureInvolved¦Other¦ConductorOverhead¦Brokenwireonground
15-0012910 | Equipment Failure/Involved | Other | Transformer | Malfunctioning | 2015 | Tier 2 - Elevated | Transformer only | 2 | 12 | 2015-02-12 | 1188958 | Sus | N | EquipmentFailureInvolved¦Other¦Transformer¦Malfunctioning
15-0013579 | Equipment Failure/Involved | Other | Pole-Wood | Broken | 2015 | Tier 2 - Elevated | Distribution Circuit | 2 | 16 | 2015-02-16 | 1191287 | Sus | N | EquipmentFailureInvolved¦Other¦PoleWood¦Broken
15-0016382 | Equipment Failure/Involved | Lightning | Other | Bent or Twisted | 2015 | Tier 3 - Extreme | Transformer only | 2 | 28 | 2015-02-28 | 1197245 | Sus | N | EquipmentFailureInvolved¦Lightning¦Other¦BentorTwisted
15-0025186 | Equipment Failure/Involved | Other | Transformer | Failed/Faulted | 2015 | Tier 2 - Elevated | Transformer only | 4 | 7 | 2015-04-07 | 1215601 | Sus | N | EquipmentFailureInvolved¦Other¦Transformer¦FailedFaulted
15-0027902 | Animal | Squirrel | Fuse | Failed/Faulted | 2015 | Tier 2 - Elevated | Distribution Circuit | 4 | 20 | 2015-04-20 | 1222030 | Sus | N | Animal¦Squirrel¦Fuse¦FailedFaulted
15-0035041 | Animal | Bird found | Fuse | Normal | 2015 | Tier 3 - Extreme | Distribution Circuit | 5 | 18 | 2015-05-18 | 1236575 | Sus | Y | Animal¦Birdfound¦Fuse¦Normal
15-0037781 | Equipment Failure/Involved | Overhead | Other | Broken | 2015 | Tier 2 - Elevated | Transformer only | 6 | 2 | 2015-06-02 | 1242483 | Sus | Y | EquipmentFailureInvolved¦Overhead¦Other¦Broken
15-0042205 | Vegetation | Tree - branch fell on line | Conductor, Overhead | Normal | 2015 | Tier 3 - Extreme | Distribution Circuit | 6 | 19 | 2015-06-19 | 1253423 | Sus | Y | Vegetation¦Treebranchfellonline¦ConductorOverhead¦Normal
15-0048558 | Environmental/External | Lightning | Transformer (OH) | Failed/Faulted | 2015 | Tier 2 - Elevated | Distribution Circuit | 7 | 19 | 2015-07-19 | 1271632 | Sus | Y | EnvironmentalExternal¦Lightning¦Transformer(OH)¦FailedFaulted
15-0051456 | Environmental/External | Fire, Forest/Grass | Secondary | Burned Open | 2015 | Tier 2 - Elevated | Transformer only | 7 | 29 | 2015-07-29 | 1279787 | Sus | Y | EnvironmentalExternal¦FireForestGrass¦Secondary¦BurnedOpen
15-0051476 | Equipment Failure/Involved | Other | Customer Equipment | Deteriorated | 2015 | Tier 2 - Elevated | Transformer only | 7 | 29 | 2015-07-29 | 1279778 | Sus | Y | EquipmentFailureInvolved¦Other¦CustomerEquipment¦Deteriorated
15-0056312 | Equipment Failure/Involved | Electrical Overload | Other | Failed/Faulted | 2015 | Tier 2 - Elevated | Transformer only | 8 | 20 | 2015-08-20 | 1291986 | Sus | Y | EquipmentFailureInvolved¦ElectricalOverload¦Other¦FailedFaulted
15-0058987 | Unknown Cause | Patrol - not conducted |  | Failed/Faulted | 2015 | Tier 2 - Elevated | Distribution Circuit | 9 | 2 | 2015-09-02 | 1299333 | Sus | Y | UnknownCause¦Patrolnotconducted¦¦FailedFaulted
15-0062330 | Unknown Cause | Patrol - found nothing |  |  | 2015 | Tier 2 - Elevated | Transformer only | 9 | 19 | 2015-09-19 | 1308728 | Sus | Y | UnknownCause¦Patrolfoundnothing¦¦
15-0062376 | Environmental/External | Fire, Forest/Grass | Transformer (OH) | Burned/flashed | 2015 | Tier 2 - Elevated | Distribution Circuit | 9 | 11 | 2015-09-11 | 1308894 | Sus | Y | EnvironmentalExternal¦FireForestGrass¦Transformer(OH)¦Burnedflashed
15-0069842 | Unknown Cause | Patrol - found nothing |  |  | 2015 | Tier 2 - Elevated | Distribution Circuit | 10 | 13 | 2015-10-13 | 1320965 | Sus | Y | UnknownCause¦Patrolfoundnothing¦¦
15-0071482 | Equipment Failure/Involved | Overhead | Pole - Tower, steel | Broken, wire on ground | 2015 | Tier 2 - Elevated | Transmission line | 10 | 18 | 2015-10-18 | 1324978 | Sus | Y | EquipmentFailureInvolved¦Overhead¦PoleTowersteel¦Brokenwireonground
15-0075103 | Unknown Cause | Patrol - not conducted |  |  | 2015 | Tier 3 - Extreme | Distribution Circuit | 11 | 2 | 2015-11-02 | 1333832 | Sus | Y | UnknownCause¦Patrolnotconducted¦¦
15-0079888 | 3rd Party | Tree - cutting, 3rd party | Conductor, Overhead | Normal | 2015 | Tier 2 - Elevated | Distribution Circuit | 11 | 21 | 2015-11-21 | 1346555 | Sus | Y | 3rdParty¦Treecutting3rdparty¦ConductorOverhead¦Normal
15-0084001 | Unknown Cause | Patrol - not conducted |  |  | 2015 | Tier 2 - Elevated | Distribution Circuit | 12 | 10 | 2015-12-10 | 1356786 | Sus | N | UnknownCause¦Patrolnotconducted¦¦
15-0084248 | Equipment Failure/Involved | Overhead | Insulator | Broken | 2015 | Tier 3 - Extreme | Distribution Circuit | 12 | 11 | 2015-12-11 | 1358749 | Sus | N | EquipmentFailureInvolved¦Overhead¦Insulator¦Broken
15-0084250 | Vegetation | Tree - fell into line | Conductor, Overhead | Broken, wire on ground | 2015 | Tier 2 - Elevated | Distribution Circuit | 12 | 11 | 2015-12-11 | 1358748 | Sus | N | Vegetation¦Treefellintoline¦ConductorOverhead¦Brokenwireonground
15-0084892 | Vegetation | Tree - branch fell on line | Secondary | Normal | 2015 | Tier 3 - Extreme | Transformer only | 12 | 13 | 2015-12-13 | 1362006 | Sus | N | Vegetation¦Treebranchfellonline¦Secondary¦Normal
15-0085039 | Vegetation | Tree - fell into line | Conductor, Overhead | Broken, wire on ground | 2015 | Tier 3 - Extreme | Distribution Circuit | 12 | 13 | 2015-12-13 | 1362822 | Sus | N | Vegetation¦Treefellintoline¦ConductorOverhead¦Brokenwireonground
15-0086547 | Environmental/External | Ice or snow | Conductor, Overhead | Broken, wire on ground | 2015 | Tier 3 - Extreme | Distribution Circuit | 12 | 21 | 2015-12-21 | 1368307 | Sus | N | EnvironmentalExternal¦Iceorsnow¦ConductorOverhead¦Brokenwireonground
15-0086635 | Equipment Failure/Involved | Overhead | Jumper | Burned Open | 2015 | Tier 2 - Elevated | Distribution Circuit | 12 | 22 | 2015-12-22 | 1368441 | Sus | N | EquipmentFailureInvolved¦Overhead¦Jumper¦BurnedOpen
15-0087303 | Vegetation | Tree - fell into line | Conductor, Overhead | Broken, wire on ground | 2015 | Tier 2 - Elevated | Distribution Circuit | 12 | 25 | 2015-12-25 | 1371708 | Sus | N | Vegetation¦Treefellintoline¦ConductorOverhead¦Brokenwireonground
16-0004187 | Equipment Failure/Involved | Overhead | Other | Normal | 2016 | Tier 2 - Elevated | Transmission line | 1 | 9 | 2016-01-09 | 1380636 | Sus | N | EquipmentFailureInvolved¦Overhead¦Other¦Normal
16-0007674 | Vegetation | Tree - fell into line | Conductor, Overhead | Broken, wire on ground | 2016 | Tier 2 - Elevated | Distribution Circuit | 1 | 23 | 2016-01-23 | 1390451 | Sus | N | Vegetation¦Treefellintoline¦ConductorOverhead¦Brokenwireonground
16-0009586 | Unknown Cause | Patrol - found nothing |  |  | 2016 | Tier 2 - Elevated | Distribution Circuit | 1 | 31 | 2016-01-31 | 1395729 | Sus | N | UnknownCause¦Patrolfoundnothing¦¦
16-0009590 | Vegetation | Tree - fell into line | Conductor, Overhead | Broken, wire on ground | 2016 | Tier 3 - Extreme | Distribution Circuit | 1 | 31 | 2016-01-31 | 1395761 | Sus | N | Vegetation¦Treefellintoline¦ConductorOverhead¦Brokenwireonground
16-0013548 | Vegetation | Tree - fell into line | Conductor, Overhead | Together | 2016 | Tier 3 - Extreme | Distribution Circuit | 2 | 18 | 2016-02-18 | 1407687 | Sus | N | Vegetation¦Treefellintoline¦ConductorOverhead¦Together
16-0017659 | Vegetation | Tree - fell into line | Transformer (OH) | Broken | 2016 | Tier 3 - Extreme | Distribution Circuit | 3 | 5 | 2016-03-05 | 1417197 | Sus | N | Vegetation¦Treefellintoline¦Transformer(OH)¦Broken
16-0017923 | Equipment Failure/Involved | Overhead | Jumper | Bent or Twisted | 2016 | Tier 3 - Extreme | Distribution Circuit | 3 | 5 | 2016-03-05 | 1418017 | Sus | N | EquipmentFailureInvolved¦Overhead¦Jumper¦BentorTwisted
16-0021121 | Vegetation | Tree - branch fell on line | Conductor, Overhead | Broken, wire on ground | 2016 | Tier 2 - Elevated | Distribution Circuit | 3 | 14 | 2016-03-14 | 1430785 | Sus | N | Vegetation¦Treebranchfellonline¦ConductorOverhead¦Brokenwireonground
16-0022758 | Unknown Cause | Patrol - not conducted |  |  | 2016 | Tier 2 - Elevated | Distribution Circuit | 3 | 20 | 2016-03-20 | 1434740 | Sus | N | UnknownCause¦Patrolnotconducted¦¦
16-0029458 | Equipment Failure/Involved | Overhead |  | Broken | 2016 | Tier 2 - Elevated | Transformer only | 4 | 18 | 2016-04-18 | 1453150 | Sus | N | EquipmentFailureInvolved¦Overhead¦¦Broken
16-0030889 | Equipment Failure/Involved | Overhead | Transformer (OH) | Failed/Faulted | 2016 | Tier 3 - Extreme | Distribution Circuit | 4 | 23 | 2016-04-23 | 1456522 | Sus | N | EquipmentFailureInvolved¦Overhead¦Transformer(OH)¦FailedFaulted
16-0031052 | Unknown Cause | Patrol - found nothing |  |  | 2016 | Tier 2 - Elevated | Distribution Circuit | 4 | 24 | 2016-04-24 | 1457145 | Sus | N | UnknownCause¦Patrolfoundnothing¦¦
16-0032789 | Equipment Failure/Involved | Overhead | Transformer | Failed/Faulted | 2016 | Tier 2 - Elevated | Transformer only | 4 | 29 | 2016-04-29 | 1461872 | Sus | N | EquipmentFailureInvolved¦Overhead¦Transformer¦FailedFaulted
16-0033647 | Equipment Failure/Involved | Overhead | Transformer (OH) | Deteriorated | 2016 | Tier 2 - Elevated | Transformer only | 5 | 3 | 2016-05-03 | 1464201 | Sus | Y | EquipmentFailureInvolved¦Overhead¦Transformer(OH)¦Deteriorated
16-0036275 | Unknown Cause | Patrol - found nothing |  |  | 2016 | Tier 2 - Elevated | Transformer only | 5 | 16 | 2016-05-16 | 1470347 | Sus | Y | UnknownCause¦Patrolfoundnothing¦¦
16-0036638 | Equipment Failure/Involved | Overhead | Crossarm, Wood | Broken | 2016 | Tier 2 - Elevated | Distribution Circuit | 5 | 17 | 2016-05-17 | 1471567 | Sus | Y | EquipmentFailureInvolved¦Overhead¦CrossarmWood¦Broken
16-0046182 | Unknown Cause | Patrol - found nothing |  |  | 2016 | Tier 2 - Elevated | Distribution Circuit | 6 | 28 | 2016-06-28 | 1497252 | Sus | Y | UnknownCause¦Patrolfoundnothing¦¦
16-0048730 | Vegetation | Tree - fell into line | Conductor, Overhead | Broken, wire on ground | 2016 | Tier 2 - Elevated | Distribution Circuit | 7 | 8 | 2016-07-08 | 1503063 | Sus | Y | Vegetation¦Treefellintoline¦ConductorOverhead¦Brokenwireonground
16-0048781 | Unknown Cause | Patrol - found nothing |  |  | 2016 | Tier 2 - Elevated | Distribution Circuit | 7 | 9 | 2016-07-09 | 1503254 | Sus | Y | UnknownCause¦Patrolfoundnothing¦¦
16-0049730 | Unknown Cause | Patrol - not conducted |  |  | 2016 | Tier 2 - Elevated | Distribution Circuit | 7 | 14 | 2016-07-14 | 1509745 | Sus | Y | UnknownCause¦Patrolnotconducted¦¦
16-0053786 | Vegetation | Tree - fell into line | Conductor, Overhead | Broken, wire on ground | 2016 | Tier 3 - Extreme | Distribution Circuit | 7 | 29 | 2016-07-29 | 1518804 | Sus | Y | Vegetation¦Treefellintoline¦ConductorOverhead¦Brokenwireonground
16-0058370 | Environmental/External | Fire, Forest/Grass | Transformer (OH) | Burned/flashed | 2016 | Tier 2 - Elevated | Transformer only | 8 | 18 | 2016-08-18 | 1528679 | Sus | Y | EnvironmentalExternal¦FireForestGrass¦Transformer(OH)¦Burnedflashed
16-0058582 | Environmental/External | Fire, Forest/Grass | Transformer (OH) | Burned/flashed | 2016 | Tier 2 - Elevated | Transformer only | 8 | 18 | 2016-08-18 | 1529061 | Sus | Y | EnvironmentalExternal¦FireForestGrass¦Transformer(OH)¦Burnedflashed
16-0067633 | Vegetation | Tree - fell into line | Conductor, Overhead | Broken, wire on ground | 2016 | Tier 2 - Elevated | Distribution Circuit | 9 | 26 | 2016-09-26 | 1548060 | Sus | Y | Vegetation¦Treefellintoline¦ConductorOverhead¦Brokenwireonground
16-0069119 | Environmental/External | Lightning | Transformer | Failed/Faulted | 2016 | Tier 3 - Extreme | Transformer only | 10 | 3 | 2016-10-03 | 1551799 | Sus | Y | EnvironmentalExternal¦Lightning¦Transformer¦FailedFaulted
16-0075852 | Animal | Squirrel | Jumper | Normal | 2016 | Tier 2 - Elevated | Distribution Circuit | 10 | 27 | 2016-10-27 | 1570623 | Sus | Y | Animal¦Squirrel¦Jumper¦Normal
16-0076820 | Unknown Cause | Patrol - found nothing |  |  | 2016 | Tier 3 - Extreme | Distribution Circuit | 10 | 30 | 2016-10-30 | 1573191 | Sus | Y | UnknownCause¦Patrolfoundnothing¦¦
16-0084832 | Unknown Cause | Patrol - found nothing |  |  | 2016 | Tier 3 - Extreme | Distribution Circuit | 12 | 9 | 2016-12-09 | 1597967 | Sus | N | UnknownCause¦Patrolfoundnothing¦¦
16-0085041 | Vegetation | Tree - fell into line | Conductor, Overhead | Broken, wire on ground | 2016 | Tier 2 - Elevated | Distribution Circuit | 12 | 10 | 2016-12-10 | 1599472 | Sus | N | Vegetation¦Treefellintoline¦ConductorOverhead¦Brokenwireonground
16-0086512 | Vegetation | Tree - fell into line | Conductor, Overhead | Normal | 2016 | Tier 3 - Extreme | Distribution Circuit | 12 | 20 | 2016-12-20 | 1607587 | Sus | N | Vegetation¦Treefellintoline¦ConductorOverhead¦Normal
17-0005452 | Vegetation | Tree - fell into line | Conductor, Overhead | Broken, wire on ground | 2017 | Tier 2 - Elevated | Distribution Circuit | 1 | 8 | 2017-01-08 | 1627324 | Sus | N | Vegetation¦Treefellintoline¦ConductorOverhead¦Brokenwireonground
17-0005596 | Vegetation | Tree - fell into line | Conductor, Overhead | Normal | 2017 | Tier 2 - Elevated | Distribution Circuit | 1 | 8 | 2017-01-08 | 1628633 | Sus | N | Vegetation¦Treefellintoline¦ConductorOverhead¦Normal
17-0005993 | Vegetation | Tree - fell into line | Conductor, Overhead | Arcing | 2017 | Tier 2 - Elevated | Distribution Circuit | 1 | 9 | 2017-01-09 | 1630520 | Sus | N | Vegetation¦Treefellintoline¦ConductorOverhead¦Arcing
17-0006634 | Vegetation | Tree - fell into line | Pole-Wood | Broken, wire on ground | 2017 | Tier 3 - Extreme | Distribution Circuit | 1 | 10 | 2017-01-10 | 1633278 | Sus | N | Vegetation¦Treefellintoline¦PoleWood¦Brokenwireonground
17-0006753 | Vegetation | Tree - branch fell on line | Fuse | Failed/Faulted | 2017 | Tier 2 - Elevated | Distribution Circuit | 1 | 10 | 2017-01-10 | 1633612 | Sus | N | Vegetation¦Treebranchfellonline¦Fuse¦FailedFaulted
17-0007521 | Vegetation | Tree - branch fell on line | Conductor, Overhead | Normal | 2017 | Tier 3 - Extreme | Distribution Circuit | 1 | 10 | 2017-01-10 | 1636709 | Sus | N | Vegetation¦Treebranchfellonline¦ConductorOverhead¦Normal
17-0007707 | Equipment Failure/Involved | Overhead | Transformer (OH) | Failed/Faulted | 2017 | Tier 3 - Extreme | Distribution Circuit | 1 | 11 | 2017-01-11 | 1639785 | Sus | N | EquipmentFailureInvolved¦Overhead¦Transformer(OH)¦FailedFaulted
17-0007746 | Vegetation | Tree - fell into line | Conductor, Overhead | Broken, wire on ground | 2017 | Tier 2 - Elevated | Distribution Circuit | 1 | 11 | 2017-01-11 | 1639330 | Sus | N | Vegetation¦Treefellintoline¦ConductorOverhead¦Brokenwireonground
17-0008229 | Equipment Failure/Involved | Overhead | Fuse | Failed/Faulted | 2017 | Tier 3 - Extreme | Distribution Circuit | 1 | 11 | 2017-01-11 | 1640525 | Sus | N | EquipmentFailureInvolved¦Overhead¦Fuse¦FailedFaulted
17-0008515 | Vegetation | Tree - fell into line | Conductor, Overhead | Broken, wire on ground | 2017 | Tier 3 - Extreme | Distribution Circuit | 1 | 12 | 2017-01-12 | 1641872 | Sus | N | Vegetation¦Treefellintoline¦ConductorOverhead¦Brokenwireonground
17-0008643 | Unknown Cause | Patrol - not conducted |  |  | 2017 | Tier 3 - Extreme | Distribution Circuit | 1 | 13 | 2017-01-13 | 1642129 | Sus | N | UnknownCause¦Patrolnotconducted¦¦
17-0011652 | Unknown Cause | Patrol - found nothing |  |  | 2017 | Tier 2 - Elevated | Distribution Circuit | 1 | 20 | 2017-01-20 | 1652836 | Sus | N | UnknownCause¦Patrolfoundnothing¦¦
17-0011948 | Unknown Cause | Patrol - found nothing |  |  | 2017 | Tier 2 - Elevated | Distribution Circuit | 1 | 21 | 2017-01-21 | 1656137 | Sus | N | UnknownCause¦Patrolfoundnothing¦¦
17-0011951 | Vegetation | Tree - fell into line | Conductor, Overhead | Broken, wire on ground | 2017 | Tier 3 - Extreme | Distribution Circuit | 1 | 21 | 2017-01-21 | 1656196 | Sus | N | Vegetation¦Treefellintoline¦ConductorOverhead¦Brokenwireonground
17-0012134 | Vegetation | Tree - fell into line | Conductor, Overhead | Broken, wire on ground | 2017 | Tier 3 - Extreme | Distribution Circuit | 1 | 20 | 2017-01-20 | 1655312 | Sus | N | Vegetation¦Treefellintoline¦ConductorOverhead¦Brokenwireonground
17-0013399 | Vegetation | Tree - branch fell on line |  | Failed/Faulted | 2017 | Tier 2 - Elevated | Transformer only | 1 | 22 | 2017-01-22 | 1661601 | Sus | N | Vegetation¦Treebranchfellonline¦¦FailedFaulted
17-0018604 | Equipment Failure/Involved | Overhead | Connector or Splice (OH) | Deteriorated | 2017 | Tier 3 - Extreme | Transformer only | 2 | 7 | 2017-02-07 | 1680021 | Sus | N | EquipmentFailureInvolved¦Overhead¦ConnectororSplice(OH)¦Deteriorated
17-0020011 | Equipment Failure/Involved | Overhead | Pole-Wood | Broken | 2017 | Tier 3 - Extreme | Distribution Circuit | 2 | 10 | 2017-02-10 | 1685383 | Sus | N | EquipmentFailureInvolved¦Overhead¦PoleWood¦Broken
17-0023206 | Vegetation | Tree - branch fell on line | Conductor, Overhead | Normal | 2017 | Tier 3 - Extreme | Distribution Circuit | 2 | 18 | 2017-02-18 | 1700654 | Sus | N | Vegetation¦Treebranchfellonline¦ConductorOverhead¦Normal
17-0027435 | Equipment Failure/Involved | Overhead | Conductor, Overhead | Annealed | 2017 | Tier 3 - Extreme | Distribution Circuit | 2 | 28 | 2017-02-28 | 1716229 | Sus | N | EquipmentFailureInvolved¦Overhead¦ConductorOverhead¦Annealed
17-0027435 | Equipment Failure/Involved | Overhead | Conductor, Overhead | Annealed | 2017 | Tier 3 - Extreme | Distribution Circuit | 2 | 28 | 2017-02-28 | 1716229 | Sus | N | EquipmentFailureInvolved¦Overhead¦ConductorOverhead¦Annealed
17-0028412 | Vegetation | Tree - branch fell on line | Pole-Wood | Broken, wire on ground | 2017 | Tier 3 - Extreme | Distribution Circuit | 3 | 5 | 2017-03-05 | 1719678 | Sus | N | Vegetation¦Treebranchfellonline¦PoleWood¦Brokenwireonground
17-0028577 | Vegetation | Tree - fell into line | Conductor, Overhead | Normal | 2017 | Tier 2 - Elevated | Distribution Circuit | 3 | 5 | 2017-03-05 | 1720451 | Sus | N | Vegetation¦Treefellintoline¦ConductorOverhead¦Normal
17-0032714 | Environmental/External | Flood/Erosion | Pole-Wood | Broken, wire on ground | 2017 | Tier 3 - Extreme | Distribution Circuit | 3 | 22 | 2017-03-22 | 1732756 | Sus | N | EnvironmentalExternal¦FloodErosion¦PoleWood¦Brokenwireonground
17-0035763 | Unknown Cause | Patrol - not conducted |  |  | 2017 | Tier 2 - Elevated | Distribution Circuit | 4 | 1 | 2017-04-01 | 1741966 | Sus | N | UnknownCause¦Patrolnotconducted¦¦
17-0038353 | Vegetation | Tree - branch fell on line | Conductor, Overhead | Broken, wire on ground | 2017 | Tier 2 - Elevated | Distribution Circuit | 4 | 8 | 2017-04-08 | 1753045 | Sus | N | Vegetation¦Treebranchfellonline¦ConductorOverhead¦Brokenwireonground
17-0039075 | Vegetation | Tree - bark fell into line | Crossarm, Wood | Broken | 2017 | Tier 2 - Elevated | Distribution Circuit | 4 | 11 | 2017-04-11 | 1754823 | Sus | N | Vegetation¦Treebarkfellintoline¦CrossarmWood¦Broken
17-0040080 | Unknown Cause | Patrol - found nothing |  |  | 2017 | Tier 2 - Elevated | Distribution Circuit | 4 | 13 | 2017-04-13 | 1757268 | Sus | N | UnknownCause¦Patrolfoundnothing¦¦
17-0042469 | Equipment Failure/Involved | Overhead | Insulator | Broken, wire on ground | 2017 | Tier 2 - Elevated | Distribution Circuit | 5 | 9 | 2017-05-09 | 1778744 | Sus | Y | EquipmentFailureInvolved¦Overhead¦Insulator¦Brokenwireonground
17-0049115 | Company Initiated | Return Circuit Normal | Conductor, Underground | Normal | 2017 | Tier 3 - Extreme | Distribution Circuit | 6 | 7 | 2017-06-07 | 1798682 | Sus | Y | CompanyInitiated¦ReturnCircuitNormal¦ConductorUnderground¦Normal
17-0054385 | Environmental/External | Lightning | Transformer | Failed/Faulted | 2017 | Tier 2 - Elevated | Transformer only | 6 | 11 | 2017-06-11 | 1802036 | Sus | Y | EnvironmentalExternal¦Lightning¦Transformer¦FailedFaulted
17-0056446 | Vegetation | Tree - fell into line | Conductor, Overhead | Broken, wire on ground | 2017 | Tier 3 - Extreme | Distribution Circuit | 6 | 19 | 2017-06-19 | 1809944 | Sus | Y | Vegetation¦Treefellintoline¦ConductorOverhead¦Brokenwireonground
17-0058014 | Unknown Cause | Patrol - found nothing |  |  | 2017 | Tier 2 - Elevated | Distribution Circuit | 6 | 23 | 2017-06-23 | 1815794 | Sus | Y | UnknownCause¦Patrolfoundnothing¦¦
17-0058207 | Equipment Failure/Involved | Overhead | Transformer (OH) | Failed/Faulted | 2017 | Tier 2 - Elevated | Distribution Circuit | 6 | 23 | 2017-06-23 | 1816575 | Sus | Y | EquipmentFailureInvolved¦Overhead¦Transformer(OH)¦FailedFaulted
17-0058357 | Unknown Cause | Patrol - found nothing |  |  | 2017 | Tier 2 - Elevated | Distribution Circuit | 6 | 24 | 2017-06-24 | 1817207 | Sus | Y | UnknownCause¦Patrolfoundnothing¦¦
17-0060032 | Unknown Cause | Patrol - found nothing |  |  | 2017 | Tier 2 - Elevated | Distribution Circuit | 7 | 2 | 2017-07-02 | 1822235 | Sus | Y | UnknownCause¦Patrolfoundnothing¦¦
17-0060291 | Unknown Cause | Patrol - found nothing |  |  | 2017 | Tier 2 - Elevated | Distribution Circuit | 7 | 3 | 2017-07-03 | 1822787 | Sus | Y | UnknownCause¦Patrolfoundnothing¦¦
17-0060801 | Unknown Cause | Patrol - found nothing |  |  | 2017 | Tier 3 - Extreme | Distribution Circuit | 7 | 6 | 2017-07-06 | 1824411 | Sus | Y | UnknownCause¦Patrolfoundnothing¦¦
17-0061912 | 3rd Party | Vehicle | Pole-Wood | Broken, wire on ground | 2017 | Tier 2 - Elevated | Distribution Circuit | 7 | 10 | 2017-07-10 | 1828676 | Sus | Y | 3rdParty¦Vehicle¦PoleWood¦Brokenwireonground
17-0066797 | Vegetation | Tree - branch fell on line | Conductor, Overhead | Broken, wire on ground | 2017 | Tier 2 - Elevated | Distribution Circuit | 7 | 31 | 2017-07-31 | 1843278 | Sus | Y | Vegetation¦Treebranchfellonline¦ConductorOverhead¦Brokenwireonground
17-0067817 | Equipment Failure/Involved | Overhead | Insulator | Broken | 2017 | Tier 3 - Extreme | Distribution Circuit | 8 | 3 | 2017-08-03 | 1845962 | Sus | Y | EquipmentFailureInvolved¦Overhead¦Insulator¦Broken
17-0073112 | Equipment Failure/Involved | Overhead | Transformer | Failed/Faulted | 2017 | Tier 2 - Elevated | Distribution Circuit | 8 | 26 | 2017-08-26 | 1860236 | Sus | Y | EquipmentFailureInvolved¦Overhead¦Transformer¦FailedFaulted
17-0073847 | Environmental/External | Fire, Forest/Grass | Conductor, Overhead | Broken, wire on ground | 2017 | Tier 2 - Elevated | Distribution Circuit | 8 | 29 | 2017-08-29 | 1862601 | Sus | Y | EnvironmentalExternal¦FireForestGrass¦ConductorOverhead¦Brokenwireonground
17-0073910 | Vegetation | Tree - fell into line | Conductor, Overhead | Normal | 2017 | Tier 2 - Elevated | Distribution Circuit | 8 | 29 | 2017-08-29 | 1862626 | Sus | Y | Vegetation¦Treefellintoline¦ConductorOverhead¦Normal
17-0073996 | Vegetation | Tree - branch fell on line | Conductor, Overhead | Broken, wire on ground | 2017 | Tier 2 - Elevated | Distribution Circuit | 8 | 30 | 2017-08-30 | 1862980 | Sus | Y | Vegetation¦Treebranchfellonline¦ConductorOverhead¦Brokenwireonground
17-0074519 | 3rd Party | Vehicle | Pole-Wood | Normal | 2017 | Tier 2 - Elevated | Distribution Circuit | 8 | 31 | 2017-08-31 | 1864147 | Sus | Y | 3rdParty¦Vehicle¦PoleWood¦Normal
17-0079885 | Unknown Cause | Patrol - found nothing |  |  | 2017 | Tier 3 - Extreme | Distribution Circuit | 9 | 19 | 2017-09-19 | 1881448 | Sus | Y | UnknownCause¦Patrolfoundnothing¦¦
17-0085421 | Unknown Cause | Patrol - found nothing |  |  | 2017 | Tier 2 - Elevated | Distribution Circuit | 10 | 9 | 2017-10-09 | 1895001 | Sus | Y | UnknownCause¦Patrolfoundnothing¦¦
17-0087556 | Environmental/External | Fire, Forest/Grass | Transformer (OH) | Normal | 2017 | Tier 3 - Extreme | Transformer only | 10 | 9 | 2017-10-09 | 1901385 | Sus | Y | EnvironmentalExternal¦FireForestGrass¦Transformer(OH)¦Normal
17-0089027 | Unknown Cause | Patrol - found nothing |  |  | 2017 | Tier 3 - Extreme | Distribution Circuit | 10 | 20 | 2017-10-20 | 1905652 | Sus | Y | UnknownCause¦Patrolfoundnothing¦¦
17-0089442 | Unknown Cause | Patrol - found nothing |  |  | 2017 | Tier 3 - Extreme | Distribution Circuit | 10 | 22 | 2017-10-22 | 1907091 | Sus | Y | UnknownCause¦Patrolfoundnothing¦¦
17-0089462 | Equipment Failure/Involved | Other | Customer Equipment | Malfunctioning | 2017 | Tier 3 - Extreme | Distribution Circuit | 10 | 8 | 2017-10-08 | 1907166 | Sus | Y | EquipmentFailureInvolved¦Other¦CustomerEquipment¦Malfunctioning
17-0089818 | Equipment Failure/Involved | Overhead | Transformer (OH) | Broken | 2017 | Tier 3 - Extreme | Transformer only | 10 | 23 | 2017-10-23 | 1907393 | Sus | Y | EquipmentFailureInvolved¦Overhead¦Transformer(OH)¦Broken
17-0097395 | Equipment Failure/Involved | Overhead | Other | Failed/Faulted | 2017 | Tier 2 - Elevated | Transformer only | 11 | 24 | 2017-11-24 | 1928713 | Sus | Y | EquipmentFailureInvolved¦Overhead¦Other¦FailedFaulted
17-0101766 | Unknown Cause | Patrol - found nothing |  |  | 2017 | Tier 3 - Extreme | Distribution Circuit | 12 | 15 | 2017-12-15 | 1943426 | Sus | N | UnknownCause¦Patrolfoundnothing¦¦
17-0102254 | Vegetation | Tree - branch fell on line | Conductor, Overhead | Normal | 2017 | Tier 3 - Extreme | Distribution Circuit | 12 | 16 | 2017-12-16 | 1945967 | Sus | N | Vegetation¦Treebranchfellonline¦ConductorOverhead¦Normal
18-0011044 | Unknown Cause | Patrol - found nothing |  |  | 2018 | Tier 2 - Elevated | Distribution Circuit | 2 | 2 | 2018-02-02 | 18141 | Sus | N | UnknownCause¦Patrolfoundnothing¦¦
18-0011399 | 3rd Party | Vehicle | Conductor, Overhead | Broken | 2018 | Tier 2 - Elevated | Distribution Circuit | 2 | 4 | 2018-02-04 | 19181 | Sus | N | 3rdParty¦Vehicle¦ConductorOverhead¦Broken
18-0021917 | Vegetation | Tree - fell into line | Conductor, Overhead | Broken, wire on ground | 2018 | Tier 2 - Elevated | Distribution Circuit | 3 | 12 | 2018-03-12 | 42526 | Sus | N | Vegetation¦Treefellintoline¦ConductorOverhead¦Brokenwireonground
18-0022861 | Vegetation | Tree - branch fell on line | Insulator | Broken | 2018 | Tier 2 - Elevated | Transformer only | 3 | 14 | 2018-03-14 | 44381 | Sus | N | Vegetation¦Treebranchfellonline¦Insulator¦Broken
18-0030102 | Vegetation | Tree - fell into line | Conductor, Overhead | Broken, wire on ground | 2018 | Tier 2 - Elevated | Distribution Circuit | 4 | 6 | 2018-04-06 | 61167 | Sus | N | Vegetation¦Treefellintoline¦ConductorOverhead¦Brokenwireonground
18-0034389 | Vegetation | Tree - branch fell on line | Conductor, Overhead | Normal | 2018 | Tier 2 - Elevated | Distribution Circuit | 4 | 22 | 2018-04-22 | 71532 | Sus | N | Vegetation¦Treebranchfellonline¦ConductorOverhead¦Normal
18-0036611 | Equipment Failure/Involved | Overhead | Crossarm, Wood | Broken | 2018 | Tier 3 - Extreme | Distribution Circuit | 4 | 29 | 2018-04-29 | 76221 | Sus | N | EquipmentFailureInvolved¦Overhead¦CrossarmWood¦Broken
18-0040428 | Unknown Cause | Patrol - found nothing |  |  | 2018 | Tier 3 - Extreme | Distribution Circuit | 5 | 11 | 2018-05-11 | 84227 | Sus | Y | UnknownCause¦Patrolfoundnothing¦¦
18-0050868 | Company Initiated | Construction Activity/equip, company | Pole-Wood | Broken | 2018 | Tier 3 - Extreme | Distribution Circuit | 6 | 14 | 2018-06-14 | 108887 | Sus | Y | CompanyInitiated¦ConstructionActivityequipcompany¦PoleWood¦Broken
18-0051742 | Vegetation | Tree - branch fell on line | Pole-Wood | Broken | 2018 | Tier 3 - Extreme | Distribution Circuit | 6 | 17 | 2018-06-17 | 111356 | Sus | Y | Vegetation¦Treebranchfellonline¦PoleWood¦Broken
18-0056045 | Vegetation | Tree - fell into line | Conductor, Overhead | Normal | 2018 | Tier 3 - Extreme | Distribution Circuit | 7 | 1 | 2018-07-01 | 122112 | Sus | Y | Vegetation¦Treefellintoline¦ConductorOverhead¦Normal
18-0059447 | Equipment Failure/Involved | Overhead | Transformer (OH) | Broken | 2018 | Tier 3 - Extreme | Transformer only | 7 | 13 | 2018-07-13 | 130505 | Sus | Y | EquipmentFailureInvolved¦Overhead¦Transformer(OH)¦Broken
18-0062379 | Animal | Squirrel | Conductor, Overhead | Normal | 2018 | Tier 2 - Elevated | Distribution Circuit | 7 | 21 | 2018-07-21 | 137318 | Sus | Y | Animal¦Squirrel¦ConductorOverhead¦Normal
18-0062600 | Vegetation | Tree - branch fell on line | Conductor, Overhead | Broken, wire on ground | 2018 | Tier 2 - Elevated | Distribution Circuit | 7 | 23 | 2018-07-23 | 137922 | Sus | Y | Vegetation¦Treebranchfellonline¦ConductorOverhead¦Brokenwireonground
18-0062600 | Vegetation | Tree - branch fell on line | Conductor, Overhead | Broken, wire on ground | 2018 | Tier 2 - Elevated | Distribution Circuit | 7 | 23 | 2018-07-23 | 137922 | Sus | Y | Vegetation¦Treebranchfellonline¦ConductorOverhead¦Brokenwireonground
18-0063385 | Unknown Cause | Patrol - found nothing |  |  | 2018 | Tier 2 - Elevated | Distribution Circuit | 7 | 25 | 2018-07-25 | 139747 | Sus | Y | UnknownCause¦Patrolfoundnothing¦¦
18-0063622 | Unknown Cause | Patrol - found nothing |  |  | 2018 | Tier 2 - Elevated | Distribution Circuit | 7 | 25 | 2018-07-25 | 140122 | Sus | Y | UnknownCause¦Patrolfoundnothing¦¦
18-0064246 | Equipment Failure/Involved | Overhead | Transformer | Failed/Faulted | 2018 | Tier 2 - Elevated | Transformer only | 7 | 27 | 2018-07-27 | 141409 | Sus | Y | EquipmentFailureInvolved¦Overhead¦Transformer¦FailedFaulted
18-0071371 | 3rd Party | Vehicle | Pole-Wood | Broken, wire on ground | 2018 | Tier 2 - Elevated | Distribution Circuit | 8 | 18 | 2018-08-18 | 157769 | Sus | Y | 3rdParty¦Vehicle¦PoleWood¦Brokenwireonground
18-0071596 | Vegetation | Tree - cutting, PG&E contractor | Conductor, Overhead | Broken, wire on ground | 2018 | Tier 3 - Extreme | Distribution Circuit | 8 | 20 | 2018-08-20 | 158521 | Sus | Y | Vegetation¦TreecuttingPG&Econtractor¦ConductorOverhead¦Brokenwireonground
18-0071610 | Unknown Cause | Patrol - found nothing |  |  | 2018 | Tier 2 - Elevated | Distribution Circuit | 8 | 20 | 2018-08-20 | 158415 | Sus | Y | UnknownCause¦Patrolfoundnothing¦¦
18-0074664 | Unknown Cause | Patrol - found nothing |  |  | 2018 | Tier 3 - Extreme | Distribution Circuit | 8 | 29 | 2018-08-29 | 164485 | Sus | Y | UnknownCause¦Patrolfoundnothing¦¦
18-0076986 | Equipment Failure/Involved | Overhead | Transformer (OH) | Failed/Faulted | 2018 | Tier 2 - Elevated | Distribution Circuit | 9 | 6 | 2018-09-06 | 169000 | Sus | Y | EquipmentFailureInvolved¦Overhead¦Transformer(OH)¦FailedFaulted
18-0081881 | Unknown Cause | Patrol - found nothing |  |  | 2018 | Tier 2 - Elevated | Distribution Circuit | 9 | 21 | 2018-09-21 | 178492 | Sus | Y | UnknownCause¦Patrolfoundnothing¦¦
18-0095453 | Equipment Failure/Involved | Overhead | Pole-Wood | Broken | 2018 | Tier 2 - Elevated | Distribution Circuit | 10 | 30 | 2018-10-30 | 205379 | Sus | Y | EquipmentFailureInvolved¦Overhead¦PoleWood¦Broken
18-0098055 | Unknown Cause | Patrol - found nothing |  |  | 2018 | Tier 2 - Elevated | Distribution Circuit | 11 | 8 | 2018-11-08 | 210928 | Sus | Y | UnknownCause¦Patrolfoundnothing¦¦
18-0100817 | Environmental/External | Fire, Forest/Grass | Pole-Wood | Burned/flashed | 2018 | Tier 3 - Extreme | Distribution Circuit | 11 | 8 | 2018-11-08 | 217826 | Sus | Y | EnvironmentalExternal¦FireForestGrass¦PoleWood¦Burnedflashed
18-0101287 | Environmental/External | Fire, Forest/Grass | Pole-Wood | Burned/flashed | 2018 | Tier 3 - Extreme | Distribution Circuit | 11 | 8 | 2018-11-08 | 218653 | Sus | Y | EnvironmentalExternal¦FireForestGrass¦PoleWood¦Burnedflashed
18-0104763 | Unknown Cause | Patrol - found nothing |  |  | 2018 | Tier 3 - Extreme | Distribution Circuit | 11 | 29 | 2018-11-29 | 227625 | Sus | Y | UnknownCause¦Patrolfoundnothing¦¦
18-0106023 | Vegetation | Tree - fell into line | Conductor, Overhead | Broken, wire on ground | 2018 | Tier 2 - Elevated | Distribution Circuit | 12 | 2 | 2018-12-02 | 231433 | Sus | N | Vegetation¦Treefellintoline¦ConductorOverhead¦Brokenwireonground
18-0110360 | Equipment Failure/Involved | Overhead | Transformer | Failed/Faulted | 2018 | Tier 2 - Elevated | Transformer only | 12 | 22 | 2018-12-22 | 245756 | Sus | N | EquipmentFailureInvolved¦Overhead¦Transformer¦FailedFaulted
18-0110540 | Vegetation | Tree - branch fell on line | Conductor, Overhead | Broken, wire on ground | 2018 | Tier 3 - Extreme | Distribution Circuit | 12 | 24 | 2018-12-24 | 246431 | Sus | N | Vegetation¦Treebranchfellonline¦ConductorOverhead¦Brokenwireonground
19-0005295 | Vegetation | Tree - branch fell on line | Conductor, Overhead | Broken, wire on ground | 2019 | Tier 2 - Elevated | Distribution Circuit | 1 | 6 | 2019-01-06 | 255924 | Sus | N | Vegetation¦Treebranchfellonline¦ConductorOverhead¦Brokenwireonground
19-0007934 | Equipment Failure/Involved | Overhead | Conductor, Overhead | Together | 2019 | Tier 2 - Elevated | Distribution Circuit | 1 | 11 | 2019-01-11 | 263462 | Sus | N | EquipmentFailureInvolved¦Overhead¦ConductorOverhead¦Together
19-0008979 | Unknown Cause | Patrol - found nothing |  |  | 2019 | Tier 2 - Elevated | Distribution Circuit | 1 | 15 | 2019-01-15 | 265472 | Sus | N | UnknownCause¦Patrolfoundnothing¦¦
19-0011197 | Vegetation | Tree - fell into line | Conductor, Overhead | Broken, wire on ground | 2019 | Tier 3 - Extreme | Distribution Circuit | 1 | 16 | 2019-01-16 | 274100 | Sus | N | Vegetation¦Treefellintoline¦ConductorOverhead¦Brokenwireonground
19-0012561 | Vegetation | Tree - fell into line | Conductor, Overhead | Broken, wire on ground | 2019 | Tier 2 - Elevated | Distribution Circuit | 1 | 20 | 2019-01-20 | 277138 | Sus | N | Vegetation¦Treefellintoline¦ConductorOverhead¦Brokenwireonground
19-0012831 | Unknown Cause | Patrol - found nothing |  |  | 2019 | Tier 2 - Elevated | Distribution Circuit | 1 | 20 | 2019-01-20 | 278088 | Sus | N | UnknownCause¦Patrolfoundnothing¦¦
19-0014821 | 3rd Party | Vehicle | Pole-Wood | Broken | 2019 | Tier 2 - Elevated | Distribution Circuit | 1 | 27 | 2019-01-27 | 282187 | Sus | N | 3rdParty¦Vehicle¦PoleWood¦Broken
19-0017608 | Unknown Cause | Patrol - found nothing |  |  | 2019 | Tier 2 - Elevated | Distribution Circuit | 2 | 3 | 2019-02-03 | 289014 | Sus | N | UnknownCause¦Patrolfoundnothing¦¦
19-0018634 | Unknown Cause | Patrol - not conducted |  |  | 2019 | Tier 2 - Elevated | Distribution Circuit | 2 | 5 | 2019-02-05 | 292337 | Sus | N | UnknownCause¦Patrolnotconducted¦¦
19-0019813 | Equipment Failure/Involved | Overhead | Crossarm, Wood | Broken | 2019 | Tier 3 - Extreme | Distribution Circuit | 2 | 7 | 2019-02-07 | 295838 | Sus | N | EquipmentFailureInvolved¦Overhead¦CrossarmWood¦Broken
19-0021009 | Vegetation | Tree - fell into line | Insulator | Broken | 2019 | Tier 3 - Extreme | Distribution Circuit | 2 | 10 | 2019-02-10 | 299243 | Sus | N | Vegetation¦Treefellintoline¦Insulator¦Broken
19-0021577 | Vegetation | Tree - fell into line | Conductor, Overhead | Broken, wire on ground | 2019 | Tier 2 - Elevated | Distribution Circuit | 2 | 12 | 2019-02-12 | 301078 | Sus | N | Vegetation¦Treefellintoline¦ConductorOverhead¦Brokenwireonground
19-0021828 | Unknown Cause | Patrol - not conducted |  |  | 2019 | Tier 2 - Elevated | Transmission line | 2 | 13 | 2019-02-13 | 302944 | Sus | N | UnknownCause¦Patrolnotconducted¦¦
19-0022482 | Vegetation | Tree - fell into line | Conductor, Overhead | Broken, wire on ground | 2019 | Tier 2 - Elevated | Distribution Circuit | 2 | 12 | 2019-02-12 | 305318 | Sus | N | Vegetation¦Treefellintoline¦ConductorOverhead¦Brokenwireonground
19-0022748 | Vegetation | Tree - fell into line | Conductor, Overhead | Broken, wire on ground | 2019 | Tier 2 - Elevated | Distribution Circuit | 2 | 14 | 2019-02-14 | 306368 | Sus | N | Vegetation¦Treefellintoline¦ConductorOverhead¦Brokenwireonground
19-0023595 | Vegetation | Tree - fell into line | Conductor, Overhead | Broken, wire on ground | 2019 | Tier 2 - Elevated | Distribution Circuit | 2 | 13 | 2019-02-13 | 310527 | Sus | N | Vegetation¦Treefellintoline¦ConductorOverhead¦Brokenwireonground
19-0024174 | Unknown Cause | Patrol - found nothing |  |  | 2019 | Tier 2 - Elevated | Distribution Circuit | 2 | 15 | 2019-02-15 | 312534 | Sus | N | UnknownCause¦Patrolfoundnothing¦¦
19-0024468 | Unknown Cause | Patrol - found nothing |  |  | 2019 | Tier 3 - Extreme | Distribution Circuit | 2 | 16 | 2019-02-16 | 313251 | Sus | N | UnknownCause¦Patrolfoundnothing¦¦
19-0024567 | Vegetation | Tree - fell into line | Conductor, Overhead | Broken, wire on ground | 2019 | Tier 2 - Elevated | Distribution Circuit | 2 | 14 | 2019-02-14 | 309869 | Sus | N | Vegetation¦Treefellintoline¦ConductorOverhead¦Brokenwireonground
19-0025059 | Equipment Failure/Involved | Overhead | Crossarm, Wood | Broken | 2019 | Tier 2 - Elevated | Distribution Circuit | 2 | 12 | 2019-02-12 | 315467 | Sus | N | EquipmentFailureInvolved¦Overhead¦CrossarmWood¦Broken
19-0031463 | Unknown Cause | Patrol - found nothing |  |  | 2019 | Tier 2 - Elevated | Distribution Circuit | 3 | 6 | 2019-03-06 | 332990 | Sus | N | UnknownCause¦Patrolfoundnothing¦¦
19-0032446 | Unknown Cause | Patrol - found nothing |  |  | 2019 | Tier 2 - Elevated | Distribution Circuit | 3 | 10 | 2019-03-10 | 335671 | Sus | N | UnknownCause¦Patrolfoundnothing¦¦
19-0033623 | Vegetation | Tree - fell into line | Conductor, Overhead | Broken, wire on ground | 2019 | Tier 3 - Extreme | Distribution Circuit | 3 | 13 | 2019-03-13 | 338793 | Sus | N | Vegetation¦Treefellintoline¦ConductorOverhead¦Brokenwireonground
19-0038926 | Unknown Cause | Patrol - found nothing |  |  | 2019 | Tier 3 - Extreme | Distribution Circuit | 4 | 1 | 2019-04-01 | 352009 | Sus | N | UnknownCause¦Patrolfoundnothing¦¦
19-0041102 | Vegetation | Tree - bark fell into line | Conductor, Overhead | Together | 2019 | Tier 2 - Elevated | Distribution Circuit | 4 | 9 | 2019-04-09 | 357126 | Sus | N | Vegetation¦Treebarkfellintoline¦ConductorOverhead¦Together
19-0042141 | Unknown Cause | Patrol - found nothing |  |  | 2019 | Tier 2 - Elevated | Distribution Circuit | 4 | 13 | 2019-04-13 | 360025 | Sus | N | UnknownCause¦Patrolfoundnothing¦¦
19-0045798 | Equipment Failure/Involved | Overhead | Pole-Wood | Broken | 2019 | Tier 3 - Extreme | Distribution Circuit | 4 | 24 | 2019-04-24 | 367372 | Sus | N | EquipmentFailureInvolved¦Overhead¦PoleWood¦Broken
19-0053030 | Vegetation | Tree - fell into line | Conductor, Overhead | Together | 2019 | Tier 2 - Elevated | Distribution Circuit | 5 | 16 | 2019-05-16 | 383093 | Sus | Y | Vegetation¦Treefellintoline¦ConductorOverhead¦Together
19-0053950 | Vegetation | Tree - branch fell on line | Conductor, Overhead | Normal | 2019 | Tier 3 - Extreme | Distribution Circuit | 5 | 19 | 2019-05-19 | 385327 | Sus | Y | Vegetation¦Treebranchfellonline¦ConductorOverhead¦Normal
19-0054483 | Equipment Failure/Involved | Overhead | Conductor, Overhead | Broken | 2019 | Tier 3 - Extreme | Distribution Circuit | 5 | 20 | 2019-05-20 | 386376 | Sus | Y | EquipmentFailureInvolved¦Overhead¦ConductorOverhead¦Broken
19-0056968 | Equipment Failure/Involved | Overhead | Conductor, Overhead | Broken | 2019 | Tier 3 - Extreme | Distribution Circuit | 5 | 24 | 2019-05-24 | 389702 | Sus | Y | EquipmentFailureInvolved¦Overhead¦ConductorOverhead¦Broken
19-0084057 | Unknown Cause | Patrol - found nothing |  |  | 2019 | Tier 3 - Extreme | Distribution Circuit | 8 | 3 | 2019-08-03 | 480673 | Sus | Y | UnknownCause¦Patrolfoundnothing¦¦
19-0084164 | Equipment Failure/Involved | Electrical Overload | Transformer | Failed/Faulted | 2019 | Tier 2 - Elevated | Transformer only | 8 | 4 | 2019-08-04 | 482392 | Sus | Y | EquipmentFailureInvolved¦ElectricalOverload¦Transformer¦FailedFaulted
19-0089127 | 3rd Party | Customer Equipment | Customer Equipment | Malfunctioning | 2019 | Tier 3 - Extreme | Distribution Circuit | 8 | 17 | 2019-08-17 | 521474 | Sus | Y | 3rdParty¦CustomerEquipment¦CustomerEquipment¦Malfunctioning
19-0100604 | Animal | Other | Pole-Wood | Normal | 2019 | Tier 3 - Extreme | Distribution Circuit | 9 | 18 | 2019-09-18 | 590416 | Sus | Y | Animal¦Other¦PoleWood¦Normal
19-0125457 | Unknown Cause | Patrol - found nothing |  |  | 2019 | Tier 2 - Elevated | Distribution Circuit | 11 | 16 | 2019-11-16 | 708527 | Sus | Y | UnknownCause¦Patrolfoundnothing¦¦
19-0127245 | 3rd Party | Other | Transformer | Normal | 2019 | Tier 3 - Extreme | Transformer only | 11 | 21 | 2019-11-21 | 712312 | Sus | Y | 3rdParty¦Other¦Transformer¦Normal
19-0130583 | Vegetation | Tree - fell into line | Conductor, Overhead | Broken, wire on ground | 2019 | Tier 2 - Elevated | Distribution Circuit | 11 | 26 | 2019-11-26 | 721994 | Sus | Y | Vegetation¦Treefellintoline¦ConductorOverhead¦Brokenwireonground
19-0130854 | Vegetation | Tree - fell into line | Conductor, Overhead | Broken, wire on ground | 2019 | Tier 2 - Elevated | Distribution Circuit | 11 | 26 | 2019-11-26 | 722877 | Sus | Y | Vegetation¦Treefellintoline¦ConductorOverhead¦Brokenwireonground
19-0130898 | Vegetation | Tree - fell into line | Conductor, Overhead | Broken, wire on ground | 2019 | Tier 2 - Elevated | Distribution Circuit | 11 | 26 | 2019-11-26 | 723064 | Sus | Y | Vegetation¦Treefellintoline¦ConductorOverhead¦Brokenwireonground
19-0133685 | Vegetation | Tree - branch fell on line | Secondary | Broken, wire on ground | 2019 | Tier 2 - Elevated | Transformer only | 12 | 4 | 2019-12-04 | 730100 | Sus | N | Vegetation¦Treebranchfellonline¦Secondary¦Brokenwireonground
19-0136842 | Equipment Failure/Involved | Overhead | Insulator | Broken | 2019 | Tier 2 - Elevated | Distribution Circuit | 12 | 16 | 2019-12-16 | 743798 | Sus | N | EquipmentFailureInvolved¦Overhead¦Insulator¦Broken
19-0137569 | Vegetation | Tree - fell into line | Crossarm, Wood | Broken, wire on ground | 2019 | Tier 3 - Extreme | Distribution Circuit | 12 | 22 | 2019-12-22 | 748257 | Sus | N | Vegetation¦Treefellintoline¦CrossarmWood¦Brokenwireonground
20-0005420 | Unknown Cause | Patrol - found nothing |  |  | 2020 | Tier 2 - Elevated | Distribution Circuit | 1 | 6 | 2020-01-06 | 755301 | Sus | N | UnknownCause¦Patrolfoundnothing¦¦
20-0007062 | Equipment Failure/Involved | Overhead | Transformer | Failed/Faulted | 2020 | Tier 3 - Extreme | Transformer only | 1 | 9 | 2020-01-09 | 758237 | Sus | N | EquipmentFailureInvolved¦Overhead¦Transformer¦FailedFaulted
20-0010637 | Unknown Cause | Patrol - found nothing |  |  | 2020 | Tier 3 - Extreme | Distribution Circuit | 1 | 16 | 2020-01-16 | 763736 | Sus | N | UnknownCause¦Patrolfoundnothing¦¦
20-0015406 | Equipment Failure/Involved | Overhead | Crossarm, Wood | Broken | 2020 | Tier 3 - Extreme | Distribution Circuit | 1 | 30 | 2020-01-30 | 773287 | Sus | N | EquipmentFailureInvolved¦Overhead¦CrossarmWood¦Broken
20-0016280 | Vegetation | Tree - fell into line | Conductor, Overhead | Broken, wire on ground | 2020 | Tier 2 - Elevated | Distribution Circuit | 2 | 2 | 2020-02-02 | 775433 | Sus | N | Vegetation¦Treefellintoline¦ConductorOverhead¦Brokenwireonground
20-0016364 | Unknown Cause | Patrol - found nothing |  |  | 2020 | Tier 3 - Extreme | Distribution Circuit | 2 | 2 | 2020-02-02 | 775573 | Sus | N | UnknownCause¦Patrolfoundnothing¦¦
20-0019687 | Vegetation | Tree - branch fell on line | Conductor, Overhead | Normal | 2020 | Tier 3 - Extreme | Distribution Circuit | 2 | 9 | 2020-02-09 | 782209 | Sus | N | Vegetation¦Treebranchfellonline¦ConductorOverhead¦Normal
20-0020031 | Unknown Cause | Patrol - found nothing |  |  | 2020 | Tier 2 - Elevated | Distribution Circuit | 2 | 10 | 2020-02-10 | 786992 | Sus | N | UnknownCause¦Patrolfoundnothing¦¦
20-0022339 | Vegetation | Tree - fell into line | Transformer | Broken, wire on ground | 2020 | Tier 2 - Elevated | Transformer only | 2 | 14 | 2020-02-14 | 791153 | Sus | N | Vegetation¦Treefellintoline¦Transformer¦Brokenwireonground
20-0026782 | Equipment Failure/Involved | Overhead |  | Broken | 2020 | Tier 2 - Elevated | Distribution Circuit | 2 | 27 | 2020-02-27 | 816834 | Sus | N | EquipmentFailureInvolved¦Overhead¦¦Broken
20-0029259 | 3rd Party | Customer Equipment | Transformer | Burned/flashed | 2020 | Tier 2 - Elevated | Transformer only | 3 | 5 | 2020-03-05 | 833614 | Sus | N | 3rdParty¦CustomerEquipment¦Transformer¦Burnedflashed
20-0029848 | Unknown Cause | Patrol - found nothing |  |  | 2020 | Tier 2 - Elevated | Distribution Circuit | 3 | 8 | 2020-03-08 | 838446 | Sus | N | UnknownCause¦Patrolfoundnothing¦¦
20-0032278 | Vegetation | Tree - branch fell on line | Conductor, Overhead | Broken, wire on ground | 2020 | Tier 3 - Extreme | Distribution Circuit | 3 | 15 | 2020-03-15 | 851960 | Sus | N | Vegetation¦Treebranchfellonline¦ConductorOverhead¦Brokenwireonground
20-0032454 | Vegetation | Tree - branch fell on line | Conductor, Overhead | Broken, wire on ground | 2020 | Tier 2 - Elevated | Distribution Circuit | 3 | 15 | 2020-03-15 | 852999 | Sus | N | Vegetation¦Treebranchfellonline¦ConductorOverhead¦Brokenwireonground
20-0033244 | Vegetation | Tree - fell into line | Pole-Wood | Normal | 2020 | Tier 3 - Extreme | Distribution Circuit | 3 | 16 | 2020-03-16 | 853578 | Sus | N | Vegetation¦Treefellintoline¦PoleWood¦Normal
20-0033269 | Unknown Cause | Patrol - not conducted |  |  | 2020 | Tier 3 - Extreme | Distribution Circuit | 3 | 17 | 2020-03-17 | 856417 | Sus | N | UnknownCause¦Patrolnotconducted¦¦
20-0034385 | Vegetation | Tree - fell into line | Service conductor | Broken, wire on object | 2020 | Tier 3 - Extreme | Distribution Circuit | 3 | 15 | 2020-03-15 | 859206 | Sus | N | Vegetation¦Treefellintoline¦Serviceconductor¦Brokenwireonobject
20-0038709 | Vegetation | Tree - branch fell on line | Conductor, Overhead | Normal | 2020 | Tier 3 - Extreme | Distribution Circuit | 4 | 6 | 2020-04-06 | 883435 | Sus | N | Vegetation¦Treebranchfellonline¦ConductorOverhead¦Normal
20-0038808 | Equipment Failure/Involved | Fire, pole | Crossarm, Steel | Deteriorated | 2020 | Tier 2 - Elevated | Distribution Circuit | 4 | 6 | 2020-04-06 | 883651 | Sus | N | EquipmentFailureInvolved¦Firepole¦CrossarmSteel¦Deteriorated
20-0040570 | Unknown Cause | Patrol - found nothing |  |  | 2020 | Tier 2 - Elevated | Distribution Circuit | 4 | 11 | 2020-04-11 | 893794 | Sus | N | UnknownCause¦Patrolfoundnothing¦¦
20-0045284 | Unknown Cause | Patrol - found nothing |  |  | 2020 | Tier 3 - Extreme | Distribution Circuit | 4 | 28 | 2020-04-28 | 903166 | Sus | N | UnknownCause¦Patrolfoundnothing¦¦
20-0047447 | Equipment Failure/Involved | Overhead | Crossarm, Wood | Broken | 2020 | Tier 3 - Extreme | Distribution Circuit | 5 | 5 | 2020-05-05 | 907451 | Sus | Y | EquipmentFailureInvolved¦Overhead¦CrossarmWood¦Broken
20-0051632 | Vegetation | Tree - fell into line | Conductor, Overhead | Broken, wire on ground | 2020 | Tier 2 - Elevated | Distribution Circuit | 5 | 19 | 2020-05-19 | 917318 | Sus | Y | Vegetation¦Treefellintoline¦ConductorOverhead¦Brokenwireonground
20-0053818 | Vegetation | Tree - branch fell on line | Conductor, Overhead | Broken, wire on ground | 2020 | Tier 3 - Extreme | Distribution Circuit | 5 | 25 | 2020-05-25 | 920902 | Sus | Y | Vegetation¦Treebranchfellonline¦ConductorOverhead¦Brokenwireonground
20-0056149 | Environmental/External | Lightning | Transformer (OH) | Failed/Faulted | 2020 | Tier 2 - Elevated | Transformer only | 6 | 1 | 2020-06-01 | 927086 | Sus | Y | EnvironmentalExternal¦Lightning¦Transformer(OH)¦FailedFaulted
20-0064237 | Vegetation | Tree - fell into line | Conductor, Overhead | Broken, wire on ground | 2020 | Tier 3 - Extreme | Distribution Circuit | 6 | 24 | 2020-06-24 | 945816 | Sus | Y | Vegetation¦Treefellintoline¦ConductorOverhead¦Brokenwireonground
20-0065742 | Equipment Failure/Involved | Overhead | Transformer (OH) | Failed/Faulted | 2020 | Tier 2 - Elevated | Distribution Circuit | 6 | 27 | 2020-06-27 | 949078 | Sus | Y | EquipmentFailureInvolved¦Overhead¦Transformer(OH)¦FailedFaulted
20-0078145 | Vegetation | Tree - fell into line | Conductor, Overhead | Together | 2020 | Tier 2 - Elevated | Distribution Circuit | 7 | 30 | 2020-07-30 | 975505 | Sus | Y | Vegetation¦Treefellintoline¦ConductorOverhead¦Together
20-0082347 | Vegetation | Tree - fell into line | Conductor, Overhead | Normal | 2020 | Tier 3 - Extreme | Distribution Circuit | 8 | 11 | 2020-08-11 | 993306 | Sus | Y | Vegetation¦Treefellintoline¦ConductorOverhead¦Normal
20-0084410 | Equipment Failure/Involved | Overhead | Transformer (OH) | Failed/Faulted | 2020 | Tier 2 - Elevated | Distribution Circuit | 8 | 15 | 2020-08-15 | 1005693 | Sus | Y | EquipmentFailureInvolved¦Overhead¦Transformer(OH)¦FailedFaulted
20-0085047 | Equipment Failure/Involved | Overhead | Transformer | Failed/Faulted | 2020 | Tier 2 - Elevated | Transformer only | 8 | 15 | 2020-08-15 | 1005443 | Sus | Y | EquipmentFailureInvolved¦Overhead¦Transformer¦FailedFaulted
20-0085220 | Vegetation | Tree - branch fell on line | Fuse | Failed/Faulted | 2020 | Tier 3 - Extreme | Distribution Circuit | 8 | 16 | 2020-08-16 | 1009968 | Sus | Y | Vegetation¦Treebranchfellonline¦Fuse¦FailedFaulted
20-0086877 | Environmental/External | Fire, Forest/Grass | Conductor, Overhead | Normal | 2020 | Tier 2 - Elevated | Distribution Circuit | 8 | 18 | 2020-08-18 | 1020167 | Sus | Y | EnvironmentalExternal¦FireForestGrass¦ConductorOverhead¦Normal
20-0090293 | Equipment Failure/Involved | Overhead | Transformer (OH) | Failed/Faulted | 2020 | Tier 3 - Extreme | Transformer only | 8 | 26 | 2020-08-26 | 1032359 | Sus | Y | EquipmentFailureInvolved¦Overhead¦Transformer(OH)¦FailedFaulted
20-0091841 | Unknown Cause | Patrol - found nothing |  |  | 2020 | Tier 2 - Elevated | Distribution Circuit | 8 | 31 | 2020-08-31 | 1044738 | Sus | Y | UnknownCause¦Patrolfoundnothing¦¦
20-0094680 | Equipment Failure/Involved | Underground | Transformer (UG) | Failed/Faulted | 2020 | Tier 2 - Elevated | Distribution Circuit | 9 | 7 | 2020-09-07 | 1059064 | Sus | Y | EquipmentFailureInvolved¦Underground¦Transformer(UG)¦FailedFaulted
20-0094991 | Environmental/External | Fire, Forest/Grass | Conductor, Overhead | Normal | 2020 | Tier 2 - Elevated | Distribution Circuit | 8 | 18 | 2020-08-18 | 1061050 | Sus | Y | EnvironmentalExternal¦FireForestGrass¦ConductorOverhead¦Normal
20-0095024 | Environmental/External | Fire, Forest/Grass | Conductor, Overhead | Normal | 2020 | Tier 2 - Elevated | Distribution Circuit | 8 | 18 | 2020-08-18 | 1061089 | Sus | Y | EnvironmentalExternal¦FireForestGrass¦ConductorOverhead¦Normal
20-0097760 | Unknown Cause | Patrol - found nothing |  |  | 2020 | Tier 2 - Elevated | Transformer only | 9 | 15 | 2020-09-15 | 1071676 | Sus | Y | UnknownCause¦Patrolfoundnothing¦¦
20-0099575 | Environmental/External | Fire, Forest/Grass | Conductor, Overhead | Burned/flashed | 2020 | Tier 3 - Extreme | Distribution Circuit | 9 | 7 | 2020-09-07 | 1085515 | Sus | Y | EnvironmentalExternal¦FireForestGrass¦ConductorOverhead¦Burnedflashed
20-0100318 | Environmental/External | Fire, Forest/Grass | Conductor, Overhead | Burned/flashed | 2020 | Tier 3 - Extreme | Distribution Circuit | 9 | 7 | 2020-09-07 | 1088554 | Sus | Y | EnvironmentalExternal¦FireForestGrass¦ConductorOverhead¦Burnedflashed
20-0100348 | Environmental/External | Fire, Forest/Grass | Conductor, Overhead | Burned/flashed | 2020 | Tier 2 - Elevated | Distribution Circuit | 9 | 7 | 2020-09-07 | 1088613 | Sus | Y | EnvironmentalExternal¦FireForestGrass¦ConductorOverhead¦Burnedflashed
20-0101988 | Wildfire Mitigation | Public Safety Power Shut-off | Conductor, Overhead | Broken | 2020 | Tier 2 - Elevated | Distribution Circuit | 9 | 27 | 2020-09-27 | 1095639 | Sus | Y | WildfireMitigation¦PublicSafetyPowerShutoff¦ConductorOverhead¦Broken
20-0108816 | Vegetation | Tree - fell into line | Conductor, Overhead | Together | 2020 | Tier 2 - Elevated | Distribution Circuit | 10 | 14 | 2020-10-14 | 1117396 | Sus | Y | Vegetation¦Treefellintoline¦ConductorOverhead¦Together
20-0115032 | Environmental/External | Fire, Forest/Grass | Fuse | Burned Open | 2020 | Tier 3 - Extreme | Transformer only | 10 | 29 | 2020-10-29 | 1131565 | Sus | Y | EnvironmentalExternal¦FireForestGrass¦Fuse¦BurnedOpen
20-0115764 | Unknown Cause | Patrol - found nothing |  |  | 2020 | Tier 3 - Extreme | Distribution Circuit | 11 | 1 | 2020-11-01 | 1133319 | Sus | Y | UnknownCause¦Patrolfoundnothing¦¦
20-0115891 | Unknown Cause | Patrol - found nothing |  |  | 2020 | Tier 2 - Elevated | Distribution Circuit | 11 | 2 | 2020-11-02 | 1133602 | Sus | Y | UnknownCause¦Patrolfoundnothing¦¦
20-0118111 | Unknown Cause | Patrol - found nothing |  |  | 2020 | Tier 3 - Extreme | Distribution Circuit | 11 | 6 | 2020-11-06 | 1138036 | Sus | Y | UnknownCause¦Patrolfoundnothing¦¦
20-0119419 | Vegetation | Tree - fell into line | Conductor, Overhead | Broken, wire on ground | 2020 | Tier 3 - Extreme | Distribution Circuit | 11 | 10 | 2020-11-10 | 1141364 | Sus | Y | Vegetation¦Treefellintoline¦ConductorOverhead¦Brokenwireonground
20-0119654 | Animal | Squirrel | Transformer (OH) | Burned/flashed | 2020 | Tier 3 - Extreme | Distribution Circuit | 11 | 11 | 2020-11-11 | 1141898 | Sus | Y | Animal¦Squirrel¦Transformer(OH)¦Burnedflashed
20-0127030 | Equipment Failure/Involved | Overhead | Transformer (OH) | Failed/Faulted | 2020 | Tier 2 - Elevated | Transformer only | 12 | 2 | 2020-12-02 | 1159628 | Sus | N | EquipmentFailureInvolved¦Overhead¦Transformer(OH)¦FailedFaulted
20-0129064 | Company Initiated | Construction Activity/equip, company | Pole-Wood | Normal | 2020 | Tier 2 - Elevated | Distribution Circuit | 12 | 9 | 2020-12-09 | 1173092 | Sus | N | CompanyInitiated¦ConstructionActivityequipcompany¦PoleWood¦Normal
21-0004906 | Vegetation | Tree - branch fell on line | Fuse | Broken | 2021 | Tier 3 - Extreme | Transformer only | 1 | 4 | 2021-01-04 | 1204053 | Sus | N | Vegetation¦Treebranchfellonline¦Fuse¦Broken
21-0005421 | Equipment Failure/Involved | Overhead | Transformer | Deteriorated | 2021 | Tier 2 - Elevated | Transformer only | 1 | 5 | 2021-01-05 | 1204927 | Sus | N | EquipmentFailureInvolved¦Overhead¦Transformer¦Deteriorated
21-0008529 | Equipment Failure/Involved | Overhead | Pole-Wood | Broken | 2021 | Tier 2 - Elevated | Distribution Circuit | 1 | 14 | 2021-01-14 | 1210237 | Sus | N | EquipmentFailureInvolved¦Overhead¦PoleWood¦Broken
21-0010160 | Vegetation | Tree - branch fell on line | Conductor, Overhead | Normal | 2021 | Tier 2 - Elevated | Distribution Circuit | 1 | 19 | 2021-01-19 | 1214162 | Sus | N | Vegetation¦Treebranchfellonline¦ConductorOverhead¦Normal
21-0012147 | Unknown Cause | Patrol - found nothing |  |  | 2021 | Tier 3 - Extreme | Transformer only | 1 | 21 | 2021-01-21 | 1219849 | Sus | N | UnknownCause¦Patrolfoundnothing¦¦
21-0012737 | Vegetation | Tree - branch fell on line | Conductor, Overhead | Normal | 2021 | Tier 3 - Extreme | Distribution Circuit | 1 | 22 | 2021-01-22 | 1220434 | Sus | N | Vegetation¦Treebranchfellonline¦ConductorOverhead¦Normal
21-0013358 | Unknown Cause | Patrol - found nothing |  |  | 2021 | Tier 3 - Extreme | Transformer only | 1 | 23 | 2021-01-23 | 1222018 | Sus | N | UnknownCause¦Patrolfoundnothing¦¦
21-0013954 | Unknown Cause | Patrol - found nothing |  |  | 2021 | Tier 2 - Elevated | Distribution Circuit | 1 | 25 | 2021-01-25 | 1224566 | Sus | N | UnknownCause¦Patrolfoundnothing¦¦
21-0018239 | Equipment Failure/Involved | Overhead | Transformer (OH) | Failed/Faulted | 2021 | Tier 2 - Elevated | Transformer only | 1 | 29 | 2021-01-29 | 1241368 | Sus | N | EquipmentFailureInvolved¦Overhead¦Transformer(OH)¦FailedFaulted
21-0022678 | Equipment Failure/Involved | Overhead | Crossarm, Wood | Broken | 2021 | Tier 3 - Extreme | Transformer only | 2 | 6 | 2021-02-06 | 1249656 | Sus | N | EquipmentFailureInvolved¦Overhead¦CrossarmWood¦Broken
21-0026216 | Unknown Cause | Patrol - found nothing |  |  | 2021 | Tier 2 - Elevated | Transformer only | 2 | 16 | 2021-02-16 | 1256029 | Sus | N | UnknownCause¦Patrolfoundnothing¦¦
21-0031608 | Equipment Failure/Involved | Overhead | Transformer | Failed/Faulted | 2021 | Tier 2 - Elevated | Transformer only | 3 | 3 | 2021-03-03 | 1265801 | Sus | N | EquipmentFailureInvolved¦Overhead¦Transformer¦FailedFaulted
21-0033753 | Unknown Cause | Patrol - found nothing |  |  | 2021 | Tier 2 - Elevated | Distribution Circuit | 3 | 9 | 2021-03-09 | 1274687 | Sus | N | UnknownCause¦Patrolfoundnothing¦¦
21-0034619 | Equipment Failure/Involved | Overhead | Conductor, Overhead | Broken, wire on ground | 2021 | Tier 3 - Extreme | Distribution Circuit | 3 | 10 | 2021-03-10 | 1276962 | Sus | N | EquipmentFailureInvolved¦Overhead¦ConductorOverhead¦Brokenwireonground
21-0038497 | Equipment Failure/Involved | Overhead | Transformer | Failed/Faulted | 2021 | Tier 2 - Elevated | Transformer only | 3 | 19 | 2021-03-19 | 1288433 | Sus | N | EquipmentFailureInvolved¦Overhead¦Transformer¦FailedFaulted
21-0050009 | Unknown Cause | Patrol - found nothing |  |  | 2021 | Tier 3 - Extreme | Distribution Circuit | 4 | 18 | 2021-04-18 | 1321678 | Sus | N | UnknownCause¦Patrolfoundnothing¦¦
21-0052673 | Unknown Cause | Patrol - found nothing |  |  | 2021 | Tier 2 - Elevated | Transformer only | 4 | 23 | 2021-04-23 | 1331324 | Sus | N | UnknownCause¦Patrolfoundnothing¦¦
21-0052871 | Unknown Cause | Patrol - found nothing |  |  | 2021 | Tier 3 - Extreme | Distribution Circuit | 4 | 25 | 2021-04-25 | 1333480 | Sus | N | UnknownCause¦Patrolfoundnothing¦¦
21-0056353 | Equipment Failure/Involved | Overhead | Transformer (OH) | Leaking | 2021 | Tier 3 - Extreme | Transformer only | 5 | 3 | 2021-05-03 | 1340127 | Sus | Y | EquipmentFailureInvolved¦Overhead¦Transformer(OH)¦Leaking
21-0061310 | Animal | Bird found | Conductor, Underground | Normal | 2021 | Tier 2 - Elevated | Distribution Circuit | 5 | 14 | 2021-05-14 | 1348791 | Sus | Y | Animal¦Birdfound¦ConductorUnderground¦Normal
21-0061858 | Environmental/External | Lightning | Transformer (OH) | Failed/Faulted | 2021 | Tier 2 - Elevated | Transformer only | 5 | 15 | 2021-05-15 | 1350073 | Sus | Y | EnvironmentalExternal¦Lightning¦Transformer(OH)¦FailedFaulted
21-0062085 | Equipment Failure/Involved | Underground | Conductor, Underground | Normal | 2021 | Tier 2 - Elevated | Distribution Circuit | 5 | 16 | 2021-05-16 | 1351047 | Sus | Y | EquipmentFailureInvolved¦Underground¦ConductorUnderground¦Normal
21-0068029 | Equipment Failure/Involved | Underground | Conductor, Underground | Broken | 2021 | Tier 2 - Elevated | Distribution Circuit | 5 | 31 | 2021-05-31 | 1362296 | Sus | Y | EquipmentFailureInvolved¦Underground¦ConductorUnderground¦Broken
21-0068093 | Animal | Bird found | Conductor, Overhead | Normal | 2021 | Tier 2 - Elevated | Distribution Circuit | 6 | 1 | 2021-06-01 | 1362572 | Sus | Y | Animal¦Birdfound¦ConductorOverhead¦Normal
21-0075291 | Equipment Failure/Involved | Overhead | Conductor, Overhead | Broken, wire on ground | 2021 | Tier 2 - Elevated | Distribution Circuit | 6 | 16 | 2021-06-16 | 1375794 | Sus | Y | EquipmentFailureInvolved¦Overhead¦ConductorOverhead¦Brokenwireonground
21-0081651 | Unknown Cause | Patrol - found nothing |  |  | 2021 | Tier 2 - Elevated | Transformer only | 6 | 29 | 2021-06-29 | 1388158 | Sus | Y | UnknownCause¦Patrolfoundnothing¦¦
21-0092484 | Company Initiated | Construction Activity/equip, company | Insulator | Broken | 2021 | Tier 2 - Elevated | Transmission line | 7 | 20 | 2021-07-20 | 1409369 | Sus | Y | CompanyInitiated¦ConstructionActivityequipcompany¦Insulator¦Broken
21-0094655 | Vegetation | Other ground vegetation | Conductor, Overhead | Normal | 2021 | Tier 2 - Elevated | Distribution Circuit | 7 | 25 | 2021-07-25 | 1414220 | Sus | Y | Vegetation¦Othergroundvegetation¦ConductorOverhead¦Normal
21-0098183 | Animal | Bird found | Conductor, Overhead | Normal | 2021 | Tier 3 - Extreme | Distribution Circuit | 8 | 1 | 2021-08-01 | 1427970 | Sus | Y | Animal¦Birdfound¦ConductorOverhead¦Normal
21-0102205 | Unknown Cause | Patrol - found nothing |  |  | 2021 | Tier 2 - Elevated | Distribution Circuit | 8 | 9 | 2021-08-09 | 1438320 | Sus | Y | UnknownCause¦Patrolfoundnothing¦¦
21-0104044 | Equipment Failure/Involved | Overhead | Service conductor | Broken | 2021 | Tier 3 - Extreme | Distribution Circuit | 8 | 13 | 2021-08-13 | 1441715 | Sus | Y | EquipmentFailureInvolved¦Overhead¦Serviceconductor¦Broken
21-0110515 | Equipment Failure/Involved | Overhead | Pole-Wood | Deteriorated | 2021 | Tier 2 - Elevated | Distribution Circuit | 8 | 28 | 2021-08-28 | 1456154 | Sus | Y | EquipmentFailureInvolved¦Overhead¦PoleWood¦Deteriorated
21-0112438 | 3rd Party | Vehicle | Pole-Wood | Broken, wire on ground | 2021 | Tier 3 - Extreme | Distribution Circuit | 9 | 1 | 2021-09-01 | 1460456 | Sus | Y | 3rdParty¦Vehicle¦PoleWood¦Brokenwireonground
21-0119299 | Equipment Failure/Involved | Overhead | Conductor, Overhead | Broken | 2021 | Tier 2 - Elevated | Distribution Circuit | 9 | 18 | 2021-09-18 | 1474566 | Sus | Y | EquipmentFailureInvolved¦Overhead¦ConductorOverhead¦Broken
21-0119502 | Equipment Failure/Involved | Overhead | Jumper | Broken | 2021 | Tier 3 - Extreme | Transmission line | 9 | 19 | 2021-09-19 | 1475313 | Sus | Y | EquipmentFailureInvolved¦Overhead¦Jumper¦Broken
21-0119502 | Equipment Failure/Involved | Overhead | Jumper | Broken | 2021 | Tier 3 - Extreme | Transmission line | 9 | 19 | 2021-09-19 | 1475313 | Sus | Y | EquipmentFailureInvolved¦Overhead¦Jumper¦Broken
21-0125174 | Equipment Failure/Involved | Overhead | Secondary | Broken | 2021 | Tier 3 - Extreme | Transformer only | 10 | 2 | 2021-10-02 | 1485478 | Sus | Y | EquipmentFailureInvolved¦Overhead¦Secondary¦Broken
21-0125511 | Equipment Failure/Involved | Overhead | Pothead(Riser Termination) | Burned/flashed | 2021 | Tier 2 - Elevated | Distribution Circuit | 10 | 4 | 2021-10-04 | 1486378 | Sus | Y | EquipmentFailureInvolved¦Overhead¦Pothead(RiserTermination)¦Burnedflashed
21-0128458 | Equipment Failure/Involved | Overhead | Capacitor | Failed/Faulted | 2021 | Tier 2 - Elevated | Distribution Circuit | 10 | 10 | 2021-10-10 | 1491683 | Sus | Y | EquipmentFailureInvolved¦Overhead¦Capacitor¦FailedFaulted
21-0133031 | Animal | Squirrel | Transformer (UG) | Normal | 2021 | Tier 3 - Extreme | Distribution Circuit | 10 | 19 | 2021-10-19 | 1501935 | Sus | Y | Animal¦Squirrel¦Transformer(UG)¦Normal
21-0136214 | Vegetation | Tree - fell into line | Conductor, Overhead | On Ground | 2021 | Tier 3 - Extreme | Distribution Circuit | 10 | 24 | 2021-10-24 | 1512396 | Sus | Y | Vegetation¦Treefellintoline¦ConductorOverhead¦OnGround
21-0136405 | Vegetation | Tree - fell into line | Crossarm, Wood | Broken, wire on ground | 2021 | Tier 2 - Elevated | Distribution Circuit | 10 | 24 | 2021-10-24 | 1509855 | Sus | Y | Vegetation¦Treefellintoline¦CrossarmWood¦Brokenwireonground
21-0143405 | Unknown Cause | Patrol - not conducted |  |  | 2021 | Tier 2 - Elevated | Distribution Circuit | 11 | 8 | 2021-11-08 | 1537401 | Sus | Y | UnknownCause¦Patrolnotconducted¦¦
21-0144340 | 3rd Party | Vehicle | Pole-Wood | Broken, wire on ground | 2021 | Tier 2 - Elevated | Distribution Circuit | 11 | 10 | 2021-11-10 | 1539728 | Sus | Y | 3rdParty¦Vehicle¦PoleWood¦Brokenwireonground
21-0144736 | Animal | Squirrel | Transformer (OH) | Normal | 2021 | Tier 2 - Elevated | Distribution Circuit | 11 | 11 | 2021-11-11 | 1540382 | Sus | Y | Animal¦Squirrel¦Transformer(OH)¦Normal
21-0149166 | 3rd Party | Vehicle | Pole-Wood | Broken, wire on ground | 2021 | Tier 2 - Elevated | Distribution Circuit | 11 | 21 | 2021-11-21 | 1552487 | Sus | Y | 3rdParty¦Vehicle¦PoleWood¦Brokenwireonground
21-0154819 | 3rd Party | Vehicle | Pole-Wood | Broken | 2021 | Tier 2 - Elevated | Distribution Circuit | 12 | 3 | 2021-12-03 | 1558981 | Sus | N | 3rdParty¦Vehicle¦PoleWood¦Broken
21-0157580 | Vegetation | Tree - fell into line | Conductor, Overhead | Broken, wire on ground | 2021 | Tier 2 - Elevated | Distribution Circuit | 12 | 13 | 2021-12-13 | 1568768 | Sus | N | Vegetation¦Treefellintoline¦ConductorOverhead¦Brokenwireonground
21-0157745 | Unknown Cause | Patrol - not conducted |  |  | 2021 | Tier 3 - Extreme | Distribution Circuit | 12 | 14 | 2021-12-14 | 1569444 | Sus | N | UnknownCause¦Patrolnotconducted¦¦
21-0157809 | Vegetation | Tree - fell into line | Conductor, Overhead | Normal | 2021 | Tier 3 - Extreme | Distribution Circuit | 12 | 14 | 2021-12-14 | 1569663 | Sus | N | Vegetation¦Treefellintoline¦ConductorOverhead¦Normal
21-0157855 | Vegetation | Tree - fell into line | Conductor, Overhead | Broken, wire on ground | 2021 | Tier 3 - Extreme | Distribution Circuit | 12 | 14 | 2021-12-14 | 1570166 | Sus | N | Vegetation¦Treefellintoline¦ConductorOverhead¦Brokenwireonground
21-0159288 | Equipment Failure/Involved | Overhead | Jumper | Burned Open | 2021 | Tier 2 - Elevated | Distribution Circuit | 12 | 17 | 2021-12-17 | 1575460 | Sus | N | EquipmentFailureInvolved¦Overhead¦Jumper¦BurnedOpen
21-0160628 | Unknown Cause | Patrol - not conducted |  |  | 2021 | Tier 2 - Elevated | Distribution Circuit | 12 | 25 | 2021-12-25 | 1581075 | Sus | N | UnknownCause¦Patrolnotconducted¦¦
21-0161120 | Vegetation | Tree - branch fell on line | Conductor, Overhead | Broken, wire on ground | 2021 | Tier 3 - Extreme | Distribution Circuit | 12 | 27 | 2021-12-27 | 1585799 | Sus | N | Vegetation¦Treebranchfellonline¦ConductorOverhead¦Brokenwireonground
21-0161275 | Vegetation | Tree - fell into line | Insulator | Broken | 2021 | Tier 2 - Elevated | Distribution Circuit | 12 | 27 | 2021-12-27 | 1584619 | Sus | N | Vegetation¦Treefellintoline¦Insulator¦Broken
21-0161553 | Unknown Cause | Patrol - not conducted |  |  | 2021 | Tier 3 - Extreme | Distribution Circuit | 12 | 29 | 2021-12-29 | 1588006 | Sus | N | UnknownCause¦Patrolnotconducted¦¦
21-0161750 | Vegetation | Tree - fell into line | Conductor, Overhead | Broken, wire on ground | 2021 | Tier 2 - Elevated | Distribution Circuit | 12 | 26 | 2021-12-26 | 1589499 | Sus | N | Vegetation¦Treefellintoline¦ConductorOverhead¦Brokenwireonground
21-0161898 | Vegetation | Tree - fell into line | Conductor, Overhead | Broken, wire on ground | 2021 | Tier 3 - Extreme | Distribution Circuit | 12 | 26 | 2021-12-26 | 1590121 | Sus | N | Vegetation¦Treefellintoline¦ConductorOverhead¦Brokenwireonground
22-0005773 | Equipment Failure/Involved | Overhead | Pole-Wood | Broken, wire on ground | 2022 | Tier 3 - Extreme | Distribution Circuit | 1 | 3 | 2022-01-03 | 1594300 | Sus | N | EquipmentFailureInvolved¦Overhead¦PoleWood¦Brokenwireonground
22-0006620 | Environmental/External | Ice or snow | Pole-Wood | Broken, wire on ground | 2022 | Tier 3 - Extreme | Distribution Circuit | 1 | 5 | 2022-01-05 | 1596023 | Sus | N | EnvironmentalExternal¦Iceorsnow¦PoleWood¦Brokenwireonground
22-0007462 | Unknown Cause | Patrol - found nothing |  |  | 2022 | Tier 3 - Extreme | Distribution Circuit | 1 | 6 | 2022-01-06 | 1596778 | Sus | N | UnknownCause¦Patrolfoundnothing¦¦
22-0007758 | Vegetation | Tree - branch fell on line | Conductor, Overhead | Normal | 2021 | Tier 3 - Extreme | Distribution Circuit | 12 | 29 | 2021-12-29 | 1589768 | Sus | N | Vegetation¦Treebranchfellonline¦ConductorOverhead¦Normal
22-0033316 | Unknown Cause | Patrol - found nothing |  |  | 2022 | Tier 3 - Extreme | Distribution Circuit | 3 | 13 | 2022-03-13 | 1647609 | Sus | N | UnknownCause¦Patrolfoundnothing¦¦
22-0043323 | Unknown Cause | Patrol - found nothing |  |  | 2022 | Tier 3 - Extreme | Distribution Circuit | 4 | 6 | 2022-04-06 | 1663888 | Sus | N | UnknownCause¦Patrolfoundnothing¦¦
22-0053959 | Equipment Failure/Involved | Overhead | Street Light Equipment | Broken | 2022 | Tier 3 - Extreme | Distribution Circuit | 4 | 25 | 2022-04-25 | 1680930 | Sus | N | EquipmentFailureInvolved¦Overhead¦StreetLightEquipment¦Broken
22-0058122 | Vegetation | Tree - branch fell on line | Secondary | Together | 2022 | Tier 3 - Extreme | Transformer only | 5 | 4 | 2022-05-04 | 1688635 | Sus | Y | Vegetation¦Treebranchfellonline¦Secondary¦Together
22-0058374 | Animal | Squirrel | Pothead(Riser Termination) | Burned/flashed | 2022 | Tier 2 - Elevated | Distribution Circuit | 5 | 5 | 2022-05-05 | 1688943 | Sus | Y | Animal¦Squirrel¦Pothead(RiserTermination)¦Burnedflashed
22-0062745 | Animal | Bird found | Fuse | Normal | 2022 | Tier 2 - Elevated | Distribution Circuit | 5 | 17 | 2022-05-17 | 1697921 | Sus | Y | Animal¦Birdfound¦Fuse¦Normal
22-0063533 | Vegetation | Tree - branch fell on line | Conductor, Overhead | Normal | 2022 | Tier 2 - Elevated | Distribution Circuit | 5 | 18 | 2022-05-18 | 1702166 | Sus | Y | Vegetation¦Treebranchfellonline¦ConductorOverhead¦Normal
22-0069593 | Animal | Other | Cutout, fuse holder | Normal | 2022 | Tier 2 - Elevated | Distribution Circuit | 6 | 2 | 2022-06-02 | 1717002 | Sus | Y | Animal¦Other¦Cutoutfuseholder¦Normal
22-0069856 | Unknown Cause | Patrol - found nothing |  |  | 2022 | Tier 2 - Elevated | Transformer only | 6 | 3 | 2022-06-03 | 1717439 | Sus | Y | UnknownCause¦Patrolfoundnothing¦¦
22-0072639 | Equipment Failure/Involved | Overhead | Insulator | Burned/flashed | 2022 | Tier 3 - Extreme | Transmission line | 6 | 10 | 2022-06-10 | 1727090 | Sus | Y | EquipmentFailureInvolved¦Overhead¦Insulator¦Burnedflashed
22-0075847 | Equipment Failure/Involved | Overhead | Transformer (OH) | Burned/flashed | 2022 | Tier 3 - Extreme | Distribution Circuit | 6 | 17 | 2022-06-17 | 1734337 | Sus | Y | EquipmentFailureInvolved¦Overhead¦Transformer(OH)¦Burnedflashed
22-0076231 | Vegetation | Tree - fell into line | Conductor, Overhead | Broken, wire on ground | 2022 | Tier 3 - Extreme | Distribution Circuit | 6 | 20 | 2022-06-20 | 1735964 | Sus | Y | Vegetation¦Treefellintoline¦ConductorOverhead¦Brokenwireonground
22-0082623 | Equipment Failure/Involved | Overhead | Crossarm, Wood | Broken | 2022 | Tier 2 - Elevated | Distribution Circuit | 7 | 7 | 2022-07-07 | 1750498 | Sus | Y | EquipmentFailureInvolved¦Overhead¦CrossarmWood¦Broken
22-0084562 | Equipment Failure/Involved | Overhead | Transformer (OH) | Failed/Faulted | 2022 | Tier 2 - Elevated | Transformer only | 7 | 12 | 2022-07-12 | 1754905 | Sus | Y | EquipmentFailureInvolved¦Overhead¦Transformer(OH)¦FailedFaulted
22-0085234 | Equipment Failure/Involved | Overhead | Crossarm, Wood | Broken | 2022 | Tier 2 - Elevated | Distribution Circuit | 7 | 14 | 2022-07-14 | 1756145 | Sus | Y | EquipmentFailureInvolved¦Overhead¦CrossarmWood¦Broken
22-0085734 | Vegetation | Tree - grew into line | Secondary | Normal | 2022 | Tier 2 - Elevated | Transformer only | 7 | 15 | 2022-07-15 | 1756948 | Sus | Y | Vegetation¦Treegrewintoline¦Secondary¦Normal
22-0087897 | Unknown Cause | Patrol - found nothing |  |  | 2022 | Tier 2 - Elevated | Distribution Circuit | 7 | 20 | 2022-07-20 | 1761718 | Sus | Y | UnknownCause¦Patrolfoundnothing¦¦
22-0094914 | Equipment Failure/Involved | Overhead | Transformer | Broken | 2022 | Tier 2 - Elevated | Transformer only | 8 | 8 | 2022-08-08 | 1775760 | Sus | Y | EquipmentFailureInvolved¦Overhead¦Transformer¦Broken
22-0096091 | Equipment Failure/Involved | Overhead | Pole-Wood | Deteriorated | 2022 | Tier 3 - Extreme | Distribution Circuit | 8 | 10 | 2022-08-10 | 1778175 | Sus | Y | EquipmentFailureInvolved¦Overhead¦PoleWood¦Deteriorated
22-0097311 | Equipment Failure/Involved | Overhead | Jumper | Burned/flashed | 2022 | Tier 2 - Elevated | Transformer only | 8 | 14 | 2022-08-14 | 1780649 | Sus | Y | EquipmentFailureInvolved¦Overhead¦Jumper¦Burnedflashed
22-0098027 | Unknown Cause | Patrol - found nothing |  |  | 2022 | Tier 2 - Elevated | Distribution Circuit | 8 | 16 | 2022-08-16 | 1782201 | Sus | Y | UnknownCause¦Patrolfoundnothing¦¦
22-0098597 | Equipment Failure/Involved | Overhead | Secondary | Deteriorated | 2022 | Tier 3 - Extreme | Transformer only | 8 | 17 | 2022-08-17 | 1783444 | Sus | Y | EquipmentFailureInvolved¦Overhead¦Secondary¦Deteriorated
22-0112095 | Equipment Failure/Involved | Overhead | Cutout, fuse holder | Broken | 2022 | Tier 2 - Elevated | Distribution Circuit | 9 | 19 | 2022-09-19 | 1815883 | Sus | Y | EquipmentFailureInvolved¦Overhead¦Cutoutfuseholder¦Broken
22-0112592 | Environmental/External | Fire, Forest/Grass | Conductor, Overhead | Burned/flashed | 2022 | Tier 3 - Extreme | Transformer only | 9 | 20 | 2022-09-20 | 1817181 | Sus | Y | EnvironmentalExternal¦FireForestGrass¦ConductorOverhead¦Burnedflashed
22-0121761 | Unknown Cause | Patrol - found nothing |  |  | 2022 | Tier 2 - Elevated | Distribution Circuit | 10 | 15 | 2022-10-15 | 1837799 | Sus | Y | UnknownCause¦Patrolfoundnothing¦¦
22-0123709 | Equipment Failure/Involved | Overhead | Pole-Wood | Deteriorated | 2022 | Tier 2 - Elevated | Distribution Circuit | 10 | 21 | 2022-10-21 | 1842349 | Sus | Y | EquipmentFailureInvolved¦Overhead¦PoleWood¦Deteriorated
22-0124823 | Unknown Cause | Patrol - found nothing |  |  | 2022 | Tier 2 - Elevated | Distribution Circuit | 10 | 25 | 2022-10-25 | 1845563 | Sus | Y | UnknownCause¦Patrolfoundnothing¦¦
22-0125085 | Unknown Cause | Patrol - found nothing |  |  | 2022 | Tier 2 - Elevated | Distribution Circuit | 10 | 26 | 2022-10-26 | 1846253 | Sus | Y | UnknownCause¦Patrolfoundnothing¦¦
22-0126218 | Equipment Failure/Involved | Overhead | Transformer (OH) | Deteriorated | 2022 | Tier 2 - Elevated | Transformer only | 10 | 31 | 2022-10-31 | 1849304 | Sus | Y | EquipmentFailureInvolved¦Overhead¦Transformer(OH)¦Deteriorated
22-0126434 | Unknown Cause | Patrol - not conducted |  |  | 2022 | Tier 2 - Elevated | Distribution Circuit | 11 | 1 | 2022-11-01 | 1849952 | Sus | Y | UnknownCause¦Patrolnotconducted¦¦
22-0127307 | Unknown Cause | Patrol - found nothing |  |  | 2022 | Tier 2 - Elevated | Distribution Circuit | 11 | 3 | 2022-11-03 | 1852212 | Sus | Y | UnknownCause¦Patrolfoundnothing¦¦
22-0129550 | Equipment Failure/Involved | Overhead | Conductor, Overhead | Together | 2022 | Tier 2 - Elevated | Distribution Circuit | 11 | 9 | 2022-11-09 | 1858771 | Sus | Y | EquipmentFailureInvolved¦Overhead¦ConductorOverhead¦Together
22-0132739 | Unknown Cause | Patrol - not conducted |  |  | 2022 | Tier 2 - Elevated | Distribution Circuit | 11 | 19 | 2022-11-19 | 1865784 | Sus | Y | UnknownCause¦Patrolnotconducted¦¦
22-0136425 | Vegetation | Tree - fell into line | Conductor, Overhead | Normal | 2022 | Tier 3 - Extreme | Distribution Circuit | 12 | 3 | 2022-12-03 | 1875345 | Sus | N | Vegetation¦Treefellintoline¦ConductorOverhead¦Normal
22-0141087 | Vegetation | Tree - fell into line | Pole-Wood | Broken, wire on ground | 2022 | Tier 2 - Elevated | Distribution Circuit | 12 | 23 | 2022-12-23 | 1896467 | Sus | N | Vegetation¦Treefellintoline¦PoleWood¦Brokenwireonground
22-0141684 | Equipment Failure/Involved | Overhead | Insulator | Broken | 2022 | Tier 3 - Extreme | Distribution Circuit | 12 | 27 | 2022-12-27 | 1899233 | Sus | N | EquipmentFailureInvolved¦Overhead¦Insulator¦Broken
22-0142725 | Vegetation | Tree - fell into line | Conductor, Overhead | Broken | 2022 | Tier 2 - Elevated | Distribution Circuit | 12 | 31 | 2022-12-31 | 1905295 | Sus | N | Vegetation¦Treefellintoline¦ConductorOverhead¦Broken
22-0142757 | Vegetation | Tree - fell into line | Conductor, Overhead | Broken, wire on ground | 2022 | Tier 2 - Elevated | Distribution Circuit | 12 | 31 | 2022-12-31 | 1905038 | Sus | N | Vegetation¦Treefellintoline¦ConductorOverhead¦Brokenwireonground
23-0004240 | Unknown Cause | Patrol - found nothing |  |  | 2022 | Tier 2 - Elevated | Distribution Circuit | 12 | 31 | 2022-12-31 | 1904210 | Sus | N | UnknownCause¦Patrolfoundnothing¦¦
23-0004299 | Vegetation | Tree - branch fell on line | Conductor, Overhead | Normal | 2022 | Tier 2 - Elevated | Distribution Circuit | 12 | 31 | 2022-12-31 | 1905192 | Sus | N | Vegetation¦Treebranchfellonline¦ConductorOverhead¦Normal
23-0004677 | Vegetation | Tree - fell into line | Conductor, Overhead | Broken, wire on ground | 2022 | Tier 2 - Elevated | Distribution Circuit | 12 | 31 | 2022-12-31 | 1906730 | Sus | N | Vegetation¦Treefellintoline¦ConductorOverhead¦Brokenwireonground
15-0007497 | Vegetation | Tree - branch fell on line | Conductor, Overhead | Normal | 2015 | Tier 3 - Extreme | Distribution Circuit | 1 | 27 | 2015-01-27 | 1168954 | Sus | N | Vegetation¦Treebranchfellonline¦ConductorOverhead¦Normal
15-0010842 | Vegetation | Tree - grew into line | Conductor, Overhead | Normal | 2015 | Tier 2 - Elevated | Distribution Circuit | 2 | 7 | 2015-02-07 | 1178202 | Sus | N | Vegetation¦Treegrewintoline¦ConductorOverhead¦Normal
15-0013333 | Animal | Squirrel | Fuse | Failed/Faulted | 2015 | Tier 2 - Elevated | Distribution Circuit | 2 | 14 | 2015-02-14 | 1190058 | Sus | N | Animal¦Squirrel¦Fuse¦FailedFaulted
15-0015050 | Vegetation | Tree - branch fell on line | Conductor, Overhead | On Ground | 2015 | Tier 2 - Elevated | Distribution Circuit | 2 | 23 | 2015-02-23 | 1194628 | Sus | N | Vegetation¦Treebranchfellonline¦ConductorOverhead¦OnGround
15-0017908 | Equipment Failure/Involved | Lightning | Transformer | Failed/Faulted | 2015 | Tier 3 - Extreme | Transformer only | 3 | 6 | 2015-03-06 | 1200222 | Sus | N | EquipmentFailureInvolved¦Lightning¦Transformer¦FailedFaulted
15-0017981 | Vegetation | Tree - fell into line | Conductor, Overhead | Broken, wire on ground | 2015 | Tier 2 - Elevated | Distribution Circuit | 3 | 7 | 2015-03-07 | 1200405 | Sus | N | Vegetation¦Treefellintoline¦ConductorOverhead¦Brokenwireonground
15-0019004 | Equipment Failure/Involved | Other | Transformer | Failed/Faulted | 2015 | Tier 2 - Elevated | Transformer only | 3 | 11 | 2015-03-11 | 1202427 | Sus | N | EquipmentFailureInvolved¦Other¦Transformer¦FailedFaulted
15-0023929 | Vegetation | Tree - fell into line | Transformer | Broken, wire on ground | 2015 | Tier 3 - Extreme | Transformer only | 4 | 2 | 2015-04-02 | 1211959 | Sus | N | Vegetation¦Treefellintoline¦Transformer¦Brokenwireonground
15-0024153 | Equipment Failure/Involved | Other | Transformer | Deteriorated | 2015 | Tier 2 - Elevated | Transformer only | 4 | 3 | 2015-04-03 | 1212434 | Sus | N | EquipmentFailureInvolved¦Other¦Transformer¦Deteriorated
15-0032808 | Equipment Failure/Involved | Overhead | Transformer (OH) | Failed/Faulted | 2015 | Tier 3 - Extreme | Transformer only | 5 | 7 | 2015-05-07 | 1231350 | Sus | Y | EquipmentFailureInvolved¦Overhead¦Transformer(OH)¦FailedFaulted
15-0033162 | Animal | Squirrel | Pole-Wood | Normal | 2015 | Tier 3 - Extreme | Distribution Circuit | 5 | 10 | 2015-05-10 | 1232301 | Sus | Y | Animal¦Squirrel¦PoleWood¦Normal
15-0038577 | Environmental/External | Lightning | Transformer (OH) | Failed/Faulted | 2015 | Tier 2 - Elevated | Transformer only | 6 | 4 | 2015-06-04 | 1243812 | Sus | Y | EnvironmentalExternal¦Lightning¦Transformer(OH)¦FailedFaulted
15-0039261 | Vegetation | Tree - branch fell on line | Conductor, Overhead | Normal | 2015 | Tier 2 - Elevated | Distribution Circuit | 6 | 8 | 2015-06-08 | 1245517 | Sus | Y | Vegetation¦Treebranchfellonline¦ConductorOverhead¦Normal
15-0040253 | 3rd Party | Vehicle | Transformer | Leaking | 2015 | Tier 3 - Extreme | Transformer only | 6 | 11 | 2015-06-11 | 1248907 | Sus | Y | 3rdParty¦Vehicle¦Transformer¦Leaking
15-0042502 | Vegetation | Tree - fell into line | Pole-Wood | Broken, wire on ground | 2015 | Tier 2 - Elevated | Distribution Circuit | 6 | 22 | 2015-06-22 | 1254645 | Sus | Y | Vegetation¦Treefellintoline¦PoleWood¦Brokenwireonground
15-0049213 | Unknown Cause | Patrol - found nothing |  |  | 2015 | Tier 2 - Elevated | Distribution Circuit | 7 | 20 | 2015-07-20 | 1273812 | Sus | Y | UnknownCause¦Patrolfoundnothing¦¦
15-0054166 | Vegetation | Tree - branch fell on line | Conductor, Overhead | Broken, wire on ground | 2015 | Tier 3 - Extreme | Distribution Circuit | 8 | 10 | 2015-08-10 | 1286096 | Sus | Y | Vegetation¦Treebranchfellonline¦ConductorOverhead¦Brokenwireonground
15-0059641 | Animal | Squirrel | Transformer (OH) | Normal | 2015 | Tier 2 - Elevated | Distribution Circuit | 9 | 7 | 2015-09-07 | 1301177 | Sus | Y | Animal¦Squirrel¦Transformer(OH)¦Normal
15-0060542 | 3rd Party | Fire, house or bldg. | Customer Equipment | Malfunctioning | 2015 | Tier 2 - Elevated | Transformer only | 9 | 10 | 2015-09-10 | 1303392 | Sus | Y | 3rdParty¦Firehouseorbldg¦CustomerEquipment¦Malfunctioning
15-0062089 | Environmental/External | Fire, Forest/Grass | Secondary | Burned/flashed | 2015 | Tier 3 - Extreme | Distribution Circuit | 9 | 13 | 2015-09-13 | 1308005 | Sus | Y | EnvironmentalExternal¦FireForestGrass¦Secondary¦Burnedflashed
15-0062694 | Animal | Squirrel | Conductor, Overhead | Burned/flashed | 2015 | Tier 3 - Extreme | Distribution Circuit | 9 | 22 | 2015-09-22 | 1309918 | Sus | Y | Animal¦Squirrel¦ConductorOverhead¦Burnedflashed
15-0066187 | Vegetation | Tree - fell into line | Connector or Splice (OH) | Normal | 2015 | Tier 3 - Extreme | Distribution Circuit | 9 | 28 | 2015-09-28 | 1313346 | Sus | Y | Vegetation¦Treefellintoline¦ConnectororSplice(OH)¦Normal
15-0068775 | Equipment Failure/Involved | Overhead | Transformer | Failed/Faulted | 2015 | Tier 2 - Elevated | Transformer only | 10 | 7 | 2015-10-07 | 1318529 | Sus | Y | EquipmentFailureInvolved¦Overhead¦Transformer¦FailedFaulted
15-0075734 | Unknown Cause | Patrol - found nothing |  |  | 2015 | Tier 2 - Elevated | Distribution Circuit | 11 | 5 | 2015-11-05 | 1335718 | Sus | Y | UnknownCause¦Patrolfoundnothing¦¦
15-0076896 | Vegetation | Tree - branch fell on line | Fuse | Normal | 2015 | Tier 3 - Extreme | Distribution Circuit | 11 | 10 | 2015-11-10 | 1338558 | Sus | Y | Vegetation¦Treebranchfellonline¦Fuse¦Normal
15-0077957 | Environmental/External | Lightning |  | Failed/Faulted | 2015 | Tier 2 - Elevated | Transformer only | 11 | 15 | 2015-11-15 | 1342212 | Sus | Y | EnvironmentalExternal¦Lightning¦¦FailedFaulted
15-0083309 | Vegetation | Tree - fell into line | Conductor, Overhead | Broken, wire on ground | 2015 | Tier 2 - Elevated | Distribution Circuit | 12 | 7 | 2015-12-07 | 1355387 | Sus | N | Vegetation¦Treefellintoline¦ConductorOverhead¦Brokenwireonground
15-0083691 | Vegetation | Tree - fell into line | Conductor, Overhead | Normal | 2015 | Tier 3 - Extreme | Distribution Circuit | 12 | 9 | 2015-12-09 | 1356544 | Sus | N | Vegetation¦Treefellintoline¦ConductorOverhead¦Normal
15-0083846 | Unknown Cause | Patrol - found nothing |  |  | 2015 | Tier 2 - Elevated | Distribution Circuit | 12 | 10 | 2015-12-10 | 1357112 | Sus | N | UnknownCause¦Patrolfoundnothing¦¦
15-0084643 | Vegetation | Tree - bark fell into line | Conductor, Overhead | Normal | 2015 | Tier 3 - Extreme | Distribution Circuit | 12 | 13 | 2015-12-13 | 1360362 | Sus | N | Vegetation¦Treebarkfellintoline¦ConductorOverhead¦Normal
16-0005228 | Vegetation | Tree - fell into line | Conductor, Overhead | Normal | 2016 | Tier 2 - Elevated | Distribution Circuit | 1 | 14 | 2016-01-14 | 1383482 | Sus | N | Vegetation¦Treefellintoline¦ConductorOverhead¦Normal
16-0018065 | Unknown Cause | Patrol - found nothing |  |  | 2016 | Tier 3 - Extreme | Distribution Circuit | 3 | 5 | 2016-03-05 | 1418891 | Sus | N | UnknownCause¦Patrolfoundnothing¦¦
16-0018515 | Equipment Failure/Involved | Overhead | Transformer | Failed/Faulted | 2016 | Tier 2 - Elevated | Transformer only | 3 | 6 | 2016-03-06 | 1422147 | Sus | N | EquipmentFailureInvolved¦Overhead¦Transformer¦FailedFaulted
16-0020695 | Vegetation | Tree - fell into line | Pole-Wood | Broken, wire on ground | 2016 | Tier 3 - Extreme | Distribution Circuit | 3 | 11 | 2016-03-11 | 1428734 | Sus | N | Vegetation¦Treefellintoline¦PoleWood¦Brokenwireonground
16-0023112 | Equipment Failure/Involved | Underground | Conductor, Underground | Burned/flashed | 2016 | Tier 2 - Elevated | Distribution Circuit | 3 | 21 | 2016-03-21 | 1435710 | Sus | N | EquipmentFailureInvolved¦Underground¦ConductorUnderground¦Burnedflashed
16-0023347 | Unknown Cause | Patrol - found nothing |  |  | 2016 | Tier 3 - Extreme | Distribution Circuit | 3 | 22 | 2016-03-22 | 1436359 | Sus | N | UnknownCause¦Patrolfoundnothing¦¦
16-0028348 | 3rd Party | Customer Equipment | Transformer | Broken, wire on ground | 2016 | Tier 2 - Elevated | Transformer only | 4 | 13 | 2016-04-13 | 1449985 | Sus | N | 3rdParty¦CustomerEquipment¦Transformer¦Brokenwireonground
16-0028459 | Unknown Cause | Patrol - found nothing |  |  | 2016 | Tier 2 - Elevated | Distribution Circuit | 4 | 13 | 2016-04-13 | 1450366 | Sus | N | UnknownCause¦Patrolfoundnothing¦¦
16-0030926 | Vegetation | Tree - fell into line | Pole-Wood | Broken, wire on ground | 2016 | Tier 2 - Elevated | Distribution Circuit | 4 | 23 | 2016-04-23 | 1456639 | Sus | N | Vegetation¦Treefellintoline¦PoleWood¦Brokenwireonground
16-0031146 | Environmental/External | Lightning | Conductor, Overhead | Broken, wire on ground | 2016 | Tier 2 - Elevated | Distribution Circuit | 4 | 24 | 2016-04-24 | 1457509 | Sus | N | EnvironmentalExternal¦Lightning¦ConductorOverhead¦Brokenwireonground
16-0031170 | Environmental/External | Lightning | Fuse | Failed/Faulted | 2016 | Tier 2 - Elevated | Distribution Circuit | 4 | 24 | 2016-04-24 | 1457593 | Sus | N | EnvironmentalExternal¦Lightning¦Fuse¦FailedFaulted
16-0031621 | Unknown Cause | Patrol - not conducted |  | Failed/Faulted | 2016 | Tier 2 - Elevated | Distribution Circuit | 4 | 26 | 2016-04-26 | 1459206 | Sus | N | UnknownCause¦Patrolnotconducted¦¦FailedFaulted
16-0032474 | Equipment Failure/Involved | Overhead | Fuse | Failed/Faulted | 2016 | Tier 2 - Elevated | Distribution Circuit | 4 | 28 | 2016-04-28 | 1461120 | Sus | N | EquipmentFailureInvolved¦Overhead¦Fuse¦FailedFaulted
16-0033194 | Equipment Failure/Involved | Overhead | Connector or Splice (OH) | Broken, wire on ground | 2016 | Tier 2 - Elevated | Distribution Circuit | 5 | 2 | 2016-05-02 | 1463025 | Sus | Y | EquipmentFailureInvolved¦Overhead¦ConnectororSplice(OH)¦Brokenwireonground
16-0036823 | 3rd Party | Vehicle | Pole-Wood | Broken | 2016 | Tier 2 - Elevated | Distribution Circuit | 5 | 18 | 2016-05-18 | 1472114 | Sus | Y | 3rdParty¦Vehicle¦PoleWood¦Broken
16-0037844 | Vegetation | Tree - branch fell on line | Fuse | Failed/Faulted | 2016 | Tier 3 - Extreme | Distribution Circuit | 5 | 23 | 2016-05-23 | 1475253 | Sus | Y | Vegetation¦Treebranchfellonline¦Fuse¦FailedFaulted
16-0037901 | Equipment Failure/Involved | Overhead | Crossarm, Wood | Broken | 2016 | Tier 2 - Elevated | Distribution Circuit | 5 | 23 | 2016-05-23 | 1475400 | Sus | Y | EquipmentFailureInvolved¦Overhead¦CrossarmWood¦Broken
16-0038007 | Unknown Cause | Patrol - not conducted |  |  | 2016 | Tier 2 - Elevated | Distribution Circuit | 5 | 24 | 2016-05-24 | 1475701 | Sus | Y | UnknownCause¦Patrolnotconducted¦¦
16-0039747 | 3rd Party | Vehicle | Pole-Wood | Broken | 2016 | Tier 2 - Elevated | Distribution Circuit | 5 | 31 | 2016-05-31 | 1479350 | Sus | Y | 3rdParty¦Vehicle¦PoleWood¦Broken
16-0042596 | 3rd Party | Tree - cutting, 3rd party | Conductor, Overhead | Together | 2016 | Tier 2 - Elevated | Distribution Circuit | 6 | 11 | 2016-06-11 | 1487193 | Sus | Y | 3rdParty¦Treecutting3rdparty¦ConductorOverhead¦Together
16-0047561 | Vegetation | Tree - fell into line | Conductor, Overhead | Broken, wire on ground | 2016 | Tier 2 - Elevated | Distribution Circuit | 7 | 2 | 2016-07-02 | 1500021 | Sus | Y | Vegetation¦Treefellintoline¦ConductorOverhead¦Brokenwireonground
16-0051270 | Vegetation | Tree - fell into line | Conductor, Overhead | Normal | 2016 | Tier 2 - Elevated | Distribution Circuit | 7 | 20 | 2016-07-20 | 1513190 | Sus | Y | Vegetation¦Treefellintoline¦ConductorOverhead¦Normal
16-0053688 | 3rd Party | Vehicle | Pole-Wood | Broken, wire on ground | 2016 | Tier 2 - Elevated | Distribution Circuit | 7 | 29 | 2016-07-29 | 1518569 | Sus | Y | 3rdParty¦Vehicle¦PoleWood¦Brokenwireonground
16-0057101 | 3rd Party | Tree - cutting, 3rd party | Fuse | Normal | 2016 | Tier 2 - Elevated | Distribution Circuit | 8 | 13 | 2016-08-13 | 1525813 | Sus | Y | 3rdParty¦Treecutting3rdparty¦Fuse¦Normal
16-0059508 | Vegetation | Tree - fell into line | Pole-Wood | Broken | 2016 | Tier 2 - Elevated | Distribution Circuit | 8 | 23 | 2016-08-23 | 1531106 | Sus | Y | Vegetation¦Treefellintoline¦PoleWood¦Broken
16-0079763 | Unknown Cause | Patrol - not conducted |  |  | 2016 | Tier 2 - Elevated | Distribution Circuit | 11 | 14 | 2016-11-14 | 1581147 | Sus | Y | UnknownCause¦Patrolnotconducted¦¦
16-0082242 | Vegetation | Tree - branch fell on line | Conductor, Overhead | Broken, wire on ground | 2016 | Tier 3 - Extreme | Distribution Circuit | 11 | 26 | 2016-11-26 | 1588898 | Sus | Y | Vegetation¦Treebranchfellonline¦ConductorOverhead¦Brokenwireonground
16-0082657 | Equipment Failure/Involved | Overhead | Switch | Normal | 2016 | Tier 3 - Extreme | Transformer only | 11 | 28 | 2016-11-28 | 1590488 | Sus | Y | EquipmentFailureInvolved¦Overhead¦Switch¦Normal
16-0083567 | Unknown Cause | Patrol - found nothing |  |  | 2016 | Tier 3 - Extreme | Distribution Circuit | 12 | 2 | 2016-12-02 | 1593183 | Sus | N | UnknownCause¦Patrolfoundnothing¦¦
16-0085063 | Equipment Failure/Involved | Overhead | Connector or Splice (OH) | Broken, wire on ground | 2016 | Tier 3 - Extreme | Distribution Circuit | 12 | 11 | 2016-12-11 | 1599594 | Sus | N | EquipmentFailureInvolved¦Overhead¦ConnectororSplice(OH)¦Brokenwireonground
16-0085908 | Equipment Failure/Involved | Overhead | Transformer | Deteriorated | 2016 | Tier 3 - Extreme | Transformer only | 12 | 15 | 2016-12-15 | 1603817 | Sus | N | EquipmentFailureInvolved¦Overhead¦Transformer¦Deteriorated
16-0087408 | Equipment Failure/Involved | Overhead | Conductor, Overhead | Arcing | 2016 | Tier 2 - Elevated | Transformer only | 12 | 30 | 2016-12-30 | 1613452 | Sus | N | EquipmentFailureInvolved¦Overhead¦ConductorOverhead¦Arcing
17-0002901 | Unknown Cause | Patrol - not conducted |  |  | 2017 | Tier 2 - Elevated | Distribution Circuit | 1 | 3 | 2017-01-03 | 1615357 | Sus | N | UnknownCause¦Patrolnotconducted¦¦
17-0004119 | Vegetation | Tree - fell into line | Conductor, Overhead | Broken, wire on ground | 2017 | Tier 2 - Elevated | Distribution Circuit | 1 | 5 | 2017-01-05 | 1619881 | Sus | N | Vegetation¦Treefellintoline¦ConductorOverhead¦Brokenwireonground
17-0004729 | Vegetation | Tree - branch fell on line | Conductor, Overhead | Broken | 2017 | Tier 3 - Extreme | Distribution Circuit | 1 | 7 | 2017-01-07 | 1621513 | Sus | N | Vegetation¦Treebranchfellonline¦ConductorOverhead¦Broken
17-0004792 | Equipment Failure/Involved | Overhead | Transformer | Failed/Faulted | 2017 | Tier 2 - Elevated | Transformer only | 1 | 7 | 2017-01-07 | 1622181 | Sus | N | EquipmentFailureInvolved¦Overhead¦Transformer¦FailedFaulted
17-0005597 | Vegetation | Tree - fell into line | Conductor, Overhead | Burned/flashed | 2017 | Tier 2 - Elevated | Distribution Circuit | 1 | 8 | 2017-01-08 | 1628634 | Sus | N | Vegetation¦Treefellintoline¦ConductorOverhead¦Burnedflashed
17-0006843 | Equipment Failure/Involved | Overhead | Conductor, Overhead | Broken, wire on ground | 2017 | Tier 2 - Elevated | Distribution Circuit | 1 | 10 | 2017-01-10 | 1634107 | Sus | N | EquipmentFailureInvolved¦Overhead¦ConductorOverhead¦Brokenwireonground
17-0008635 | Equipment Failure/Involved | Overhead | Conductor, Overhead | Normal | 2017 | Tier 2 - Elevated | Distribution Circuit | 1 | 10 | 2017-01-10 | 1642121 | Sus | N | EquipmentFailureInvolved¦Overhead¦ConductorOverhead¦Normal
17-0010102 | Vegetation | Tree - fell into line | Conductor, Overhead | Normal | 2017 | Tier 2 - Elevated | Distribution Circuit | 1 | 18 | 2017-01-18 | 1646756 | Sus | N | Vegetation¦Treefellintoline¦ConductorOverhead¦Normal
17-0010463 | Unknown Cause | Patrol - found nothing |  |  | 2017 | Tier 2 - Elevated | Distribution Circuit | 1 | 18 | 2017-01-18 | 1649074 | Sus | N | UnknownCause¦Patrolfoundnothing¦¦
17-0010561 | Unknown Cause | Patrol - found nothing |  |  | 2017 | Tier 2 - Elevated | Distribution Circuit | 1 | 18 | 2017-01-18 | 1649566 | Sus | N | UnknownCause¦Patrolfoundnothing¦¦
17-0011653 | Vegetation | Tree - fell into line | Conductor, Overhead | Broken, wire on ground | 2017 | Tier 2 - Elevated | Distribution Circuit | 1 | 20 | 2017-01-20 | 1654321 | Sus | N | Vegetation¦Treefellintoline¦ConductorOverhead¦Brokenwireonground
17-0012687 | Unknown Cause | Patrol - not conducted |  |  | 2017 | Tier 2 - Elevated | Distribution Circuit | 1 | 22 | 2017-01-22 | 1658491 | Sus | N | UnknownCause¦Patrolnotconducted¦¦
17-0018437 | Vegetation | Tree - fell into line | Conductor, Overhead | Broken, wire on ground | 2017 | Tier 3 - Extreme | Distribution Circuit | 2 | 7 | 2017-02-07 | 1678913 | Sus | N | Vegetation¦Treefellintoline¦ConductorOverhead¦Brokenwireonground
17-0019574 | Vegetation | Tree - fell into line | Conductor, Overhead | Normal | 2017 | Tier 2 - Elevated | Distribution Circuit | 2 | 9 | 2017-02-09 | 1683868 | Sus | N | Vegetation¦Treefellintoline¦ConductorOverhead¦Normal
17-0019718 | Vegetation | Tree - fell into line | Conductor, Overhead | Broken, wire on ground | 2017 | Tier 3 - Extreme | Distribution Circuit | 2 | 9 | 2017-02-09 | 1684103 | Sus | N | Vegetation¦Treefellintoline¦ConductorOverhead¦Brokenwireonground
17-0020678 | Equipment Failure/Involved | Overhead | Conductor, Overhead | Normal | 2017 | Tier 3 - Extreme | Distribution Circuit | 2 | 13 | 2017-02-13 | 1687402 | Sus | N | EquipmentFailureInvolved¦Overhead¦ConductorOverhead¦Normal
17-0020679 | Equipment Failure/Involved | Overhead | Transformer (OH) | Failed/Faulted | 2017 | Tier 2 - Elevated | Transformer only | 2 | 13 | 2017-02-13 | 1687350 | Sus | N | EquipmentFailureInvolved¦Overhead¦Transformer(OH)¦FailedFaulted
17-0021224 | Equipment Failure/Involved | Overhead | Transformer | Failed/Faulted | 2017 | Tier 3 - Extreme | Transformer only | 2 | 15 | 2017-02-15 | 1688950 | Sus | N | EquipmentFailureInvolved¦Overhead¦Transformer¦FailedFaulted
17-0021449 | Vegetation | Tree - fell into line | Other | Broken | 2017 | Tier 2 - Elevated | Substation - Distribution | 2 | 16 | 2017-02-16 | 1689897 | Sus | N | Vegetation¦Treefellintoline¦Other¦Broken
17-0023306 | Equipment Failure/Involved | Overhead | Conductor, Overhead | Broken, wire on ground | 2017 | Tier 2 - Elevated | Distribution Circuit | 2 | 19 | 2017-02-19 | 1701002 | Sus | N | EquipmentFailureInvolved¦Overhead¦ConductorOverhead¦Brokenwireonground
17-0024595 | Vegetation | Tree - fell into line | Conductor, Overhead | Broken, wire on ground | 2017 | Tier 2 - Elevated | Distribution Circuit | 2 | 20 | 2017-02-20 | 1706344 | Sus | N | Vegetation¦Treefellintoline¦ConductorOverhead¦Brokenwireonground
17-0025028 | Vegetation | Tree - branch fell on line | Conductor, Overhead | Normal | 2017 | Tier 3 - Extreme | Distribution Circuit | 2 | 21 | 2017-02-21 | 1708178 | Sus | N | Vegetation¦Treebranchfellonline¦ConductorOverhead¦Normal
17-0025218 | Vegetation | Tree - branch fell on line | Conductor, Overhead | Broken, wire on ground | 2017 | Tier 3 - Extreme | Distribution Circuit | 2 | 21 | 2017-02-21 | 1708985 | Sus | N | Vegetation¦Treebranchfellonline¦ConductorOverhead¦Brokenwireonground
17-0025416 | Equipment Failure/Involved | Overhead | Pole-Wood | Deteriorated | 2017 | Tier 2 - Elevated | Distribution Circuit | 2 | 22 | 2017-02-22 | 1709636 | Sus | N | EquipmentFailureInvolved¦Overhead¦PoleWood¦Deteriorated
17-0025911 | Vegetation | Tree - fell into line | Pole-Wood | Broken | 2017 | Tier 2 - Elevated | Distribution Circuit | 2 | 23 | 2017-02-23 | 1711692 | Sus | N | Vegetation¦Treefellintoline¦PoleWood¦Broken
17-0028120 | Equipment Failure/Involved | Overhead | Transformer | Failed/Faulted | 2017 | Tier 3 - Extreme | Transformer only | 3 | 3 | 2017-03-03 | 1718394 | Sus | N | EquipmentFailureInvolved¦Overhead¦Transformer¦FailedFaulted
17-0028579 | Vegetation | Tree - fell into line | Conductor, Overhead | Broken, wire on ground | 2017 | Tier 3 - Extreme | Distribution Circuit | 3 | 5 | 2017-03-05 | 1720487 | Sus | N | Vegetation¦Treefellintoline¦ConductorOverhead¦Brokenwireonground
17-0037955 | Equipment Failure/Involved | Underground | Elbow | Failed/Faulted | 2017 | Tier 3 - Extreme | Distribution Circuit | 4 | 7 | 2017-04-07 | 1750897 | Sus | N | EquipmentFailureInvolved¦Underground¦Elbow¦FailedFaulted
17-0038045 | Vegetation | Tree - branch fell on line | Secondary | Broken, wire on ground | 2017 | Tier 2 - Elevated | Transformer only | 4 | 7 | 2017-04-07 | 1749820 | Sus | N | Vegetation¦Treebranchfellonline¦Secondary¦Brokenwireonground
17-0042315 | Unknown Cause | Patrol - found nothing |  |  | 2017 | Tier 2 - Elevated | Distribution Circuit | 4 | 24 | 2017-04-24 | 1765713 | Sus | N | UnknownCause¦Patrolfoundnothing¦¦
17-0043855 | Unknown Cause | Patrol - found nothing |  |  | 2017 | Tier 2 - Elevated | Distribution Circuit | 4 | 29 | 2017-04-29 | 1770211 | Sus | N | UnknownCause¦Patrolfoundnothing¦¦
17-0044403 | Unknown Cause | Patrol - found nothing |  |  | 2017 | Tier 2 - Elevated | Distribution Circuit | 5 | 2 | 2017-05-02 | 1772166 | Sus | Y | UnknownCause¦Patrolfoundnothing¦¦
17-0045907 | Vegetation | Tree - branch fell on line | Conductor, Overhead | Broken, wire on ground | 2017 | Tier 2 - Elevated | Distribution Circuit | 5 | 6 | 2017-05-06 | 1776341 | Sus | Y | Vegetation¦Treebranchfellonline¦ConductorOverhead¦Brokenwireonground
17-0046372 | Equipment Failure/Involved | Overhead | Jumper | Burned Open | 2017 | Tier 2 - Elevated | Transformer only | 5 | 8 | 2017-05-08 | 1778175 | Sus | Y | EquipmentFailureInvolved¦Overhead¦Jumper¦BurnedOpen
17-0049437 | Equipment Failure/Involved | Overhead | Pole-Wood | Deteriorated | 2017 | Tier 3 - Extreme | Distribution Circuit | 5 | 21 | 2017-05-21 | 1786568 | Sus | Y | EquipmentFailureInvolved¦Overhead¦PoleWood¦Deteriorated
17-0061093 | Equipment Failure/Involved | Underground | Transformer (UG) | Broken | 2017 | Tier 2 - Elevated | Distribution Circuit | 7 | 7 | 2017-07-07 | 1825363 | Sus | Y | EquipmentFailureInvolved¦Underground¦Transformer(UG)¦Broken
17-0061327 | Unknown Cause | Patrol - found nothing |  |  | 2017 | Tier 3 - Extreme | Distribution Circuit | 7 | 7 | 2017-07-07 | 1825742 | Sus | Y | UnknownCause¦Patrolfoundnothing¦¦
17-0061473 | Environmental/External | Fire, Forest/Grass | Pole-Wood | Burned/flashed | 2017 | Tier 2 - Elevated | Distribution Circuit | 7 | 8 | 2017-07-08 | 1827005 | Sus | Y | EnvironmentalExternal¦FireForestGrass¦PoleWood¦Burnedflashed
17-0062247 | Vegetation | Tree - fell into line | Transformer | Broken | 2017 | Tier 3 - Extreme | Transformer only | 7 | 12 | 2017-07-12 | 1829593 | Sus | Y | Vegetation¦Treefellintoline¦Transformer¦Broken
17-0064842 | Equipment Failure/Involved | Overhead | Transformer (OH) | Failed/Faulted | 2017 | Tier 2 - Elevated | Distribution Circuit | 7 | 23 | 2017-07-23 | 1838169 | Sus | Y | EquipmentFailureInvolved¦Overhead¦Transformer(OH)¦FailedFaulted
17-0066941 | Equipment Failure/Involved | Electrical Overload | Other | Failed/Faulted | 2017 | Tier 2 - Elevated | Transformer only | 8 | 1 | 2017-08-01 | 1843625 | Sus | Y | EquipmentFailureInvolved¦ElectricalOverload¦Other¦FailedFaulted
17-0068793 | Unknown Cause | Patrol - found nothing |  |  | 2017 | Tier 3 - Extreme | Distribution Circuit | 8 | 8 | 2017-08-08 | 1848501 | Sus | Y | UnknownCause¦Patrolfoundnothing¦¦
17-0069208 | Unknown Cause | Patrol - found nothing |  |  | 2017 | Tier 2 - Elevated | Distribution Circuit | 8 | 9 | 2017-08-09 | 1849501 | Sus | Y | UnknownCause¦Patrolfoundnothing¦¦
17-0073124 | Equipment Failure/Involved | Overhead | Cutout, fuse holder | Broken | 2017 | Tier 2 - Elevated | Distribution Circuit | 8 | 27 | 2017-08-27 | 1860260 | Sus | Y | EquipmentFailureInvolved¦Overhead¦Cutoutfuseholder¦Broken
17-0074690 | Equipment Failure/Involved | Overhead | Other | Broken | 2017 | Tier 2 - Elevated | Distribution Circuit | 9 | 1 | 2017-09-01 | 1864605 | Sus | Y | EquipmentFailureInvolved¦Overhead¦Other¦Broken
17-0078383 | Equipment Failure/Involved | Overhead | Transformer | Failed/Faulted | 2017 | Tier 2 - Elevated | Transformer only | 9 | 12 | 2017-09-12 | 1877552 | Sus | Y | EquipmentFailureInvolved¦Overhead¦Transformer¦FailedFaulted
17-0078673 | Equipment Failure/Involved | Overhead | Transformer (OH) | Leaking | 2017 | Tier 2 - Elevated | Transformer only | 9 | 13 | 2017-09-13 | 1878382 | Sus | Y | EquipmentFailureInvolved¦Overhead¦Transformer(OH)¦Leaking
17-0085436 | Vegetation | Tree - branch fell on line | Conductor, Overhead | Broken, wire on ground | 2017 | Tier 2 - Elevated | Distribution Circuit | 10 | 9 | 2017-10-09 | 1895640 | Sus | Y | Vegetation¦Treebranchfellonline¦ConductorOverhead¦Brokenwireonground
17-0085468 | Vegetation | Tree - branch fell on line | Fuse | Failed/Faulted | 2017 | Tier 2 - Elevated | Distribution Circuit | 10 | 9 | 2017-10-09 | 1895921 | Sus | Y | Vegetation¦Treebranchfellonline¦Fuse¦FailedFaulted
17-0090030 | Equipment Failure/Involved | Underground | Conductor, Underground | Burned/flashed | 2017 | Tier 3 - Extreme | Distribution Circuit | 10 | 24 | 2017-10-24 | 1908623 | Sus | Y | EquipmentFailureInvolved¦Underground¦ConductorUnderground¦Burnedflashed
17-0095786 | Vegetation | Tree - fell into line | Conductor, Overhead | Broken, wire on ground | 2017 | Tier 3 - Extreme | Distribution Circuit | 11 | 16 | 2017-11-16 | 1924227 | Sus | Y | Vegetation¦Treefellintoline¦ConductorOverhead¦Brokenwireonground
17-0095998 | Unknown Cause | Patrol - found nothing |  |  | 2017 | Tier 2 - Elevated | Distribution Circuit | 11 | 17 | 2017-11-17 | 1925010 | Sus | Y | UnknownCause¦Patrolfoundnothing¦¦
17-0099735 | Unknown Cause | Patrol - found nothing |  |  | 2017 | Tier 2 - Elevated | Distribution Circuit | 12 | 4 | 2017-12-04 | 1934910 | Sus | N | UnknownCause¦Patrolfoundnothing¦¦
17-0099944 | Vegetation | Tree - branch fell on line | Conductor, Overhead | Together | 2017 | Tier 3 - Extreme | Distribution Circuit | 12 | 5 | 2017-12-05 | 1936375 | Sus | N | Vegetation¦Treebranchfellonline¦ConductorOverhead¦Together
18-0005815 | Equipment Failure/Involved | Overhead | Transformer (OH) | Failed/Faulted | 2018 | Tier 3 - Extreme | Distribution Circuit | 1 | 12 | 2018-01-12 | 7571 | Sus | N | EquipmentFailureInvolved¦Overhead¦Transformer(OH)¦FailedFaulted
18-0005815 | Equipment Failure/Involved | Overhead | Transformer (OH) | Failed/Faulted | 2018 | Tier 3 - Extreme | Distribution Circuit | 1 | 12 | 2018-01-12 | 7571 | Sus | N | EquipmentFailureInvolved¦Overhead¦Transformer(OH)¦FailedFaulted
18-0006247 | Equipment Failure/Involved | Substation | Relay | Normal | 2018 | Tier 2 - Elevated | Substation - Distribution | 1 | 16 | 2018-01-16 | 8650 | Sus | N | EquipmentFailureInvolved¦Substation¦Relay¦Normal
18-0013297 | Equipment Failure/Involved | Overhead | Transformer (OH) | Failed/Faulted | 2018 | Tier 3 - Extreme | Transformer only | 2 | 11 | 2018-02-11 | 22901 | Sus | N | EquipmentFailureInvolved¦Overhead¦Transformer(OH)¦FailedFaulted
18-0017953 | Unknown Cause | Patrol - found nothing |  |  | 2018 | Tier 2 - Elevated | Distribution Circuit | 2 | 27 | 2018-02-27 | 33162 | Sus | N | UnknownCause¦Patrolfoundnothing¦¦
18-0021987 | Vegetation | Tree - fell into line | Conductor, Overhead | Normal | 2018 | Tier 3 - Extreme | Distribution Circuit | 3 | 12 | 2018-03-12 | 42519 | Sus | N | Vegetation¦Treefellintoline¦ConductorOverhead¦Normal
18-0023958 | Unknown Cause | Patrol - not conducted |  |  | 2018 | Tier 3 - Extreme | Distribution Circuit | 3 | 18 | 2018-03-18 | 47542 | Sus | N | UnknownCause¦Patrolnotconducted¦¦
18-0032514 | Vegetation | Tree - fell into line | Conductor, Overhead | Broken, wire on ground | 2018 | Tier 2 - Elevated | Distribution Circuit | 4 | 16 | 2018-04-16 | 67639 | Sus | N | Vegetation¦Treefellintoline¦ConductorOverhead¦Brokenwireonground
18-0033470 | 3rd Party | Vehicle | Transformer (UG) | Broken | 2018 | Tier 2 - Elevated | Distribution Circuit | 4 | 18 | 2018-04-18 | 69609 | Sus | N | 3rdParty¦Vehicle¦Transformer(UG)¦Broken
18-0036378 | Unknown Cause | Patrol - found nothing |  |  | 2018 | Tier 2 - Elevated | Distribution Circuit | 4 | 27 | 2018-04-27 | 75557 | Sus | N | UnknownCause¦Patrolfoundnothing¦¦
18-0038635 | Equipment Failure/Involved | Overhead | Conductor, Overhead | Broken, wire on ground | 2018 | Tier 2 - Elevated | Distribution Circuit | 5 | 6 | 2018-05-06 | 80284 | Sus | Y | EquipmentFailureInvolved¦Overhead¦ConductorOverhead¦Brokenwireonground
18-0044757 | Unknown Cause | Patrol - found nothing |  |  | 2018 | Tier 2 - Elevated | Distribution Circuit | 5 | 27 | 2018-05-27 | 94868 | Sus | Y | UnknownCause¦Patrolfoundnothing¦¦
18-0046155 | Equipment Failure/Involved | Overhead | Crossarm, Wood | Broken | 2018 | Tier 2 - Elevated | Distribution Circuit | 5 | 31 | 2018-05-31 | 98173 | Sus | Y | EquipmentFailureInvolved¦Overhead¦CrossarmWood¦Broken
18-0047702 | 3rd Party | Metallic Balloon | Conductor, Overhead | Normal | 2018 | Tier 2 - Elevated | Distribution Circuit | 6 | 5 | 2018-06-05 | 102204 | Sus | Y | 3rdParty¦MetallicBalloon¦ConductorOverhead¦Normal
18-0049230 | Vegetation | Tree - grew into line | Fuse | Failed/Faulted | 2018 | Tier 2 - Elevated | Transformer only | 6 | 9 | 2018-06-09 | 105118 | Sus | Y | Vegetation¦Treegrewintoline¦Fuse¦FailedFaulted
18-0051684 | Equipment Failure/Involved | Overhead | Crossarm, Wood | Broken | 2018 | Tier 3 - Extreme | Transformer only | 6 | 16 | 2018-06-16 | 110637 | Sus | Y | EquipmentFailureInvolved¦Overhead¦CrossarmWood¦Broken
18-0063578 | Vegetation | Tree - branch fell on line | Conductor, Overhead | Together | 2018 | Tier 3 - Extreme | Distribution Circuit | 7 | 25 | 2018-07-25 | 140081 | Sus | Y | Vegetation¦Treebranchfellonline¦ConductorOverhead¦Together
18-0063578 | Vegetation | Tree - branch fell on line | Conductor, Overhead | Together | 2018 | Tier 3 - Extreme | Distribution Circuit | 7 | 25 | 2018-07-25 | 140081 | Sus | Y | Vegetation¦Treebranchfellonline¦ConductorOverhead¦Together
18-0065161 | Environmental/External | Fire, Forest/Grass | Secondary | Burned/flashed | 2018 | Tier 3 - Extreme | Distribution Circuit | 7 | 26 | 2018-07-26 | 145416 | Sus | Y | EnvironmentalExternal¦FireForestGrass¦Secondary¦Burnedflashed
18-0065952 | Environmental/External | Fire, Forest/Grass | Pole-Wood | Burned/flashed | 2018 | Tier 2 - Elevated | Distribution Circuit | 7 | 29 | 2018-07-29 | 147012 | Sus | Y | EnvironmentalExternal¦FireForestGrass¦PoleWood¦Burnedflashed
18-0068439 | Vegetation | Tree - branch fell on line | Conductor, Overhead | Broken, wire on ground | 2018 | Tier 3 - Extreme | Transformer only | 8 | 9 | 2018-08-09 | 152280 | Sus | Y | Vegetation¦Treebranchfellonline¦ConductorOverhead¦Brokenwireonground
18-0072055 | Vegetation | Tree - branch fell on line | Conductor, Overhead | Broken, wire on ground | 2018 | Tier 3 - Extreme | Distribution Circuit | 8 | 21 | 2018-08-21 | 159351 | Sus | Y | Vegetation¦Treebranchfellonline¦ConductorOverhead¦Brokenwireonground
18-0074991 | Vegetation | Tree - branch fell on line | Conductor, Overhead | Normal | 2018 | Tier 3 - Extreme | Distribution Circuit | 8 | 29 | 2018-08-29 | 165190 | Sus | Y | Vegetation¦Treebranchfellonline¦ConductorOverhead¦Normal
18-0085371 | Unknown Cause | Patrol - found nothing |  |  | 2018 | Tier 2 - Elevated | Distribution Circuit | 10 | 1 | 2018-10-01 | 185211 | Sus | Y | UnknownCause¦Patrolfoundnothing¦¦
18-0093685 | Animal | Squirrel | Fuse | Failed/Faulted | 2018 | Tier 2 - Elevated | Distribution Circuit | 10 | 24 | 2018-10-24 | 201334 | Sus | Y | Animal¦Squirrel¦Fuse¦FailedFaulted
18-0100839 | Equipment Failure/Involved | Underground | Secondary | Burned Open | 2018 | Tier 2 - Elevated | Transformer only | 11 | 18 | 2018-11-18 | 217853 | Sus | Y | EquipmentFailureInvolved¦Underground¦Secondary¦BurnedOpen
18-0105810 | Vegetation | Tree - fell into line | Conductor, Overhead | Normal | 2018 | Tier 3 - Extreme | Distribution Circuit | 12 | 1 | 2018-12-01 | 230816 | Sus | N | Vegetation¦Treefellintoline¦ConductorOverhead¦Normal
18-0110654 | Vegetation | Tree - fell into line | Conductor, Overhead | Broken, wire on ground | 2018 | Tier 2 - Elevated | Distribution Circuit | 12 | 25 | 2018-12-25 | 247092 | Sus | N | Vegetation¦Treefellintoline¦ConductorOverhead¦Brokenwireonground
18-0111142 | Vegetation | Tree - branch fell on line | Conductor, Overhead | Normal | 2018 | Tier 2 - Elevated | Distribution Circuit | 12 | 30 | 2018-12-30 | 249845 | Sus | N | Vegetation¦Treebranchfellonline¦ConductorOverhead¦Normal
19-0005339 | Vegetation | Tree - branch fell on line | Conductor, Overhead | Normal | 2019 | Tier 3 - Extreme | Distribution Circuit | 1 | 6 | 2019-01-06 | 255757 | Sus | N | Vegetation¦Treebranchfellonline¦ConductorOverhead¦Normal
19-0005486 | Vegetation | Tree - branch fell on line | Conductor, Overhead | Broken, wire on ground | 2019 | Tier 3 - Extreme | Distribution Circuit | 1 | 6 | 2019-01-06 | 258251 | Sus | N | Vegetation¦Treebranchfellonline¦ConductorOverhead¦Brokenwireonground
19-0005606 | Unknown Cause | Patrol - found nothing |  |  | 2019 | Tier 3 - Extreme | Distribution Circuit | 1 | 6 | 2019-01-06 | 256572 | Sus | N | UnknownCause¦Patrolfoundnothing¦¦
19-0010830 | Vegetation | Tree - fell into line | Secondary | Broken, wire on object | 2019 | Tier 3 - Extreme | Distribution Circuit | 1 | 17 | 2019-01-17 | 272149 | Sus | N | Vegetation¦Treefellintoline¦Secondary¦Brokenwireonobject
19-0010961 | Vegetation | Tree - fell into line | Conductor, Overhead | Broken, wire on ground | 2019 | Tier 2 - Elevated | Distribution Circuit | 1 | 17 | 2019-01-17 | 272304 | Sus | N | Vegetation¦Treefellintoline¦ConductorOverhead¦Brokenwireonground
19-0011308 | Vegetation | Tree - branch fell on line | Conductor, Overhead | Normal | 2019 | Tier 3 - Extreme | Distribution Circuit | 1 | 17 | 2019-01-17 | 274054 | Sus | N | Vegetation¦Treebranchfellonline¦ConductorOverhead¦Normal
19-0011802 | Vegetation | Tree - fell into line | Conductor, Overhead | Broken, wire on ground | 2019 | Tier 2 - Elevated | Distribution Circuit | 1 | 16 | 2019-01-16 | 271920 | Sus | N | Vegetation¦Treefellintoline¦ConductorOverhead¦Brokenwireonground
19-0012041 | Unknown Cause | Patrol - found nothing |  |  | 2019 | Tier 2 - Elevated | Distribution Circuit | 1 | 19 | 2019-01-19 | 276441 | Sus | N | UnknownCause¦Patrolfoundnothing¦¦
19-0012052 | Vegetation | Tree - fell into line | Conductor, Overhead | Broken, wire on ground | 2019 | Tier 2 - Elevated | Distribution Circuit | 1 | 19 | 2019-01-19 | 276464 | Sus | N | Vegetation¦Treefellintoline¦ConductorOverhead¦Brokenwireonground
19-0014621 | Equipment Failure/Involved | Overhead | Transformer | Failed/Faulted | 2019 | Tier 3 - Extreme | Transformer only | 1 | 25 | 2019-01-25 | 281436 | Sus | N | EquipmentFailureInvolved¦Overhead¦Transformer¦FailedFaulted
19-0016370 | Company Initiated | Construction Activity/equip, company | Transformer (OH) | Broken | 2019 | Tier 2 - Elevated | Transformer only | 1 | 31 | 2019-01-31 | 284934 | Sus | N | CompanyInitiated¦ConstructionActivityequipcompany¦Transformer(OH)¦Broken
19-0016945 | Vegetation | Tree - fell into line | Conductor, Overhead | Broken, wire on ground | 2019 | Tier 2 - Elevated | Distribution Circuit | 2 | 2 | 2019-02-02 | 286592 | Sus | N | Vegetation¦Treefellintoline¦ConductorOverhead¦Brokenwireonground
19-0017193 | Vegetation | Tree - fell into line | Conductor, Overhead | Broken, wire on ground | 2019 | Tier 2 - Elevated | Distribution Circuit | 2 | 2 | 2019-02-02 | 287373 | Sus | N | Vegetation¦Treefellintoline¦ConductorOverhead¦Brokenwireonground
19-0017253 | Environmental/External | Lightning | Transformer | Failed/Faulted | 2019 | Tier 2 - Elevated | Transformer only | 2 | 2 | 2019-02-02 | 287752 | Sus | N | EnvironmentalExternal¦Lightning¦Transformer¦FailedFaulted
19-0017387 | Environmental/External | Lightning | Transformer | Failed/Faulted | 2019 | Tier 2 - Elevated | Transformer only | 2 | 2 | 2019-02-02 | 287997 | Sus | N | EnvironmentalExternal¦Lightning¦Transformer¦FailedFaulted
19-0017580 | Vegetation | Tree - fell into line | Conductor, Overhead | Broken, wire on ground | 2019 | Tier 2 - Elevated | Distribution Circuit | 2 | 3 | 2019-02-03 | 288869 | Sus | N | Vegetation¦Treefellintoline¦ConductorOverhead¦Brokenwireonground
19-0017587 | Vegetation | Tree - fell into line | Conductor, Overhead | Broken, wire on ground | 2019 | Tier 3 - Extreme | Distribution Circuit | 2 | 3 | 2019-02-03 | 289104 | Sus | N | Vegetation¦Treefellintoline¦ConductorOverhead¦Brokenwireonground
19-0017985 | Unknown Cause | Patrol - not conducted |  |  | 2019 | Tier 3 - Extreme | Distribution Circuit | 2 | 4 | 2019-02-04 | 290314 | Sus | N | UnknownCause¦Patrolnotconducted¦¦
19-0018246 | Vegetation | Tree - fell into line | Conductor, Overhead | Broken, wire on ground | 2019 | Tier 3 - Extreme | Transformer only | 2 | 5 | 2019-02-05 | 291327 | Sus | N | Vegetation¦Treefellintoline¦ConductorOverhead¦Brokenwireonground
19-0018372 | Vegetation | Tree - fell into line | Conductor, Overhead | Broken, wire on ground | 2019 | Tier 2 - Elevated | Distribution Circuit | 2 | 5 | 2019-02-05 | 292153 | Sus | N | Vegetation¦Treefellintoline¦ConductorOverhead¦Brokenwireonground
19-0019775 | Vegetation | Tree - branch fell on line | Conductor, Overhead | Normal | 2019 | Tier 2 - Elevated | Distribution Circuit | 2 | 4 | 2019-02-04 | 295149 | Sus | N | Vegetation¦Treebranchfellonline¦ConductorOverhead¦Normal
19-0020330 | Vegetation | Tree - fell into line | Pole-Wood | Broken, wire on ground | 2019 | Tier 3 - Extreme | Distribution Circuit | 2 | 9 | 2019-02-09 | 297041 | Sus | N | Vegetation¦Treefellintoline¦PoleWood¦Brokenwireonground
19-0021661 | Vegetation | Tree - fell into line | Pole-Wood | Broken, wire on ground | 2019 | Tier 3 - Extreme | Distribution Circuit | 2 | 12 | 2019-02-12 | 301456 | Sus | N | Vegetation¦Treefellintoline¦PoleWood¦Brokenwireonground
19-0022077 | Vegetation | Tree - fell into line | Insulator | Broken | 2019 | Tier 3 - Extreme | Distribution Circuit | 2 | 13 | 2019-02-13 | 303797 | Sus | N | Vegetation¦Treefellintoline¦Insulator¦Broken
19-0022158 | Vegetation | Tree - branch fell on line | Conductor, Overhead | Normal | 2019 | Tier 2 - Elevated | Distribution Circuit | 2 | 12 | 2019-02-12 | 301602 | Sus | N | Vegetation¦Treebranchfellonline¦ConductorOverhead¦Normal
19-0022206 | Equipment Failure/Involved | Overhead | Lightning Arrestor | Failed/Faulted | 2019 | Tier 2 - Elevated | Distribution Circuit | 2 | 13 | 2019-02-13 | 304434 | Sus | N | EquipmentFailureInvolved¦Overhead¦LightningArrestor¦FailedFaulted
19-0022868 | Vegetation | Tree - fell into line | Conductor, Overhead | Broken, wire on ground | 2019 | Tier 2 - Elevated | Distribution Circuit | 2 | 14 | 2019-02-14 | 307096 | Sus | N | Vegetation¦Treefellintoline¦ConductorOverhead¦Brokenwireonground
19-0024393 | Vegetation | Tree - fell into line | Conductor, Overhead | Broken, wire on ground | 2019 | Tier 3 - Extreme | Distribution Circuit | 2 | 16 | 2019-02-16 | 313468 | Sus | N | Vegetation¦Treefellintoline¦ConductorOverhead¦Brokenwireonground
19-0025108 | Unknown Cause | Patrol - found nothing |  |  | 2019 | Tier 2 - Elevated | Distribution Circuit | 2 | 17 | 2019-02-17 | 315280 | Sus | N | UnknownCause¦Patrolfoundnothing¦¦
19-0026546 | Vegetation | Tree - fell into line | Conductor, Overhead | Broken, wire on ground | 2019 | Tier 2 - Elevated | Distribution Circuit | 2 | 20 | 2019-02-20 | 319841 | Sus | N | Vegetation¦Treefellintoline¦ConductorOverhead¦Brokenwireonground
19-0028635 | Environmental/External | Ice or snow | Conductor, Overhead | Broken, wire on ground | 2019 | Tier 2 - Elevated | Distribution Circuit | 2 | 26 | 2019-02-26 | 325782 | Sus | N | EnvironmentalExternal¦Iceorsnow¦ConductorOverhead¦Brokenwireonground
19-0030006 | Unknown Cause | Patrol - found nothing |  |  | 2019 | Tier 2 - Elevated | Distribution Circuit | 3 | 2 | 2019-03-02 | 329374 | Sus | N | UnknownCause¦Patrolfoundnothing¦¦
19-0030256 | Vegetation | Tree - fell into line | Conductor, Overhead | Broken, wire on ground | 2019 | Tier 3 - Extreme | Distribution Circuit | 3 | 3 | 2019-03-03 | 330095 | Sus | N | Vegetation¦Treefellintoline¦ConductorOverhead¦Brokenwireonground
19-0030438 | Equipment Failure/Involved | Overhead | Connector or Splice (OH) | Broken, wire on ground | 2019 | Tier 2 - Elevated | Distribution Circuit | 3 | 4 | 2019-03-04 | 330713 | Sus | N | EquipmentFailureInvolved¦Overhead¦ConnectororSplice(OH)¦Brokenwireonground
19-0031069 | Unknown Cause | Patrol - found nothing |  |  | 2019 | Tier 2 - Elevated | Distribution Circuit | 3 | 6 | 2019-03-06 | 332120 | Sus | N | UnknownCause¦Patrolfoundnothing¦¦
19-0035356 | Company Initiated | Construction Activity/equip, company | Conductor, Overhead | Together | 2019 | Tier 3 - Extreme | Distribution Circuit | 3 | 20 | 2019-03-20 | 343774 | Sus | N | CompanyInitiated¦ConstructionActivityequipcompany¦ConductorOverhead¦Together
19-0037586 | Environmental/External | Lightning | Transformer | Failed/Faulted | 2019 | Tier 3 - Extreme | Distribution Circuit | 3 | 27 | 2019-03-27 | 348666 | Sus | N | EnvironmentalExternal¦Lightning¦Transformer¦FailedFaulted
19-0037714 | Environmental/External | Ice or snow | Transformer | Failed/Faulted | 2019 | Tier 2 - Elevated | Transformer only | 3 | 27 | 2019-03-27 | 348933 | Sus | N | EnvironmentalExternal¦Iceorsnow¦Transformer¦FailedFaulted
19-0038409 | Equipment Failure/Involved | Overhead | Connector or Splice (OH) | Burned Open | 2019 | Tier 3 - Extreme | Transformer only | 3 | 29 | 2019-03-29 | 350485 | Sus | N | EquipmentFailureInvolved¦Overhead¦ConnectororSplice(OH)¦BurnedOpen
19-0040663 | Equipment Failure/Involved | Overhead | Conductor, Overhead | Broken, wire on ground | 2019 | Tier 2 - Elevated | Distribution Circuit | 4 | 8 | 2019-04-08 | 356063 | Sus | N | EquipmentFailureInvolved¦Overhead¦ConductorOverhead¦Brokenwireonground
19-0040663 | Equipment Failure/Involved | Overhead | Conductor, Overhead | Broken, wire on ground | 2019 | Tier 2 - Elevated | Distribution Circuit | 4 | 8 | 2019-04-08 | 356063 | Sus | N | EquipmentFailureInvolved¦Overhead¦ConductorOverhead¦Brokenwireonground
19-0041786 | Vegetation | Tree - fell into line | Conductor, Overhead | Broken, wire on ground | 2019 | Tier 2 - Elevated | Distribution Circuit | 4 | 11 | 2019-04-11 | 359185 | Sus | N | Vegetation¦Treefellintoline¦ConductorOverhead¦Brokenwireonground
19-0049475 | Animal | Bird found | Fuse | Failed/Faulted | 2019 | Tier 2 - Elevated | Distribution Circuit | 5 | 6 | 2019-05-06 | 374978 | Sus | Y | Animal¦Birdfound¦Fuse¦FailedFaulted
19-0050650 | Equipment Failure/Involved | Overhead | Pole-Wood | Broken | 2019 | Tier 2 - Elevated | Distribution Circuit | 5 | 10 | 2019-05-10 | 377611 | Sus | Y | EquipmentFailureInvolved¦Overhead¦PoleWood¦Broken
19-0054743 | Equipment Failure/Involved | Overhead | Transformer | Failed/Faulted | 2019 | Tier 3 - Extreme | Transformer only | 5 | 21 | 2019-05-21 | 386738 | Sus | Y | EquipmentFailureInvolved¦Overhead¦Transformer¦FailedFaulted
19-0057649 | Unknown Cause | Patrol - found nothing |  |  | 2019 | Tier 2 - Elevated | Distribution Circuit | 5 | 25 | 2019-05-25 | 390272 | Sus | Y | UnknownCause¦Patrolfoundnothing¦¦
19-0057980 | Vegetation | Tree - branch fell on line | Conductor, Overhead | Normal | 2019 | Tier 2 - Elevated | Distribution Circuit | 5 | 27 | 2019-05-27 | 391293 | Sus | Y | Vegetation¦Treebranchfellonline¦ConductorOverhead¦Normal
19-0059779 | Environmental/External | Lightning | Transformer | Failed/Faulted | 2019 | Tier 2 - Elevated | Transformer only | 5 | 29 | 2019-05-29 | 393117 | Sus | Y | EnvironmentalExternal¦Lightning¦Transformer¦FailedFaulted
19-0063708 | Equipment Failure/Involved | Overhead | Pole-Wood | Broken | 2019 | Tier 2 - Elevated | Distribution Circuit | 6 | 6 | 2019-06-06 | 399694 | Sus | Y | EquipmentFailureInvolved¦Overhead¦PoleWood¦Broken
19-0063830 | Equipment Failure/Involved | Overhead | Regulator | Malfunctioning | 2019 | Tier 3 - Extreme | Distribution Circuit | 6 | 6 | 2019-06-06 | 399657 | Sus | Y | EquipmentFailureInvolved¦Overhead¦Regulator¦Malfunctioning
19-0069153 | 3rd Party | Vehicle | Transformer | Broken, wire on ground | 2019 | Tier 3 - Extreme | Transformer only | 6 | 18 | 2019-06-18 | 418613 | Sus | Y | 3rdParty¦Vehicle¦Transformer¦Brokenwireonground
19-0078054 | Equipment Failure/Involved | Overhead | Crossarm, Wood | Broken | 2019 | Tier 2 - Elevated | Distribution Circuit | 7 | 16 | 2019-07-16 | 454681 | Sus | Y | EquipmentFailureInvolved¦Overhead¦CrossarmWood¦Broken
19-0080730 | Equipment Failure/Involved | Overhead | Conductor, Overhead | Normal | 2019 | Tier 2 - Elevated | Distribution Circuit | 7 | 24 | 2019-07-24 | 470429 | Sus | Y | EquipmentFailureInvolved¦Overhead¦ConductorOverhead¦Normal
19-0097264 | Vegetation | Tree - fell into line | Conductor, Overhead | Broken, wire on ground | 2019 | Tier 3 - Extreme | Distribution Circuit | 9 | 10 | 2019-09-10 | 567398 | Sus | Y | Vegetation¦Treefellintoline¦ConductorOverhead¦Brokenwireonground
19-0099194 | Unknown Cause | Patrol - found nothing |  |  | 2019 | Tier 3 - Extreme | Distribution Circuit | 9 | 14 | 2019-09-14 | 583117 | Sus | Y | UnknownCause¦Patrolfoundnothing¦¦
19-0099929 | Vegetation | Tree - fell into line | Crossarm, Wood | Broken, wire on ground | 2019 | Tier 2 - Elevated | Distribution Circuit | 9 | 16 | 2019-09-16 | 585562 | Sus | Y | Vegetation¦Treefellintoline¦CrossarmWood¦Brokenwireonground
19-0102087 | Unknown Cause | Patrol - found nothing |  |  | 2019 | Tier 3 - Extreme | Distribution Circuit | 9 | 21 | 2019-09-21 | 600393 | Sus | Y | UnknownCause¦Patrolfoundnothing¦¦
19-0103819 | Company Initiated | Return Circuit Normal | Circuit Breaker | Normal | 2019 | Tier 3 - Extreme | Substation - Distribution | 12 | 20 | 2019-12-20 | 747491 | Sus | N | CompanyInitiated¦ReturnCircuitNormal¦CircuitBreaker¦Normal
19-0113621 | Company Initiated | Coordination failure | Fuse | Failed/Faulted | 2019 | Tier 2 - Elevated | Distribution Circuit | 10 | 18 | 2019-10-18 | 669653 | Sus | Y | CompanyInitiated¦Coordinationfailure¦Fuse¦FailedFaulted
19-0120431 | Equipment Failure/Involved | Overhead | Crossarm, Wood | Deteriorated | 2019 | Tier 3 - Extreme | Distribution Circuit | 11 | 2 | 2019-11-02 | 698296 | Sus | Y | EquipmentFailureInvolved¦Overhead¦CrossarmWood¦Deteriorated
19-0129374 | Vegetation | Tree - branch fell on line | Conductor, Overhead | Normal | 2019 | Tier 2 - Elevated | Distribution Circuit | 11 | 26 | 2019-11-26 | 716703 | Sus | Y | Vegetation¦Treebranchfellonline¦ConductorOverhead¦Normal
19-0129672 | Equipment Failure/Involved | Overhead | Conductor, Overhead | Together | 2019 | Tier 2 - Elevated | Distribution Circuit | 11 | 26 | 2019-11-26 | 718390 | Sus | Y | EquipmentFailureInvolved¦Overhead¦ConductorOverhead¦Together
19-0130868 | Vegetation | Tree - fell into line | Pole-Wood | Broken, wire on ground | 2019 | Tier 2 - Elevated | Distribution Circuit | 11 | 28 | 2019-11-28 | 722871 | Sus | Y | Vegetation¦Treefellintoline¦PoleWood¦Brokenwireonground
19-0134740 | Vegetation | Tree - fell into line | Pole-Wood | Broken, wire on ground | 2019 | Tier 2 - Elevated | Distribution Circuit | 12 | 7 | 2019-12-07 | 732442 | Sus | N | Vegetation¦Treefellintoline¦PoleWood¦Brokenwireonground
19-0135053 | Unknown Cause | Patrol - found nothing |  |  | 2019 | Tier 2 - Elevated | Distribution Circuit | 12 | 8 | 2019-12-08 | 733885 | Sus | N | UnknownCause¦Patrolfoundnothing¦¦
19-0136861 | Equipment Failure/Involved | Overhead | Transformer | Failed/Faulted | 2019 | Tier 2 - Elevated | Transformer only | 12 | 16 | 2019-12-16 | 743817 | Sus | N | EquipmentFailureInvolved¦Overhead¦Transformer¦FailedFaulted
19-0137558 | Equipment Failure/Involved | Overhead | Transformer | Failed/Faulted | 2019 | Tier 2 - Elevated | Transformer only | 12 | 22 | 2019-12-22 | 748232 | Sus | N | EquipmentFailureInvolved¦Overhead¦Transformer¦FailedFaulted
20-0004565 | Equipment Failure/Involved | Overhead | Insulator | Broken, wire on ground | 2020 | Tier 2 - Elevated | Distribution Circuit | 1 | 2 | 2020-01-02 | 753753 | Sus | N | EquipmentFailureInvolved¦Overhead¦Insulator¦Brokenwireonground
20-0010654 | Vegetation | Tree - fell into line | Conductor, Overhead | Normal | 2020 | Tier 2 - Elevated | Distribution Circuit | 1 | 16 | 2020-01-16 | 764855 | Sus | N | Vegetation¦Treefellintoline¦ConductorOverhead¦Normal
20-0011061 | Unknown Cause | Patrol - found nothing |  |  | 2020 | Tier 2 - Elevated | Distribution Circuit | 1 | 18 | 2020-01-18 | 765472 | Sus | N | UnknownCause¦Patrolfoundnothing¦¦
20-0013899 | Environmental/External | Fire, Forest/Grass | Pole-Wood | Burned/flashed | 2020 | Tier 3 - Extreme | Distribution Circuit | 1 | 27 | 2020-01-27 | 770733 | Sus | N | EnvironmentalExternal¦FireForestGrass¦PoleWood¦Burnedflashed
20-0013906 | Company Initiated | Construction Activity/equip, company | Transformer (OH) | Normal | 2020 | Tier 3 - Extreme | Transformer only | 1 | 27 | 2020-01-27 | 770748 | Sus | N | CompanyInitiated¦ConstructionActivityequipcompany¦Transformer(OH)¦Normal
20-0016277 | Equipment Failure/Involved | Overhead | Conductor, Overhead | Together | 2020 | Tier 3 - Extreme | Distribution Circuit | 2 | 2 | 2020-02-02 | 775459 | Sus | N | EquipmentFailureInvolved¦Overhead¦ConductorOverhead¦Together
20-0019658 | Vegetation | Tree - fell into line | Conductor, Overhead | Broken, wire on ground | 2020 | Tier 3 - Extreme | Distribution Circuit | 2 | 9 | 2020-02-09 | 782993 | Sus | N | Vegetation¦Treefellintoline¦ConductorOverhead¦Brokenwireonground
20-0024829 | Unknown Cause | Patrol - found nothing |  |  | 2020 | Tier 3 - Extreme | Distribution Circuit | 2 | 21 | 2020-02-21 | 800100 | Sus | N | UnknownCause¦Patrolfoundnothing¦¦
20-0026999 | Unknown Cause | Patrol - found nothing |  |  | 2020 | Tier 3 - Extreme | Distribution Circuit | 2 | 28 | 2020-02-28 | 818215 | Sus | N | UnknownCause¦Patrolfoundnothing¦¦
20-0030969 | Equipment Failure/Involved | Overhead | Insulator | Broken | 2020 | Tier 3 - Extreme | Distribution Circuit | 3 | 11 | 2020-03-11 | 844246 | Sus | N | EquipmentFailureInvolved¦Overhead¦Insulator¦Broken
20-0032389 | Vegetation | Tree - fell into line | Conductor, Overhead | Broken, wire on ground | 2020 | Tier 3 - Extreme | Distribution Circuit | 3 | 15 | 2020-03-15 | 852646 | Sus | N | Vegetation¦Treefellintoline¦ConductorOverhead¦Brokenwireonground
20-0032442 | Vegetation | Tree - fell into line | Conductor, Overhead | Broken, wire on ground | 2020 | Tier 3 - Extreme | Distribution Circuit | 3 | 15 | 2020-03-15 | 852876 | Sus | N | Vegetation¦Treefellintoline¦ConductorOverhead¦Brokenwireonground
20-0033088 | Unknown Cause | Patrol - not conducted |  |  | 2020 | Tier 3 - Extreme | Distribution Circuit | 3 | 16 | 2020-03-16 | 855816 | Sus | N | UnknownCause¦Patrolnotconducted¦¦
20-0033264 | Vegetation | Tree - fell into line | Conductor, Overhead | Broken, wire on ground | 2020 | Tier 3 - Extreme | Distribution Circuit | 3 | 15 | 2020-03-15 | 856488 | Sus | N | Vegetation¦Treefellintoline¦ConductorOverhead¦Brokenwireonground
20-0033905 | Vegetation | Tree - fell into line | Pole-Wood | Broken, wire on ground | 2020 | Tier 3 - Extreme | Distribution Circuit | 3 | 18 | 2020-03-18 | 858370 | Sus | N | Vegetation¦Treefellintoline¦PoleWood¦Brokenwireonground
20-0034834 | Unknown Cause | Patrol - not conducted |  |  | 2020 | Tier 2 - Elevated | Distribution Circuit | 3 | 20 | 2020-03-20 | 860037 | Sus | N | UnknownCause¦Patrolnotconducted¦¦
20-0037741 | Vegetation | Tree - branch fell on line | Conductor, Overhead | Normal | 2020 | Tier 3 - Extreme | Distribution Circuit | 4 | 1 | 2020-04-01 | 876434 | Sus | N | Vegetation¦Treebranchfellonline¦ConductorOverhead¦Normal
20-0043178 | Animal | Other | Pole-Wood | Broken, wire on ground | 2020 | Tier 2 - Elevated | Distribution Circuit | 4 | 21 | 2020-04-21 | 898638 | Sus | N | Animal¦Other¦PoleWood¦Brokenwireonground
20-0044992 | Unknown Cause | Patrol - found nothing |  |  | 2020 | Tier 3 - Extreme | Distribution Circuit | 4 | 27 | 2020-04-27 | 902551 | Sus | N | UnknownCause¦Patrolfoundnothing¦¦
20-0046596 | Vegetation | Tree - fell into line | Conductor, Overhead | On Ground | 2020 | Tier 2 - Elevated | Distribution Circuit | 5 | 2 | 2020-05-02 | 905923 | Sus | Y | Vegetation¦Treefellintoline¦ConductorOverhead¦OnGround
20-0050987 | Animal | Bird found | Fuse | Failed/Faulted | 2020 | Tier 2 - Elevated | Distribution Circuit | 5 | 17 | 2020-05-17 | 915125 | Sus | Y | Animal¦Birdfound¦Fuse¦FailedFaulted
20-0051460 | Unknown Cause | Patrol - found nothing |  |  | 2020 | Tier 2 - Elevated | Distribution Circuit | 5 | 18 | 2020-05-18 | 916366 | Sus | Y | UnknownCause¦Patrolfoundnothing¦¦
20-0053206 | Unknown Cause | Patrol - found nothing |  |  | 2020 | Tier 3 - Extreme | Distribution Circuit | 5 | 22 | 2020-05-22 | 919385 | Sus | Y | UnknownCause¦Patrolfoundnothing¦¦
20-0053267 | Vegetation | Tree - branch fell on line | Conductor, Overhead | Normal | 2020 | Tier 3 - Extreme | Distribution Circuit | 5 | 22 | 2020-05-22 | 919550 | Sus | Y | Vegetation¦Treebranchfellonline¦ConductorOverhead¦Normal
20-0055487 | 3rd Party | Fire, house or bldg. | Conductor, Overhead | Normal | 2020 | Tier 3 - Extreme | Distribution Circuit | 5 | 29 | 2020-05-29 | 924911 | Sus | Y | 3rdParty¦Firehouseorbldg¦ConductorOverhead¦Normal
20-0055529 | Equipment Failure/Involved | Overhead | Conductor, Overhead | Broken, wire on object | 2020 | Tier 3 - Extreme | Distribution Circuit | 5 | 29 | 2020-05-29 | 925044 | Sus | Y | EquipmentFailureInvolved¦Overhead¦ConductorOverhead¦Brokenwireonobject
20-0055890 | Environmental/External | Lightning | Insulator | Failed/Faulted | 2020 | Tier 2 - Elevated | Distribution Circuit | 5 | 30 | 2020-05-30 | 926099 | Sus | Y | EnvironmentalExternal¦Lightning¦Insulator¦FailedFaulted
20-0056769 | Equipment Failure/Involved | Overhead | Insulator | Broken | 2020 | Tier 2 - Elevated | Distribution Circuit | 6 | 2 | 2020-06-02 | 928813 | Sus | Y | EquipmentFailureInvolved¦Overhead¦Insulator¦Broken
20-0058556 | Vegetation | Tree - fell into line | Conductor, Overhead | Broken, wire on ground | 2020 | Tier 2 - Elevated | Distribution Circuit | 6 | 6 | 2020-06-06 | 933250 | Sus | Y | Vegetation¦Treefellintoline¦ConductorOverhead¦Brokenwireonground
20-0061394 | Unknown Cause | Patrol - found nothing |  |  | 2020 | Tier 2 - Elevated | Distribution Circuit | 6 | 15 | 2020-06-15 | 939414 | Sus | Y | UnknownCause¦Patrolfoundnothing¦¦
20-0063732 | Vegetation | Tree - fell into line | Conductor, Overhead | Normal | 2020 | Tier 2 - Elevated | Distribution Circuit | 6 | 22 | 2020-06-22 | 944648 | Sus | Y | Vegetation¦Treefellintoline¦ConductorOverhead¦Normal
20-0066020 | Animal | Other | Pole-Wood | Broken | 2020 | Tier 2 - Elevated | Distribution Circuit | 6 | 29 | 2020-06-29 | 950364 | Sus | Y | Animal¦Other¦PoleWood¦Broken
20-0081164 | Vegetation | Tree - fell into line | Crossarm, Wood | Broken | 2020 | Tier 2 - Elevated | Distribution Circuit | 8 | 7 | 2020-08-07 | 984146 | Sus | Y | Vegetation¦Treefellintoline¦CrossarmWood¦Broken
20-0085110 | Vegetation | Tree - fell into line | Conductor, Overhead | Normal | 2020 | Tier 2 - Elevated | Distribution Circuit | 8 | 16 | 2020-08-16 | 1012958 | Sus | Y | Vegetation¦Treefellintoline¦ConductorOverhead¦Normal
20-0090167 | Environmental/External | Fire, Forest/Grass | Pole-Wood | Burned/flashed | 2020 | Tier 3 - Extreme | Distribution Circuit | 8 | 19 | 2020-08-19 | 1032154 | Sus | Y | EnvironmentalExternal¦FireForestGrass¦PoleWood¦Burnedflashed
20-0090492 | Environmental/External | Fire, Forest/Grass | Other | Burned/flashed | 2020 | Tier 3 - Extreme | Distribution Circuit | 8 | 19 | 2020-08-19 | 1033397 | Sus | Y | EnvironmentalExternal¦FireForestGrass¦Other¦Burnedflashed
20-0091307 | Unknown Cause | Patrol - found nothing |  |  | 2020 | Tier 3 - Extreme | Distribution Circuit | 8 | 29 | 2020-08-29 | 1039993 | Sus | Y | UnknownCause¦Patrolfoundnothing¦¦
20-0094687 | Wildfire Mitigation | Public Safety Power Shut-off | Circuit Breaker | Normal | 2020 | Tier 2 - Elevated | Distribution Circuit | 9 | 7 | 2020-09-07 | 1059827 | Sus | Y | WildfireMitigation¦PublicSafetyPowerShutoff¦CircuitBreaker¦Normal
20-0097492 | Animal | Bird found | Transformer (OH) | Failed/Faulted | 2020 | Tier 2 - Elevated | Distribution Circuit | 9 | 14 | 2020-09-14 | 1070640 | Sus | Y | Animal¦Birdfound¦Transformer(OH)¦FailedFaulted
20-0099290 | Environmental/External | Fire, Forest/Grass | Pole-Wood | Burned/flashed | 2020 | Tier 3 - Extreme | Distribution Circuit | 9 | 20 | 2020-09-20 | 1083263 | Sus | Y | EnvironmentalExternal¦FireForestGrass¦PoleWood¦Burnedflashed
20-0100140 | Environmental/External | Fire, Forest/Grass | Conductor, Overhead | Burned/flashed | 2020 | Tier 3 - Extreme | Distribution Circuit | 9 | 7 | 2020-09-07 | 1087578 | Sus | Y | EnvironmentalExternal¦FireForestGrass¦ConductorOverhead¦Burnedflashed
20-0101937 | Wildfire Mitigation | Public Safety Power Shut-off | Conductor, Overhead | Broken | 2020 | Tier 3 - Extreme | Distribution Circuit | 9 | 27 | 2020-09-27 | 1095597 | Sus | Y | WildfireMitigation¦PublicSafetyPowerShutoff¦ConductorOverhead¦Broken
20-0115435 | Equipment Failure/Involved | Overhead | Conductor, Overhead | Broken | 2020 | Tier 2 - Elevated | Transformer only | 10 | 30 | 2020-10-30 | 1132170 | Sus | Y | EquipmentFailureInvolved¦Overhead¦ConductorOverhead¦Broken
20-0115911 | Animal | Squirrel | Pothead(Riser Termination) | Normal | 2020 | Tier 2 - Elevated | Distribution Circuit | 11 | 2 | 2020-11-02 | 1133629 | Sus | Y | Animal¦Squirrel¦Pothead(RiserTermination)¦Normal
20-0117196 | Unknown Cause | Patrol - found nothing |  |  | 2020 | Tier 2 - Elevated | Distribution Circuit | 11 | 5 | 2020-11-05 | 1136223 | Sus | Y | UnknownCause¦Patrolfoundnothing¦¦
20-0117293 | Unknown Cause | Patrol - found nothing |  |  | 2020 | Tier 3 - Extreme | Distribution Circuit | 11 | 5 | 2020-11-05 | 1136240 | Sus | Y | UnknownCause¦Patrolfoundnothing¦¦
20-0122894 | Equipment Failure/Involved | Overhead | Transformer (OH) | Broken | 2020 | Tier 3 - Extreme | Transformer only | 11 | 19 | 2020-11-19 | 1149359 | Sus | Y | EquipmentFailureInvolved¦Overhead¦Transformer(OH)¦Broken
20-0123186 | Vegetation | Tree - fell into line | Conductor, Overhead | Normal | 2020 | Tier 2 - Elevated | Distribution Circuit | 11 | 20 | 2020-11-20 | 1150111 | Sus | Y | Vegetation¦Treefellintoline¦ConductorOverhead¦Normal
20-0123836 | Unknown Cause | Patrol - found nothing |  |  | 2020 | Tier 2 - Elevated | Distribution Circuit | 11 | 21 | 2020-11-21 | 1152308 | Sus | Y | UnknownCause¦Patrolfoundnothing¦¦
20-0125990 | Animal | Squirrel | Cutout, fuse holder | Burned/flashed | 2020 | Tier 3 - Extreme | Distribution Circuit | 11 | 30 | 2020-11-30 | 1156365 | Sus | Y | Animal¦Squirrel¦Cutoutfuseholder¦Burnedflashed
20-0128355 | Vegetation | Tree - fell into line | Conductor, Overhead | On Ground | 2020 | Tier 3 - Extreme | Distribution Circuit | 12 | 7 | 2020-12-07 | 1167244 | Sus | N | Vegetation¦Treefellintoline¦ConductorOverhead¦OnGround
20-0130157 | Equipment Failure/Involved | Overhead | Pole-Wood | Deteriorated | 2020 | Tier 2 - Elevated | Transformer only | 12 | 13 | 2020-12-13 | 1182679 | Sus | N | EquipmentFailureInvolved¦Overhead¦PoleWood¦Deteriorated
20-0130295 | Unknown Cause | Patrol - found nothing |  |  | 2020 | Tier 2 - Elevated | Distribution Circuit | 12 | 14 | 2020-12-14 | 1183536 | Sus | N | UnknownCause¦Patrolfoundnothing¦¦
20-0131901 | Unknown Cause | Patrol - found nothing |  |  | 2020 | Tier 2 - Elevated | Distribution Circuit | 12 | 26 | 2020-12-26 | 1199295 | Sus | N | UnknownCause¦Patrolfoundnothing¦¦
21-0004229 | 3rd Party | Vehicle | Pole-Wood | Broken | 2021 | Tier 3 - Extreme | Distribution Circuit | 1 | 1 | 2021-01-01 | 1202124 | Sus | N | 3rdParty¦Vehicle¦PoleWood¦Broken
21-0009461 | Animal | Squirrel | Transformer (OH) | Normal | 2021 | Tier 3 - Extreme | Distribution Circuit | 1 | 17 | 2021-01-17 | 1211769 | Sus | N | Animal¦Squirrel¦Transformer(OH)¦Normal
21-0010713 | Vegetation | Tree - fell into line | Conductor, Overhead | Bent or Twisted | 2021 | Tier 2 - Elevated | Distribution Circuit | 1 | 19 | 2021-01-19 | 1216850 | Sus | N | Vegetation¦Treefellintoline¦ConductorOverhead¦BentorTwisted
21-0010914 | Vegetation | Tree - branch fell on line | Conductor, Overhead | Normal | 2021 | Tier 3 - Extreme | Distribution Circuit | 1 | 19 | 2021-01-19 | 1216042 | Sus | N | Vegetation¦Treebranchfellonline¦ConductorOverhead¦Normal
21-0011588 | Unknown Cause | Patrol - found nothing |  |  | 2021 | Tier 3 - Extreme | Distribution Circuit | 1 | 19 | 2021-01-19 | 1218939 | Sus | N | UnknownCause¦Patrolfoundnothing¦¦
21-0013246 | Vegetation | Tree - fell into line | Conductor, Overhead | Broken, wire on ground | 2021 | Tier 3 - Extreme | Distribution Circuit | 1 | 21 | 2021-01-21 | 1219826 | Sus | N | Vegetation¦Treefellintoline¦ConductorOverhead¦Brokenwireonground
21-0015916 | Equipment Failure/Involved | Overhead | Conductor, Overhead | Broken, wire on ground | 2021 | Tier 2 - Elevated | Distribution Circuit | 1 | 27 | 2021-01-27 | 1231931 | Sus | N | EquipmentFailureInvolved¦Overhead¦ConductorOverhead¦Brokenwireonground
21-0019205 | Environmental/External | Ice or snow | Conductor, Overhead | Broken, wire on ground | 2021 | Tier 3 - Extreme | Distribution Circuit | 1 | 28 | 2021-01-28 | 1242878 | Sus | N | EnvironmentalExternal¦Iceorsnow¦ConductorOverhead¦Brokenwireonground
21-0021701 | Equipment Failure/Involved | Overhead | Transformer | Normal | 2021 | Tier 3 - Extreme | Transformer only | 2 | 3 | 2021-02-03 | 1247520 | Sus | N | EquipmentFailureInvolved¦Overhead¦Transformer¦Normal
21-0024996 | Unknown Cause | Patrol - found nothing |  |  | 2021 | Tier 3 - Extreme | Distribution Circuit | 2 | 12 | 2021-02-12 | 1253622 | Sus | N | UnknownCause¦Patrolfoundnothing¦¦
21-0032145 | Unknown Cause | Patrol - found nothing |  |  | 2021 | Tier 2 - Elevated | Distribution Circuit | 3 | 4 | 2021-03-04 | 1266796 | Sus | N | UnknownCause¦Patrolfoundnothing¦¦
21-0033093 | Vegetation | Tree - fell into line | Conductor, Overhead | Broken, wire on ground | 2021 | Tier 2 - Elevated | Distribution Circuit | 3 | 6 | 2021-03-06 | 1271960 | Sus | N | Vegetation¦Treefellintoline¦ConductorOverhead¦Brokenwireonground
21-0035239 | Environmental/External | Ice or snow | Conductor, Overhead | Normal | 2021 | Tier 2 - Elevated | Distribution Circuit | 3 | 11 | 2021-03-11 | 1278426 | Sus | N | EnvironmentalExternal¦Iceorsnow¦ConductorOverhead¦Normal
21-0039700 | Animal | Bird found | Fuse | Failed/Faulted | 2021 | Tier 2 - Elevated | Distribution Circuit | 3 | 23 | 2021-03-23 | 1292829 | Sus | N | Animal¦Birdfound¦Fuse¦FailedFaulted
21-0043613 | Unknown Cause | Patrol - found nothing |  |  | 2021 | Tier 3 - Extreme | Distribution Circuit | 4 | 1 | 2021-04-01 | 1304799 | Sus | N | UnknownCause¦Patrolfoundnothing¦¦
21-0044502 | Vegetation | Tree - fell into line | Conductor, Overhead | Broken, wire on ground | 2021 | Tier 2 - Elevated | Distribution Circuit | 4 | 3 | 2021-04-03 | 1306557 | Sus | N | Vegetation¦Treefellintoline¦ConductorOverhead¦Brokenwireonground
21-0051121 | Unknown Cause | Patrol - found nothing |  |  | 2021 | Tier 2 - Elevated | Transformer only | 4 | 20 | 2021-04-20 | 1325791 | Sus | N | UnknownCause¦Patrolfoundnothing¦¦
21-0057030 | Unknown Cause | Patrol - found nothing |  |  | 2021 | Tier 2 - Elevated | Distribution Circuit | 5 | 4 | 2021-05-04 | 1341161 | Sus | Y | UnknownCause¦Patrolfoundnothing¦¦
21-0057037 | Unknown Cause | Patrol - found nothing |  |  | 2021 | Tier 3 - Extreme | Distribution Circuit | 5 | 5 | 2021-05-05 | 1341171 | Sus | Y | UnknownCause¦Patrolfoundnothing¦¦
21-0063565 | Vegetation | Tree - branch fell on line | Transformer (OH) | Normal | 2021 | Tier 2 - Elevated | Transformer only | 5 | 19 | 2021-05-19 | 1353792 | Sus | Y | Vegetation¦Treebranchfellonline¦Transformer(OH)¦Normal
21-0067323 | Equipment Failure/Involved | Overhead | Pole-Wood | Broken | 2021 | Tier 3 - Extreme | Distribution Circuit | 5 | 28 | 2021-05-28 | 1360582 | Sus | Y | EquipmentFailureInvolved¦Overhead¦PoleWood¦Broken
21-0074724 | Equipment Failure/Involved | Overhead | Transformer (OH) | Leaking | 2021 | Tier 3 - Extreme | Transformer only | 6 | 15 | 2021-06-15 | 1374622 | Sus | Y | EquipmentFailureInvolved¦Overhead¦Transformer(OH)¦Leaking
21-0074806 | Unknown Cause | Patrol - found nothing |  |  | 2021 | Tier 2 - Elevated | Transformer only | 6 | 15 | 2021-06-15 | 1374766 | Sus | Y | UnknownCause¦Patrolfoundnothing¦¦
21-0075261 | Equipment Failure/Involved | Overhead | Transformer (OH) | Broken | 2021 | Tier 3 - Extreme | Transformer only | 6 | 16 | 2021-06-16 | 1375662 | Sus | Y | EquipmentFailureInvolved¦Overhead¦Transformer(OH)¦Broken
21-0080657 | Equipment Failure/Involved | Overhead | Transformer | Failed/Faulted | 2021 | Tier 2 - Elevated | Transformer only | 6 | 27 | 2021-06-27 | 1386267 | Sus | Y | EquipmentFailureInvolved¦Overhead¦Transformer¦FailedFaulted
21-0092851 | Animal | Squirrel | Cutout, fuse holder | Normal | 2021 | Tier 2 - Elevated | Distribution Circuit | 7 | 21 | 2021-07-21 | 1409615 | Sus | Y | Animal¦Squirrel¦Cutoutfuseholder¦Normal
21-0093297 | Unknown Cause | Patrol - found nothing |  |  | 2021 | Tier 2 - Elevated | Distribution Circuit | 7 | 22 | 2021-07-22 | 1410718 | Sus | Y | UnknownCause¦Patrolfoundnothing¦¦
21-0094224 | 3rd Party | Metallic Balloon | Conductor, Overhead | Normal | 2021 | Tier 3 - Extreme | Distribution Circuit | 7 | 23 | 2021-07-23 | 1412576 | Sus | Y | 3rdParty¦MetallicBalloon¦ConductorOverhead¦Normal
21-0094330 | Equipment Failure/Involved | Electrical Overload | Transformer | Failed/Faulted | 2021 | Tier 2 - Elevated | Transformer only | 7 | 23 | 2021-07-23 | 1412774 | Sus | Y | EquipmentFailureInvolved¦ElectricalOverload¦Transformer¦FailedFaulted
21-0096119 | Equipment Failure/Involved | Overhead | Transformer (OH) | Failed/Faulted | 2021 | Tier 2 - Elevated | Distribution Circuit | 7 | 28 | 2021-07-28 | 1417249 | Sus | Y | EquipmentFailureInvolved¦Overhead¦Transformer(OH)¦FailedFaulted
21-0097888 | Vegetation | Tree - fell into line | Conductor, Overhead | Broken, wire on ground | 2021 | Tier 3 - Extreme | Distribution Circuit | 7 | 31 | 2021-07-31 | 1424801 | Sus | Y | Vegetation¦Treefellintoline¦ConductorOverhead¦Brokenwireonground
21-0105036 | Equipment Failure/Involved | Overhead | Transformer (OH) | Failed/Faulted | 2021 | Tier 2 - Elevated | Transformer only | 8 | 16 | 2021-08-16 | 1443767 | Sus | Y | EquipmentFailureInvolved¦Overhead¦Transformer(OH)¦FailedFaulted
21-0118421 | Animal | Squirrel | Connector or Splice (OH) | Normal | 2021 | Tier 2 - Elevated | Distribution Circuit | 9 | 16 | 2021-09-16 | 1473144 | Sus | Y | Animal¦Squirrel¦ConnectororSplice(OH)¦Normal
21-0131434 | Equipment Failure/Involved | Electrical Overload | Transformer | Failed/Faulted | 2021 | Tier 2 - Elevated | Transformer only | 10 | 15 | 2021-10-15 | 1498033 | Sus | Y | EquipmentFailureInvolved¦ElectricalOverload¦Transformer¦FailedFaulted
21-0134443 | Animal | Squirrel | Transformer | Broken | 2021 | Tier 2 - Elevated | Transformer only | 10 | 20 | 2021-10-20 | 1503362 | Sus | Y | Animal¦Squirrel¦Transformer¦Broken
21-0136170 | Unknown Cause | Patrol - found nothing |  |  | 2021 | Tier 2 - Elevated | Distribution Circuit | 10 | 24 | 2021-10-24 | 1510015 | Sus | Y | UnknownCause¦Patrolfoundnothing¦¦
21-0140068 | Equipment Failure/Involved | Overhead | Transformer (OH) | Broken | 2021 | Tier 3 - Extreme | Distribution Circuit | 10 | 29 | 2021-10-29 | 1525418 | Sus | Y | EquipmentFailureInvolved¦Overhead¦Transformer(OH)¦Broken
21-0141426 | Equipment Failure/Involved | Overhead | Crossarm, Wood | Broken | 2021 | Tier 3 - Extreme | Distribution Circuit | 11 | 2 | 2021-11-02 | 1532741 | Sus | Y | EquipmentFailureInvolved¦Overhead¦CrossarmWood¦Broken
21-0141714 | Unknown Cause | Patrol - found nothing |  |  | 2021 | Tier 3 - Extreme | Distribution Circuit | 11 | 3 | 2021-11-03 | 1533809 | Sus | Y | UnknownCause¦Patrolfoundnothing¦¦
21-0142934 | Equipment Failure/Involved | Substation | Other | Broken | 2021 | Tier 3 - Extreme | Transmission line | 11 | 5 | 2021-11-05 | 1535891 | Sus | Y | EquipmentFailureInvolved¦Substation¦Other¦Broken
21-0143680 | Vegetation | Tree - branch fell on line | Conductor, Overhead | Normal | 2021 | Tier 2 - Elevated | Distribution Circuit | 11 | 9 | 2021-11-09 | 1538310 | Sus | Y | Vegetation¦Treebranchfellonline¦ConductorOverhead¦Normal
21-0143859 | Equipment Failure/Involved | Overhead | Crossarm, Wood | Broken | 2021 | Tier 3 - Extreme | Distribution Circuit | 11 | 9 | 2021-11-09 | 1538981 | Sus | Y | EquipmentFailureInvolved¦Overhead¦CrossarmWood¦Broken
21-0152001 | Equipment Failure/Involved | Overhead | Cutout, fuse holder | Broken | 2021 | Tier 2 - Elevated | Transformer only | 11 | 27 | 2021-11-27 | 1554993 | Sus | Y | EquipmentFailureInvolved¦Overhead¦Cutoutfuseholder¦Broken
21-0152309 | Equipment Failure/Involved | Overhead | Transformer (OH) | Normal | 2021 | Tier 2 - Elevated | Transformer only | 11 | 28 | 2021-11-28 | 1555225 | Sus | Y | EquipmentFailureInvolved¦Overhead¦Transformer(OH)¦Normal
21-0156204 | Equipment Failure/Involved | Overhead | Pole-Wood | Broken | 2021 | Tier 2 - Elevated | Distribution Circuit | 12 | 9 | 2021-12-09 | 1562586 | Sus | N | EquipmentFailureInvolved¦Overhead¦PoleWood¦Broken
21-0157242 | Vegetation | Tree - fell into line | Pole-Wood | Broken, wire on ground | 2021 | Tier 3 - Extreme | Distribution Circuit | 12 | 13 | 2021-12-13 | 1566420 | Sus | N | Vegetation¦Treefellintoline¦PoleWood¦Brokenwireonground
21-0157943 | Unknown Cause | Patrol - found nothing |  |  | 2021 | Tier 3 - Extreme | Distribution Circuit | 12 | 14 | 2021-12-14 | 1569710 | Sus | N | UnknownCause¦Patrolfoundnothing¦¦
21-0158014 | Vegetation | Tree - branch fell on line | Conductor, Overhead | Together | 2021 | Tier 3 - Extreme | Distribution Circuit | 12 | 14 | 2021-12-14 | 1570162 | Sus | N | Vegetation¦Treebranchfellonline¦ConductorOverhead¦Together
21-0158079 | Vegetation | Tree - fell into line | Conductor, Overhead | Normal | 2021 | Tier 2 - Elevated | Distribution Circuit | 12 | 14 | 2021-12-14 | 1571041 | Sus | N | Vegetation¦Treefellintoline¦ConductorOverhead¦Normal
21-0158111 | Unknown Cause | Patrol - found nothing |  |  | 2021 | Tier 2 - Elevated | Distribution Circuit | 12 | 14 | 2021-12-14 | 1569735 | Sus | N | UnknownCause¦Patrolfoundnothing¦¦
21-0160347 | Unknown Cause | Patrol - found nothing |  |  | 2021 | Tier 3 - Extreme | Distribution Circuit | 12 | 23 | 2021-12-23 | 1580188 | Sus | N | UnknownCause¦Patrolfoundnothing¦¦
21-0161240 | Equipment Failure/Involved | Overhead | Service conductor | Broken | 2021 | Tier 2 - Elevated | Distribution Circuit | 12 | 27 | 2021-12-27 | 1585079 | Sus | N | EquipmentFailureInvolved¦Overhead¦Serviceconductor¦Broken
21-0161774 | Vegetation | Tree - fell into line | Conductor, Overhead | Normal | 2021 | Tier 3 - Extreme | Distribution Circuit | 12 | 27 | 2021-12-27 | 1589626 | Sus | N | Vegetation¦Treefellintoline¦ConductorOverhead¦Normal
21-0161894 | Equipment Failure/Involved | Overhead | Conductor, Overhead | Broken, wire on ground | 2021 | Tier 3 - Extreme | Distribution Circuit | 12 | 27 | 2021-12-27 | 1585045 | Sus | N | EquipmentFailureInvolved¦Overhead¦ConductorOverhead¦Brokenwireonground
22-0006228 | Equipment Failure/Involved | Overhead | Connector or Splice (OH) | Broken | 2022 | Tier 2 - Elevated | Distribution Circuit | 1 | 4 | 2022-01-04 | 1595300 | Sus | N | EquipmentFailureInvolved¦Overhead¦ConnectororSplice(OH)¦Broken
22-0006470 | Vegetation | Tree - fell into line | Conductor, Overhead | Broken, wire on ground | 2021 | Tier 2 - Elevated | Distribution Circuit | 12 | 27 | 2021-12-27 | 1595845 | Sus | N | Vegetation¦Treefellintoline¦ConductorOverhead¦Brokenwireonground
22-0007756 | Vegetation | Tree - fell into line | Conductor, Overhead | Broken, wire on ground | 2021 | Tier 2 - Elevated | Distribution Circuit | 12 | 27 | 2021-12-27 | 1598682 | Sus | N | Vegetation¦Treefellintoline¦ConductorOverhead¦Brokenwireonground
22-0007759 | Vegetation | Tree - branch fell on line | Transformer | Broken, wire on ground | 2022 | Tier 2 - Elevated | Transformer only | 1 | 9 | 2022-01-09 | 1598648 | Sus | N | Vegetation¦Treebranchfellonline¦Transformer¦Brokenwireonground
22-0012808 | Vegetation | Tree - branch fell on line | Conductor, Overhead | Normal | 2022 | Tier 3 - Extreme | Distribution Circuit | 1 | 21 | 2022-01-21 | 1607810 | Sus | N | Vegetation¦Treebranchfellonline¦ConductorOverhead¦Normal
22-0034305 | Unknown Cause | Patrol - found nothing |  |  | 2022 | Tier 2 - Elevated | Distribution Circuit | 3 | 15 | 2022-03-15 | 1649201 | Sus | N | UnknownCause¦Patrolfoundnothing¦¦
22-0038073 | Equipment Failure/Involved | Overhead | Transformer | Failed/Faulted | 2022 | Tier 3 - Extreme | Transformer only | 3 | 24 | 2022-03-24 | 1655142 | Sus | N | EquipmentFailureInvolved¦Overhead¦Transformer¦FailedFaulted
22-0044921 | Unknown Cause | Patrol - found nothing |  |  | 2022 | Tier 2 - Elevated | Distribution Circuit | 4 | 9 | 2022-04-09 | 1666816 | Sus | N | UnknownCause¦Patrolfoundnothing¦¦
22-0050572 | Vegetation | Tree - grew into line | Conductor, Overhead | Deteriorated | 2022 | Tier 3 - Extreme | Distribution Circuit | 4 | 16 | 2022-04-16 | 1674399 | Sus | N | Vegetation¦Treegrewintoline¦ConductorOverhead¦Deteriorated
22-0052547 | Unknown Cause | Patrol - found nothing |  |  | 2022 | Tier 2 - Elevated | Distribution Circuit | 4 | 21 | 2022-04-21 | 1678256 | Sus | N | UnknownCause¦Patrolfoundnothing¦¦
22-0053602 | Unknown Cause | Patrol - not conducted |  |  | 2022 | Tier 2 - Elevated | Distribution Circuit | 4 | 23 | 2022-04-23 | 1679738 | Sus | N | UnknownCause¦Patrolnotconducted¦¦
22-0057586 | Equipment Failure/Involved | Fire, pole | Insulator | Burned/flashed | 2022 | Tier 2 - Elevated | Distribution Circuit | 5 | 4 | 2022-05-04 | 1687929 | Sus | Y | EquipmentFailureInvolved¦Firepole¦Insulator¦Burnedflashed
22-0061064 | Unknown Cause | Patrol - found nothing |  |  | 2022 | Tier 2 - Elevated | Distribution Circuit | 5 | 12 | 2022-05-12 | 1694346 | Sus | Y | UnknownCause¦Patrolfoundnothing¦¦
22-0064739 | Unknown Cause | Patrol - found nothing |  |  | 2022 | Tier 3 - Extreme | Distribution Circuit | 5 | 20 | 2022-05-20 | 1706572 | Sus | Y | UnknownCause¦Patrolfoundnothing¦¦
22-0065853 | Equipment Failure/Involved | Overhead | Other | Broken | 2022 | Tier 3 - Extreme | Distribution Circuit | 5 | 24 | 2022-05-24 | 1709182 | Sus | Y | EquipmentFailureInvolved¦Overhead¦Other¦Broken
22-0067720 | Equipment Failure/Involved | Overhead | Transformer (OH) | Failed/Faulted | 2022 | Tier 2 - Elevated | Distribution Circuit | 5 | 28 | 2022-05-28 | 1712889 | Sus | Y | EquipmentFailureInvolved¦Overhead¦Transformer(OH)¦FailedFaulted
22-0069660 | Unknown Cause | Patrol - found nothing |  |  | 2022 | Tier 3 - Extreme | Distribution Circuit | 6 | 3 | 2022-06-03 | 1717101 | Sus | Y | UnknownCause¦Patrolfoundnothing¦¦
22-0070303 | Vegetation | Tree - branch fell on line | Conductor, Overhead | Broken, wire on ground | 2022 | Tier 2 - Elevated | Distribution Circuit | 6 | 5 | 2022-06-05 | 1719462 | Sus | Y | Vegetation¦Treebranchfellonline¦ConductorOverhead¦Brokenwireonground
22-0074160 | Unknown Cause | Patrol - found nothing |  |  | 2022 | Tier 2 - Elevated | Distribution Circuit | 6 | 14 | 2022-06-14 | 1731063 | Sus | Y | UnknownCause¦Patrolfoundnothing¦¦
22-0075303 | Equipment Failure/Involved | Overhead | Pole-Wood | Broken | 2022 | Tier 2 - Elevated | Distribution Circuit | 6 | 16 | 2022-06-16 | 1733342 | Sus | Y | EquipmentFailureInvolved¦Overhead¦PoleWood¦Broken
22-0079920 | Company Initiated | Operating error | Fuse | Normal | 2022 | Tier 2 - Elevated | Distribution Circuit | 6 | 29 | 2022-06-29 | 1745279 | Sus | Y | CompanyInitiated¦Operatingerror¦Fuse¦Normal
22-0086020 | Unknown Cause | Patrol - found nothing |  |  | 2022 | Tier 2 - Elevated | Distribution Circuit | 7 | 15 | 2022-07-15 | 1757377 | Sus | Y | UnknownCause¦Patrolfoundnothing¦¦
22-0086974 | Equipment Failure/Involved | Overhead | Transformer (OH) | Deteriorated | 2022 | Tier 2 - Elevated | Distribution Circuit | 7 | 19 | 2022-07-19 | 1759888 | Sus | Y | EquipmentFailureInvolved¦Overhead¦Transformer(OH)¦Deteriorated
22-0087418 | Equipment Failure/Involved | Overhead | Transformer (OH) | Burned/flashed | 2022 | Tier 2 - Elevated | Distribution Circuit | 7 | 19 | 2022-07-19 | 1760805 | Sus | Y | EquipmentFailureInvolved¦Overhead¦Transformer(OH)¦Burnedflashed
22-0088472 | Vegetation | Tree - fell into line | Conductor, Overhead | Broken, wire on ground | 2022 | Tier 2 - Elevated | Distribution Circuit | 7 | 22 | 2022-07-22 | 1762777 | Sus | Y | Vegetation¦Treefellintoline¦ConductorOverhead¦Brokenwireonground
22-0102312 | Vegetation | Tree - branch fell on line | Conductor, Overhead | Normal | 2022 | Tier 3 - Extreme | Distribution Circuit | 8 | 26 | 2022-08-26 | 1792179 | Sus | Y | Vegetation¦Treebranchfellonline¦ConductorOverhead¦Normal
22-0102838 | 3rd Party | Vehicle | Pole-Wood | Broken | 2022 | Tier 2 - Elevated | Distribution Circuit | 8 | 28 | 2022-08-28 | 1793602 | Sus | Y | 3rdParty¦Vehicle¦PoleWood¦Broken
22-0106792 | Equipment Failure/Involved | Electrical Overload | Recloser | Normal | 2022 | Tier 2 - Elevated | Distribution Circuit | 9 | 6 | 2022-09-06 | 1802683 | Sus | Y | EquipmentFailureInvolved¦ElectricalOverload¦Recloser¦Normal
22-0110135 | Equipment Failure/Involved | Overhead | Pole-Wood | Deteriorated | 2022 | Tier 3 - Extreme | Transformer only | 9 | 14 | 2022-09-14 | 1811092 | Sus | Y | EquipmentFailureInvolved¦Overhead¦PoleWood¦Deteriorated
22-0111630 | Vegetation | Tree - grew into line | Conductor, Overhead | Normal | 2022 | Tier 2 - Elevated | Distribution Circuit | 9 | 18 | 2022-09-18 | 1814374 | Sus | Y | Vegetation¦Treegrewintoline¦ConductorOverhead¦Normal
22-0113956 | Unknown Cause | Patrol - found nothing |  |  | 2022 | Tier 3 - Extreme | Distribution Circuit | 9 | 22 | 2022-09-22 | 1819515 | Sus | Y | UnknownCause¦Patrolfoundnothing¦¦
22-0119651 | Animal | Other | Fuse | Failed/Faulted | 2022 | Tier 2 - Elevated | Transformer only | 10 | 10 | 2022-10-10 | 1832987 | Sus | Y | Animal¦Other¦Fuse¦FailedFaulted
22-0124100 | 3rd Party | Vehicle | Pole-Wood | Broken | 2022 | Tier 3 - Extreme | Distribution Circuit | 10 | 23 | 2022-10-23 | 1843688 | Sus | Y | 3rdParty¦Vehicle¦PoleWood¦Broken
22-0126297 | Vegetation | Tree - branch fell on line | Conductor, Overhead | Broken, wire on ground | 2022 | Tier 3 - Extreme | Distribution Circuit | 11 | 1 | 2022-11-01 | 1849540 | Sus | Y | Vegetation¦Treebranchfellonline¦ConductorOverhead¦Brokenwireonground
22-0129608 | Vegetation | Tree - branch fell on line | Fuse | Normal | 2022 | Tier 3 - Extreme | Transformer only | 11 | 9 | 2022-11-09 | 1859127 | Sus | Y | Vegetation¦Treebranchfellonline¦Fuse¦Normal
22-0136312 | Vegetation | Tree - branch fell on line | Conductor, Overhead | Broken, wire on ground | 2022 | Tier 2 - Elevated | Distribution Circuit | 12 | 3 | 2022-12-03 | 1875137 | Sus | N | Vegetation¦Treebranchfellonline¦ConductorOverhead¦Brokenwireonground
22-0136661 | Unknown Cause | Patrol - found nothing |  |  | 2022 | Tier 2 - Elevated | Distribution Circuit | 12 | 5 | 2022-12-05 | 1876435 | Sus | N | UnknownCause¦Patrolfoundnothing¦¦
22-0136783 | Vegetation | Tree - fell into line | Conductor, Overhead | Broken, wire on ground | 2022 | Tier 3 - Extreme | Distribution Circuit | 12 | 5 | 2022-12-05 | 1876574 | Sus | N | Vegetation¦Treefellintoline¦ConductorOverhead¦Brokenwireonground
22-0140986 | Company Initiated | Improper Construction | Conductor, Overhead | Normal | 2022 | Tier 2 - Elevated | Transformer only | 12 | 22 | 2022-12-22 | 1895678 | Sus | N | CompanyInitiated¦ImproperConstruction¦ConductorOverhead¦Normal
22-0141597 | Vegetation | Tree - palm frond fell into line | Transformer (OH) | Broken | 2022 | Tier 2 - Elevated | Distribution Circuit | 12 | 27 | 2022-12-27 | 1898666 | Sus | N | Vegetation¦Treepalmfrondfellintoline¦Transformer(OH)¦Broken
22-0142317 | Vegetation | Tree - fell into line | Conductor, Overhead | Normal | 2022 | Tier 2 - Elevated | Distribution Circuit | 12 | 30 | 2022-12-30 | 1902350 | Sus | N | Vegetation¦Treefellintoline¦ConductorOverhead¦Normal
22-0142517 | Vegetation | Tree - branch fell on line | Transformer | Broken, wire on ground | 2022 | Tier 2 - Elevated | Transformer only | 12 | 31 | 2022-12-31 | 1903366 | Sus | N | Vegetation¦Treebranchfellonline¦Transformer¦Brokenwireonground
22-0142833 | Vegetation | Tree - branch fell on line | Crossarm, Wood | Broken | 2022 | Tier 2 - Elevated | Distribution Circuit | 12 | 31 | 2022-12-31 | 1906423 | Sus | N | Vegetation¦Treebranchfellonline¦CrossarmWood¦Broken
22-0142974 | Vegetation | Tree - fell into line | Conductor, Overhead | Broken, wire on ground | 2022 | Tier 3 - Extreme | Distribution Circuit | 12 | 31 | 2022-12-31 | 1905275 | Sus | N | Vegetation¦Treefellintoline¦ConductorOverhead¦Brokenwireonground
15-0002457 | Equipment Failure/Involved | Other | Crossarm, Wood | Broken | 2015 | Tier 2 - Elevated | Distribution Circuit | 1 | 5 | 2015-01-05 | 1159306 | Sus | N | EquipmentFailureInvolved¦Other¦CrossarmWood¦Broken
15-0006772 | Animal | Bird found | Conductor, Overhead | Together | 2015 | Tier 3 - Extreme | Distribution Circuit | 1 | 23 | 2015-01-23 | 1167827 | Sus | N | Animal¦Birdfound¦ConductorOverhead¦Together
15-0012236 | Equipment Failure/Involved | Lightning | Transformer | Failed/Faulted | 2015 | Tier 3 - Extreme | Transformer only | 2 | 9 | 2015-02-09 | 1186854 | Sus | N | EquipmentFailureInvolved¦Lightning¦Transformer¦FailedFaulted
15-0015026 | Equipment Failure/Involved | Other | Transformer | Malfunctioning | 2015 | Tier 2 - Elevated | Transformer only | 2 | 23 | 2015-02-23 | 1194434 | Sus | N | EquipmentFailureInvolved¦Other¦Transformer¦Malfunctioning
15-0023378 | Equipment Failure/Involved | Other | Transformer | Deteriorated | 2015 | Tier 3 - Extreme | Distribution Circuit | 3 | 31 | 2015-03-31 | 1210770 | Sus | N | EquipmentFailureInvolved¦Other¦Transformer¦Deteriorated
15-0032492 | Environmental/External | Lightning | Conductor, Overhead | Normal | 2015 | Tier 2 - Elevated | Distribution Circuit | 5 | 7 | 2015-05-07 | 1230709 | Sus | Y | EnvironmentalExternal¦Lightning¦ConductorOverhead¦Normal
15-0033573 | Vegetation | Tree - grew into line | Transformer | Arcing | 2015 | Tier 3 - Extreme | Transformer only | 5 | 12 | 2015-05-12 | 1233259 | Sus | Y | Vegetation¦Treegrewintoline¦Transformer¦Arcing
15-0036859 | Unknown Cause | Patrol - found nothing |  |  | 2015 | Tier 2 - Elevated | Distribution Circuit | 5 | 28 | 2015-05-28 | 1240400 | Sus | Y | UnknownCause¦Patrolfoundnothing¦¦
15-0044421 | Unknown Cause | Patrol - found nothing |  |  | 2015 | Tier 2 - Elevated | Distribution Circuit | 6 | 30 | 2015-06-30 | 1259781 | Sus | Y | UnknownCause¦Patrolfoundnothing¦¦
15-0044670 | Vegetation | Tree - branch fell on line | Service conductor | Normal | 2015 | Tier 2 - Elevated | Transformer only | 7 | 1 | 2015-07-01 | 1260495 | Sus | Y | Vegetation¦Treebranchfellonline¦Serviceconductor¦Normal
15-0045449 | Animal | Bird found | Conductor, Overhead | Normal | 2015 | Tier 2 - Elevated | Distribution Circuit | 7 | 4 | 2015-07-04 | 1262736 | Sus | Y | Animal¦Birdfound¦ConductorOverhead¦Normal
15-0045904 | Unknown Cause | Patrol - not conducted |  |  | 2015 | Tier 2 - Elevated | Substation - Transmission | 7 | 7 | 2015-07-07 | 1264006 | Sus | Y | UnknownCause¦Patrolnotconducted¦¦
15-0046588 | Equipment Failure/Involved | Overhead | Transformer | Failed/Faulted | 2015 | Tier 2 - Elevated | Transformer only | 7 | 9 | 2015-07-09 | 1265338 | Sus | Y | EquipmentFailureInvolved¦Overhead¦Transformer¦FailedFaulted
15-0049965 | Vegetation | Tree - fell into line | Conductor, Overhead | Broken, wire on ground | 2015 | Tier 3 - Extreme | Distribution Circuit | 7 | 23 | 2015-07-23 | 1275825 | Sus | Y | Vegetation¦Treefellintoline¦ConductorOverhead¦Brokenwireonground
15-0053490 | Equipment Failure/Involved | Overhead | Transformer (OH) | Burned/flashed | 2015 | Tier 2 - Elevated | Transformer only | 8 | 6 | 2015-08-06 | 1284329 | Sus | Y | EquipmentFailureInvolved¦Overhead¦Transformer(OH)¦Burnedflashed
15-0058256 | Vegetation | Tree - fell into line | Conductor, Overhead | Broken, wire on ground | 2015 | Tier 3 - Extreme | Distribution Circuit | 8 | 30 | 2015-08-30 | 1297212 | Sus | Y | Vegetation¦Treefellintoline¦ConductorOverhead¦Brokenwireonground
15-0060018 | Equipment Failure/Involved | Overhead | Transformer (OH) | Broken | 2015 | Tier 2 - Elevated | Transformer only | 9 | 9 | 2015-09-09 | 1302192 | Sus | Y | EquipmentFailureInvolved¦Overhead¦Transformer(OH)¦Broken
15-0063579 | Equipment Failure/Involved | Overhead | Fuse | Broken | 2015 | Tier 3 - Extreme | Distribution Circuit | 9 | 25 | 2015-09-25 | 1311937 | Sus | Y | EquipmentFailureInvolved¦Overhead¦Fuse¦Broken
15-0069225 | Animal | Squirrel | Conductor, Underground | Normal | 2015 | Tier 2 - Elevated | Distribution Circuit | 10 | 9 | 2015-10-09 | 1319284 | Sus | Y | Animal¦Squirrel¦ConductorUnderground¦Normal
15-0071215 | Environmental/External | Lightning | Transformer (OH) | Broken, wire on ground | 2015 | Tier 2 - Elevated | Distribution Circuit | 10 | 17 | 2015-10-17 | 1323987 | Sus | Y | EnvironmentalExternal¦Lightning¦Transformer(OH)¦Brokenwireonground
15-0074534 | Vegetation | Tree - branch fell on line | Conductor, Overhead | Normal | 2015 | Tier 3 - Extreme | Distribution Circuit | 11 | 1 | 2015-11-01 | 1332287 | Sus | Y | Vegetation¦Treebranchfellonline¦ConductorOverhead¦Normal
15-0075339 | Environmental/External | Lightning |  | Failed/Faulted | 2015 | Tier 3 - Extreme | Transformer only | 11 | 3 | 2015-11-03 | 1334623 | Sus | Y | EnvironmentalExternal¦Lightning¦¦FailedFaulted
15-0076892 | Unknown Cause | Patrol - found nothing |  |  | 2015 | Tier 3 - Extreme | Distribution Circuit | 11 | 9 | 2015-11-09 | 1338526 | Sus | Y | UnknownCause¦Patrolfoundnothing¦¦
15-0077942 | Vegetation | Tree - fell into line | Conductor, Overhead | Normal | 2015 | Tier 3 - Extreme | Distribution Circuit | 11 | 15 | 2015-11-15 | 1342103 | Sus | Y | Vegetation¦Treefellintoline¦ConductorOverhead¦Normal
15-0082616 | Vegetation | Tree - branch fell on line | Conductor, Overhead | Normal | 2015 | Tier 3 - Extreme | Distribution Circuit | 12 | 3 | 2015-12-03 | 1353020 | Sus | N | Vegetation¦Treebranchfellonline¦ConductorOverhead¦Normal
15-0082908 | Vegetation | Tree - branch fell on line | Conductor, Overhead | Normal | 2015 | Tier 3 - Extreme | Distribution Circuit | 12 | 5 | 2015-12-05 | 1354025 | Sus | N | Vegetation¦Treebranchfellonline¦ConductorOverhead¦Normal
15-0084204 | Vegetation | Tree - grew into line | Fuse | Failed/Faulted | 2015 | Tier 2 - Elevated | Distribution Circuit | 12 | 11 | 2015-12-11 | 1358592 | Sus | N | Vegetation¦Treegrewintoline¦Fuse¦FailedFaulted
15-0087519 | Equipment Failure/Involved | Overhead | Crossarm, Wood | Broken | 2015 | Tier 2 - Elevated | Distribution Circuit | 12 | 27 | 2015-12-27 | 1372681 | Sus | N | EquipmentFailureInvolved¦Overhead¦CrossarmWood¦Broken
15-0087674 | Vegetation | Tree - branch fell on line | Conductor, Overhead | Broken, wire on ground | 2015 | Tier 2 - Elevated | Transformer only | 12 | 28 | 2015-12-28 | 1373666 | Sus | N | Vegetation¦Treebranchfellonline¦ConductorOverhead¦Brokenwireonground
16-0008159 | Unknown Cause | Patrol - found nothing |  |  | 2016 | Tier 3 - Extreme | Distribution Circuit | 1 | 25 | 2016-01-25 | 1392009 | Sus | N | UnknownCause¦Patrolfoundnothing¦¦
16-0009214 | Vegetation | Tree - fell into line | Conductor, Overhead | Normal | 2016 | Tier 2 - Elevated | Distribution Circuit | 1 | 29 | 2016-01-29 | 1394154 | Sus | N | Vegetation¦Treefellintoline¦ConductorOverhead¦Normal
16-0009272 | Equipment Failure/Involved | Overhead | Conductor, Overhead | Broken, wire on ground | 2016 | Tier 3 - Extreme | Distribution Circuit | 1 | 30 | 2016-01-30 | 1394388 | Sus | N | EquipmentFailureInvolved¦Overhead¦ConductorOverhead¦Brokenwireonground
16-0013346 | Vegetation | Tree - branch fell on line | Conductor, Overhead | Normal | 2016 | Tier 2 - Elevated | Distribution Circuit | 2 | 17 | 2016-02-17 | 1406217 | Sus | N | Vegetation¦Treebranchfellonline¦ConductorOverhead¦Normal
16-0013411 | Equipment Failure/Involved | Overhead | Conductor, Overhead | Together | 2016 | Tier 2 - Elevated | Distribution Circuit | 2 | 17 | 2016-02-17 | 1406333 | Sus | N | EquipmentFailureInvolved¦Overhead¦ConductorOverhead¦Together
16-0014619 | Vegetation | Tree - branch fell on line | Transformer (OH) | Failed/Faulted | 2016 | Tier 3 - Extreme | Distribution Circuit | 2 | 22 | 2016-02-22 | 1410221 | Sus | N | Vegetation¦Treebranchfellonline¦Transformer(OH)¦FailedFaulted
16-0017600 | Vegetation | Tree - fell into line | Conductor, Overhead | Broken, wire on ground | 2016 | Tier 3 - Extreme | Distribution Circuit | 3 | 5 | 2016-03-05 | 1417302 | Sus | N | Vegetation¦Treefellintoline¦ConductorOverhead¦Brokenwireonground
16-0018449 | Unknown Cause | Patrol - not conducted |  |  | 2016 | Tier 2 - Elevated | Distribution Circuit | 3 | 6 | 2016-03-06 | 1422168 | Sus | N | UnknownCause¦Patrolnotconducted¦¦
16-0022557 | Unknown Cause | Patrol - found nothing |  |  | 2016 | Tier 2 - Elevated | Distribution Circuit | 3 | 18 | 2016-03-18 | 1433881 | Sus | N | UnknownCause¦Patrolfoundnothing¦¦
16-0025716 | Equipment Failure/Involved | Overhead | Fuse | Failed/Faulted | 2016 | Tier 2 - Elevated | Distribution Circuit | 4 | 2 | 2016-04-02 | 1443264 | Sus | N | EquipmentFailureInvolved¦Overhead¦Fuse¦FailedFaulted
16-0030967 | Unknown Cause | Patrol - found nothing |  |  | 2016 | Tier 2 - Elevated | Distribution Circuit | 4 | 23 | 2016-04-23 | 1456847 | Sus | N | UnknownCause¦Patrolfoundnothing¦¦
16-0033851 | Unknown Cause | Patrol - found nothing |  |  | 2016 | Tier 3 - Extreme | Distribution Circuit | 5 | 4 | 2016-05-04 | 1464634 | Sus | Y | UnknownCause¦Patrolfoundnothing¦¦
16-0037395 | Vegetation | Tree - fell into line | Conductor, Overhead | Normal | 2016 | Tier 2 - Elevated | Distribution Circuit | 5 | 20 | 2016-05-20 | 1473608 | Sus | Y | Vegetation¦Treefellintoline¦ConductorOverhead¦Normal
16-0038423 | Vegetation | Tree - fell into line | Conductor, Overhead | Normal | 2016 | Tier 3 - Extreme | Distribution Circuit | 5 | 25 | 2016-05-25 | 1476543 | Sus | Y | Vegetation¦Treefellintoline¦ConductorOverhead¦Normal
16-0038832 | Equipment Failure/Involved | Overhead | Transformer (OH) | Broken | 2016 | Tier 2 - Elevated | Distribution Circuit | 5 | 26 | 2016-05-26 | 1477577 | Sus | Y | EquipmentFailureInvolved¦Overhead¦Transformer(OH)¦Broken
16-0040392 | Vegetation | Tree - branch fell on line | Conductor, Overhead | Broken, wire on ground | 2016 | Tier 3 - Extreme | Distribution Circuit | 6 | 2 | 2016-06-02 | 1481159 | Sus | Y | Vegetation¦Treebranchfellonline¦ConductorOverhead¦Brokenwireonground
16-0041491 | Unknown Cause | Patrol - found nothing |  |  | 2016 | Tier 2 - Elevated | Distribution Circuit | 6 | 6 | 2016-06-06 | 1484200 | Sus | Y | UnknownCause¦Patrolfoundnothing¦¦
16-0042835 | Animal | Squirrel | Fuse | Failed/Faulted | 2016 | Tier 3 - Extreme | Distribution Circuit | 6 | 13 | 2016-06-13 | 1487938 | Sus | Y | Animal¦Squirrel¦Fuse¦FailedFaulted
16-0048401 | Equipment Failure/Involved | Overhead | Transformer | Failed/Faulted | 2016 | Tier 3 - Extreme | Transformer only | 7 | 7 | 2016-07-07 | 1502298 | Sus | Y | EquipmentFailureInvolved¦Overhead¦Transformer¦FailedFaulted
16-0052283 | Equipment Failure/Involved | Overhead | Crossarm, Wood | Broken | 2016 | Tier 2 - Elevated | Distribution Circuit | 7 | 25 | 2016-07-25 | 1515730 | Sus | Y | EquipmentFailureInvolved¦Overhead¦CrossarmWood¦Broken
16-0053451 | Equipment Failure/Involved | Overhead | Transformer | Failed/Faulted | 2016 | Tier 3 - Extreme | Transformer only | 7 | 28 | 2016-07-28 | 1518149 | Sus | Y | EquipmentFailureInvolved¦Overhead¦Transformer¦FailedFaulted
16-0059249 | Equipment Failure/Involved | Overhead | Connector or Splice (OH) | Broken, wire on ground | 2016 | Tier 2 - Elevated | Distribution Circuit | 8 | 23 | 2016-08-23 | 1530685 | Sus | Y | EquipmentFailureInvolved¦Overhead¦ConnectororSplice(OH)¦Brokenwireonground
16-0060901 | Unknown Cause | Patrol - found nothing |  |  | 2016 | Tier 3 - Extreme | Distribution Circuit | 8 | 30 | 2016-08-30 | 1534095 | Sus | Y | UnknownCause¦Patrolfoundnothing¦¦
16-0063805 | 3rd Party | Vehicle | Pole-Wood | Broken | 2016 | Tier 3 - Extreme | Distribution Circuit | 9 | 11 | 2016-09-11 | 1539808 | Sus | Y | 3rdParty¦Vehicle¦PoleWood¦Broken
16-0078863 | Vegetation | Tree - cutting, PG&E contractor | Conductor, Overhead | Broken, wire on ground | 2016 | Tier 3 - Extreme | Distribution Circuit | 11 | 9 | 2016-11-09 | 1578699 | Sus | Y | Vegetation¦TreecuttingPG&Econtractor¦ConductorOverhead¦Brokenwireonground
16-0081062 | Equipment Failure/Involved | Overhead | Transformer | Failed/Faulted | 2016 | Tier 2 - Elevated | Transformer only | 11 | 19 | 2016-11-19 | 1584737 | Sus | Y | EquipmentFailureInvolved¦Overhead¦Transformer¦FailedFaulted
16-0081254 | Animal | Squirrel | Cutout, fuse holder | Broken | 2016 | Tier 2 - Elevated | Transformer only | 11 | 20 | 2016-11-20 | 1585614 | Sus | Y | Animal¦Squirrel¦Cutoutfuseholder¦Broken
16-0082393 | Unknown Cause | Patrol - found nothing |  |  | 2016 | Tier 2 - Elevated | Distribution Circuit | 11 | 27 | 2016-11-27 | 1589590 | Sus | Y | UnknownCause¦Patrolfoundnothing¦¦
16-0082463 | Unknown Cause | Patrol - found nothing |  |  | 2016 | Tier 2 - Elevated | Distribution Circuit | 11 | 27 | 2016-11-27 | 1589816 | Sus | Y | UnknownCause¦Patrolfoundnothing¦¦
16-0083145 | Equipment Failure/Involved | Overhead | Transformer | Failed/Faulted | 2016 | Tier 2 - Elevated | Transformer only | 11 | 30 | 2016-11-30 | 1592007 | Sus | Y | EquipmentFailureInvolved¦Overhead¦Transformer¦FailedFaulted
17-0003201 | Equipment Failure/Involved | Overhead | Pole-Wood | Broken, wire on ground | 2017 | Tier 3 - Extreme | Distribution Circuit | 1 | 3 | 2017-01-03 | 1616469 | Sus | N | EquipmentFailureInvolved¦Overhead¦PoleWood¦Brokenwireonground
17-0004990 | Vegetation | Tree - fell into line | Conductor, Overhead | Broken, wire on ground | 2017 | Tier 3 - Extreme | Distribution Circuit | 1 | 8 | 2017-01-08 | 1622833 | Sus | N | Vegetation¦Treefellintoline¦ConductorOverhead¦Brokenwireonground
17-0005427 | Unknown Cause | Patrol - found nothing |  |  | 2017 | Tier 2 - Elevated | Distribution Circuit | 1 | 8 | 2017-01-08 | 1623682 | Sus | N | UnknownCause¦Patrolfoundnothing¦¦
17-0006723 | Vegetation | Tree - branch fell on line | Crossarm, Wood | Broken, wire on object | 2017 | Tier 3 - Extreme | Distribution Circuit | 1 | 10 | 2017-01-10 | 1633654 | Sus | N | Vegetation¦Treebranchfellonline¦CrossarmWood¦Brokenwireonobject
17-0007628 | Vegetation | Tree - branch fell on line | Fuse | Failed/Faulted | 2017 | Tier 3 - Extreme | Distribution Circuit | 1 | 11 | 2017-01-11 | 1638971 | Sus | N | Vegetation¦Treebranchfellonline¦Fuse¦FailedFaulted
17-0008861 | Unknown Cause | Patrol - found nothing |  |  | 2017 | Tier 2 - Elevated | Distribution Circuit | 1 | 12 | 2017-01-12 | 1641585 | Sus | N | UnknownCause¦Patrolfoundnothing¦¦
17-0009612 | Vegetation | Tree - fell into line | Conductor, Overhead | Broken, wire on ground | 2017 | Tier 2 - Elevated | Distribution Circuit | 1 | 17 | 2017-01-17 | 1645306 | Sus | N | Vegetation¦Treefellintoline¦ConductorOverhead¦Brokenwireonground
17-0011760 | Vegetation | Tree - branch fell on line | Conductor, Overhead | Broken, wire on ground | 2017 | Tier 2 - Elevated | Distribution Circuit | 1 | 20 | 2017-01-20 | 1655046 | Sus | N | Vegetation¦Treebranchfellonline¦ConductorOverhead¦Brokenwireonground
17-0012914 | Unknown Cause | Patrol - found nothing |  |  | 2017 | Tier 3 - Extreme | Distribution Circuit | 1 | 22 | 2017-01-22 | 1659126 | Sus | N | UnknownCause¦Patrolfoundnothing¦¦
17-0013686 | Vegetation | Tree - fell into line | Conductor, Overhead | Broken, wire on ground | 2017 | Tier 3 - Extreme | Distribution Circuit | 1 | 23 | 2017-01-23 | 1663455 | Sus | N | Vegetation¦Treefellintoline¦ConductorOverhead¦Brokenwireonground
17-0015618 | Vegetation | Tree - fell into line | Conductor, Overhead | Normal | 2017 | Tier 3 - Extreme | Distribution Circuit | 1 | 27 | 2017-01-27 | 1668497 | Sus | N | Vegetation¦Treefellintoline¦ConductorOverhead¦Normal
17-0016271 | Equipment Failure/Involved | Overhead | Pole-Wood | Deteriorated | 2017 | Tier 3 - Extreme | Distribution Circuit | 1 | 31 | 2017-01-31 | 1671207 | Sus | N | EquipmentFailureInvolved¦Overhead¦PoleWood¦Deteriorated
17-0019302 | Equipment Failure/Involved | Overhead | Conductor, Overhead | Broken, wire on ground | 2017 | Tier 2 - Elevated | Distribution Circuit | 2 | 9 | 2017-02-09 | 1682821 | Sus | N | EquipmentFailureInvolved¦Overhead¦ConductorOverhead¦Brokenwireonground
17-0019620 | Environmental/External | Lightning | Transformer | Failed/Faulted | 2017 | Tier 3 - Extreme | Distribution Circuit | 2 | 9 | 2017-02-09 | 1683879 | Sus | N | EnvironmentalExternal¦Lightning¦Transformer¦FailedFaulted
17-0019982 | Equipment Failure/Involved | Overhead | Connector or Splice (OH) | Deteriorated | 2017 | Tier 3 - Extreme | Transformer only | 2 | 10 | 2017-02-10 | 1685034 | Sus | N | EquipmentFailureInvolved¦Overhead¦ConnectororSplice(OH)¦Deteriorated
17-0024784 | Equipment Failure/Involved | Overhead | Conductor, Overhead | Broken, wire on ground | 2017 | Tier 2 - Elevated | Distribution Circuit | 2 | 20 | 2017-02-20 | 1706706 | Sus | N | EquipmentFailureInvolved¦Overhead¦ConductorOverhead¦Brokenwireonground
17-0025092 | Vegetation | Tree - fell into line | Conductor, Overhead | Broken, wire on ground | 2017 | Tier 3 - Extreme | Distribution Circuit | 2 | 21 | 2017-02-21 | 1708329 | Sus | N | Vegetation¦Treefellintoline¦ConductorOverhead¦Brokenwireonground
17-0025604 | Vegetation | Tree - fell into line | Conductor, Overhead | Broken, wire on ground | 2017 | Tier 2 - Elevated | Distribution Circuit | 2 | 22 | 2017-02-22 | 1710649 | Sus | N | Vegetation¦Treefellintoline¦ConductorOverhead¦Brokenwireonground
17-0030518 | 3rd Party | Tree - cutting, 3rd party | Conductor, Overhead | On Ground | 2017 | Tier 3 - Extreme | Distribution Circuit | 3 | 13 | 2017-03-13 | 1726203 | Sus | N | 3rdParty¦Treecutting3rdparty¦ConductorOverhead¦OnGround
17-0033017 | Unknown Cause | Patrol - found nothing |  |  | 2017 | Tier 2 - Elevated | Distribution Circuit | 3 | 23 | 2017-03-23 | 1733504 | Sus | N | UnknownCause¦Patrolfoundnothing¦¦
17-0033684 | Equipment Failure/Involved | Overhead | Fuse | Failed/Faulted | 2017 | Tier 2 - Elevated | Distribution Circuit | 3 | 25 | 2017-03-25 | 1735180 | Sus | N | EquipmentFailureInvolved¦Overhead¦Fuse¦FailedFaulted
17-0033957 | Animal | Bird found | Cutout, fuse holder | Failed/Faulted | 2017 | Tier 2 - Elevated | Distribution Circuit | 3 | 27 | 2017-03-27 | 1736215 | Sus | N | Animal¦Birdfound¦Cutoutfuseholder¦FailedFaulted
17-0033961 | Unknown Cause | Patrol - found nothing |  |  | 2017 | Tier 2 - Elevated | Distribution Circuit | 3 | 27 | 2017-03-27 | 1736234 | Sus | N | UnknownCause¦Patrolfoundnothing¦¦
17-0034116 | Unknown Cause | Patrol - found nothing |  |  | 2017 | Tier 3 - Extreme | Distribution Circuit | 3 | 27 | 2017-03-27 | 1736264 | Sus | N | UnknownCause¦Patrolfoundnothing¦¦
17-0035535 | Vegetation | Tree - fell into line | Conductor, Overhead | Broken, wire on ground | 2017 | Tier 2 - Elevated | Distribution Circuit | 3 | 31 | 2017-03-31 | 1740926 | Sus | N | Vegetation¦Treefellintoline¦ConductorOverhead¦Brokenwireonground
17-0036214 | Equipment Failure/Involved | Overhead | Insulator | Broken | 2017 | Tier 3 - Extreme | Distribution Circuit | 4 | 3 | 2017-04-03 | 1743272 | Sus | N | EquipmentFailureInvolved¦Overhead¦Insulator¦Broken
17-0040624 | Vegetation | Tree - fell into line | Pole-Wood | Broken, wire on ground | 2017 | Tier 3 - Extreme | Distribution Circuit | 4 | 16 | 2017-04-16 | 1758970 | Sus | N | Vegetation¦Treefellintoline¦PoleWood¦Brokenwireonground
17-0048056 | Unknown Cause | Patrol - found nothing |  |  | 2017 | Tier 3 - Extreme | Distribution Circuit | 5 | 15 | 2017-05-15 | 1782481 | Sus | Y | UnknownCause¦Patrolfoundnothing¦¦
17-0049491 | Equipment Failure/Involved | Electrical Overload | Transformer | Failed/Faulted | 2017 | Tier 3 - Extreme | Transformer only | 5 | 21 | 2017-05-21 | 1787044 | Sus | Y | EquipmentFailureInvolved¦ElectricalOverload¦Transformer¦FailedFaulted
17-0051323 | Unknown Cause | Patrol - found nothing |  |  | 2017 | Tier 3 - Extreme | Distribution Circuit | 5 | 29 | 2017-05-29 | 1792760 | Sus | Y | UnknownCause¦Patrolfoundnothing¦¦
17-0056005 | Equipment Failure/Involved | Underground | Transformer | Failed/Faulted | 2017 | Tier 2 - Elevated | Distribution Circuit | 6 | 17 | 2017-06-17 | 1807252 | Sus | Y | EquipmentFailureInvolved¦Underground¦Transformer¦FailedFaulted
17-0060147 | Vegetation | Tree - fell into line | Conductor, Overhead | Broken, wire on ground | 2017 | Tier 3 - Extreme | Distribution Circuit | 7 | 3 | 2017-07-03 | 1822623 | Sus | Y | Vegetation¦Treefellintoline¦ConductorOverhead¦Brokenwireonground
17-0062158 | Vegetation | Tree - branch fell on line | Conductor, Overhead | Normal | 2017 | Tier 3 - Extreme | Distribution Circuit | 7 | 11 | 2017-07-11 | 1829318 | Sus | Y | Vegetation¦Treebranchfellonline¦ConductorOverhead¦Normal
17-0062932 | Animal | Bird found | Transformer (OH) | Normal | 2017 | Tier 2 - Elevated | Distribution Circuit | 7 | 14 | 2017-07-14 | 1831409 | Sus | Y | Animal¦Birdfound¦Transformer(OH)¦Normal
17-0074722 | Equipment Failure/Involved | Overhead |  | Normal | 2017 | Tier 2 - Elevated | Transformer only | 9 | 1 | 2017-09-01 | 1864614 | Sus | Y | EquipmentFailureInvolved¦Overhead¦¦Normal
17-0076754 | Equipment Failure/Involved | Overhead | Capacitor | Burned/flashed | 2017 | Tier 2 - Elevated | Distribution Circuit | 9 | 7 | 2017-09-07 | 1872925 | Sus | Y | EquipmentFailureInvolved¦Overhead¦Capacitor¦Burnedflashed
17-0078062 | Unknown Cause | Patrol - found nothing |  |  | 2017 | Tier 3 - Extreme | Distribution Circuit | 9 | 11 | 2017-09-11 | 1876867 | Sus | Y | UnknownCause¦Patrolfoundnothing¦¦
17-0084895 | Equipment Failure/Involved | Overhead | Transformer (OH) | Broken | 2017 | Tier 2 - Elevated | Transformer only | 10 | 7 | 2017-10-07 | 1892322 | Sus | Y | EquipmentFailureInvolved¦Overhead¦Transformer(OH)¦Broken
17-0086297 | Equipment Failure/Involved | Overhead | Transformer | Failed/Faulted | 2017 | Tier 2 - Elevated | Transformer only | 10 | 11 | 2017-10-11 | 1898237 | Sus | Y | EquipmentFailureInvolved¦Overhead¦Transformer¦FailedFaulted
17-0087501 | Equipment Failure/Involved | Overhead | Conductor, Overhead | Broken, wire on ground | 2017 | Tier 2 - Elevated | Distribution Circuit | 10 | 8 | 2017-10-08 | 1901273 | Sus | Y | EquipmentFailureInvolved¦Overhead¦ConductorOverhead¦Brokenwireonground
17-0089045 | Unknown Cause | Patrol - found nothing |  |  | 2017 | Tier 3 - Extreme | Distribution Circuit | 10 | 20 | 2017-10-20 | 1905468 | Sus | Y | UnknownCause¦Patrolfoundnothing¦¦
17-0090241 | Vegetation | Tree - branch fell on line | Secondary | Arcing | 2017 | Tier 3 - Extreme | Transformer only | 10 | 25 | 2017-10-25 | 1909161 | Sus | Y | Vegetation¦Treebranchfellonline¦Secondary¦Arcing
17-0091403 | Unknown Cause | Patrol - found nothing |  |  | 2017 | Tier 3 - Extreme | Distribution Circuit | 10 | 30 | 2017-10-30 | 1912614 | Sus | Y | UnknownCause¦Patrolfoundnothing¦¦
17-0097513 | Equipment Failure/Involved | Overhead | Transformer (OH) | Failed/Faulted | 2017 | Tier 2 - Elevated | Transformer only | 11 | 25 | 2017-11-25 | 1929031 | Sus | Y | EquipmentFailureInvolved¦Overhead¦Transformer(OH)¦FailedFaulted
17-0097672 | Vegetation | Tree - branch fell on line | Conductor, Overhead | Broken, wire on ground | 2017 | Tier 2 - Elevated | Distribution Circuit | 11 | 27 | 2017-11-27 | 1929640 | Sus | Y | Vegetation¦Treebranchfellonline¦ConductorOverhead¦Brokenwireonground
17-0097732 | Equipment Failure/Involved | Overhead | Transformer | Failed/Faulted | 2017 | Tier 2 - Elevated | Transformer only | 11 | 27 | 2017-11-27 | 1929744 | Sus | Y | EquipmentFailureInvolved¦Overhead¦Transformer¦FailedFaulted
17-0101733 | Unknown Cause | Patrol - not conducted |  |  | 2017 | Tier 2 - Elevated | Distribution Circuit | 12 | 14 | 2017-12-14 | 1943344 | Sus | N | UnknownCause¦Patrolnotconducted¦¦
17-0101741 | Unknown Cause | Patrol - found nothing |  |  | 2017 | Tier 2 - Elevated | Distribution Circuit | 12 | 15 | 2017-12-15 | 1943405 | Sus | N | UnknownCause¦Patrolfoundnothing¦¦
17-0103028 | Equipment Failure/Involved | Overhead | Conductor, Overhead | Broken, wire on ground | 2017 | Tier 2 - Elevated | Transmission line | 12 | 22 | 2017-12-22 | 1950091 | Sus | N | EquipmentFailureInvolved¦Overhead¦ConductorOverhead¦Brokenwireonground
18-0006242 | Equipment Failure/Involved | Overhead | Jumper | Burned Open | 2018 | Tier 2 - Elevated | Distribution Circuit | 1 | 15 | 2018-01-15 | 8618 | Sus | N | EquipmentFailureInvolved¦Overhead¦Jumper¦BurnedOpen
18-0015096 | Unknown Cause | Patrol - found nothing |  |  | 2018 | Tier 2 - Elevated | Distribution Circuit | 2 | 17 | 2018-02-17 | 26269 | Sus | N | UnknownCause¦Patrolfoundnothing¦¦
18-0018914 | Vegetation | Tree - fell into line | Conductor, Overhead | Broken, wire on ground | 2018 | Tier 3 - Extreme | Distribution Circuit | 3 | 1 | 2018-03-01 | 35648 | Sus | N | Vegetation¦Treefellintoline¦ConductorOverhead¦Brokenwireonground
18-0022613 | Vegetation | Tree - fell into line | Pole-Wood | Broken, wire on ground | 2018 | Tier 3 - Extreme | Distribution Circuit | 3 | 14 | 2018-03-14 | 43846 | Sus | N | Vegetation¦Treefellintoline¦PoleWood¦Brokenwireonground
18-0025266 | Equipment Failure/Involved | Overhead | Pole-Wood | Broken | 2018 | Tier 2 - Elevated | Distribution Circuit | 3 | 22 | 2018-03-22 | 50065 | Sus | N | EquipmentFailureInvolved¦Overhead¦PoleWood¦Broken
18-0025293 | Vegetation | Tree - fell into line | Conductor, Overhead | Broken, wire on ground | 2018 | Tier 2 - Elevated | Distribution Circuit | 3 | 22 | 2018-03-22 | 50209 | Sus | N | Vegetation¦Treefellintoline¦ConductorOverhead¦Brokenwireonground
18-0028073 | Unknown Cause | Patrol - found nothing |  |  | 2018 | Tier 2 - Elevated | Distribution Circuit | 3 | 30 | 2018-03-30 | 56802 | Sus | N | UnknownCause¦Patrolfoundnothing¦¦
18-0029724 | Unknown Cause | Patrol - found nothing |  |  | 2018 | Tier 2 - Elevated | Distribution Circuit | 4 | 5 | 2018-04-05 | 60452 | Sus | N | UnknownCause¦Patrolfoundnothing¦¦
18-0030409 | Equipment Failure/Involved | Overhead | Crossarm, Wood | Broken | 2018 | Tier 2 - Elevated | Distribution Circuit | 4 | 8 | 2018-04-08 | 62714 | Sus | N | EquipmentFailureInvolved¦Overhead¦CrossarmWood¦Broken
18-0032375 | Vegetation | Tree - branch fell on line | Conductor, Overhead | Normal | 2018 | Tier 3 - Extreme | Distribution Circuit | 4 | 15 | 2018-04-15 | 67150 | Sus | N | Vegetation¦Treebranchfellonline¦ConductorOverhead¦Normal
18-0033617 | Unknown Cause | Patrol - found nothing |  |  | 2018 | Tier 2 - Elevated | Distribution Circuit | 4 | 19 | 2018-04-19 | 69859 | Sus | N | UnknownCause¦Patrolfoundnothing¦¦
18-0036416 | Equipment Failure/Involved | Overhead | Conductor, Overhead | Broken, wire on ground | 2018 | Tier 2 - Elevated | Distribution Circuit | 4 | 27 | 2018-04-27 | 75705 | Sus | N | EquipmentFailureInvolved¦Overhead¦ConductorOverhead¦Brokenwireonground
18-0036455 | Unknown Cause | Patrol - found nothing |  |  | 2018 | Tier 2 - Elevated | Distribution Circuit | 4 | 28 | 2018-04-28 | 75756 | Sus | N | UnknownCause¦Patrolfoundnothing¦¦
18-0038543 | Equipment Failure/Involved | Electrical Overload | Transformer | Failed/Faulted | 2018 | Tier 3 - Extreme | Transformer only | 5 | 5 | 2018-05-05 | 79907 | Sus | Y | EquipmentFailureInvolved¦ElectricalOverload¦Transformer¦FailedFaulted
18-0050402 | Unknown Cause | Patrol - found nothing |  |  | 2018 | Tier 2 - Elevated | Distribution Circuit | 6 | 12 | 2018-06-12 | 107768 | Sus | Y | UnknownCause¦Patrolfoundnothing¦¦
18-0053879 | Environmental/External | Fire, Forest/Grass | Conductor, Overhead | Normal | 2018 | Tier 2 - Elevated | Distribution Circuit | 6 | 23 | 2018-06-23 | 116277 | Sus | Y | EnvironmentalExternal¦FireForestGrass¦ConductorOverhead¦Normal
18-0060306 | Vegetation | Tree - fell into line | Other | Broken | 2018 | Tier 3 - Extreme | Transformer only | 7 | 16 | 2018-07-16 | 132953 | Sus | Y | Vegetation¦Treefellintoline¦Other¦Broken
18-0067323 | Environmental/External | Fire, Forest/Grass | Conductor, Overhead | Burned/flashed | 2018 | Tier 3 - Extreme | Distribution Circuit | 8 | 7 | 2018-08-07 | 150494 | Sus | Y | EnvironmentalExternal¦FireForestGrass¦ConductorOverhead¦Burnedflashed
18-0068093 | Company Initiated | Return Circuit Normal | Pole-Wood | Burned/flashed | 2018 | Tier 3 - Extreme | Distribution Circuit | 8 | 8 | 2018-08-08 | 151848 | Sus | Y | CompanyInitiated¦ReturnCircuitNormal¦PoleWood¦Burnedflashed
18-0085364 | 3rd Party | Tree - cutting, 3rd party | Conductor, Overhead | Normal | 2018 | Tier 3 - Extreme | Distribution Circuit | 10 | 1 | 2018-10-01 | 185185 | Sus | Y | 3rdParty¦Treecutting3rdparty¦ConductorOverhead¦Normal
18-0098996 | 3rd Party | Tree - cutting, 3rd party | Conductor, Overhead | Together | 2018 | Tier 2 - Elevated | Distribution Circuit | 11 | 11 | 2018-11-11 | 213461 | Sus | Y | 3rdParty¦Treecutting3rdparty¦ConductorOverhead¦Together
18-0100883 | Environmental/External | Fire, Forest/Grass | Pole-Wood | Burned/flashed | 2018 | Tier 3 - Extreme | Distribution Circuit | 11 | 8 | 2018-11-08 | 217948 | Sus | Y | EnvironmentalExternal¦FireForestGrass¦PoleWood¦Burnedflashed
18-0101946 | Equipment Failure/Involved | Overhead | Transformer | Failed/Faulted | 2018 | Tier 2 - Elevated | Distribution Circuit | 11 | 21 | 2018-11-21 | 220396 | Sus | Y | EquipmentFailureInvolved¦Overhead¦Transformer¦FailedFaulted
18-0102205 | Vegetation | Tree - branch fell on line | Fuse | Failed/Faulted | 2018 | Tier 2 - Elevated | Distribution Circuit | 11 | 22 | 2018-11-22 | 221322 | Sus | Y | Vegetation¦Treebranchfellonline¦Fuse¦FailedFaulted
18-0103199 | Environmental/External | Fire, Forest/Grass | Pole-Wood | Burned/flashed | 2018 | Tier 3 - Extreme | Distribution Circuit | 11 | 8 | 2018-11-08 | 224338 | Sus | Y | EnvironmentalExternal¦FireForestGrass¦PoleWood¦Burnedflashed
18-0104893 | Vegetation | Tree - fell into line | Conductor, Overhead | Broken, wire on ground | 2018 | Tier 2 - Elevated | Distribution Circuit | 11 | 29 | 2018-11-29 | 228013 | Sus | Y | Vegetation¦Treefellintoline¦ConductorOverhead¦Brokenwireonground
18-0105021 | Vegetation | Tree - fell into line | Conductor, Overhead | Broken, wire on ground | 2018 | Tier 3 - Extreme | Distribution Circuit | 11 | 29 | 2018-11-29 | 228179 | Sus | Y | Vegetation¦Treefellintoline¦ConductorOverhead¦Brokenwireonground
18-0105918 | Equipment Failure/Involved | Underground | Transformer (UG) | Failed/Faulted | 2018 | Tier 3 - Extreme | Distribution Circuit | 12 | 1 | 2018-12-01 | 231317 | Sus | N | EquipmentFailureInvolved¦Underground¦Transformer(UG)¦FailedFaulted
18-0107077 | Unknown Cause | Patrol - found nothing |  |  | 2018 | Tier 2 - Elevated | Distribution Circuit | 12 | 4 | 2018-12-04 | 233840 | Sus | N | UnknownCause¦Patrolfoundnothing¦¦
18-0107435 | Unknown Cause | Patrol - found nothing |  |  | 2018 | Tier 2 - Elevated | Distribution Circuit | 12 | 5 | 2018-12-05 | 234519 | Sus | N | UnknownCause¦Patrolfoundnothing¦¦
18-0110342 | Vegetation | Tree - fell into line | Conductor, Overhead | Together | 2018 | Tier 3 - Extreme | Distribution Circuit | 12 | 22 | 2018-12-22 | 245483 | Sus | N | Vegetation¦Treefellintoline¦ConductorOverhead¦Together
19-0004827 | Equipment Failure/Involved | Overhead | Connector or Splice (OH) | Broken, wire on ground | 2019 | Tier 2 - Elevated | Distribution Circuit | 1 | 5 | 2019-01-05 | 254431 | Sus | N | EquipmentFailureInvolved¦Overhead¦ConnectororSplice(OH)¦Brokenwireonground
19-0005269 | Vegetation | Tree - fell into line | Conductor, Overhead | Broken, wire on ground | 2019 | Tier 2 - Elevated | Distribution Circuit | 1 | 6 | 2019-01-06 | 255732 | Sus | N | Vegetation¦Treefellintoline¦ConductorOverhead¦Brokenwireonground
19-0006271 | Vegetation | Tree - branch fell on line | Conductor, Overhead | Together | 2019 | Tier 3 - Extreme | Distribution Circuit | 1 | 7 | 2019-01-07 | 260531 | Sus | N | Vegetation¦Treebranchfellonline¦ConductorOverhead¦Together
19-0006673 | Vegetation | Tree - fell into line | Conductor, Overhead | Broken, wire on ground | 2019 | Tier 3 - Extreme | Distribution Circuit | 1 | 9 | 2019-01-09 | 261214 | Sus | N | Vegetation¦Treefellintoline¦ConductorOverhead¦Brokenwireonground
19-0009263 | Vegetation | Tree - bark fell into line | Conductor, Overhead | Normal | 2019 | Tier 2 - Elevated | Distribution Circuit | 1 | 15 | 2019-01-15 | 266003 | Sus | N | Vegetation¦Treebarkfellintoline¦ConductorOverhead¦Normal
19-0009301 | Vegetation | Tree - fell into line | Conductor, Overhead | Broken, wire on ground | 2019 | Tier 2 - Elevated | Distribution Circuit | 1 | 15 | 2019-01-15 | 266276 | Sus | N | Vegetation¦Treefellintoline¦ConductorOverhead¦Brokenwireonground
19-0009363 | Vegetation | Tree - fell into line | Conductor, Overhead | Broken, wire on ground | 2019 | Tier 3 - Extreme | Distribution Circuit | 1 | 16 | 2019-01-16 | 266427 | Sus | N | Vegetation¦Treefellintoline¦ConductorOverhead¦Brokenwireonground
19-0009762 | Equipment Failure/Involved | Overhead | Jumper | Burned Open | 2019 | Tier 3 - Extreme | Distribution Circuit | 1 | 16 | 2019-01-16 | 267121 | Sus | N | EquipmentFailureInvolved¦Overhead¦Jumper¦BurnedOpen
19-0009821 | Equipment Failure/Involved | Overhead | Conductor, Overhead | Broken, wire on ground | 2019 | Tier 3 - Extreme | Distribution Circuit | 1 | 16 | 2019-01-16 | 267467 | Sus | N | EquipmentFailureInvolved¦Overhead¦ConductorOverhead¦Brokenwireonground
19-0013154 | Equipment Failure/Involved | Overhead | Transformer | Broken | 2019 | Tier 2 - Elevated | Transformer only | 1 | 22 | 2019-01-22 | 279130 | Sus | N | EquipmentFailureInvolved¦Overhead¦Transformer¦Broken
19-0017171 | Vegetation | Tree - fell into line | Conductor, Overhead | Broken, wire on ground | 2019 | Tier 3 - Extreme | Distribution Circuit | 2 | 2 | 2019-02-02 | 286973 | Sus | N | Vegetation¦Treefellintoline¦ConductorOverhead¦Brokenwireonground
19-0017244 | Vegetation | Tree - fell into line | Conductor, Overhead | Broken, wire on ground | 2019 | Tier 3 - Extreme | Distribution Circuit | 2 | 2 | 2019-02-02 | 287423 | Sus | N | Vegetation¦Treefellintoline¦ConductorOverhead¦Brokenwireonground
19-0017479 | Vegetation | Tree - fell into line | Conductor, Overhead | Broken, wire on ground | 2019 | Tier 2 - Elevated | Distribution Circuit | 2 | 3 | 2019-02-03 | 288383 | Sus | N | Vegetation¦Treefellintoline¦ConductorOverhead¦Brokenwireonground
19-0018738 | Equipment Failure/Involved | Overhead | Conductor, Overhead | Together | 2019 | Tier 3 - Extreme | Distribution Circuit | 2 | 5 | 2019-02-05 | 292983 | Sus | N | EquipmentFailureInvolved¦Overhead¦ConductorOverhead¦Together
19-0020168 | Environmental/External | Lightning | Conductor, Overhead | Broken, wire on ground | 2019 | Tier 2 - Elevated | Distribution Circuit | 2 | 8 | 2019-02-08 | 296636 | Sus | N | EnvironmentalExternal¦Lightning¦ConductorOverhead¦Brokenwireonground
19-0021494 | Equipment Failure/Involved | Underground | Conductor, Underground | Burned/flashed | 2019 | Tier 2 - Elevated | Transformer only | 2 | 12 | 2019-02-12 | 300775 | Sus | N | EquipmentFailureInvolved¦Underground¦ConductorUnderground¦Burnedflashed
19-0022234 | Vegetation | Tree - fell into line | Service conductor | Broken | 2019 | Tier 2 - Elevated | Transformer only | 2 | 13 | 2019-02-13 | 304529 | Sus | N | Vegetation¦Treefellintoline¦Serviceconductor¦Broken
19-0022520 | Vegetation | Tree - fell into line | Conductor, Overhead | Broken, wire on ground | 2019 | Tier 3 - Extreme | Distribution Circuit | 2 | 13 | 2019-02-13 | 305134 | Sus | N | Vegetation¦Treefellintoline¦ConductorOverhead¦Brokenwireonground
19-0023166 | Vegetation | Tree - fell into line | Conductor, Overhead | Broken, wire on ground | 2019 | Tier 3 - Extreme | Distribution Circuit | 2 | 14 | 2019-02-14 | 307463 | Sus | N | Vegetation¦Treefellintoline¦ConductorOverhead¦Brokenwireonground
19-0023773 | Vegetation | Tree - fell into line | Conductor, Overhead | Normal | 2019 | Tier 2 - Elevated | Distribution Circuit | 2 | 14 | 2019-02-14 | 311111 | Sus | N | Vegetation¦Treefellintoline¦ConductorOverhead¦Normal
19-0024014 | Vegetation | Tree - fell into line | Conductor, Overhead | Broken, wire on ground | 2019 | Tier 2 - Elevated | Distribution Circuit | 2 | 14 | 2019-02-14 |  | Sus | N | Vegetation¦Treefellintoline¦ConductorOverhead¦Brokenwireonground
19-0024230 | Vegetation | Tree - fell into line | Conductor, Overhead | Broken | 2019 | Tier 3 - Extreme | Distribution Circuit | 2 | 15 | 2019-02-15 | 312632 | Sus | N | Vegetation¦Treefellintoline¦ConductorOverhead¦Broken
19-0025055 | Equipment Failure/Involved | Overhead | Crossarm, Wood | Broken | 2019 | Tier 2 - Elevated | Distribution Circuit | 2 | 12 | 2019-02-12 | 315460 | Sus | N | EquipmentFailureInvolved¦Overhead¦CrossarmWood¦Broken
19-0025148 | Equipment Failure/Involved | Overhead | Crossarm, Wood | Broken | 2019 | Tier 2 - Elevated | Distribution Circuit | 2 | 17 | 2019-02-17 | 315750 | Sus | N | EquipmentFailureInvolved¦Overhead¦CrossarmWood¦Broken
19-0025180 | Vegetation | Tree - fell into line | Conductor, Overhead | Broken, wire on ground | 2019 | Tier 3 - Extreme | Distribution Circuit | 2 | 17 | 2019-02-17 | 316026 | Sus | N | Vegetation¦Treefellintoline¦ConductorOverhead¦Brokenwireonground
19-0025697 | Equipment Failure/Involved | Overhead | Conductor, Overhead | Broken, wire on ground | 2019 | Tier 2 - Elevated | Distribution Circuit | 2 | 17 | 2019-02-17 | 315319 | Sus | N | EquipmentFailureInvolved¦Overhead¦ConductorOverhead¦Brokenwireonground
19-0026164 | Equipment Failure/Involved | Overhead | Insulator | Broken | 2019 | Tier 2 - Elevated | Distribution Circuit | 2 | 19 | 2019-02-19 | 319041 | Sus | N | EquipmentFailureInvolved¦Overhead¦Insulator¦Broken
19-0027746 | Equipment Failure/Involved | Overhead | Transformer | Broken | 2019 | Tier 2 - Elevated | Transformer only | 2 | 25 | 2019-02-25 | 322763 | Sus | N | EquipmentFailureInvolved¦Overhead¦Transformer¦Broken
19-0028842 | Equipment Failure/Involved | Overhead | Conductor, Overhead | Normal | 2019 | Tier 3 - Extreme | Distribution Circuit | 2 | 27 | 2019-02-27 | 326680 | Sus | N | EquipmentFailureInvolved¦Overhead¦ConductorOverhead¦Normal
19-0029174 | Unknown Cause | Patrol - found nothing |  |  | 2019 | Tier 2 - Elevated | Distribution Circuit | 2 | 27 | 2019-02-27 | 327391 | Sus | N | UnknownCause¦Patrolfoundnothing¦¦
19-0032805 | Equipment Failure/Involved | Overhead | Transformer | Failed/Faulted | 2019 | Tier 2 - Elevated | Transformer only | 3 | 11 | 2019-03-11 | 336524 | Sus | N | EquipmentFailureInvolved¦Overhead¦Transformer¦FailedFaulted
19-0046454 | Equipment Failure/Involved | Overhead | Service conductor | Broken | 2019 | Tier 2 - Elevated | Transformer only | 4 | 26 | 2019-04-26 | 368694 | Sus | N | EquipmentFailureInvolved¦Overhead¦Serviceconductor¦Broken
19-0052282 | Vegetation | Tree - branch fell on line | Fuse | Failed/Faulted | 2019 | Tier 2 - Elevated | Distribution Circuit | 5 | 15 | 2019-05-15 | 381031 | Sus | Y | Vegetation¦Treebranchfellonline¦Fuse¦FailedFaulted
19-0057572 | Equipment Failure/Involved | Overhead | Pole-Wood | Deteriorated | 2019 | Tier 3 - Extreme | Distribution Circuit | 5 | 25 | 2019-05-25 | 390015 | Sus | Y | EquipmentFailureInvolved¦Overhead¦PoleWood¦Deteriorated
19-0059906 | 3rd Party | Vehicle | Conductor, Overhead | Broken, wire on ground | 2019 | Tier 2 - Elevated | Distribution Circuit | 5 | 30 | 2019-05-30 | 393256 | Sus | Y | 3rdParty¦Vehicle¦ConductorOverhead¦Brokenwireonground
19-0062705 | Company Initiated | Construction Activity/equip, company | Pole-Wood | Deteriorated | 2019 | Tier 2 - Elevated | Distribution Circuit | 6 | 4 | 2019-06-04 | 397628 | Sus | Y | CompanyInitiated¦ConstructionActivityequipcompany¦PoleWood¦Deteriorated
19-0064576 | Vegetation | Tree - fell into line | Conductor, Overhead | Broken, wire on ground | 2019 | Tier 3 - Extreme | Distribution Circuit | 6 | 8 | 2019-06-08 | 401355 | Sus | Y | Vegetation¦Treefellintoline¦ConductorOverhead¦Brokenwireonground
19-0074872 | Vegetation | Tree - fell into line | Conductor, Overhead | Broken, wire on ground | 2019 | Tier 2 - Elevated | Distribution Circuit | 7 | 5 | 2019-07-05 | 441510 | Sus | Y | Vegetation¦Treefellintoline¦ConductorOverhead¦Brokenwireonground
19-0075033 | Equipment Failure/Involved | Overhead | Transformer (OH) | Broken | 2019 | Tier 2 - Elevated | Transformer only | 7 | 7 | 2019-07-07 | 442116 | Sus | Y | EquipmentFailureInvolved¦Overhead¦Transformer(OH)¦Broken
19-0080252 | Unknown Cause | Patrol - found nothing |  |  | 2019 | Tier 2 - Elevated | Distribution Circuit | 7 | 23 | 2019-07-23 | 468740 | Sus | Y | UnknownCause¦Patrolfoundnothing¦¦
19-0086589 | Equipment Failure/Involved | Overhead | Transformer (OH) | Failed/Faulted | 2019 | Tier 2 - Elevated | Distribution Circuit | 8 | 10 | 2019-08-10 | 501113 | Sus | Y | EquipmentFailureInvolved¦Overhead¦Transformer(OH)¦FailedFaulted
19-0086728 | Animal | Bird found | Transformer (OH) | Normal | 2019 | Tier 2 - Elevated | Distribution Circuit | 8 | 12 | 2019-08-12 | 502188 | Sus | Y | Animal¦Birdfound¦Transformer(OH)¦Normal
19-0088744 | Vegetation | Tree - branch fell on line | Conductor, Overhead | Broken, wire on ground | 2019 | Tier 2 - Elevated | Distribution Circuit | 8 | 16 | 2019-08-16 | 515125 | Sus | Y | Vegetation¦Treebranchfellonline¦ConductorOverhead¦Brokenwireonground
19-0100148 | Unknown Cause | Patrol - found nothing |  |  | 2019 | Tier 2 - Elevated | Distribution Circuit | 9 | 17 | 2019-09-17 | 587339 | Sus | Y | UnknownCause¦Patrolfoundnothing¦¦
19-0101932 | Equipment Failure/Involved | Overhead | Transformer | Failed/Faulted | 2019 | Tier 2 - Elevated | Transformer only | 9 | 20 | 2019-09-20 | 598153 | Sus | Y | EquipmentFailureInvolved¦Overhead¦Transformer¦FailedFaulted
19-0104531 | Vegetation | Tree - branch fell on line | Conductor, Overhead | Normal | 2019 | Tier 3 - Extreme | Transformer only | 9 | 27 | 2019-09-27 | 622220 | Sus | Y | Vegetation¦Treebranchfellonline¦ConductorOverhead¦Normal
19-0112346 | Unknown Cause | Patrol - found nothing |  |  | 2019 | Tier 2 - Elevated | Distribution Circuit | 10 | 16 | 2019-10-16 | 660438 | Sus | Y | UnknownCause¦Patrolfoundnothing¦¦
19-0119824 | 3rd Party | Vehicle | Pole-Wood | Broken, wire on object | 2019 | Tier 2 - Elevated | Distribution Circuit | 11 | 1 | 2019-11-01 | 697231 | Sus | Y | 3rdParty¦Vehicle¦PoleWood¦Brokenwireonobject
19-0125466 | Unknown Cause | Patrol - found nothing |  |  | 2019 | Tier 2 - Elevated | Distribution Circuit | 11 | 17 | 2019-11-17 | 708595 | Sus | Y | UnknownCause¦Patrolfoundnothing¦¦
19-0126599 | Vegetation | Tree - branch fell on line | Secondary | Broken | 2019 | Tier 2 - Elevated | Distribution Circuit | 11 | 19 | 2019-11-19 | 710605 | Sus | Y | Vegetation¦Treebranchfellonline¦Secondary¦Broken
19-0130378 | Unknown Cause | Patrol - found nothing |  |  | 2019 | Tier 2 - Elevated | Distribution Circuit | 11 | 27 | 2019-11-27 | 720656 | Sus | Y | UnknownCause¦Patrolfoundnothing¦¦
19-0130861 | Equipment Failure/Involved | Overhead | Pole-Wood | Broken | 2019 | Tier 2 - Elevated | Distribution Circuit | 11 | 28 | 2019-11-28 | 722751 | Sus | Y | EquipmentFailureInvolved¦Overhead¦PoleWood¦Broken
19-0130924 | Vegetation | Tree - branch fell on line | Conductor, Overhead | Normal | 2019 | Tier 3 - Extreme | Distribution Circuit | 11 | 28 | 2019-11-28 | 723141 | Sus | Y | Vegetation¦Treebranchfellonline¦ConductorOverhead¦Normal
19-0131036 | Equipment Failure/Involved | Overhead | Conductor, Overhead | Broken, wire on ground | 2019 | Tier 2 - Elevated | Distribution Circuit | 11 | 29 | 2019-11-29 | 723366 | Sus | Y | EquipmentFailureInvolved¦Overhead¦ConductorOverhead¦Brokenwireonground
19-0132107 | Vegetation | Tree - fell into line | Conductor, Overhead | Broken, wire on ground | 2019 | Tier 3 - Extreme | Distribution Circuit | 12 | 1 | 2019-12-01 | 726671 | Sus | N | Vegetation¦Treefellintoline¦ConductorOverhead¦Brokenwireonground
19-0134199 | Unknown Cause | Patrol - not conducted |  |  | 2019 | Tier 2 - Elevated | Distribution Circuit | 12 | 6 | 2019-12-06 | 731056 | Sus | N | UnknownCause¦Patrolnotconducted¦¦
19-0137051 | Unknown Cause | Patrol - found nothing |  |  | 2019 | Tier 2 - Elevated | Distribution Circuit | 12 | 17 | 2019-12-17 | 745064 | Sus | N | UnknownCause¦Patrolfoundnothing¦¦
20-0013773 | Equipment Failure/Involved | Overhead | Transformer | Failed/Faulted | 2020 | Tier 2 - Elevated | Transformer only | 1 | 26 | 2020-01-26 | 770377 | Sus | N | EquipmentFailureInvolved¦Overhead¦Transformer¦FailedFaulted
20-0016337 | Vegetation | Tree - branch fell on line | Conductor, Overhead | Normal | 2020 | Tier 2 - Elevated | Distribution Circuit | 2 | 2 | 2020-02-02 | 775620 | Sus | N | Vegetation¦Treebranchfellonline¦ConductorOverhead¦Normal
20-0017839 | Equipment Failure/Involved | Overhead | Transformer | Failed/Faulted | 2020 | Tier 2 - Elevated | Transformer only | 2 | 5 | 2020-02-05 | 778740 | Sus | N | EquipmentFailureInvolved¦Overhead¦Transformer¦FailedFaulted
20-0019128 | Vegetation | Tree - branch fell on line | Conductor, Overhead | Broken, wire on ground | 2020 | Tier 3 - Extreme | Distribution Circuit | 2 | 9 | 2020-02-09 | 781506 | Sus | N | Vegetation¦Treebranchfellonline¦ConductorOverhead¦Brokenwireonground
20-0027645 | Vegetation | Tree - fell into line | Fuse | Failed/Faulted | 2020 | Tier 3 - Extreme | Distribution Circuit | 3 | 2 | 2020-03-02 | 821173 | Sus | N | Vegetation¦Treefellintoline¦Fuse¦FailedFaulted
20-0032481 | Vegetation | Tree - branch fell on line | Conductor, Overhead | Broken, wire on ground | 2020 | Tier 3 - Extreme | Distribution Circuit | 3 | 16 | 2020-03-16 | 853308 | Sus | N | Vegetation¦Treebranchfellonline¦ConductorOverhead¦Brokenwireonground
20-0033677 | Unknown Cause | Patrol - found nothing |  |  | 2020 | Tier 2 - Elevated | Distribution Circuit | 3 | 18 | 2020-03-18 | 857453 | Sus | N | UnknownCause¦Patrolfoundnothing¦¦
20-0034167 | Unknown Cause | Patrol - not conducted |  |  | 2020 | Tier 3 - Extreme | Distribution Circuit | 3 | 15 | 2020-03-15 | 852858 | Sus | N | UnknownCause¦Patrolnotconducted¦¦
20-0035791 | Equipment Failure/Involved | Overhead | Crossarm, Wood | Broken | 2020 | Tier 2 - Elevated | Distribution Circuit | 3 | 24 | 2020-03-24 | 863910 | Sus | N | EquipmentFailureInvolved¦Overhead¦CrossarmWood¦Broken
20-0038871 | Environmental/External | Ice or snow | Conductor, Overhead | Broken, wire on ground | 2020 | Tier 2 - Elevated | Distribution Circuit | 4 | 6 | 2020-04-06 | 883943 | Sus | N | EnvironmentalExternal¦Iceorsnow¦ConductorOverhead¦Brokenwireonground
20-0048283 | Unknown Cause | Patrol - found nothing |  |  | 2020 | Tier 3 - Extreme | Distribution Circuit | 5 | 7 | 2020-05-07 | 909198 | Sus | Y | UnknownCause¦Patrolfoundnothing¦¦
20-0051564 | Environmental/External | Lightning | Transformer | Failed/Faulted | 2020 | Tier 2 - Elevated | Transformer only | 5 | 18 | 2020-05-18 | 917099 | Sus | Y | EnvironmentalExternal¦Lightning¦Transformer¦FailedFaulted
20-0056528 | Equipment Failure/Involved | Overhead | Transformer | Failed/Faulted | 2020 | Tier 2 - Elevated | Transformer only | 6 | 2 | 2020-06-02 | 927991 | Sus | Y | EquipmentFailureInvolved¦Overhead¦Transformer¦FailedFaulted
20-0065718 | Equipment Failure/Involved | Electrical Overload | Fuse | Burned Open | 2020 | Tier 2 - Elevated | Distribution Circuit | 6 | 27 | 2020-06-27 | 948882 | Sus | Y | EquipmentFailureInvolved¦ElectricalOverload¦Fuse¦BurnedOpen
20-0072108 | Equipment Failure/Involved | Overhead | Transformer | Failed/Faulted | 2020 | Tier 2 - Elevated | Transformer only | 7 | 15 | 2020-07-15 | 965068 | Sus | Y | EquipmentFailureInvolved¦Overhead¦Transformer¦FailedFaulted
20-0073820 | Equipment Failure/Involved | Overhead | Transformer (OH) | Leaking | 2020 | Tier 2 - Elevated | Transformer only | 7 | 20 | 2020-07-20 | 968602 | Sus | Y | EquipmentFailureInvolved¦Overhead¦Transformer(OH)¦Leaking
20-0076489 | Unknown Cause | Patrol - found nothing |  |  | 2020 | Tier 3 - Extreme | Distribution Circuit | 7 | 27 | 2020-07-27 | 973050 | Sus | Y | UnknownCause¦Patrolfoundnothing¦¦
20-0085675 | 3rd Party | Vehicle | Pole-Wood | Broken | 2020 | Tier 3 - Extreme | Distribution Circuit | 8 | 17 | 2020-08-17 | 1015560 | Sus | Y | 3rdParty¦Vehicle¦PoleWood¦Broken
20-0087022 | Equipment Failure/Involved | Underground | Elbow | Deteriorated | 2020 | Tier 2 - Elevated | Distribution Circuit | 8 | 18 | 2020-08-18 | 1020476 | Sus | Y | EquipmentFailureInvolved¦Underground¦Elbow¦Deteriorated
20-0088717 | Company Initiated | Operating error | Fuse | Burned Open | 2020 | Tier 2 - Elevated | Distribution Circuit | 8 | 21 | 2020-08-21 | 1026626 | Sus | Y | CompanyInitiated¦Operatingerror¦Fuse¦BurnedOpen
20-0088962 | Vegetation | Tree - fell into line | Conductor, Overhead | Broken, wire on ground | 2020 | Tier 2 - Elevated | Distribution Circuit | 8 | 22 | 2020-08-22 | 1027289 | Sus | Y | Vegetation¦Treefellintoline¦ConductorOverhead¦Brokenwireonground
20-0090439 | Environmental/External | Fire, Forest/Grass | Conductor, Overhead | Deteriorated | 2020 | Tier 3 - Extreme | Distribution Circuit | 8 | 19 | 2020-08-19 | 1033324 | Sus | Y | EnvironmentalExternal¦FireForestGrass¦ConductorOverhead¦Deteriorated
20-0091448 | Environmental/External | Fire, Forest/Grass | Conductor, Overhead | Normal | 2020 | Tier 3 - Extreme | Distribution Circuit | 8 | 19 | 2020-08-19 | 1041124 | Sus | Y | EnvironmentalExternal¦FireForestGrass¦ConductorOverhead¦Normal
20-0091450 | Environmental/External | Fire, Forest/Grass | Conductor, Overhead | Normal | 2020 | Tier 3 - Extreme | Distribution Circuit | 8 | 19 | 2020-08-19 | 1041127 | Sus | Y | EnvironmentalExternal¦FireForestGrass¦ConductorOverhead¦Normal
20-0095002 | Environmental/External | Fire, Forest/Grass | Conductor, Overhead | Normal | 2020 | Tier 2 - Elevated | Distribution Circuit | 8 | 18 | 2020-08-18 | 1061057 | Sus | Y | EnvironmentalExternal¦FireForestGrass¦ConductorOverhead¦Normal
20-0104962 | Vegetation | Tree - branch fell on line | Conductor, Overhead | Normal | 2020 | Tier 3 - Extreme | Distribution Circuit | 10 | 4 | 2020-10-04 | 1110860 | Sus | Y | Vegetation¦Treebranchfellonline¦ConductorOverhead¦Normal
20-0108492 | Wildfire Mitigation | Public Safety Power Shut-off | Conductor, Overhead | Normal | 2020 | Tier 3 - Extreme | Distribution Circuit | 10 | 14 | 2020-10-14 | 1117985 | Sus | Y | WildfireMitigation¦PublicSafetyPowerShutoff¦ConductorOverhead¦Normal
20-0111187 | Animal | Squirrel | Transformer (OH) | Broken | 2020 | Tier 2 - Elevated | Distribution Circuit | 10 | 21 | 2020-10-21 | 1122188 | Sus | Y | Animal¦Squirrel¦Transformer(OH)¦Broken
20-0118330 | Equipment Failure/Involved | Overhead | Transformer (OH) | Failed/Faulted | 2020 | Tier 2 - Elevated | Transformer only | 11 | 7 | 2020-11-07 | 1138837 | Sus | Y | EquipmentFailureInvolved¦Overhead¦Transformer(OH)¦FailedFaulted
20-0121825 | Equipment Failure/Involved | Overhead | Connector or Splice (OH) | Broken, wire on ground | 2020 | Tier 2 - Elevated | Distribution Circuit | 11 | 17 | 2020-11-17 | 1147108 | Sus | Y | EquipmentFailureInvolved¦Overhead¦ConnectororSplice(OH)¦Brokenwireonground
20-0127417 | Equipment Failure/Involved | Overhead | Transformer (OH) | Leaking | 2020 | Tier 3 - Extreme | Distribution Circuit | 12 | 3 | 2020-12-03 | 1161527 | Sus | N | EquipmentFailureInvolved¦Overhead¦Transformer(OH)¦Leaking
20-0127492 | Unknown Cause | Patrol - found nothing |  |  | 2020 | Tier 3 - Extreme | Distribution Circuit | 12 | 3 | 2020-12-03 | 1161731 | Sus | N | UnknownCause¦Patrolfoundnothing¦¦
20-0128560 | Vegetation | Tree - branch fell on line | Conductor, Overhead | Burned/flashed | 2020 | Tier 2 - Elevated | Distribution Circuit | 12 | 7 | 2020-12-07 | 1168561 | Sus | N | Vegetation¦Treebranchfellonline¦ConductorOverhead¦Burnedflashed
20-0130902 | Unknown Cause | Patrol - found nothing |  |  | 2020 | Tier 2 - Elevated | Distribution Circuit | 12 | 17 | 2020-12-17 | 1191939 | Sus | N | UnknownCause¦Patrolfoundnothing¦¦
20-0131990 | Equipment Failure/Involved | Overhead | Fuse | Broken | 2020 | Tier 3 - Extreme | Transformer only | 12 | 27 | 2020-12-27 | 1199633 | Sus | N | EquipmentFailureInvolved¦Overhead¦Fuse¦Broken
20-0132201 | Equipment Failure/Involved | Overhead | Transformer (OH) | Failed/Faulted | 2020 | Tier 3 - Extreme | Transformer only | 12 | 29 | 2020-12-29 | 1201026 | Sus | N | EquipmentFailureInvolved¦Overhead¦Transformer(OH)¦FailedFaulted
21-0010155 | Unknown Cause | Patrol - found nothing |  |  | 2021 | Tier 2 - Elevated | Distribution Circuit | 1 | 19 | 2021-01-19 | 1214079 | Sus | N | UnknownCause¦Patrolfoundnothing¦¦
21-0010281 | Vegetation | Tree - fell into line | Conductor, Overhead | Broken, wire on ground | 2021 | Tier 3 - Extreme | Distribution Circuit | 1 | 19 | 2021-01-19 | 1215104 | Sus | N | Vegetation¦Treefellintoline¦ConductorOverhead¦Brokenwireonground
21-0010545 | Vegetation | Tree - fell into line | Conductor, Overhead | Broken, wire on ground | 2021 | Tier 3 - Extreme | Distribution Circuit | 1 | 19 | 2021-01-19 | 1215729 | Sus | N | Vegetation¦Treefellintoline¦ConductorOverhead¦Brokenwireonground
21-0016198 | Vegetation | Tree - branch fell on line | Conductor, Overhead | Normal | 2021 | Tier 3 - Extreme | Distribution Circuit | 1 | 27 | 2021-01-27 | 1235371 | Sus | N | Vegetation¦Treebranchfellonline¦ConductorOverhead¦Normal
21-0017461 | Vegetation | Tree - fell into line | Conductor, Overhead | Broken, wire on ground | 2021 | Tier 2 - Elevated | Distribution Circuit | 1 | 26 | 2021-01-26 | 1239522 | Sus | N | Vegetation¦Treefellintoline¦ConductorOverhead¦Brokenwireonground
21-0017767 | Vegetation | Tree - fell into line | Conductor, Overhead | Normal | 2021 | Tier 2 - Elevated | Distribution Circuit | 1 | 28 | 2021-01-28 | 1240099 | Sus | N | Vegetation¦Treefellintoline¦ConductorOverhead¦Normal
21-0018689 | Vegetation | Tree - fell into line | Conductor, Overhead | Broken, wire on ground | 2021 | Tier 2 - Elevated | Distribution Circuit | 1 | 29 | 2021-01-29 | 1242571 | Sus | N | Vegetation¦Treefellintoline¦ConductorOverhead¦Brokenwireonground
21-0019946 | Vegetation | Tree - fell into line | Crossarm, Wood | Broken, wire on ground | 2021 | Tier 3 - Extreme | Distribution Circuit | 1 | 29 | 2021-01-29 | 1241589 | Sus | N | Vegetation¦Treefellintoline¦CrossarmWood¦Brokenwireonground
21-0022399 | Unknown Cause | Patrol - found nothing |  |  | 2021 | Tier 3 - Extreme | Transformer only | 2 | 5 | 2021-02-05 | 1248785 | Sus | N | UnknownCause¦Patrolfoundnothing¦¦
21-0022827 | Vegetation | Tree - fell into line | Pole-Wood | Broken | 2021 | Tier 2 - Elevated | Distribution Circuit | 2 | 7 | 2021-02-07 | 1250137 | Sus | N | Vegetation¦Treefellintoline¦PoleWood¦Broken
21-0022919 | Animal | Bird found | Conductor, Overhead | Normal | 2021 | Tier 3 - Extreme | Distribution Circuit | 2 | 8 | 2021-02-08 | 1250390 | Sus | N | Animal¦Birdfound¦ConductorOverhead¦Normal
21-0024988 | Vegetation | Tree - fell into line | Conductor, Overhead | Together | 2021 | Tier 3 - Extreme | Distribution Circuit | 2 | 12 | 2021-02-12 | 1253749 | Sus | N | Vegetation¦Treefellintoline¦ConductorOverhead¦Together
21-0025235 | Unknown Cause | Patrol - found nothing |  |  | 2021 | Tier 2 - Elevated | Distribution Circuit | 2 | 13 | 2021-02-13 | 1254146 | Sus | N | UnknownCause¦Patrolfoundnothing¦¦
21-0026852 | Animal | Bird found | Conductor, Overhead | Normal | 2021 | Tier 2 - Elevated | Distribution Circuit | 2 | 18 | 2021-02-18 | 1257082 | Sus | N | Animal¦Birdfound¦ConductorOverhead¦Normal
21-0027829 | Unknown Cause | Patrol - found nothing |  |  | 2021 | Tier 2 - Elevated | Distribution Circuit | 2 | 21 | 2021-02-21 | 1258826 | Sus | N | UnknownCause¦Patrolfoundnothing¦¦
21-0032981 | Vegetation | Tree - fell into line | Conductor, Overhead | Normal | 2021 | Tier 3 - Extreme | Distribution Circuit | 3 | 6 | 2021-03-06 | 1271003 | Sus | N | Vegetation¦Treefellintoline¦ConductorOverhead¦Normal
21-0036836 | Equipment Failure/Involved | Overhead | Insulator | Broken | 2021 | Tier 2 - Elevated | Distribution Circuit | 3 | 15 | 2021-03-15 | 1283902 | Sus | N | EquipmentFailureInvolved¦Overhead¦Insulator¦Broken
21-0039425 | Vegetation | Tree - fell into line | Conductor, Overhead | Broken, wire on ground | 2021 | Tier 3 - Extreme | Distribution Circuit | 3 | 22 | 2021-03-22 | 1292298 | Sus | N | Vegetation¦Treefellintoline¦ConductorOverhead¦Brokenwireonground
21-0046022 | Equipment Failure/Involved | Overhead | Transformer (OH) | Failed/Faulted | 2021 | Tier 2 - Elevated | Transformer only | 4 | 7 | 2021-04-07 | 1309567 | Sus | N | EquipmentFailureInvolved¦Overhead¦Transformer(OH)¦FailedFaulted
21-0047150 | Unknown Cause | Patrol - found nothing |  |  | 2021 | Tier 2 - Elevated | Distribution Circuit | 4 | 10 | 2021-04-10 | 1312605 | Sus | N | UnknownCause¦Patrolfoundnothing¦¦
21-0075946 | 3rd Party | Customer Equipment | Other | Deteriorated | 2021 | Tier 2 - Elevated | Distribution Circuit | 6 | 18 | 2021-06-18 | 1377083 | Sus | Y | 3rdParty¦CustomerEquipment¦Other¦Deteriorated
21-0076297 | 3rd Party | Vehicle | Conductor, Overhead | Normal | 2021 | Tier 3 - Extreme | Distribution Circuit | 6 | 18 | 2021-06-18 | 1377812 | Sus | Y | 3rdParty¦Vehicle¦ConductorOverhead¦Normal
21-0085511 | Equipment Failure/Involved | Overhead | Conductor, Overhead | Deteriorated | 2021 | Tier 2 - Elevated | Distribution Circuit | 7 | 7 | 2021-07-07 | 1393550 | Sus | Y | EquipmentFailureInvolved¦Overhead¦ConductorOverhead¦Deteriorated
21-0105604 | Wildfire Mitigation | Public Safety Power Shut-off | Conductor, Overhead | Normal | 2021 | Tier 3 - Extreme | Distribution Circuit | 8 | 17 | 2021-08-17 | 1445531 | Sus | Y | WildfireMitigation¦PublicSafetyPowerShutoff¦ConductorOverhead¦Normal
21-0107310 | Animal | Other | Pole-Wood | Deteriorated | 2021 | Tier 2 - Elevated | Distribution Circuit | 8 | 20 | 2021-08-20 | 1448488 | Sus | Y | Animal¦Other¦PoleWood¦Deteriorated
21-0109287 | Equipment Failure/Involved | Overhead | Transformer (OH) | Failed/Faulted | 2021 | Tier 2 - Elevated | Transformer only | 8 | 25 | 2021-08-25 | 1452927 | Sus | Y | EquipmentFailureInvolved¦Overhead¦Transformer(OH)¦FailedFaulted
21-0115991 | Environmental/External | Lightning | Transformer | Failed/Faulted | 2021 | Tier 2 - Elevated | Transformer only | 9 | 10 | 2021-09-10 | 1467947 | Sus | Y | EnvironmentalExternal¦Lightning¦Transformer¦FailedFaulted
21-0125648 | Unknown Cause | Patrol - found nothing |  |  | 2021 | Tier 3 - Extreme | Distribution Circuit | 10 | 4 | 2021-10-04 | 1486562 | Sus | Y | UnknownCause¦Patrolfoundnothing¦¦
21-0134867 | Unknown Cause | Patrol - not conducted |  |  | 2021 | Tier 2 - Elevated | Distribution Circuit | 10 | 22 | 2021-10-22 | 1505482 | Sus | Y | UnknownCause¦Patrolnotconducted¦¦
21-0136025 | Vegetation | Tree - fell into line | Conductor, Overhead | Normal | 2021 | Tier 2 - Elevated | Distribution Circuit | 10 | 24 | 2021-10-24 | 1508731 | Sus | Y | Vegetation¦Treefellintoline¦ConductorOverhead¦Normal
21-0138941 | Unknown Cause | Patrol - found nothing |  |  | 2021 | Tier 2 - Elevated | Distribution Circuit | 10 | 27 | 2021-10-27 | 1523224 | Sus | Y | UnknownCause¦Patrolfoundnothing¦¦
21-0139128 | Equipment Failure/Involved | Overhead | Transformer | Broken | 2021 | Tier 2 - Elevated | Transformer only | 10 | 28 | 2021-10-28 | 1523765 | Sus | Y | EquipmentFailureInvolved¦Overhead¦Transformer¦Broken
21-0157945 | Vegetation | Tree - branch fell on line | Conductor, Overhead | Contaminated | 2021 | Tier 3 - Extreme | Distribution Circuit | 12 | 13 | 2021-12-13 | 1568469 | Sus | N | Vegetation¦Treebranchfellonline¦ConductorOverhead¦Contaminated
21-0158167 | 3rd Party | Customer Equipment | Other | Normal | 2021 | Tier 2 - Elevated | Distribution Circuit | 12 | 14 | 2021-12-14 | 1571492 | Sus | N | 3rdParty¦CustomerEquipment¦Other¦Normal
21-0158458 | Unknown Cause | Patrol - found nothing |  |  | 2021 | Tier 2 - Elevated | Distribution Circuit | 12 | 15 | 2021-12-15 | 1572746 | Sus | N | UnknownCause¦Patrolfoundnothing¦¦
21-0159301 | Equipment Failure/Involved | Overhead | Connector or Splice (OH) | Broken, wire on ground | 2021 | Tier 3 - Extreme | Distribution Circuit | 12 | 16 | 2021-12-16 | 1574673 | Sus | N | EquipmentFailureInvolved¦Overhead¦ConnectororSplice(OH)¦Brokenwireonground
21-0159384 | Equipment Failure/Involved | Overhead | Pole-Wood | Broken | 2021 | Tier 2 - Elevated | Distribution Circuit | 12 | 17 | 2021-12-17 | 1576317 | Sus | N | EquipmentFailureInvolved¦Overhead¦PoleWood¦Broken
21-0160285 | 3rd Party | Vehicle | Pole-Wood | Broken, wire on ground | 2021 | Tier 2 - Elevated | Distribution Circuit | 12 | 23 | 2021-12-23 | 1579852 | Sus | N | 3rdParty¦Vehicle¦PoleWood¦Brokenwireonground
21-0161360 | Vegetation | Tree - fell into line | Conductor, Overhead | Normal | 2021 | Tier 2 - Elevated | Distribution Circuit | 12 | 27 | 2021-12-27 | 1585668 | Sus | N | Vegetation¦Treefellintoline¦ConductorOverhead¦Normal
22-0005526 | Vegetation | Tree - fell into line | Fuse | Burned Open | 2022 | Tier 3 - Extreme | Distribution Circuit | 1 | 3 | 2022-01-03 | 1593126 | Sus | N | Vegetation¦Treefellintoline¦Fuse¦BurnedOpen
22-0006426 | Vegetation | Tree - fell into line | Crossarm, Wood | Broken, wire on ground | 2021 | Tier 2 - Elevated | Distribution Circuit | 12 | 27 | 2021-12-27 | 1595749 | Sus | N | Vegetation¦Treefellintoline¦CrossarmWood¦Brokenwireonground
22-0013080 | Equipment Failure/Involved | Overhead |  | Normal | 2022 | Tier 3 - Extreme | Transformer only | 1 | 22 | 2022-01-22 | 1609440 | Sus | N | EquipmentFailureInvolved¦Overhead¦¦Normal
22-0017087 | Unknown Cause | Patrol - found nothing |  |  | 2022 | Tier 2 - Elevated | Distribution Circuit | 2 | 1 | 2022-02-01 | 1618183 | Sus | N | UnknownCause¦Patrolfoundnothing¦¦
22-0018519 | Unknown Cause | Patrol - found nothing |  |  | 2022 | Tier 2 - Elevated | Distribution Circuit | 2 | 4 | 2022-02-04 | 1620931 | Sus | N | UnknownCause¦Patrolfoundnothing¦¦
22-0021835 | Unknown Cause | Patrol - found nothing |  |  | 2022 | Tier 2 - Elevated | Distribution Circuit | 2 | 13 | 2022-02-13 | 1626454 | Sus | N | UnknownCause¦Patrolfoundnothing¦¦
22-0033191 | Animal | Bird found | Circuit Breaker | Normal | 2022 | Tier 2 - Elevated | Distribution Circuit | 3 | 12 | 2022-03-12 | 1647266 | Sus | N | Animal¦Birdfound¦CircuitBreaker¦Normal
22-0036573 | Unknown Cause | Patrol - found nothing |  |  | 2022 | Tier 2 - Elevated | Transformer only | 3 | 21 | 2022-03-21 | 1652881 | Sus | N | UnknownCause¦Patrolfoundnothing¦¦
22-0042088 | Equipment Failure/Involved | Overhead | Insulator | Broken | 2022 | Zone 1 - HHZ | Distribution Circuit | 4 | 2 | 2022-04-02 | 1661815 | Sus | N | EquipmentFailureInvolved¦Overhead¦Insulator¦Broken
22-0044376 | Unknown Cause | Patrol - found nothing |  |  | 2022 | Tier 3 - Extreme | Distribution Circuit | 4 | 8 | 2022-04-08 | 1665668 | Sus | N | UnknownCause¦Patrolfoundnothing¦¦
22-0045588 | Vegetation | Tree - fell into line | Conductor, Overhead | Broken, wire on ground | 2022 | Tier 2 - Elevated | Distribution Circuit | 4 | 11 | 2022-04-11 | 1669056 | Sus | N | Vegetation¦Treefellintoline¦ConductorOverhead¦Brokenwireonground
22-0045659 | Vegetation | Tree - branch fell on line | Conductor, Overhead | Broken, wire on ground | 2022 | Tier 3 - Extreme | Distribution Circuit | 4 | 11 | 2022-04-11 | 1669421 | Sus | N | Vegetation¦Treebranchfellonline¦ConductorOverhead¦Brokenwireonground
22-0057309 | Vegetation | Tree - branch fell on line | Conductor, Overhead | Normal | 2022 | Tier 3 - Extreme | Distribution Circuit | 5 | 3 | 2022-05-03 | 1687409 | Sus | Y | Vegetation¦Treebranchfellonline¦ConductorOverhead¦Normal
22-0061256 | Unknown Cause | Patrol - not conducted |  |  | 2022 | Tier 3 - Extreme | Distribution Circuit | 5 | 12 | 2022-05-12 | 1694648 | Sus | Y | UnknownCause¦Patrolnotconducted¦¦
22-0062174 | Equipment Failure/Involved | Overhead | Transformer (OH) | Leaking | 2022 | Tier 3 - Extreme | Transformer only | 5 | 14 | 2022-05-14 | 1696526 | Sus | Y | EquipmentFailureInvolved¦Overhead¦Transformer(OH)¦Leaking
22-0070739 | Equipment Failure/Involved | Overhead | Transformer | Broken | 2022 | Tier 2 - Elevated | Transformer only | 6 | 6 | 2022-06-06 | 1720684 | Sus | Y | EquipmentFailureInvolved¦Overhead¦Transformer¦Broken
22-0072928 | Vegetation | Tree - branch fell on line | Conductor, Overhead | Broken, wire on ground | 2022 | Tier 2 - Elevated | Distribution Circuit | 6 | 10 | 2022-06-10 | 1727462 | Sus | Y | Vegetation¦Treebranchfellonline¦ConductorOverhead¦Brokenwireonground
22-0083354 | Equipment Failure/Involved | Overhead | Insulator | Broken | 2022 | Tier 2 - Elevated | Distribution Circuit | 7 | 8 | 2022-07-08 | 1751566 | Sus | Y | EquipmentFailureInvolved¦Overhead¦Insulator¦Broken
22-0083483 | Equipment Failure/Involved | Electrical Overload | Transformer (OH) | Failed/Faulted | 2022 | Tier 2 - Elevated | Distribution Circuit | 7 | 9 | 2022-07-09 | 1751960 | Sus | Y | EquipmentFailureInvolved¦ElectricalOverload¦Transformer(OH)¦FailedFaulted
22-0084205 | Vegetation | Tree - fell into line | Conductor, Overhead | Broken, wire on ground | 2022 | Tier 3 - Extreme | Distribution Circuit | 7 | 12 | 2022-07-12 | 1754105 | Sus | Y | Vegetation¦Treefellintoline¦ConductorOverhead¦Brokenwireonground
22-0090474 | Unknown Cause | Patrol - found nothing |  |  | 2022 | Tier 2 - Elevated | Distribution Circuit | 7 | 27 | 2022-07-27 | 1766776 | Sus | Y | UnknownCause¦Patrolfoundnothing¦¦
22-0092748 | Unknown Cause | Patrol - found nothing |  |  | 2022 | Tier 2 - Elevated | Distribution Circuit | 8 | 2 | 2022-08-02 | 1771308 | Sus | Y | UnknownCause¦Patrolfoundnothing¦¦
22-0092902 | Equipment Failure/Involved | Overhead | Secondary | Normal | 2022 | Tier 2 - Elevated | Transformer only | 8 | 3 | 2022-08-03 | 1771604 | Sus | Y | EquipmentFailureInvolved¦Overhead¦Secondary¦Normal
22-0098340 | Equipment Failure/Involved | Overhead | Transformer (OH) | Failed/Faulted | 2022 | Tier 2 - Elevated | Transformer only | 8 | 16 | 2022-08-16 | 1782621 | Sus | Y | EquipmentFailureInvolved¦Overhead¦Transformer(OH)¦FailedFaulted
22-0098365 | Unknown Cause | Patrol - found nothing |  |  | 2022 | Tier 3 - Extreme | Distribution Circuit | 8 | 16 | 2022-08-16 | 1782850 | Sus | Y | UnknownCause¦Patrolfoundnothing¦¦
22-0108864 | Vegetation | Tree - fell into line | Conductor, Overhead | Broken | 2022 | Tier 2 - Elevated | Distribution Circuit | 9 | 10 | 2022-09-10 | 1807664 | Sus | Y | Vegetation¦Treefellintoline¦ConductorOverhead¦Broken
22-0112891 | Animal | Bird found | Conductor, Overhead | Normal | 2022 | Tier 2 - Elevated | Distribution Circuit | 9 | 21 | 2022-09-21 | 1817961 | Sus | Y | Animal¦Birdfound¦ConductorOverhead¦Normal
22-0113206 | Environmental/External | Lightning | Transformer (OH) | Burned/flashed | 2022 | Tier 3 - Extreme | Transformer only | 9 | 21 | 2022-09-21 | 1818490 | Sus | Y | EnvironmentalExternal¦Lightning¦Transformer(OH)¦Burnedflashed
22-0121716 | Unknown Cause | Patrol - found nothing |  |  | 2022 | Tier 2 - Elevated | Distribution Circuit | 10 | 14 | 2022-10-14 | 1837461 | Sus | Y | UnknownCause¦Patrolfoundnothing¦¦
22-0122149 | Vegetation | Tree - branch fell on line | Conductor, Overhead | Normal | 2022 | Tier 3 - Extreme | Distribution Circuit | 10 | 17 | 2022-10-17 | 1839072 | Sus | Y | Vegetation¦Treebranchfellonline¦ConductorOverhead¦Normal
22-0129834 | Vegetation | Tree - branch fell on line | Conductor, Overhead | Normal | 2022 | Tier 3 - Extreme | Distribution Circuit | 11 | 9 | 2022-11-09 | 1859528 | Sus | Y | Vegetation¦Treebranchfellonline¦ConductorOverhead¦Normal
22-0130300 | Vegetation | Tree - fell into line | Transformer (OH) | Broken, wire on ground | 2022 | Tier 3 - Extreme | Distribution Circuit | 11 | 11 | 2022-11-11 | 1860494 | Sus | Y | Vegetation¦Treefellintoline¦Transformer(OH)¦Brokenwireonground
22-0132379 | Animal | Bird found | Conductor, Overhead | Normal | 2022 | Tier 2 - Elevated | Distribution Circuit | 11 | 18 | 2022-11-18 | 1865063 | Sus | Y | Animal¦Birdfound¦ConductorOverhead¦Normal
22-0132556 | Equipment Failure/Involved | Overhead | Fuse | Broken | 2022 | Tier 2 - Elevated | Transformer only | 11 | 18 | 2022-11-18 | 1865302 | Sus | Y | EquipmentFailureInvolved¦Overhead¦Fuse¦Broken
22-0137764 | Equipment Failure/Involved | Overhead | Transformer (OH) | Failed/Faulted | 2022 | Tier 2 - Elevated | Transformer only | 12 | 8 | 2022-12-08 | 1879207 | Sus | N | EquipmentFailureInvolved¦Overhead¦Transformer(OH)¦FailedFaulted
22-0138735 | Animal | Squirrel | Transformer | Deteriorated | 2022 | Tier 2 - Elevated | Transformer only | 12 | 10 | 2022-12-10 | 1884060 | Sus | N | Animal¦Squirrel¦Transformer¦Deteriorated
22-0138830 | Vegetation | Tree - fell into line | Conductor, Overhead | Broken, wire on ground | 2022 | Tier 2 - Elevated | Distribution Circuit | 12 | 11 | 2022-12-11 | 1884936 | Sus | N | Vegetation¦Treefellintoline¦ConductorOverhead¦Brokenwireonground
22-0140030 | Equipment Failure/Involved | Overhead | Insulator | Broken, wire on ground | 2022 | Tier 3 - Extreme | Distribution Circuit | 12 | 14 | 2022-12-14 | 1889690 | Sus | N | EquipmentFailureInvolved¦Overhead¦Insulator¦Brokenwireonground
22-0141571 | Unknown Cause | Patrol - found nothing |  |  | 2022 | Tier 2 - Elevated | Distribution Circuit | 12 | 27 | 2022-12-27 | 1898461 | Sus | N | UnknownCause¦Patrolfoundnothing¦¦
22-0141598 | Vegetation | Tree - fell into line | Conductor, Overhead | Broken, wire on ground | 2022 | Tier 3 - Extreme | Distribution Circuit | 12 | 27 | 2022-12-27 | 1898022 | Sus | N | Vegetation¦Treefellintoline¦ConductorOverhead¦Brokenwireonground
22-0141798 | Vegetation | Tree - fell into line | Conductor, Overhead | Broken, wire on ground | 2022 | Tier 3 - Extreme | Distribution Circuit | 12 | 27 | 2022-12-27 | 1898342 | Sus | N | Vegetation¦Treefellintoline¦ConductorOverhead¦Brokenwireonground
22-0142004 | Vegetation | Tree - fell into line | Conductor, Overhead | Normal | 2022 | Tier 2 - Elevated | Distribution Circuit | 12 | 28 | 2022-12-28 | 1900746 | Sus | N | Vegetation¦Treefellintoline¦ConductorOverhead¦Normal
22-0142818 | Vegetation | Tree - fell into line | Fuse | Failed/Faulted | 2022 | Tier 2 - Elevated | Distribution Circuit | 12 | 31 | 2022-12-31 | 1905219 | Sus | N | Vegetation¦Treefellintoline¦Fuse¦FailedFaulted
15-0002105 | 3rd Party | Gun Shot | Conductor, Overhead | Broken, wire on ground | 2015 | Tier 2 - Elevated | Distribution Circuit | 1 | 1 | 2015-01-01 | 1157994 | Sus | N | 3rdParty¦GunShot¦ConductorOverhead¦Brokenwireonground
15-0010760 | Vegetation | Tree - branch fell on line | Fuse | Failed/Faulted | 2015 | Tier 3 - Extreme | Distribution Circuit | 2 | 6 | 2015-02-06 | 1178890 | Sus | N | Vegetation¦Treebranchfellonline¦Fuse¦FailedFaulted
15-0012780 | Equipment Failure/Involved | Other | Transformer | Malfunctioning | 2015 | Tier 2 - Elevated | Transformer only | 2 | 11 | 2015-02-11 | 1188706 | Sus | N | EquipmentFailureInvolved¦Other¦Transformer¦Malfunctioning
15-0017322 | Vegetation | Tree - branch fell on line | Conductor, Overhead | Broken, wire on ground | 2015 | Tier 2 - Elevated | Distribution Circuit | 3 | 4 | 2015-03-04 | 1199348 | Sus | N | Vegetation¦Treebranchfellonline¦ConductorOverhead¦Brokenwireonground
15-0032042 | Vegetation | Tree - branch fell on line | Conductor, Overhead | Broken, wire on ground | 2015 | Tier 2 - Elevated | Distribution Circuit | 5 | 5 | 2015-05-05 | 1229691 | Sus | Y | Vegetation¦Treebranchfellonline¦ConductorOverhead¦Brokenwireonground
15-0036297 | Unknown Cause | Patrol - found nothing |  |  | 2015 | Tier 2 - Elevated | Distribution Circuit | 5 | 25 | 2015-05-25 | 1239241 | Sus | Y | UnknownCause¦Patrolfoundnothing¦¦
15-0041179 | Equipment Failure/Involved | Overhead | Transformer (OH) | Failed/Faulted | 2015 | Tier 2 - Elevated | Transformer only | 6 | 15 | 2015-06-15 | 1251236 | Sus | Y | EquipmentFailureInvolved¦Overhead¦Transformer(OH)¦FailedFaulted
15-0041772 | Vegetation | Tree - fell into line | Transformer | Broken, wire on ground | 2015 | Tier 2 - Elevated | Transformer only | 6 | 17 | 2015-06-17 | 1252532 | Sus | Y | Vegetation¦Treefellintoline¦Transformer¦Brokenwireonground
15-0045951 | Vegetation | Tree - branch fell on line | Conductor, Overhead | Normal | 2015 | Tier 2 - Elevated | Distribution Circuit | 7 | 7 | 2015-07-07 | 1264131 | Sus | Y | Vegetation¦Treebranchfellonline¦ConductorOverhead¦Normal
15-0047337 | Vegetation | Tree - branch fell on line | Fuse | Failed/Faulted | 2015 | Tier 2 - Elevated | Distribution Circuit | 7 | 14 | 2015-07-14 | 1267621 | Sus | Y | Vegetation¦Treebranchfellonline¦Fuse¦FailedFaulted
15-0049204 | Unknown Cause | Patrol - found nothing |  |  | 2015 | Tier 2 - Elevated | Distribution Circuit | 7 | 20 | 2015-07-20 | 1273341 | Sus | Y | UnknownCause¦Patrolfoundnothing¦¦
15-0050825 | Equipment Failure/Involved | Electrical Overload | Transformer | Failed/Faulted | 2015 | Tier 2 - Elevated | Transformer only | 7 | 27 | 2015-07-27 | 1278348 | Sus | Y | EquipmentFailureInvolved¦ElectricalOverload¦Transformer¦FailedFaulted
15-0052148 | Animal | Squirrel | Cutout, fuse holder | Normal | 2015 | Tier 2 - Elevated | Distribution Circuit | 8 | 2 | 2015-08-02 | 1281508 | Sus | Y | Animal¦Squirrel¦Cutoutfuseholder¦Normal
15-0053787 | Unknown Cause | Patrol - found nothing |  |  | 2015 | Tier 2 - Elevated | Distribution Circuit | 8 | 8 | 2015-08-08 | 1285104 | Sus | Y | UnknownCause¦Patrolfoundnothing¦¦
15-0054677 | Animal | Bird found | Fuse | Failed/Faulted | 2015 | Tier 2 - Elevated | Distribution Circuit | 8 | 13 | 2015-08-13 | 1287566 | Sus | Y | Animal¦Birdfound¦Fuse¦FailedFaulted
15-0055917 | Animal | Squirrel |  | Failed/Faulted | 2015 | Tier 3 - Extreme | Transformer only | 8 | 18 | 2015-08-18 | 1291003 | Sus | Y | Animal¦Squirrel¦¦FailedFaulted
15-0059220 | Unknown Cause | Patrol - found nothing |  |  | 2015 | Tier 2 - Elevated | Distribution Circuit | 9 | 3 | 2015-09-03 | 1299842 | Sus | Y | UnknownCause¦Patrolfoundnothing¦¦
15-0061279 | Environmental/External | Fire, Forest/Grass | Pole-Wood | Burned/flashed | 2015 | Tier 2 - Elevated | Distribution Circuit | 9 | 10 | 2015-09-10 | 1305599 | Sus | Y | EnvironmentalExternal¦FireForestGrass¦PoleWood¦Burnedflashed
15-0062205 | Unknown Cause | Patrol - found nothing |  |  | 2015 | Tier 2 - Elevated | Distribution Circuit | 9 | 18 | 2015-09-18 | 1308323 | Sus | Y | UnknownCause¦Patrolfoundnothing¦¦
15-0062317 | Environmental/External | Fire, Forest/Grass | Pole-Wood | Burned/flashed | 2015 | Tier 2 - Elevated | Distribution Circuit | 9 | 10 | 2015-09-10 | 1308735 | Sus | Y | EnvironmentalExternal¦FireForestGrass¦PoleWood¦Burnedflashed
15-0062436 | Environmental/External | Fire, Forest/Grass | Pole-Wood | Burned/flashed | 2015 | Tier 3 - Extreme | Distribution Circuit | 9 | 10 | 2015-09-10 | 1309157 | Sus | Y | EnvironmentalExternal¦FireForestGrass¦PoleWood¦Burnedflashed
15-0062892 | Environmental/External | Fire, Forest/Grass | Pole-Wood | Burned/flashed | 2015 | Tier 2 - Elevated | Distribution Circuit | 9 | 23 | 2015-09-23 | 1310668 | Sus | Y | EnvironmentalExternal¦FireForestGrass¦PoleWood¦Burnedflashed
15-0067623 | Equipment Failure/Involved | Overhead | Connector or Splice (OH) | Burned Open | 2015 | Tier 3 - Extreme | Transformer only | 10 | 3 | 2015-10-03 | 1316107 | Sus | Y | EquipmentFailureInvolved¦Overhead¦ConnectororSplice(OH)¦BurnedOpen
15-0070937 | Unknown Cause | Patrol - found nothing |  |  | 2015 | Tier 3 - Extreme | Distribution Circuit | 10 | 16 | 2015-10-16 | 1323349 | Sus | Y | UnknownCause¦Patrolfoundnothing¦¦
15-0071325 | Environmental/External | Lightning | Transformer | Failed/Faulted | 2015 | Tier 2 - Elevated | Transformer only | 10 | 17 | 2015-10-17 | 1324374 | Sus | Y | EnvironmentalExternal¦Lightning¦Transformer¦FailedFaulted
15-0074731 | Unknown Cause | Patrol - found nothing |  |  | 2015 | Tier 3 - Extreme | Distribution Circuit | 11 | 2 | 2015-11-02 | 1332996 | Sus | Y | UnknownCause¦Patrolfoundnothing¦¦
15-0081706 | Animal | Squirrel | Conductor, Overhead | Broken, wire on ground | 2015 | Tier 3 - Extreme | Distribution Circuit | 11 | 30 | 2015-11-30 | 1350587 | Sus | Y | Animal¦Squirrel¦ConductorOverhead¦Brokenwireonground
15-0082577 | Unknown Cause | Patrol - found nothing |  |  | 2015 | Tier 2 - Elevated | Distribution Circuit | 12 | 3 | 2015-12-03 | 1353141 | Sus | N | UnknownCause¦Patrolfoundnothing¦¦
15-0084180 | Vegetation | Tree - fell into line | Crossarm, Wood | Broken | 2015 | Tier 3 - Extreme | Distribution Circuit | 12 | 11 | 2015-12-11 | 1358407 | Sus | N | Vegetation¦Treefellintoline¦CrossarmWood¦Broken
15-0084600 | Vegetation | Tree - fell into line | Fuse | Failed/Faulted | 2015 | Tier 3 - Extreme | Distribution Circuit | 12 | 13 | 2015-12-13 | 1360267 | Sus | N | Vegetation¦Treefellintoline¦Fuse¦FailedFaulted
15-0087501 | Vegetation | Tree - bark fell into line | Conductor, Overhead | Broken, wire on ground | 2015 | Tier 2 - Elevated | Distribution Circuit | 12 | 27 | 2015-12-27 | 1372355 | Sus | N | Vegetation¦Treebarkfellintoline¦ConductorOverhead¦Brokenwireonground
16-0002410 | Equipment Failure/Involved | Underground | Secondary | Burned Open | 2016 | Tier 2 - Elevated | Transformer only | 1 | 1 | 2016-01-01 | 1375545 | Sus | N | EquipmentFailureInvolved¦Underground¦Secondary¦BurnedOpen
16-0018135 | Vegetation | Tree - fell into line | Conductor, Overhead | Normal | 2016 | Tier 3 - Extreme | Distribution Circuit | 3 | 5 | 2016-03-05 | 1420936 | Sus | N | Vegetation¦Treefellintoline¦ConductorOverhead¦Normal
16-0020865 | Unknown Cause | Patrol - found nothing |  |  | 2016 | Tier 3 - Extreme | Distribution Circuit | 3 | 13 | 2016-03-13 | 1429853 | Sus | N | UnknownCause¦Patrolfoundnothing¦¦
16-0022477 | Vegetation | Tree - fell into line | Crossarm, Wood | Broken, wire on ground | 2016 | Tier 3 - Extreme | Distribution Circuit | 3 | 18 | 2016-03-18 | 1433711 | Sus | N | Vegetation¦Treefellintoline¦CrossarmWood¦Brokenwireonground
16-0023100 | Animal | Other | Transformer (OH) | Normal | 2016 | Tier 2 - Elevated | Distribution Circuit | 3 | 21 | 2016-03-21 | 1435756 | Sus | N | Animal¦Other¦Transformer(OH)¦Normal
16-0030101 | Vegetation | Tree - fell into line | Secondary | Bent or Twisted | 2016 | Tier 2 - Elevated | Transformer only | 4 | 20 | 2016-04-20 | 1454720 | Sus | N | Vegetation¦Treefellintoline¦Secondary¦BentorTwisted
16-0031334 | Environmental/External | Lightning | Transformer | Failed/Faulted | 2016 | Tier 2 - Elevated | Transformer only | 4 | 25 | 2016-04-25 | 1458453 | Sus | N | EnvironmentalExternal¦Lightning¦Transformer¦FailedFaulted
16-0032140 | Environmental/External | Lightning | Transformer | Failed/Faulted | 2016 | Tier 2 - Elevated | Transformer only | 4 | 27 | 2016-04-27 | 1460586 | Sus | N | EnvironmentalExternal¦Lightning¦Transformer¦FailedFaulted
16-0034984 | Equipment Failure/Involved | Underground | Conductor, Underground | Burned/flashed | 2016 | Tier 2 - Elevated | Distribution Circuit | 5 | 9 | 2016-05-09 | 1467303 | Sus | Y | EquipmentFailureInvolved¦Underground¦ConductorUnderground¦Burnedflashed
16-0038876 | Environmental/External | Lightning | Transformer | Failed/Faulted | 2016 | Tier 3 - Extreme | Transformer only | 5 | 27 | 2016-05-27 | 1477881 | Sus | Y | EnvironmentalExternal¦Lightning¦Transformer¦FailedFaulted
16-0041219 | Equipment Failure/Involved | Overhead | Transformer | Failed/Faulted | 2016 | Tier 3 - Extreme | Transformer only | 6 | 5 | 2016-06-05 | 1483552 | Sus | Y | EquipmentFailureInvolved¦Overhead¦Transformer¦FailedFaulted
16-0048922 | Unknown Cause | Patrol - found nothing |  |  | 2016 | Tier 2 - Elevated | Distribution Circuit | 7 | 10 | 2016-07-10 | 1507885 | Sus | Y | UnknownCause¦Patrolfoundnothing¦¦
16-0050351 | Animal | Squirrel | Conductor, Overhead | Normal | 2016 | Tier 2 - Elevated | Distribution Circuit | 7 | 16 | 2016-07-16 | 1511017 | Sus | Y | Animal¦Squirrel¦ConductorOverhead¦Normal
16-0050373 | Unknown Cause | Patrol - found nothing |  |  | 2016 | Tier 2 - Elevated | Distribution Circuit | 7 | 16 | 2016-07-16 | 1511102 | Sus | Y | UnknownCause¦Patrolfoundnothing¦¦
16-0050589 | Equipment Failure/Involved | Overhead |  | Normal | 2016 | Tier 2 - Elevated | Transformer only | 7 | 18 | 2016-07-18 | 1511813 | Sus | Y | EquipmentFailureInvolved¦Overhead¦¦Normal
16-0052923 | Unknown Cause | Patrol - found nothing |  |  | 2016 | Tier 2 - Elevated | Distribution Circuit | 7 | 27 | 2016-07-27 | 1516987 | Sus | Y | UnknownCause¦Patrolfoundnothing¦¦
16-0053919 | Vegetation | Tree - fell into line | Fuse | Failed/Faulted | 2016 | Tier 3 - Extreme | Distribution Circuit | 7 | 31 | 2016-07-31 | 1519296 | Sus | Y | Vegetation¦Treefellintoline¦Fuse¦FailedFaulted
16-0057246 | Unknown Cause | Patrol - found nothing |  |  | 2016 | Tier 2 - Elevated | Distribution Circuit | 8 | 15 | 2016-08-15 | 1526451 | Sus | Y | UnknownCause¦Patrolfoundnothing¦¦
16-0058184 | Animal | Squirrel | Fuse | Failed/Faulted | 2016 | Tier 3 - Extreme | Distribution Circuit | 8 | 18 | 2016-08-18 | 1528348 | Sus | Y | Animal¦Squirrel¦Fuse¦FailedFaulted
16-0062268 | Vegetation | Tree - branch fell on line | Conductor, Overhead | Broken, wire on ground | 2016 | Tier 2 - Elevated | Distribution Circuit | 9 | 3 | 2016-09-03 | 1536410 | Sus | Y | Vegetation¦Treebranchfellonline¦ConductorOverhead¦Brokenwireonground
16-0062863 | Unknown Cause | Patrol - found nothing |  |  | 2016 | Tier 2 - Elevated | Distribution Circuit | 9 | 7 | 2016-09-07 | 1537751 | Sus | Y | UnknownCause¦Patrolfoundnothing¦¦
16-0064070 | Unknown Cause | Patrol - not conducted |  |  | 2016 | Tier 2 - Elevated | Distribution Circuit | 9 | 12 | 2016-09-12 | 1540509 | Sus | Y | UnknownCause¦Patrolnotconducted¦¦
16-0072730 | Vegetation | Tree - fell into line | Service conductor | Broken, wire on ground | 2016 | Tier 2 - Elevated | Distribution Circuit | 10 | 15 | 2016-10-15 | 1562075 | Sus | Y | Vegetation¦Treefellintoline¦Serviceconductor¦Brokenwireonground
16-0072928 | Vegetation | Tree - branch fell on line | Conductor, Overhead | Normal | 2016 | Tier 3 - Extreme | Distribution Circuit | 10 | 16 | 2016-10-16 | 1563168 | Sus | Y | Vegetation¦Treebranchfellonline¦ConductorOverhead¦Normal
16-0074980 | Unknown Cause | Patrol - found nothing |  |  | 2016 | Tier 3 - Extreme | Distribution Circuit | 10 | 24 | 2016-10-24 | 1568557 | Sus | Y | UnknownCause¦Patrolfoundnothing¦¦
16-0075370 | Animal | Squirrel | Lightning Arrestor | Burned/flashed | 2016 | Tier 2 - Elevated | Distribution Circuit | 10 | 25 | 2016-10-25 | 1569521 | Sus | Y | Animal¦Squirrel¦LightningArrestor¦Burnedflashed
16-0076170 | Vegetation | Tree - fell into line | Conductor, Overhead | Broken, wire on ground | 2016 | Tier 2 - Elevated | Distribution Circuit | 10 | 27 | 2016-10-27 | 1571205 | Sus | Y | Vegetation¦Treefellintoline¦ConductorOverhead¦Brokenwireonground
16-0077088 | Vegetation | Tree - fell into line | Pole-Wood | Broken, wire on ground | 2016 | Tier 2 - Elevated | Distribution Circuit | 10 | 31 | 2016-10-31 | 1574185 | Sus | Y | Vegetation¦Treefellintoline¦PoleWood¦Brokenwireonground
16-0079531 | Vegetation | Tree - fell into line | Conductor, Overhead | Broken, wire on ground | 2016 | Tier 2 - Elevated | Distribution Circuit | 11 | 13 | 2016-11-13 | 1580508 | Sus | Y | Vegetation¦Treefellintoline¦ConductorOverhead¦Brokenwireonground
16-0081088 | Unknown Cause | Patrol - found nothing |  |  | 2016 | Tier 2 - Elevated | Distribution Circuit | 11 | 19 | 2016-11-19 | 1584692 | Sus | Y | UnknownCause¦Patrolfoundnothing¦¦
16-0081325 | Vegetation | Tree - branch fell on line | Conductor, Overhead | Normal | 2016 | Tier 3 - Extreme | Distribution Circuit | 11 | 20 | 2016-11-20 | 1586119 | Sus | Y | Vegetation¦Treebranchfellonline¦ConductorOverhead¦Normal
16-0082535 | Equipment Failure/Involved | Overhead | Transformer (OH) | Failed/Faulted | 2016 | Tier 2 - Elevated | Transformer only | 11 | 27 | 2016-11-27 | 1590194 | Sus | Y | EquipmentFailureInvolved¦Overhead¦Transformer(OH)¦FailedFaulted
16-0084853 | 3rd Party | Vehicle | Cutout, fuse holder | Normal | 2016 | Tier 2 - Elevated | Distribution Circuit | 12 | 9 | 2016-12-09 | 1598088 | Sus | N | 3rdParty¦Vehicle¦Cutoutfuseholder¦Normal
16-0084976 | Equipment Failure/Involved | Overhead | Conductor, Overhead | Together | 2016 | Tier 2 - Elevated | Distribution Circuit | 12 | 10 | 2016-12-10 | 1598984 | Sus | N | EquipmentFailureInvolved¦Overhead¦ConductorOverhead¦Together
16-0086219 | Vegetation | Tree - grew into line | Secondary | Broken, wire on ground | 2016 | Tier 2 - Elevated | Transformer only | 12 | 18 | 2016-12-18 | 1605954 | Sus | N | Vegetation¦Treegrewintoline¦Secondary¦Brokenwireonground
16-0086546 | Equipment Failure/Involved | Overhead | Other | Failed/Faulted | 2016 | Tier 2 - Elevated | Distribution Circuit | 12 | 20 | 2016-12-20 | 1607835 | Sus | N | EquipmentFailureInvolved¦Overhead¦Other¦FailedFaulted
17-0003142 | Vegetation | Tree - branch fell on line | Conductor, Overhead | Together | 2017 | Tier 3 - Extreme | Distribution Circuit | 1 | 3 | 2017-01-03 | 1615880 | Sus | N | Vegetation¦Treebranchfellonline¦ConductorOverhead¦Together
17-0004769 | Vegetation | Tree - branch fell on line | Conductor, Overhead | Normal | 2017 | Tier 2 - Elevated | Distribution Circuit | 1 | 7 | 2017-01-07 | 1622013 | Sus | N | Vegetation¦Treebranchfellonline¦ConductorOverhead¦Normal
17-0004942 | Vegetation | Tree - fell into line | Conductor, Overhead | Broken, wire on ground | 2017 | Tier 3 - Extreme | Distribution Circuit | 1 | 8 | 2017-01-08 | 1622844 | Sus | N | Vegetation¦Treefellintoline¦ConductorOverhead¦Brokenwireonground
17-0005440 | Vegetation | Tree - fell into line | Conductor, Overhead | Normal | 2017 | Tier 3 - Extreme | Distribution Circuit | 1 | 8 | 2017-01-08 | 1626802 | Sus | N | Vegetation¦Treefellintoline¦ConductorOverhead¦Normal
17-0005442 | Unknown Cause | Patrol - found nothing |  |  | 2017 | Tier 3 - Extreme | Distribution Circuit | 1 | 8 | 2017-01-08 | 1625092 | Sus | N | UnknownCause¦Patrolfoundnothing¦¦
17-0005672 | Vegetation | Tree - fell into line | Conductor, Overhead | Normal | 2017 | Tier 2 - Elevated | Distribution Circuit | 1 | 8 | 2017-01-08 | 1628638 | Sus | N | Vegetation¦Treefellintoline¦ConductorOverhead¦Normal
17-0005870 | Vegetation | Tree - fell into line | Conductor, Overhead | Broken, wire on ground | 2017 | Tier 3 - Extreme | Distribution Circuit | 1 | 8 | 2017-01-08 | 1630079 | Sus | N | Vegetation¦Treefellintoline¦ConductorOverhead¦Brokenwireonground
17-0006432 | Vegetation | Tree - fell into line | Conductor, Overhead | Normal | 2017 | Tier 2 - Elevated | Distribution Circuit | 1 | 10 | 2017-01-10 | 1632610 | Sus | N | Vegetation¦Treefellintoline¦ConductorOverhead¦Normal
17-0006638 | Unknown Cause | Patrol - found nothing |  |  | 2017 | Tier 3 - Extreme | Distribution Circuit | 1 | 10 | 2017-01-10 | 1633177 | Sus | N | UnknownCause¦Patrolfoundnothing¦¦
17-0007361 | Vegetation | Tree - fell into line | Fuse | Failed/Faulted | 2017 | Tier 3 - Extreme | Distribution Circuit | 1 | 10 | 2017-01-10 | 1637865 | Sus | N | Vegetation¦Treefellintoline¦Fuse¦FailedFaulted
17-0008361 | Vegetation | Tree - branch fell on line | Secondary | Together | 2017 | Tier 2 - Elevated | Transformer only | 1 | 12 | 2017-01-12 | 1641228 | Sus | N | Vegetation¦Treebranchfellonline¦Secondary¦Together
17-0011535 | Vegetation | Tree - branch fell on line | Conductor, Overhead | Broken, wire on object | 2017 | Tier 2 - Elevated | Distribution Circuit | 1 | 20 | 2017-01-20 | 1653404 | Sus | N | Vegetation¦Treebranchfellonline¦ConductorOverhead¦Brokenwireonobject
17-0011813 | Unknown Cause | Patrol - found nothing |  |  | 2017 | Tier 3 - Extreme | Distribution Circuit | 1 | 20 | 2017-01-20 | 1654887 | Sus | N | UnknownCause¦Patrolfoundnothing¦¦
17-0012764 | Vegetation | Tree - fell into line | Conductor, Overhead | Broken, wire on ground | 2017 | Tier 2 - Elevated | Distribution Circuit | 1 | 22 | 2017-01-22 | 1658832 | Sus | N | Vegetation¦Treefellintoline¦ConductorOverhead¦Brokenwireonground
17-0013394 | Vegetation | Tree - fell into line | Conductor, Overhead | Broken, wire on ground | 2017 | Tier 3 - Extreme | Distribution Circuit | 1 | 22 | 2017-01-22 | 1662248 | Sus | N | Vegetation¦Treefellintoline¦ConductorOverhead¦Brokenwireonground
17-0014299 | Equipment Failure/Involved | Overhead | Transformer | Failed/Faulted | 2017 | Tier 2 - Elevated | Transformer only | 1 | 23 | 2017-01-23 | 1664899 | Sus | N | EquipmentFailureInvolved¦Overhead¦Transformer¦FailedFaulted
17-0015709 | Unknown Cause | Patrol - found nothing |  |  | 2017 | Tier 2 - Elevated | Distribution Circuit | 1 | 27 | 2017-01-27 | 1668721 | Sus | N | UnknownCause¦Patrolfoundnothing¦¦
17-0017246 | Vegetation | Tree - fell into line | Conductor, Overhead | Together | 2017 | Tier 2 - Elevated | Distribution Circuit | 2 | 3 | 2017-02-03 | 1673855 | Sus | N | Vegetation¦Treefellintoline¦ConductorOverhead¦Together
17-0018045 | Vegetation | Tree - fell into line | Conductor, Overhead | Broken, wire on ground | 2017 | Tier 3 - Extreme | Distribution Circuit | 2 | 7 | 2017-02-07 | 1677325 | Sus | N | Vegetation¦Treefellintoline¦ConductorOverhead¦Brokenwireonground
17-0018149 | Vegetation | Tree - bark fell into line | Conductor, Overhead | Together | 2017 | Tier 3 - Extreme | Distribution Circuit | 2 | 7 | 2017-02-07 | 1677960 | Sus | N | Vegetation¦Treebarkfellintoline¦ConductorOverhead¦Together
17-0018329 | Environmental/External | Ice or snow | Fuse | Failed/Faulted | 2017 | Tier 3 - Extreme | Distribution Circuit | 2 | 7 | 2017-02-07 | 1679356 | Sus | N | EnvironmentalExternal¦Iceorsnow¦Fuse¦FailedFaulted
17-0018643 | Vegetation | Tree - bark fell into line | Conductor, Overhead | Normal | 2017 | Tier 2 - Elevated | Distribution Circuit | 2 | 7 | 2017-02-07 | 1680376 | Sus | N | Vegetation¦Treebarkfellintoline¦ConductorOverhead¦Normal
17-0018686 | Equipment Failure/Involved | Overhead | Transformer | Failed/Faulted | 2017 | Tier 2 - Elevated | Transformer only | 2 | 7 | 2017-02-07 | 1680671 | Sus | N | EquipmentFailureInvolved¦Overhead¦Transformer¦FailedFaulted
17-0019616 | Environmental/External | Flood/Erosion | Pole-Wood | Broken | 2017 | Tier 3 - Extreme | Transformer only | 2 | 9 | 2017-02-09 | 1683987 | Sus | N | EnvironmentalExternal¦FloodErosion¦PoleWood¦Broken
17-0020250 | Unknown Cause | Patrol - found nothing |  |  | 2017 | Tier 2 - Elevated | Distribution Circuit | 2 | 10 | 2017-02-10 | 1685720 | Sus | N | UnknownCause¦Patrolfoundnothing¦¦
17-0024194 | Vegetation | Tree - fell into line | Conductor, Overhead | Broken, wire on ground | 2017 | Tier 2 - Elevated | Distribution Circuit | 2 | 20 | 2017-02-20 | 1705766 | Sus | N | Vegetation¦Treefellintoline¦ConductorOverhead¦Brokenwireonground
17-0024998 | Equipment Failure/Involved | Overhead | Pole-Wood | Broken | 2017 | Tier 3 - Extreme | Distribution Circuit | 2 | 21 | 2017-02-21 | 1709360 | Sus | N | EquipmentFailureInvolved¦Overhead¦PoleWood¦Broken
17-0025542 | Equipment Failure/Involved | Overhead | Conductor, Overhead | Broken, wire on ground | 2017 | Tier 2 - Elevated | Distribution Circuit | 2 | 22 | 2017-02-22 | 1710507 | Sus | N | EquipmentFailureInvolved¦Overhead¦ConductorOverhead¦Brokenwireonground
17-0027122 | 3rd Party | Tree - cutting, 3rd party | Fuse | Failed/Faulted | 2017 | Tier 2 - Elevated | Distribution Circuit | 2 | 27 | 2017-02-27 | 1715272 | Sus | N | 3rdParty¦Treecutting3rdparty¦Fuse¦FailedFaulted
17-0028492 | Environmental/External | Lightning | Transformer (OH) | Failed/Faulted | 2017 | Tier 2 - Elevated | Transformer only | 3 | 5 | 2017-03-05 | 1720129 | Sus | N | EnvironmentalExternal¦Lightning¦Transformer(OH)¦FailedFaulted
17-0030636 | Vegetation | Tree - fell into line | Pole-Wood | Broken, wire on ground | 2017 | Tier 2 - Elevated | Distribution Circuit | 3 | 14 | 2017-03-14 | 1726744 | Sus | N | Vegetation¦Treefellintoline¦PoleWood¦Brokenwireonground
17-0030732 | Equipment Failure/Involved | Overhead | Connector or Splice (OH) | Broken | 2017 | Tier 3 - Extreme | Distribution Circuit | 3 | 14 | 2017-03-14 | 1727047 | Sus | N | EquipmentFailureInvolved¦Overhead¦ConnectororSplice(OH)¦Broken
17-0035109 | Vegetation | Tree - fell into line | Pole-Wood | Broken, wire on ground | 2017 | Tier 3 - Extreme | Distribution Circuit | 3 | 30 | 2017-03-30 | 1739360 | Sus | N | Vegetation¦Treefellintoline¦PoleWood¦Brokenwireonground
17-0036880 | Unknown Cause | Patrol - found nothing |  |  | 2017 | Tier 2 - Elevated | Distribution Circuit | 4 | 5 | 2017-04-05 | 1745009 | Sus | N | UnknownCause¦Patrolfoundnothing¦¦
17-0037978 | Unknown Cause | Patrol - found nothing |  |  | 2017 | Tier 3 - Extreme | Distribution Circuit | 4 | 7 | 2017-04-07 | 1749380 | Sus | N | UnknownCause¦Patrolfoundnothing¦¦
17-0038034 | Vegetation | Tree - branch fell on line | Fuse | Failed/Faulted | 2017 | Tier 3 - Extreme | Distribution Circuit | 4 | 7 | 2017-04-07 | 1750741 | Sus | N | Vegetation¦Treebranchfellonline¦Fuse¦FailedFaulted
17-0040115 | Equipment Failure/Involved | Overhead | Conductor, Overhead | Broken, wire on object | 2017 | Tier 2 - Elevated | Distribution Circuit | 4 | 13 | 2017-04-13 | 1757460 | Sus | N | EquipmentFailureInvolved¦Overhead¦ConductorOverhead¦Brokenwireonobject
17-0042501 | Unknown Cause | Patrol - found nothing |  |  | 2017 | Tier 3 - Extreme | Transformer only | 4 | 24 | 2017-04-24 | 1765924 | Sus | N | UnknownCause¦Patrolfoundnothing¦¦
17-0046637 | Equipment Failure/Involved | Electrical Overload | Transformer | Failed/Faulted | 2017 | Tier 3 - Extreme | Transformer only | 5 | 9 | 2017-05-09 | 1778810 | Sus | Y | EquipmentFailureInvolved¦ElectricalOverload¦Transformer¦FailedFaulted
17-0047104 | Vegetation | Tree - branch fell on line | Conductor, Overhead | Arcing | 2017 | Tier 3 - Extreme | Distribution Circuit | 5 | 11 | 2017-05-11 | 1779776 | Sus | Y | Vegetation¦Treebranchfellonline¦ConductorOverhead¦Arcing
17-0047819 | Unknown Cause | Patrol - found nothing |  |  | 2017 | Tier 3 - Extreme | Distribution Circuit | 5 | 14 | 2017-05-14 | 1781873 | Sus | Y | UnknownCause¦Patrolfoundnothing¦¦
17-0054461 | Unknown Cause | Patrol - not conducted |  |  | 2017 | Tier 2 - Elevated | Distribution Circuit | 6 | 12 | 2017-06-12 | 1802478 | Sus | Y | UnknownCause¦Patrolnotconducted¦¦
17-0055284 | Unknown Cause | Patrol - found nothing |  |  | 2017 | Tier 2 - Elevated | Distribution Circuit | 6 | 14 | 2017-06-14 | 1804713 | Sus | Y | UnknownCause¦Patrolfoundnothing¦¦
17-0056628 | Vegetation | Tree - branch fell on line | Conductor, Overhead | Normal | 2017 | Tier 2 - Elevated | Distribution Circuit | 6 | 19 | 2017-06-19 | 1810643 | Sus | Y | Vegetation¦Treebranchfellonline¦ConductorOverhead¦Normal
17-0057887 | Vegetation | Tree - fell into line | Conductor, Overhead | Broken, wire on ground | 2017 | Tier 3 - Extreme | Distribution Circuit | 6 | 22 | 2017-06-22 | 1815327 | Sus | Y | Vegetation¦Treefellintoline¦ConductorOverhead¦Brokenwireonground
17-0064697 | Vegetation | Tree - branch fell on line | Fuse | Failed/Faulted | 2017 | Tier 3 - Extreme | Distribution Circuit | 7 | 22 | 2017-07-22 | 1837492 | Sus | Y | Vegetation¦Treebranchfellonline¦Fuse¦FailedFaulted
17-0065385 | 3rd Party | Tree - cutting, 3rd party | Conductor, Overhead | Broken, wire on ground | 2017 | Tier 3 - Extreme | Distribution Circuit | 7 | 25 | 2017-07-25 | 1839626 | Sus | Y | 3rdParty¦Treecutting3rdparty¦ConductorOverhead¦Brokenwireonground
17-0067819 | Equipment Failure/Involved | Overhead | Insulator | Broken, wire on ground | 2017 | Tier 3 - Extreme | Distribution Circuit | 8 | 3 | 2017-08-03 | 1845861 | Sus | Y | EquipmentFailureInvolved¦Overhead¦Insulator¦Brokenwireonground
17-0073082 | 3rd Party | Fire, house or bldg. | Secondary | On Ground | 2017 | Tier 3 - Extreme | Distribution Circuit | 8 | 26 | 2017-08-26 | 1860097 | Sus | Y | 3rdParty¦Firehouseorbldg¦Secondary¦OnGround
17-0077544 | Vegetation | Tree - branch fell on line | Conductor, Overhead | Broken, wire on ground | 2017 | Tier 3 - Extreme | Distribution Circuit | 9 | 11 | 2017-09-11 | 1875124 | Sus | Y | Vegetation¦Treebranchfellonline¦ConductorOverhead¦Brokenwireonground
17-0078359 | Vegetation | Tree - fell into line | Conductor, Overhead | Normal | 2017 | Tier 3 - Extreme | Distribution Circuit | 9 | 12 | 2017-09-12 | 1877798 | Sus | Y | Vegetation¦Treefellintoline¦ConductorOverhead¦Normal
17-0078592 | Vegetation | Tree - grew into line | Transformer (OH) | Normal | 2017 | Tier 2 - Elevated | Transformer only | 9 | 13 | 2017-09-13 | 1878182 | Sus | Y | Vegetation¦Treegrewintoline¦Transformer(OH)¦Normal
17-0079581 | Equipment Failure/Involved | Overhead | Jumper | Burned Open | 2017 | Tier 2 - Elevated | Transformer only | 9 | 17 | 2017-09-17 | 1880533 | Sus | Y | EquipmentFailureInvolved¦Overhead¦Jumper¦BurnedOpen
17-0083383 | Equipment Failure/Involved | Overhead | Transformer (OH) | Leaking | 2017 | Tier 2 - Elevated | Transformer only | 10 | 2 | 2017-10-02 | 1889417 | Sus | Y | EquipmentFailureInvolved¦Overhead¦Transformer(OH)¦Leaking
17-0086214 | Equipment Failure/Involved | Overhead | Insulator | Broken | 2017 | Tier 2 - Elevated | Distribution Circuit | 10 | 11 | 2017-10-11 | 1898120 | Sus | Y | EquipmentFailureInvolved¦Overhead¦Insulator¦Broken
17-0088009 | Equipment Failure/Involved | Fire, pole | Pole-Wood | Burned/flashed | 2017 | Tier 2 - Elevated | Distribution Circuit | 10 | 17 | 2017-10-17 | 1902622 | Sus | Y | EquipmentFailureInvolved¦Firepole¦PoleWood¦Burnedflashed
17-0088560 | 3rd Party | Vehicle | Pole-Wood | Broken | 2017 | Tier 3 - Extreme | Distribution Circuit | 10 | 19 | 2017-10-19 | 1903985 | Sus | Y | 3rdParty¦Vehicle¦PoleWood¦Broken
17-0089369 | Equipment Failure/Involved | Fire, pole | Pole-Wood | Burned/flashed | 2017 | Tier 3 - Extreme | Distribution Circuit | 10 | 21 | 2017-10-21 | 1906738 | Sus | Y | EquipmentFailureInvolved¦Firepole¦PoleWood¦Burnedflashed
17-0089461 | Equipment Failure/Involved | Overhead | Transformer (OH) | Failed/Faulted | 2017 | Tier 3 - Extreme | Distribution Circuit | 10 | 22 | 2017-10-22 | 1907116 | Sus | Y | EquipmentFailureInvolved¦Overhead¦Transformer(OH)¦FailedFaulted
17-0090509 | Equipment Failure/Involved | Overhead | Secondary | Broken | 2017 | Tier 3 - Extreme | Transformer only | 10 | 26 | 2017-10-26 | 1909929 | Sus | Y | EquipmentFailureInvolved¦Overhead¦Secondary¦Broken
17-0093255 | Vegetation | Tree - fell into line | Conductor, Overhead | Broken, wire on ground | 2017 | Tier 2 - Elevated | Distribution Circuit | 11 | 7 | 2017-11-07 | 1917539 | Sus | Y | Vegetation¦Treefellintoline¦ConductorOverhead¦Brokenwireonground
17-0096277 | Animal | Squirrel | Fuse | Failed/Faulted | 2017 | Tier 2 - Elevated | Distribution Circuit | 11 | 19 | 2017-11-19 | 1925995 | Sus | Y | Animal¦Squirrel¦Fuse¦FailedFaulted
17-0096787 | Company Initiated | Construction Activity/equip, company | Fuse | Normal | 2017 | Tier 3 - Extreme | Distribution Circuit | 11 | 21 | 2017-11-21 | 1927184 | Sus | Y | CompanyInitiated¦ConstructionActivityequipcompany¦Fuse¦Normal
17-0097608 | Unknown Cause | Patrol - found nothing |  |  | 2017 | Tier 3 - Extreme | Distribution Circuit | 11 | 26 | 2017-11-26 | 1929409 | Sus | Y | UnknownCause¦Patrolfoundnothing¦¦
17-0099809 | Vegetation | Tree - fell into line | Conductor, Overhead | On Ground | 2017 | Tier 3 - Extreme | Distribution Circuit | 12 | 4 | 2017-12-04 | 1935962 | Sus | N | Vegetation¦Treefellintoline¦ConductorOverhead¦OnGround
17-0101171 | Unknown Cause | Patrol - found nothing |  |  | 2017 | Tier 2 - Elevated | Distribution Circuit | 12 | 11 | 2017-12-11 | 1940698 | Sus | N | UnknownCause¦Patrolfoundnothing¦¦
17-0101227 | 3rd Party | Fire, house or bldg. | Conductor, Overhead | Normal | 2017 | Tier 3 - Extreme | Distribution Circuit | 12 | 12 | 2017-12-12 | 1940949 | Sus | N | 3rdParty¦Firehouseorbldg¦ConductorOverhead¦Normal
17-0102969 | Equipment Failure/Involved | Overhead | Crossarm, Wood | Broken | 2017 | Tier 2 - Elevated | Distribution Circuit | 12 | 21 | 2017-12-21 | 1949801 | Sus | N | EquipmentFailureInvolved¦Overhead¦CrossarmWood¦Broken
17-0103607 | Unknown Cause | Patrol - found nothing |  |  | 2017 | Tier 3 - Extreme | Distribution Circuit | 12 | 29 | 2017-12-29 | 1953071 | Sus | N | UnknownCause¦Patrolfoundnothing¦¦
18-0006767 | Vegetation | Tree - cutting, PG&E contractor | Conductor, Overhead | Broken, wire on ground | 2018 | Tier 3 - Extreme | Distribution Circuit | 1 | 17 | 2018-01-17 | 9750 | Sus | N | Vegetation¦TreecuttingPG&Econtractor¦ConductorOverhead¦Brokenwireonground
18-0017344 | Unknown Cause | Patrol - found nothing |  |  | 2018 | Tier 2 - Elevated | Distribution Circuit | 2 | 26 | 2018-02-26 | 31840 | Sus | N | UnknownCause¦Patrolfoundnothing¦¦
18-0024159 | Equipment Failure/Involved | Electrical Overload | Transformer | Failed/Faulted | 2018 | Tier 3 - Extreme | Distribution Circuit | 3 | 19 | 2018-03-19 | 47891 | Sus | N | EquipmentFailureInvolved¦ElectricalOverload¦Transformer¦FailedFaulted
18-0025802 | Equipment Failure/Involved | Overhead | Transformer (OH) | Failed/Faulted | 2018 | Tier 2 - Elevated | Distribution Circuit | 3 | 22 | 2018-03-22 | 51145 | Sus | N | EquipmentFailureInvolved¦Overhead¦Transformer(OH)¦FailedFaulted
18-0026971 | Equipment Failure/Involved | Underground | Conductor, Underground | Broken | 2018 | Tier 2 - Elevated | Distribution Circuit | 3 | 27 | 2018-03-27 | 54353 | Sus | N | EquipmentFailureInvolved¦Underground¦ConductorUnderground¦Broken
18-0039305 | Equipment Failure/Involved | Overhead | Pole-Wood | Broken | 2018 | Tier 2 - Elevated | Distribution Circuit | 5 | 8 | 2018-05-08 | 81747 | Sus | Y | EquipmentFailureInvolved¦Overhead¦PoleWood¦Broken
18-0046663 | Unknown Cause | Patrol - found nothing |  |  | 2018 | Tier 3 - Extreme | Distribution Circuit | 6 | 2 | 2018-06-02 | 99531 | Sus | Y | UnknownCause¦Patrolfoundnothing¦¦
18-0048221 | Vegetation | Tree - fell into line | Conductor, Overhead | Broken, wire on ground | 2018 | Tier 2 - Elevated | Distribution Circuit | 6 | 7 | 2018-06-07 | 103374 | Sus | Y | Vegetation¦Treefellintoline¦ConductorOverhead¦Brokenwireonground
18-0056007 | Environmental/External | Fire, Forest/Grass | Conductor, Overhead | Normal | 2018 | Tier 2 - Elevated | Distribution Circuit | 6 | 30 | 2018-06-30 | 122021 | Sus | Y | EnvironmentalExternal¦FireForestGrass¦ConductorOverhead¦Normal
18-0058117 | Environmental/External | Fire, Forest/Grass | Conductor, Overhead | Normal | 2018 | Tier 2 - Elevated | Distribution Circuit | 7 | 9 | 2018-07-09 | 127592 | Sus | Y | EnvironmentalExternal¦FireForestGrass¦ConductorOverhead¦Normal
18-0059383 | Unknown Cause | Patrol - found nothing |  |  | 2018 | Tier 2 - Elevated | Distribution Circuit | 7 | 12 | 2018-07-12 | 130186 | Sus | Y | UnknownCause¦Patrolfoundnothing¦¦
18-0060304 | 3rd Party | Contact with High Voltage, 3rd party | Secondary | Burned Open | 2018 | Tier 3 - Extreme | Distribution Circuit | 7 | 16 | 2018-07-16 | 133038 | Sus | Y | 3rdParty¦ContactwithHighVoltage3rdparty¦Secondary¦BurnedOpen
18-0062142 | Vegetation | Tree - branch fell on line | Conductor, Overhead | Normal | 2018 | Tier 2 - Elevated | Distribution Circuit | 7 | 20 | 2018-07-20 | 136648 | Sus | Y | Vegetation¦Treebranchfellonline¦ConductorOverhead¦Normal
18-0068262 | Equipment Failure/Involved | Overhead | Secondary | Bent or Twisted | 2018 | Tier 3 - Extreme | Transformer only | 8 | 9 | 2018-08-09 | 151946 | Sus | Y | EquipmentFailureInvolved¦Overhead¦Secondary¦BentorTwisted
18-0069249 | Unknown Cause | Patrol - found nothing |  |  | 2018 | Tier 2 - Elevated | Distribution Circuit | 8 | 13 | 2018-08-13 | 154458 | Sus | Y | UnknownCause¦Patrolfoundnothing¦¦
18-0075769 | Vegetation | Tree - fell into line | Conductor, Overhead | Broken, wire on ground | 2018 | Tier 2 - Elevated | Distribution Circuit | 9 | 1 | 2018-09-01 | 166620 | Sus | Y | Vegetation¦Treefellintoline¦ConductorOverhead¦Brokenwireonground
18-0085814 | Equipment Failure/Involved | Overhead | Fuse | Failed/Faulted | 2018 | Tier 3 - Extreme | Distribution Circuit | 10 | 2 | 2018-10-02 | 186211 | Sus | Y | EquipmentFailureInvolved¦Overhead¦Fuse¦FailedFaulted
18-0090145 | Equipment Failure/Involved | Overhead | Stepdown | Burned/flashed | 2018 | Tier 3 - Extreme | Transformer only | 10 | 13 | 2018-10-13 | 194563 | Sus | Y | EquipmentFailureInvolved¦Overhead¦Stepdown¦Burnedflashed
18-0090717 | Animal | Bird found | Conductor, Overhead | Broken, wire on ground | 2018 | Tier 2 - Elevated | Distribution Circuit | 10 | 15 | 2018-10-15 | 196002 | Sus | Y | Animal¦Birdfound¦ConductorOverhead¦Brokenwireonground
18-0092066 | Equipment Failure/Involved | Overhead | Conductor, Overhead | Broken, wire on ground | 2018 | Tier 2 - Elevated | Distribution Circuit | 10 | 19 | 2018-10-19 | 198424 | Sus | Y | EquipmentFailureInvolved¦Overhead¦ConductorOverhead¦Brokenwireonground
18-0099145 | Unknown Cause | Patrol - found nothing |  |  | 2018 | Tier 2 - Elevated | Distribution Circuit | 11 | 12 | 2018-11-12 | 213769 | Sus | Y | UnknownCause¦Patrolfoundnothing¦¦
18-0100149 | Equipment Failure/Involved | Overhead | Secondary | Burned Open | 2018 | Tier 2 - Elevated | Transformer only | 11 | 15 | 2018-11-15 | 216238 | Sus | Y | EquipmentFailureInvolved¦Overhead¦Secondary¦BurnedOpen
18-0101344 | Environmental/External | Fire, Forest/Grass | Pole-Wood | Burned/flashed | 2018 | Tier 3 - Extreme | Distribution Circuit | 11 | 8 | 2018-11-08 | 218799 | Sus | Y | EnvironmentalExternal¦FireForestGrass¦PoleWood¦Burnedflashed
18-0102120 | Environmental/External | Fire, Forest/Grass | Pole-Wood | Burned/flashed | 2018 | Tier 3 - Extreme | Distribution Circuit | 11 | 8 | 2018-11-08 | 221113 | Sus | Y | EnvironmentalExternal¦FireForestGrass¦PoleWood¦Burnedflashed
18-0103346 | Environmental/External | Fire, Forest/Grass | Pole-Wood | Burned/flashed | 2018 | Tier 3 - Extreme | Distribution Circuit | 11 | 8 | 2018-11-08 | 224907 | Sus | Y | EnvironmentalExternal¦FireForestGrass¦PoleWood¦Burnedflashed
18-0105322 | Vegetation | Tree - fell into line | Conductor, Overhead | Broken, wire on ground | 2018 | Tier 3 - Extreme | Distribution Circuit | 11 | 29 | 2018-11-29 | 228569 | Sus | Y | Vegetation¦Treefellintoline¦ConductorOverhead¦Brokenwireonground
18-0105516 | Vegetation | Tree - fell into line | Conductor, Overhead | Broken | 2018 | Tier 2 - Elevated | Transformer only | 11 | 30 | 2018-11-30 | 230021 | Sus | Y | Vegetation¦Treefellintoline¦ConductorOverhead¦Broken
18-0106067 | Unknown Cause | Patrol - found nothing |  |  | 2018 | Tier 2 - Elevated | Distribution Circuit | 12 | 2 | 2018-12-02 | 231583 | Sus | N | UnknownCause¦Patrolfoundnothing¦¦
18-0109126 | Unknown Cause | Patrol - found nothing |  |  | 2018 | Tier 2 - Elevated | Distribution Circuit | 12 | 14 | 2018-12-14 | 239791 | Sus | N | UnknownCause¦Patrolfoundnothing¦¦
18-0110870 | Vegetation | Tree - fell into line | Conductor, Overhead | Broken, wire on ground | 2018 | Tier 2 - Elevated | Distribution Circuit | 12 | 27 | 2018-12-27 | 248391 | Sus | N | Vegetation¦Treefellintoline¦ConductorOverhead¦Brokenwireonground
19-0004749 | Vegetation | Tree - branch fell on line | Conductor, Overhead | Normal | 2019 | Tier 3 - Extreme | Distribution Circuit | 1 | 5 | 2019-01-05 | 253988 | Sus | N | Vegetation¦Treebranchfellonline¦ConductorOverhead¦Normal
19-0010743 | Vegetation | Tree - fell into line | Conductor, Overhead | Broken, wire on ground | 2019 | Tier 2 - Elevated | Distribution Circuit | 1 | 16 | 2019-01-16 | 272062 | Sus | N | Vegetation¦Treefellintoline¦ConductorOverhead¦Brokenwireonground
19-0011073 | Vegetation | Tree - branch fell on line | Conductor, Overhead | Together | 2019 | Tier 3 - Extreme | Distribution Circuit | 1 | 17 | 2019-01-17 | 272800 | Sus | N | Vegetation¦Treebranchfellonline¦ConductorOverhead¦Together
19-0014866 | Unknown Cause | Patrol - found nothing |  |  | 2019 | Tier 3 - Extreme | Distribution Circuit | 1 | 27 | 2019-01-27 | 282298 | Sus | N | UnknownCause¦Patrolfoundnothing¦¦
19-0017082 | Vegetation | Tree - fell into line | Conductor, Overhead | Broken, wire on ground | 2019 | Tier 3 - Extreme | Distribution Circuit | 2 | 2 | 2019-02-02 | 286625 | Sus | N | Vegetation¦Treefellintoline¦ConductorOverhead¦Brokenwireonground
19-0017409 | Vegetation | Tree - fell into line | Conductor, Overhead | Normal | 2019 | Tier 3 - Extreme | Distribution Circuit | 2 | 2 | 2019-02-02 | 288225 | Sus | N | Vegetation¦Treefellintoline¦ConductorOverhead¦Normal
19-0017955 | Unknown Cause | Patrol - found nothing |  |  | 2019 | Tier 3 - Extreme | Distribution Circuit | 2 | 4 | 2019-02-04 | 290343 | Sus | N | UnknownCause¦Patrolfoundnothing¦¦
19-0018685 | Vegetation | Tree - fell into line | Conductor, Overhead | Broken, wire on ground | 2019 | Tier 3 - Extreme | Distribution Circuit | 2 | 5 | 2019-02-05 | 293004 | Sus | N | Vegetation¦Treefellintoline¦ConductorOverhead¦Brokenwireonground
19-0018752 | Vegetation | Tree - branch fell on line | Pole - Tower, steel | Normal | 2019 | Tier 2 - Elevated | Transmission line | 2 | 5 | 2019-02-05 | 293506 | Sus | N | Vegetation¦Treebranchfellonline¦PoleTowersteel¦Normal
19-0019065 | Equipment Failure/Involved | Overhead | Lightning Arrestor | Failed/Faulted | 2019 | Tier 2 - Elevated | Distribution Circuit | 2 | 6 | 2019-02-06 | 293988 | Sus | N | EquipmentFailureInvolved¦Overhead¦LightningArrestor¦FailedFaulted
19-0019217 | Vegetation | Tree - fell into line | Pole-Wood | Broken, wire on ground | 2019 | Tier 3 - Extreme | Distribution Circuit | 2 | 5 | 2019-02-05 | 294411 | Sus | N | Vegetation¦Treefellintoline¦PoleWood¦Brokenwireonground
19-0019581 | Vegetation | Tree - bark fell into line | Conductor, Overhead | Normal | 2019 | Tier 3 - Extreme | Distribution Circuit | 2 | 7 | 2019-02-07 | 294960 | Sus | N | Vegetation¦Treebarkfellintoline¦ConductorOverhead¦Normal
19-0019762 | Vegetation | Tree - fell into line | Conductor, Overhead | Normal | 2019 | Tier 2 - Elevated | Distribution Circuit | 2 | 4 | 2019-02-04 | 295613 | Sus | N | Vegetation¦Treefellintoline¦ConductorOverhead¦Normal
19-0020332 | Vegetation | Tree - fell into line | Conductor, Overhead | Normal | 2019 | Tier 3 - Extreme | Distribution Circuit | 2 | 6 | 2019-02-06 | 294710 | Sus | N | Vegetation¦Treefellintoline¦ConductorOverhead¦Normal
19-0020366 | Unknown Cause | Patrol - found nothing |  |  | 2019 | Tier 3 - Extreme | Distribution Circuit | 2 | 9 | 2019-02-09 | 297175 | Sus | N | UnknownCause¦Patrolfoundnothing¦¦
19-0022491 | Unknown Cause | Patrol - found nothing |  |  | 2019 | Tier 2 - Elevated | Distribution Circuit | 2 | 13 | 2019-02-13 | 305358 | Sus | N | UnknownCause¦Patrolfoundnothing¦¦
19-0023147 | Vegetation | Tree - fell into line | Conductor, Overhead | Together | 2019 | Tier 2 - Elevated | Distribution Circuit | 2 | 13 | 2019-02-13 | 305347 | Sus | N | Vegetation¦Treefellintoline¦ConductorOverhead¦Together
19-0023290 | Vegetation | Tree - fell into line | Conductor, Overhead | Broken, wire on ground | 2019 | Tier 3 - Extreme | Distribution Circuit | 2 | 14 | 2019-02-14 | 306960 | Sus | N | Vegetation¦Treefellintoline¦ConductorOverhead¦Brokenwireonground
19-0023745 | Vegetation | Tree - branch fell on line | Conductor, Overhead | Normal | 2019 | Tier 3 - Extreme | Distribution Circuit | 2 | 14 | 2019-02-14 | 309572 | Sus | N | Vegetation¦Treebranchfellonline¦ConductorOverhead¦Normal
19-0023879 | Vegetation | Tree - fell into line | Conductor, Overhead | Broken, wire on ground | 2019 | Tier 3 - Extreme | Distribution Circuit | 2 | 12 | 2019-02-12 | 301311 | Sus | N | Vegetation¦Treefellintoline¦ConductorOverhead¦Brokenwireonground
19-0024269 | Vegetation | Tree - fell into line | Conductor, Overhead | Broken, wire on ground | 2019 | Tier 3 - Extreme | Distribution Circuit | 2 | 15 | 2019-02-15 | 312721 | Sus | N | Vegetation¦Treefellintoline¦ConductorOverhead¦Brokenwireonground
19-0024706 | Equipment Failure/Involved | Overhead | Conductor, Overhead | Broken, wire on ground | 2019 | Tier 2 - Elevated | Distribution Circuit | 2 | 12 | 2019-02-12 | 314909 | Sus | N | EquipmentFailureInvolved¦Overhead¦ConductorOverhead¦Brokenwireonground
19-0025014 | Vegetation | Tree - fell into line | Conductor, Overhead | Together | 2019 | Tier 3 - Extreme | Distribution Circuit | 2 | 17 | 2019-02-17 | 315192 | Sus | N | Vegetation¦Treefellintoline¦ConductorOverhead¦Together
19-0025188 | Vegetation | Tree - branch fell on line | Conductor, Overhead | Normal | 2019 | Tier 3 - Extreme | Distribution Circuit | 2 | 17 | 2019-02-17 | 315793 | Sus | N | Vegetation¦Treebranchfellonline¦ConductorOverhead¦Normal
19-0025227 | Vegetation | Tree - fell into line | Conductor, Overhead | Broken, wire on ground | 2019 | Tier 3 - Extreme | Distribution Circuit | 2 | 17 | 2019-02-17 | 316434 | Sus | N | Vegetation¦Treefellintoline¦ConductorOverhead¦Brokenwireonground
19-0025574 | Unknown Cause | Patrol - found nothing |  |  | 2019 | Tier 2 - Elevated | Distribution Circuit | 2 | 13 | 2019-02-13 | 317416 | Sus | N | UnknownCause¦Patrolfoundnothing¦¦
19-0025997 | Vegetation | Tree - fell into line | Conductor, Overhead | Broken, wire on ground | 2019 | Tier 2 - Elevated | Distribution Circuit | 2 | 13 | 2019-02-13 | 318677 | Sus | N | Vegetation¦Treefellintoline¦ConductorOverhead¦Brokenwireonground
19-0026806 | Vegetation | Tree - fell into line | Conductor, Overhead | Normal | 2019 | Tier 3 - Extreme | Distribution Circuit | 2 | 21 | 2019-02-21 | 320228 | Sus | N | Vegetation¦Treefellintoline¦ConductorOverhead¦Normal
19-0031080 | Vegetation | Tree - fell into line | Conductor, Overhead | Together | 2019 | Tier 2 - Elevated | Distribution Circuit | 3 | 6 | 2019-03-06 | 332216 | Sus | N | Vegetation¦Treefellintoline¦ConductorOverhead¦Together
19-0033221 | Vegetation | Tree - fell into line | Conductor, Overhead | Broken, wire on ground | 2019 | Tier 3 - Extreme | Distribution Circuit | 3 | 12 | 2019-03-12 | 337929 | Sus | N | Vegetation¦Treefellintoline¦ConductorOverhead¦Brokenwireonground
19-0035583 | Vegetation | Tree - branch fell on line | Conductor, Overhead | Normal | 2019 | Tier 2 - Elevated | Distribution Circuit | 3 | 20 | 2019-03-20 | 344242 | Sus | N | Vegetation¦Treebranchfellonline¦ConductorOverhead¦Normal
19-0035583 | Vegetation | Tree - branch fell on line | Conductor, Overhead | Normal | 2019 | Tier 2 - Elevated | Distribution Circuit | 3 | 20 | 2019-03-20 | 344242 | Sus | N | Vegetation¦Treebranchfellonline¦ConductorOverhead¦Normal
19-0039996 | Animal | Bird found | Conductor, Overhead | Normal | 2019 | Tier 2 - Elevated | Distribution Circuit | 4 | 5 | 2019-04-05 | 354188 | Sus | N | Animal¦Birdfound¦ConductorOverhead¦Normal
19-0040330 | Equipment Failure/Involved | Overhead | Conductor, Overhead | Normal | 2019 | Tier 3 - Extreme | Distribution Circuit | 4 | 6 | 2019-04-06 | 355037 | Sus | N | EquipmentFailureInvolved¦Overhead¦ConductorOverhead¦Normal
19-0047708 | Animal | Other | Regulator | Burned/flashed | 2019 | Tier 2 - Elevated | Distribution Circuit | 4 | 30 | 2019-04-30 | 371288 | Sus | N | Animal¦Other¦Regulator¦Burnedflashed
19-0047799 | Equipment Failure/Involved | Overhead | Transformer | Failed/Faulted | 2019 | Tier 2 - Elevated | Transformer only | 5 | 1 | 2019-05-01 | 371363 | Sus | Y | EquipmentFailureInvolved¦Overhead¦Transformer¦FailedFaulted
19-0052767 | Vegetation | Tree - grew into line | Transformer (OH) | Normal | 2019 | Tier 2 - Elevated | Transformer only | 5 | 16 | 2019-05-16 | 382454 | Sus | Y | Vegetation¦Treegrewintoline¦Transformer(OH)¦Normal
19-0053896 | Vegetation | Tree - fell into line | Conductor, Overhead | Broken, wire on ground | 2019 | Tier 3 - Extreme | Distribution Circuit | 5 | 19 | 2019-05-19 | 384977 | Sus | Y | Vegetation¦Treefellintoline¦ConductorOverhead¦Brokenwireonground
19-0069132 | Unknown Cause | Patrol - not conducted |  |  | 2019 | Tier 3 - Extreme | Transformer only | 6 | 17 | 2019-06-17 | 419008 | Sus | Y | UnknownCause¦Patrolnotconducted¦¦
19-0073417 | Equipment Failure/Involved | Overhead | Pole-Wood | Deteriorated | 2019 | Tier 2 - Elevated | Distribution Circuit | 6 | 30 | 2019-06-30 | 437242 | Sus | Y | EquipmentFailureInvolved¦Overhead¦PoleWood¦Deteriorated
19-0082264 | 3rd Party | Vehicle | Pole-Wood | Broken, wire on object | 2019 | Tier 2 - Elevated | Distribution Circuit | 7 | 29 | 2019-07-29 | 474803 | Sus | Y | 3rdParty¦Vehicle¦PoleWood¦Brokenwireonobject
19-0092793 | Equipment Failure/Involved | Overhead | Conductor, Overhead | Broken, wire on ground | 2019 | Tier 3 - Extreme | Distribution Circuit | 8 | 27 | 2019-08-27 | 543111 | Sus | Y | EquipmentFailureInvolved¦Overhead¦ConductorOverhead¦Brokenwireonground
19-0093607 | 3rd Party | Vehicle | Anchor or Guy | Broken, wire on ground | 2019 | Tier 2 - Elevated | Distribution Circuit | 8 | 29 | 2019-08-29 | 546808 | Sus | Y | 3rdParty¦Vehicle¦AnchororGuy¦Brokenwireonground
19-0095397 | Environmental/External | Fire, Forest/Grass | Conductor, Overhead | Normal | 2019 | Tier 2 - Elevated | Transmission line | 9 | 4 | 2019-09-04 | 553774 | Sus | Y | EnvironmentalExternal¦FireForestGrass¦ConductorOverhead¦Normal
19-0099815 | 3rd Party | Dig in, 3rd party | Customer Equipment | Broken | 2019 | Tier 2 - Elevated | Distribution Circuit | 9 | 16 | 2019-09-16 | 585327 | Sus | Y | 3rdParty¦Digin3rdparty¦CustomerEquipment¦Broken
19-0102255 | Unknown Cause | Patrol - found nothing |  |  | 2019 | Tier 2 - Elevated | Distribution Circuit | 9 | 22 | 2019-09-22 | 604081 | Sus | Y | UnknownCause¦Patrolfoundnothing¦¦
19-0105162 | Unknown Cause | Patrol - found nothing |  |  | 2019 | Tier 2 - Elevated | Distribution Circuit | 9 | 29 | 2019-09-29 | 628919 | Sus | Y | UnknownCause¦Patrolfoundnothing¦¦
19-0113821 | Equipment Failure/Involved | Overhead | Transformer | Failed/Faulted | 2019 | Tier 2 - Elevated | Transformer only | 10 | 20 | 2019-10-20 | 674819 | Sus | Y | EquipmentFailureInvolved¦Overhead¦Transformer¦FailedFaulted
19-0114543 | Equipment Failure/Involved | Overhead | Bushing | Broken | 2019 | Tier 2 - Elevated | Distribution Circuit | 10 | 22 | 2019-10-22 | 676898 | Sus | Y | EquipmentFailureInvolved¦Overhead¦Bushing¦Broken
19-0125084 | Unknown Cause | Patrol - found nothing |  |  | 2019 | Tier 2 - Elevated | Distribution Circuit | 11 | 15 | 2019-11-15 | 707360 | Sus | Y | UnknownCause¦Patrolfoundnothing¦¦
19-0129240 | Equipment Failure/Involved | Overhead | Transformer | Failed/Faulted | 2019 | Tier 3 - Extreme | Transformer only | 11 | 26 | 2019-11-26 | 715775 | Sus | Y | EquipmentFailureInvolved¦Overhead¦Transformer¦FailedFaulted
19-0129667 | Vegetation | Tree - fell into line | Conductor, Overhead | Broken, wire on ground | 2019 | Tier 3 - Extreme | Distribution Circuit | 11 | 26 | 2019-11-26 | 717369 | Sus | Y | Vegetation¦Treefellintoline¦ConductorOverhead¦Brokenwireonground
19-0130578 | Vegetation | Tree - fell into line | Conductor, Overhead | Broken, wire on ground | 2019 | Tier 2 - Elevated | Distribution Circuit | 11 | 27 | 2019-11-27 | 721974 | Sus | Y | Vegetation¦Treefellintoline¦ConductorOverhead¦Brokenwireonground
19-0130768 | Equipment Failure/Involved | Overhead | Woodpin | Broken | 2019 | Tier 3 - Extreme | Distribution Circuit | 11 | 27 | 2019-11-27 | 722477 | Sus | Y | EquipmentFailureInvolved¦Overhead¦Woodpin¦Broken
19-0135693 | Equipment Failure/Involved | Electrical Overload | Cutout, fuse holder | Failed/Faulted | 2019 | Tier 2 - Elevated | Distribution Circuit | 12 | 10 | 2019-12-10 | 735603 | Sus | N | EquipmentFailureInvolved¦ElectricalOverload¦Cutoutfuseholder¦FailedFaulted
19-0135809 | Vegetation | Tree - fell into line | Conductor, Overhead | Normal | 2019 | Tier 3 - Extreme | Distribution Circuit | 12 | 11 | 2019-12-11 | 736137 | Sus | N | Vegetation¦Treefellintoline¦ConductorOverhead¦Normal
19-0136057 | Unknown Cause | Patrol - found nothing |  |  | 2019 | Tier 3 - Extreme | Distribution Circuit | 12 | 11 | 2019-12-11 | 736892 | Sus | N | UnknownCause¦Patrolfoundnothing¦¦
19-0136060 | Vegetation | Tree - fell into line | Conductor, Overhead | Broken, wire on ground | 2019 | Tier 3 - Extreme | Distribution Circuit | 12 | 11 | 2019-12-11 | 737043 | Sus | N | Vegetation¦Treefellintoline¦ConductorOverhead¦Brokenwireonground
19-0137147 | Vegetation | Tree - branch fell on line | Transformer | Broken, wire on ground | 2019 | Tier 3 - Extreme | Transformer only | 12 | 18 | 2019-12-18 | 745633 | Sus | N | Vegetation¦Treebranchfellonline¦Transformer¦Brokenwireonground
19-0137575 | Vegetation | Tree - fell into line | Conductor, Overhead | Broken, wire on ground | 2019 | Tier 2 - Elevated | Distribution Circuit | 12 | 22 | 2019-12-22 | 748176 | Sus | N | Vegetation¦Treefellintoline¦ConductorOverhead¦Brokenwireonground
20-0011093 | Vegetation | Tree - branch fell on line | Conductor, Overhead | Together | 2020 | Tier 2 - Elevated | Distribution Circuit | 1 | 16 | 2020-01-16 | 765739 | Sus | N | Vegetation¦Treebranchfellonline¦ConductorOverhead¦Together
20-0022731 | Equipment Failure/Involved | Overhead | Transformer (OH) | Broken | 2020 | Tier 2 - Elevated | Transformer only | 2 | 17 | 2020-02-17 | 792433 | Sus | N | EquipmentFailureInvolved¦Overhead¦Transformer(OH)¦Broken
20-0026851 | Equipment Failure/Involved | Electrical Overload | Transformer | Failed/Faulted | 2020 | Tier 3 - Extreme | Transformer only | 2 | 27 | 2020-02-27 | 817131 | Sus | N | EquipmentFailureInvolved¦ElectricalOverload¦Transformer¦FailedFaulted
20-0029689 | Equipment Failure/Involved | Overhead | Pole-Wood | Broken | 2020 | Tier 2 - Elevated | Distribution Circuit | 3 | 6 | 2020-03-06 | 837793 | Sus | N | EquipmentFailureInvolved¦Overhead¦PoleWood¦Broken
20-0031609 | Unknown Cause | Patrol - found nothing |  |  | 2020 | Tier 3 - Extreme | Distribution Circuit | 3 | 13 | 2020-03-13 | 848400 | Sus | N | UnknownCause¦Patrolfoundnothing¦¦
20-0032352 | Vegetation | Tree - fell into line | Conductor, Overhead | Broken, wire on ground | 2020 | Tier 3 - Extreme | Distribution Circuit | 3 | 15 | 2020-03-15 | 851838 | Sus | N | Vegetation¦Treefellintoline¦ConductorOverhead¦Brokenwireonground
20-0033115 | Equipment Failure/Involved | Overhead | Conductor, Overhead | Broken, wire on ground | 2020 | Tier 3 - Extreme | Distribution Circuit | 3 | 17 | 2020-03-17 | 856158 | Sus | N | EquipmentFailureInvolved¦Overhead¦ConductorOverhead¦Brokenwireonground
20-0033179 | Equipment Failure/Involved | Overhead | Conductor, Overhead | Together | 2020 | Tier 2 - Elevated | Distribution Circuit | 3 | 17 | 2020-03-17 | 856332 | Sus | N | EquipmentFailureInvolved¦Overhead¦ConductorOverhead¦Together
20-0034613 | Vegetation | Tree - fell into line | Pole-Wood | Broken, wire on ground | 2020 | Tier 3 - Extreme | Distribution Circuit | 3 | 16 | 2020-03-16 | 855618 | Sus | N | Vegetation¦Treefellintoline¦PoleWood¦Brokenwireonground
20-0037895 | Equipment Failure/Involved | Overhead | Pole-Wood | Broken | 2020 | Tier 2 - Elevated | Distribution Circuit | 4 | 2 | 2020-04-02 | 878195 | Sus | N | EquipmentFailureInvolved¦Overhead¦PoleWood¦Broken
20-0038383 | Unknown Cause | Patrol - found nothing |  |  | 2020 | Tier 2 - Elevated | Distribution Circuit | 4 | 4 | 2020-04-04 | 882163 | Sus | N | UnknownCause¦Patrolfoundnothing¦¦
20-0040300 | Equipment Failure/Involved | Overhead | Conductor, Overhead | Broken | 2020 | Tier 2 - Elevated | Distribution Circuit | 4 | 10 | 2020-04-10 | 893390 | Sus | N | EquipmentFailureInvolved¦Overhead¦ConductorOverhead¦Broken
20-0043365 | Equipment Failure/Involved | Overhead | Transformer (OH) | Leaking | 2020 | Tier 3 - Extreme | Transformer only | 4 | 21 | 2020-04-21 | 898948 | Sus | N | EquipmentFailureInvolved¦Overhead¦Transformer(OH)¦Leaking
20-0044497 | Unknown Cause | Patrol - found nothing |  |  | 2020 | Tier 2 - Elevated | Distribution Circuit | 4 | 24 | 2020-04-24 | 901008 | Sus | N | UnknownCause¦Patrolfoundnothing¦¦
20-0045937 | Vegetation | Tree - branch fell on line | Conductor, Overhead | Normal | 2020 | Tier 2 - Elevated | Distribution Circuit | 4 | 30 | 2020-04-30 | 904497 | Sus | N | Vegetation¦Treebranchfellonline¦ConductorOverhead¦Normal
20-0049971 | Unknown Cause | Patrol - found nothing |  |  | 2020 | Tier 3 - Extreme | Distribution Circuit | 5 | 13 | 2020-05-13 | 913250 | Sus | Y | UnknownCause¦Patrolfoundnothing¦¦
20-0051520 | Environmental/External | Lightning | Transformer (OH) | Failed/Faulted | 2020 | Tier 2 - Elevated | Distribution Circuit | 5 | 18 | 2020-05-18 | 916371 | Sus | Y | EnvironmentalExternal¦Lightning¦Transformer(OH)¦FailedFaulted
20-0052121 | Vegetation | Tree - fell into line | Pole-Wood | Broken, wire on ground | 2020 | Tier 2 - Elevated | Distribution Circuit | 5 | 20 | 2020-05-20 | 918024 | Sus | Y | Vegetation¦Treefellintoline¦PoleWood¦Brokenwireonground
20-0057164 | Equipment Failure/Involved | Overhead | Transformer | Failed/Faulted | 2020 | Tier 3 - Extreme | Transformer only | 6 | 3 | 2020-06-03 | 929671 | Sus | Y | EquipmentFailureInvolved¦Overhead¦Transformer¦FailedFaulted
20-0058591 | Equipment Failure/Involved | Underground | Secondary | Broken | 2020 | Tier 2 - Elevated | Distribution Circuit | 6 | 7 | 2020-06-07 | 933324 | Sus | Y | EquipmentFailureInvolved¦Underground¦Secondary¦Broken
20-0058671 | Environmental/External | Fire, Forest/Grass | Pole-Wood | Burned/flashed | 2020 | Tier 2 - Elevated | Distribution Circuit | 6 | 6 | 2020-06-06 | 933745 | Sus | Y | EnvironmentalExternal¦FireForestGrass¦PoleWood¦Burnedflashed
20-0064029 | Equipment Failure/Involved | Overhead | Pole-Wood | Deteriorated | 2020 | Tier 2 - Elevated | Distribution Circuit | 6 | 23 | 2020-06-23 | 945384 | Sus | Y | EquipmentFailureInvolved¦Overhead¦PoleWood¦Deteriorated
20-0068480 | Unknown Cause | Patrol - found nothing |  |  | 2020 | Tier 3 - Extreme | Distribution Circuit | 7 | 5 | 2020-07-05 | 958233 | Sus | Y | UnknownCause¦Patrolfoundnothing¦¦
20-0071007 | Equipment Failure/Involved | Overhead | Jumper | Burned Open | 2020 | Tier 2 - Elevated | Distribution Circuit | 7 | 12 | 2020-07-12 | 962975 | Sus | Y | EquipmentFailureInvolved¦Overhead¦Jumper¦BurnedOpen
20-0074103 | Equipment Failure/Involved | Overhead | Transformer | Failed/Faulted | 2020 | Tier 3 - Extreme | Transformer only | 7 | 21 | 2020-07-21 | 969134 | Sus | Y | EquipmentFailureInvolved¦Overhead¦Transformer¦FailedFaulted
20-0074438 | Equipment Failure/Involved | Overhead | Crossarm, Wood | Deteriorated | 2020 | Tier 3 - Extreme | Distribution Circuit | 7 | 21 | 2020-07-21 | 969440 | Sus | Y | EquipmentFailureInvolved¦Overhead¦CrossarmWood¦Deteriorated
20-0076506 | Vegetation | Tree - fell into line | Conductor, Overhead | Normal | 2020 | Tier 3 - Extreme | Distribution Circuit | 7 | 27 | 2020-07-27 | 973023 | Sus | Y | Vegetation¦Treefellintoline¦ConductorOverhead¦Normal
20-0081240 | Equipment Failure/Involved | Underground | Conductor, Underground | Deteriorated | 2020 | Tier 2 - Elevated | Distribution Circuit | 8 | 8 | 2020-08-08 | 985862 | Sus | Y | EquipmentFailureInvolved¦Underground¦ConductorUnderground¦Deteriorated
20-0084645 | Vegetation | Tree - fell into line | Conductor, Overhead | Broken | 2020 | Tier 3 - Extreme | Distribution Circuit | 8 | 16 | 2020-08-16 | 1010176 | Sus | Y | Vegetation¦Treefellintoline¦ConductorOverhead¦Broken
20-0085937 | Equipment Failure/Involved | Overhead | Transformer | Failed/Faulted | 2020 | Tier 3 - Extreme | Transformer only | 8 | 17 | 2020-08-17 | 1017076 | Sus | Y | EquipmentFailureInvolved¦Overhead¦Transformer¦FailedFaulted
20-0089160 | Unknown Cause | Patrol - found nothing |  |  | 2020 | Tier 3 - Extreme | Distribution Circuit | 8 | 24 | 2020-08-24 | 1028094 | Sus | Y | UnknownCause¦Patrolfoundnothing¦¦
20-0089361 | Environmental/External | Lightning | Transformer (OH) | Failed/Faulted | 2020 | Tier 2 - Elevated | Transformer only | 8 | 24 | 2020-08-24 | 1028466 | Sus | Y | EnvironmentalExternal¦Lightning¦Transformer(OH)¦FailedFaulted
20-0089964 | Unknown Cause | Patrol - found nothing |  |  | 2020 | Tier 2 - Elevated | Distribution Circuit | 8 | 25 | 2020-08-25 | 1030484 | Sus | Y | UnknownCause¦Patrolfoundnothing¦¦
20-0090395 | Environmental/External | Fire, Forest/Grass | Conductor, Overhead | Normal | 2020 | Tier 3 - Extreme | Distribution Circuit | 8 | 20 | 2020-08-20 | 1033255 | Sus | Y | EnvironmentalExternal¦FireForestGrass¦ConductorOverhead¦Normal
20-0090446 | Environmental/External | Fire, Forest/Grass | Conductor, Overhead | Normal | 2020 | Tier 3 - Extreme | Distribution Circuit | 8 | 19 | 2020-08-19 | 1033335 | Sus | Y | EnvironmentalExternal¦FireForestGrass¦ConductorOverhead¦Normal
20-0090479 | Environmental/External | Fire, Forest/Grass | Conductor, Overhead | Normal | 2020 | Tier 3 - Extreme | Distribution Circuit | 8 | 19 | 2020-08-19 | 1033382 | Sus | Y | EnvironmentalExternal¦FireForestGrass¦ConductorOverhead¦Normal
20-0091433 | Environmental/External | Fire, Forest/Grass | Conductor, Overhead | Normal | 2020 | Tier 3 - Extreme | Distribution Circuit | 8 | 19 | 2020-08-19 | 1041106 | Sus | Y | EnvironmentalExternal¦FireForestGrass¦ConductorOverhead¦Normal
20-0093693 | Equipment Failure/Involved | Overhead | Transformer (OH) | Broken | 2020 | Tier 2 - Elevated | Distribution Circuit | 9 | 5 | 2020-09-05 | 1055756 | Sus | Y | EquipmentFailureInvolved¦Overhead¦Transformer(OH)¦Broken
20-0093893 | Vegetation | Tree - branch fell on line | Connector or Splice (OH) | Broken, wire on ground | 2020 | Tier 3 - Extreme | Distribution Circuit | 9 | 6 | 2020-09-06 | 1056984 | Sus | Y | Vegetation¦Treebranchfellonline¦ConnectororSplice(OH)¦Brokenwireonground
20-0097001 | Unknown Cause | Patrol - found nothing |  |  | 2020 | Tier 3 - Extreme | Transformer only | 8 | 19 | 2020-08-19 | 1067388 | Sus | Y | UnknownCause¦Patrolfoundnothing¦¦
20-0099817 | Environmental/External | Fire, Forest/Grass | Conductor, Overhead | Burned/flashed | 2020 | Tier 3 - Extreme | Distribution Circuit | 9 | 7 | 2020-09-07 | 1086122 | Sus | Y | EnvironmentalExternal¦FireForestGrass¦ConductorOverhead¦Burnedflashed
20-0100792 | Animal | Bird found | Fuse | Failed/Faulted | 2020 | Tier 3 - Extreme | Distribution Circuit | 9 | 23 | 2020-09-23 | 1090637 | Sus | Y | Animal¦Birdfound¦Fuse¦FailedFaulted
20-0104184 | Equipment Failure/Involved | Overhead | Transformer (OH) | Broken | 2020 | Tier 3 - Extreme | Transformer only | 10 | 1 | 2020-10-01 | 1105853 | Sus | Y | EquipmentFailureInvolved¦Overhead¦Transformer(OH)¦Broken
20-0112889 | Wildfire Mitigation | Public Safety Power Shut-off | Conductor, Overhead | Normal | 2020 | Tier 2 - Elevated | Distribution Circuit | 10 | 25 | 2020-10-25 | 1127303 | Sus | Y | WildfireMitigation¦PublicSafetyPowerShutoff¦ConductorOverhead¦Normal
20-0122145 | Unknown Cause | Patrol - not conducted |  |  | 2020 | Tier 2 - Elevated | Distribution Circuit | 11 | 17 | 2020-11-17 | 1147921 | Sus | Y | UnknownCause¦Patrolnotconducted¦¦
20-0122493 | Unknown Cause | Patrol - found nothing |  |  | 2020 | Tier 2 - Elevated | Distribution Circuit | 11 | 18 | 2020-11-18 | 1148596 | Sus | Y | UnknownCause¦Patrolfoundnothing¦¦
20-0130461 | Equipment Failure/Involved | Overhead | Transformer (OH) | Failed/Faulted | 2020 | Tier 2 - Elevated | Distribution Circuit | 12 | 14 | 2020-12-14 | 1185918 | Sus | N | EquipmentFailureInvolved¦Overhead¦Transformer(OH)¦FailedFaulted
21-0001110 | Company Initiated | Construction Activity/equip, company | Conductor, Overhead | Broken, wire on ground | 2021 | Tier 3 - Extreme | Distribution Circuit | 1 | 6 | 2021-01-06 | 1205163 | Sus | N | CompanyInitiated¦ConstructionActivityequipcompany¦ConductorOverhead¦Brokenwireonground
21-0010949 | Equipment Failure/Involved | Overhead | Conductor, Overhead | Together | 2021 | Tier 2 - Elevated | Distribution Circuit | 1 | 19 | 2021-01-19 | 1217156 | Sus | N | EquipmentFailureInvolved¦Overhead¦ConductorOverhead¦Together
21-0011201 | Equipment Failure/Involved | Overhead | Conductor, Overhead | Broken, wire on ground | 2021 | Tier 3 - Extreme | Distribution Circuit | 1 | 19 | 2021-01-19 | 1218117 | Sus | N | EquipmentFailureInvolved¦Overhead¦ConductorOverhead¦Brokenwireonground
21-0011788 | Vegetation | Tree - grew into line | Conductor, Overhead | Broken, wire on ground | 2021 | Tier 3 - Extreme | Distribution Circuit | 1 | 19 | 2021-01-19 | 1219345 | Sus | N | Vegetation¦Treegrewintoline¦ConductorOverhead¦Brokenwireonground
21-0011977 | Equipment Failure/Involved | Overhead | Fuse | Broken | 2021 | Tier 2 - Elevated | Distribution Circuit | 1 | 19 | 2021-01-19 | 1215939 | Sus | N | EquipmentFailureInvolved¦Overhead¦Fuse¦Broken
21-0014030 | Vegetation | Tree - branch fell on line | Conductor, Overhead | Normal | 2021 | Tier 3 - Extreme | Distribution Circuit | 1 | 25 | 2021-01-25 | 1223253 | Sus | N | Vegetation¦Treebranchfellonline¦ConductorOverhead¦Normal
21-0015779 | Vegetation | Tree - fell into line | Conductor, Overhead | Broken, wire on ground | 2021 | Tier 2 - Elevated | Distribution Circuit | 1 | 27 | 2021-01-27 | 1232641 | Sus | N | Vegetation¦Treefellintoline¦ConductorOverhead¦Brokenwireonground
21-0016123 | Vegetation | Tree - fell into line | Conductor, Overhead | Broken, wire on ground | 2021 | Tier 3 - Extreme | Distribution Circuit | 1 | 26 | 2021-01-26 | 1235155 | Sus | N | Vegetation¦Treefellintoline¦ConductorOverhead¦Brokenwireonground
21-0017824 | Vegetation | Tree - fell into line | Pole-Wood | Broken, wire on ground | 2021 | Tier 2 - Elevated | Distribution Circuit | 1 | 26 | 2021-01-26 | 1240277 | Sus | N | Vegetation¦Treefellintoline¦PoleWood¦Brokenwireonground
21-0017972 | Equipment Failure/Involved | Overhead | Jumper | Burned Open | 2021 | Tier 3 - Extreme | Distribution Circuit | 1 | 27 | 2021-01-27 | 1236660 | Sus | N | EquipmentFailureInvolved¦Overhead¦Jumper¦BurnedOpen
21-0018398 | Equipment Failure/Involved | Overhead |  | Broken | 2021 | Tier 2 - Elevated | Transformer only | 1 | 29 | 2021-01-29 | 1241698 | Sus | N | EquipmentFailureInvolved¦Overhead¦¦Broken
21-0018465 | Vegetation | Tree - fell into line | Conductor, Overhead | Normal | 2021 | Tier 3 - Extreme | Distribution Circuit | 1 | 29 | 2021-01-29 | 1241565 | Sus | N | Vegetation¦Treefellintoline¦ConductorOverhead¦Normal
21-0018621 | Vegetation | Tree - fell into line | Conductor, Overhead | Bent or Twisted | 2021 | Tier 2 - Elevated | Distribution Circuit | 1 | 26 | 2021-01-26 | 1242308 | Sus | N | Vegetation¦Treefellintoline¦ConductorOverhead¦BentorTwisted
21-0024387 | Equipment Failure/Involved | Overhead | Connector or Splice (OH) | Deteriorated | 2021 | Tier 3 - Extreme | Distribution Circuit | 2 | 11 | 2021-02-11 | 1252830 | Sus | N | EquipmentFailureInvolved¦Overhead¦ConnectororSplice(OH)¦Deteriorated
21-0024393 | Equipment Failure/Involved | Overhead | Crossarm, Wood | Deteriorated | 2021 | Tier 2 - Elevated | Distribution Circuit | 2 | 11 | 2021-02-11 | 1252841 | Sus | N | EquipmentFailureInvolved¦Overhead¦CrossarmWood¦Deteriorated
21-0027124 | Unknown Cause | Patrol - found nothing |  |  | 2021 | Tier 3 - Extreme | Transformer only | 2 | 18 | 2021-02-18 | 1257460 | Sus | N | UnknownCause¦Patrolfoundnothing¦¦
21-0029349 | Animal | Bird found | Conductor, Overhead | Normal | 2021 | Tier 2 - Elevated | Distribution Circuit | 2 | 25 | 2021-02-25 | 1261806 | Sus | N | Animal¦Birdfound¦ConductorOverhead¦Normal
21-0032391 | Vegetation | Tree - branch fell on line | Conductor, Overhead | Normal | 2021 | Tier 2 - Elevated | Distribution Circuit | 3 | 4 | 2021-03-04 | 1268208 | Sus | N | Vegetation¦Treebranchfellonline¦ConductorOverhead¦Normal
21-0035394 | Vegetation | Tree - fell into line | Conductor, Overhead | Broken, wire on ground | 2021 | Tier 3 - Extreme | Distribution Circuit | 3 | 11 | 2021-03-11 | 1278956 | Sus | N | Vegetation¦Treefellintoline¦ConductorOverhead¦Brokenwireonground
21-0039413 | Unknown Cause | Patrol - found nothing |  |  | 2021 | Tier 2 - Elevated | Distribution Circuit | 3 | 22 | 2021-03-22 | 1291122 | Sus | N | UnknownCause¦Patrolfoundnothing¦¦
21-0040792 | Unknown Cause | Patrol - found nothing |  |  | 2021 | Tier 2 - Elevated | Distribution Circuit | 3 | 25 | 2021-03-25 | 1296711 | Sus | N | UnknownCause¦Patrolfoundnothing¦¦
21-0041182 | Unknown Cause | Patrol - found nothing |  |  | 2021 | Tier 2 - Elevated | Distribution Circuit | 3 | 25 | 2021-03-25 | 1298336 | Sus | N | UnknownCause¦Patrolfoundnothing¦¦
21-0042666 | Unknown Cause | Patrol - found nothing |  |  | 2021 | Tier 2 - Elevated | Distribution Circuit | 3 | 30 | 2021-03-30 | 1303110 | Sus | N | UnknownCause¦Patrolfoundnothing¦¦
21-0044117 | Equipment Failure/Involved | Overhead | Transformer (OH) | Failed/Faulted | 2021 | Tier 2 - Elevated | Distribution Circuit | 4 | 2 | 2021-04-02 | 1305510 | Sus | N | EquipmentFailureInvolved¦Overhead¦Transformer(OH)¦FailedFaulted
21-0054579 | Unknown Cause | Patrol - found nothing |  |  | 2021 | Tier 3 - Extreme | Distribution Circuit | 4 | 28 | 2021-04-28 | 1336525 | Sus | N | UnknownCause¦Patrolfoundnothing¦¦
21-0061945 | Equipment Failure/Involved | Overhead | Transformer | Failed/Faulted | 2021 | Tier 2 - Elevated | Transformer only | 5 | 15 | 2021-05-15 | 1350637 | Sus | Y | EquipmentFailureInvolved¦Overhead¦Transformer¦FailedFaulted
21-0067834 | Unknown Cause | Patrol - found nothing |  |  | 2021 | Tier 3 - Extreme | Distribution Circuit | 5 | 30 | 2021-05-30 | 1361693 | Sus | Y | UnknownCause¦Patrolfoundnothing¦¦
21-0071332 | Equipment Failure/Involved | Overhead | Conductor, Overhead | Broken | 2021 | Tier 3 - Extreme | Distribution Circuit | 6 | 8 | 2021-06-08 | 1368155 | Sus | Y | EquipmentFailureInvolved¦Overhead¦ConductorOverhead¦Broken
21-0074388 | Unknown Cause | Patrol - found nothing |  |  | 2021 | Tier 2 - Elevated | Distribution Circuit | 6 | 15 | 2021-06-15 | 1373775 | Sus | Y | UnknownCause¦Patrolfoundnothing¦¦
21-0075259 | Equipment Failure/Involved | Overhead | Crossarm, Wood | Broken | 2021 | Tier 3 - Extreme | Distribution Circuit | 6 | 16 | 2021-06-16 | 1375664 | Sus | Y | EquipmentFailureInvolved¦Overhead¦CrossarmWood¦Broken
21-0075659 | Equipment Failure/Involved | Overhead | Recloser | Malfunctioning | 2021 | Tier 3 - Extreme | Distribution Circuit | 6 | 17 | 2021-06-17 | 1376322 | Sus | Y | EquipmentFailureInvolved¦Overhead¦Recloser¦Malfunctioning
21-0076505 | Equipment Failure/Involved | Overhead | Transformer (OH) | Failed/Faulted | 2021 | Tier 2 - Elevated | Transformer only | 6 | 18 | 2021-06-18 | 1378479 | Sus | Y | EquipmentFailureInvolved¦Overhead¦Transformer(OH)¦FailedFaulted
21-0079689 | Animal | Bird found | Conductor, Overhead | Normal | 2021 | Tier 3 - Extreme | Distribution Circuit | 6 | 24 | 2021-06-24 | 1384416 | Sus | Y | Animal¦Birdfound¦ConductorOverhead¦Normal
21-0089141 | Vegetation | Tree - fell into line | Conductor, Overhead | Broken, wire on ground | 2021 | Tier 2 - Elevated | Distribution Circuit | 7 | 13 | 2021-07-13 | 1403631 | Sus | Y | Vegetation¦Treefellintoline¦ConductorOverhead¦Brokenwireonground
21-0089718 | Vegetation | Tree - fell into line | Conductor, Overhead | Broken, wire on ground | 2021 | Tier 3 - Extreme | Distribution Circuit | 7 | 14 | 2021-07-14 | 1404752 | Sus | Y | Vegetation¦Treefellintoline¦ConductorOverhead¦Brokenwireonground
21-0096429 | Animal | Bird found | Conductor, Overhead | Normal | 2021 | Tier 2 - Elevated | Distribution Circuit | 7 | 28 | 2021-07-28 | 1417981 | Sus | Y | Animal¦Birdfound¦ConductorOverhead¦Normal
21-0108005 | Unknown Cause | Patrol - found nothing |  |  | 2021 | Tier 2 - Elevated | Transformer only | 8 | 22 | 2021-08-22 | 1450205 | Sus | Y | UnknownCause¦Patrolfoundnothing¦¦
21-0112617 | Unknown Cause | Patrol - found nothing |  |  | 2021 | Tier 3 - Extreme | Distribution Circuit | 9 | 2 | 2021-09-02 | 1460810 | Sus | Y | UnknownCause¦Patrolfoundnothing¦¦
21-0119926 | Vegetation | Tree - fell into line | Conductor, Overhead | Together | 2021 | Tier 2 - Elevated | Distribution Circuit | 9 | 20 | 2021-09-20 | 1476262 | Sus | Y | Vegetation¦Treefellintoline¦ConductorOverhead¦Together
21-0120504 | 3rd Party | Customer Equipment | Customer Equipment | Normal | 2021 | Tier 2 - Elevated | Distribution Circuit | 9 | 21 | 2021-09-21 | 1477296 | Sus | Y | 3rdParty¦CustomerEquipment¦CustomerEquipment¦Normal
21-0132022 | Unknown Cause | Patrol - found nothing |  |  | 2021 | Tier 2 - Elevated | Distribution Circuit | 10 | 17 | 2021-10-17 | 1499494 | Sus | Y | UnknownCause¦Patrolfoundnothing¦¦
21-0133291 | Vegetation | Tree - fell into line | Conductor, Overhead | Broken, wire on ground | 2021 | Tier 2 - Elevated | Distribution Circuit | 10 | 19 | 2021-10-19 | 1502111 | Sus | Y | Vegetation¦Treefellintoline¦ConductorOverhead¦Brokenwireonground
21-0134456 | Company Initiated | Personnel, company | Recloser | Normal | 2021 | Tier 3 - Extreme | Distribution Circuit | 10 | 21 | 2021-10-21 | 1504565 | Sus | Y | CompanyInitiated¦Personnelcompany¦Recloser¦Normal
21-0136745 | Unknown Cause | Patrol - found nothing |  |  | 2021 | Tier 2 - Elevated | Distribution Circuit | 10 | 24 | 2021-10-24 | 1515707 | Sus | Y | UnknownCause¦Patrolfoundnothing¦¦
21-0138515 | Unknown Cause | Patrol - found nothing |  |  | 2021 | Tier 3 - Extreme | Transformer only | 10 | 26 | 2021-10-26 | 1522339 | Sus | Y | UnknownCause¦Patrolfoundnothing¦¦
21-0141491 | Vegetation | Tree - fell into line | Conductor, Overhead | Normal | 2021 | Tier 3 - Extreme | Distribution Circuit | 11 | 3 | 2021-11-03 | 1533054 | Sus | Y | Vegetation¦Treefellintoline¦ConductorOverhead¦Normal
21-0143113 | 3rd Party | Vehicle | Pole-Wood | Broken | 2021 | Tier 2 - Elevated | Distribution Circuit | 11 | 7 | 2021-11-07 | 1536683 | Sus | Y | 3rdParty¦Vehicle¦PoleWood¦Broken
21-0144691 | Vegetation | Tree - fell into line | Conductor, Overhead | Normal | 2021 | Tier 3 - Extreme | Distribution Circuit | 11 | 11 | 2021-11-11 | 1540408 | Sus | Y | Vegetation¦Treefellintoline¦ConductorOverhead¦Normal
21-0149141 | Vegetation | Tree - fell into line | Conductor, Overhead | Broken, wire on object | 2021 | Tier 3 - Extreme | Distribution Circuit | 11 | 20 | 2021-11-20 | 1552272 | Sus | Y | Vegetation¦Treefellintoline¦ConductorOverhead¦Brokenwireonobject
21-0156802 | Vegetation | Tree - fell into line | Conductor, Overhead | Normal | 2021 | Tier 2 - Elevated | Distribution Circuit | 12 | 12 | 2021-12-12 | 1565121 | Sus | N | Vegetation¦Treefellintoline¦ConductorOverhead¦Normal
21-0157700 | Vegetation | Tree - fell into line | Conductor, Overhead | Normal | 2021 | Tier 2 - Elevated | Distribution Circuit | 12 | 14 | 2021-12-14 | 1569220 | Sus | N | Vegetation¦Treefellintoline¦ConductorOverhead¦Normal
21-0158568 | Vegetation | Tree - fell into line | Conductor, Overhead | Broken, wire on ground | 2021 | Tier 3 - Extreme | Distribution Circuit | 12 | 15 | 2021-12-15 | 1573316 | Sus | N | Vegetation¦Treefellintoline¦ConductorOverhead¦Brokenwireonground
21-0160906 | Unknown Cause | Patrol - found nothing |  |  | 2021 | Tier 2 - Elevated | Transmission line | 12 | 27 | 2021-12-27 | 1583350 | Sus | N | UnknownCause¦Patrolfoundnothing¦¦
21-0162007 | Vegetation | Tree - fell into line | Pole-Wood | Broken, wire on ground | 2021 | Tier 2 - Elevated | Distribution Circuit | 12 | 26 | 2021-12-26 | 1590816 | Sus | N | Vegetation¦Treefellintoline¦PoleWood¦Brokenwireonground
22-0005098 | Environmental/External | Ice or snow | Conductor, Overhead | Normal | 2022 | Tier 3 - Extreme | Distribution Circuit | 1 | 1 | 2022-01-01 | 1591528 | Sus | N | EnvironmentalExternal¦Iceorsnow¦ConductorOverhead¦Normal
22-0005577 | Vegetation | Tree - branch fell on line | Conductor, Overhead | Normal | 2022 | Tier 3 - Extreme | Distribution Circuit | 1 | 3 | 2022-01-03 | 1593397 | Sus | N | Vegetation¦Treebranchfellonline¦ConductorOverhead¦Normal
22-0005768 | Vegetation | Tree - fell into line | Conductor, Overhead | Normal | 2022 | Tier 2 - Elevated | Distribution Circuit | 1 | 3 | 2022-01-03 | 1593965 | Sus | N | Vegetation¦Treefellintoline¦ConductorOverhead¦Normal
22-0006517 | Equipment Failure/Involved | Overhead | Jumper | Broken | 2022 | Tier 3 - Extreme | Distribution Circuit | 1 | 3 | 2022-01-03 | 1594201 | Sus | N | EquipmentFailureInvolved¦Overhead¦Jumper¦Broken
22-0007555 | Vegetation | Tree - fell into line | Conductor, Overhead | Broken, wire on ground | 2022 | Tier 2 - Elevated | Distribution Circuit | 1 | 8 | 2022-01-08 | 1597667 | Sus | N | Vegetation¦Treefellintoline¦ConductorOverhead¦Brokenwireonground
22-0017511 | Equipment Failure/Involved | Overhead | Jumper | Burned Open | 2022 | Tier 3 - Extreme | Distribution Circuit | 2 | 2 | 2022-02-02 | 1618859 | Sus | N | EquipmentFailureInvolved¦Overhead¦Jumper¦BurnedOpen
22-0019074 | Unknown Cause | Patrol - found nothing |  |  | 2022 | Tier 3 - Extreme | Transformer only | 2 | 6 | 2022-02-06 | 1622160 | Sus | N | UnknownCause¦Patrolfoundnothing¦¦
22-0022462 | Animal | Squirrel | Transformer (OH) | Normal | 2022 | Tier 3 - Extreme | Distribution Circuit | 2 | 15 | 2022-02-15 | 1627865 | Sus | N | Animal¦Squirrel¦Transformer(OH)¦Normal
22-0033514 | Unknown Cause | Patrol - found nothing |  |  | 2022 | Tier 2 - Elevated | Transformer only | 3 | 14 | 2022-03-14 | 1648174 | Sus | N | UnknownCause¦Patrolfoundnothing¦¦
22-0034869 | Equipment Failure/Involved | Overhead | Fuse | Broken | 2022 | Tier 3 - Extreme | Transformer only | 3 | 16 | 2022-03-16 | 1650134 | Sus | N | EquipmentFailureInvolved¦Overhead¦Fuse¦Broken
22-0052396 | Unknown Cause | Patrol - found nothing |  |  | 2022 | Tier 2 - Elevated | Distribution Circuit | 4 | 21 | 2022-04-21 | 1678024 | Sus | N | UnknownCause¦Patrolfoundnothing¦¦
22-0059919 | Vegetation | Tree - grew into line | Conductor, Overhead | Contaminated | 2022 | Tier 2 - Elevated | Distribution Circuit | 5 | 9 | 2022-05-09 | 1692397 | Sus | Y | Vegetation¦Treegrewintoline¦ConductorOverhead¦Contaminated
22-0063187 | Unknown Cause | Patrol - found nothing |  |  | 2022 | Tier 2 - Elevated | Distribution Circuit | 5 | 18 | 2022-05-18 | 1699328 | Sus | Y | UnknownCause¦Patrolfoundnothing¦¦
22-0063983 | Equipment Failure/Involved | Overhead | Woodpin | Broken | 2022 | Tier 2 - Elevated | Distribution Circuit | 5 | 19 | 2022-05-19 | 1704482 | Sus | Y | EquipmentFailureInvolved¦Overhead¦Woodpin¦Broken
22-0064510 | Vegetation | Tree - fell into line | Pole-Wood | Broken, wire on ground | 2022 | Tier 2 - Elevated | Distribution Circuit | 5 | 20 | 2022-05-20 | 1705978 | Sus | Y | Vegetation¦Treefellintoline¦PoleWood¦Brokenwireonground
22-0068025 | Unknown Cause | Patrol - found nothing |  |  | 2022 | Tier 3 - Extreme | Distribution Circuit | 5 | 30 | 2022-05-30 | 1713902 | Sus | Y | UnknownCause¦Patrolfoundnothing¦¦
22-0068379 | Unknown Cause | Patrol - found nothing |  |  | 2022 | Tier 2 - Elevated | Distribution Circuit | 5 | 31 | 2022-05-31 | 1714778 | Sus | Y | UnknownCause¦Patrolfoundnothing¦¦
22-0073457 | Equipment Failure/Involved | Overhead | Transformer (OH) | Failed/Faulted | 2022 | Tier 3 - Extreme | Transformer only | 6 | 12 | 2022-06-12 | 1729458 | Sus | Y | EquipmentFailureInvolved¦Overhead¦Transformer(OH)¦FailedFaulted
22-0074741 | Equipment Failure/Involved | Overhead | Conductor, Overhead | Deteriorated | 2022 | Tier 3 - Extreme | Distribution Circuit | 6 | 15 | 2022-06-15 | 1732377 | Sus | Y | EquipmentFailureInvolved¦Overhead¦ConductorOverhead¦Deteriorated
22-0074799 | Vegetation | Tree - fell into line | Crossarm, Wood | Broken, wire on ground | 2022 | Tier 3 - Extreme | Distribution Circuit | 6 | 15 | 2022-06-15 | 1732569 | Sus | Y | Vegetation¦Treefellintoline¦CrossarmWood¦Brokenwireonground
22-0075001 | Equipment Failure/Involved | Overhead | Transformer (OH) | Failed/Faulted | 2022 | Tier 2 - Elevated | Transformer only | 6 | 16 | 2022-06-16 | 1732946 | Sus | Y | EquipmentFailureInvolved¦Overhead¦Transformer(OH)¦FailedFaulted
22-0082926 | Vegetation | Tree - fell into line | Conductor, Overhead | Broken, wire on ground | 2022 | Tier 3 - Extreme | Distribution Circuit | 7 | 7 | 2022-07-07 | 1750955 | Sus | Y | Vegetation¦Treefellintoline¦ConductorOverhead¦Brokenwireonground
22-0085085 | Unknown Cause | Patrol - found nothing |  |  | 2022 | Tier 2 - Elevated | Distribution Circuit | 7 | 13 | 2022-07-13 | 1755883 | Sus | Y | UnknownCause¦Patrolfoundnothing¦¦
22-0100419 | Equipment Failure/Involved | Overhead | Transformer (OH) | Failed/Faulted | 2022 | Tier 2 - Elevated | Distribution Circuit | 8 | 22 | 2022-08-22 | 1787261 | Sus | Y | EquipmentFailureInvolved¦Overhead¦Transformer(OH)¦FailedFaulted
22-0108197 | Equipment Failure/Involved | Overhead | Lightning Arrestor | Failed/Faulted | 2022 | Tier 2 - Elevated | Distribution Circuit | 9 | 8 | 2022-09-08 | 1806579 | Sus | Y | EquipmentFailureInvolved¦Overhead¦LightningArrestor¦FailedFaulted
22-0109294 | Unknown Cause | Patrol - not conducted |  |  | 2022 | Tier 3 - Extreme | Transformer only | 9 | 12 | 2022-09-12 | 1808796 | Sus | Y | UnknownCause¦Patrolnotconducted¦¦
22-0117483 | Animal | Squirrel | Transformer (OH) | Failed/Faulted | 2022 | Tier 2 - Elevated | Distribution Circuit | 10 | 4 | 2022-10-04 | 1827361 | Sus | Y | Animal¦Squirrel¦Transformer(OH)¦FailedFaulted
22-0121783 | Unknown Cause | Patrol - found nothing |  |  | 2022 | Tier 2 - Elevated | Distribution Circuit | 10 | 15 | 2022-10-15 | 1837883 | Sus | Y | UnknownCause¦Patrolfoundnothing¦¦
22-0128475 | Animal | Other | Fuse | Burned Open | 2022 | Tier 3 - Extreme | Distribution Circuit | 11 | 7 | 2022-11-07 | 1855825 | Sus | Y | Animal¦Other¦Fuse¦BurnedOpen
22-0129287 | Environmental/External | Lightning | Conductor, Overhead | Normal | 2022 | Tier 2 - Elevated | Distribution Circuit | 11 | 8 | 2022-11-08 | 1857793 | Sus | Y | EnvironmentalExternal¦Lightning¦ConductorOverhead¦Normal
22-0129696 | Environmental/External | Lightning | Transformer (OH) | Failed/Faulted | 2022 | Tier 2 - Elevated | Transformer only | 11 | 9 | 2022-11-09 | 1859278 | Sus | Y | EnvironmentalExternal¦Lightning¦Transformer(OH)¦FailedFaulted
22-0130258 | Unknown Cause | Patrol - found nothing |  |  | 2022 | Tier 2 - Elevated | Distribution Circuit | 11 | 10 | 2022-11-10 | 1860439 | Sus | Y | UnknownCause¦Patrolfoundnothing¦¦
22-0137821 | Unknown Cause | Patrol - found nothing |  |  | 2022 | Tier 2 - Elevated | Distribution Circuit | 12 | 9 | 2022-12-09 | 1879373 | Sus | N | UnknownCause¦Patrolfoundnothing¦¦
22-0138823 | Vegetation | Tree - fell into line | Conductor, Overhead | Broken, wire on ground | 2022 | Tier 2 - Elevated | Distribution Circuit | 12 | 11 | 2022-12-11 | 1885124 | Sus | N | Vegetation¦Treefellintoline¦ConductorOverhead¦Brokenwireonground
22-0142208 | Vegetation | Tree - fell into line | Pole-Wood | Broken, wire on ground | 2022 | Tier 3 - Extreme | Distribution Circuit | 12 | 30 | 2022-12-30 | 1902076 | Sus | N | Vegetation¦Treefellintoline¦PoleWood¦Brokenwireonground
22-0142589 | Unknown Cause | Patrol - not conducted |  |  | 2022 | Tier 3 - Extreme | Distribution Circuit | 12 | 31 | 2022-12-31 | 1904163 | Sus | N | UnknownCause¦Patrolnotconducted¦¦
15-0004507 | Equipment Failure/Involved | Other | Conductor, Overhead | Broken, wire on object | 2015 | Tier 3 - Extreme | Distribution Circuit | 1 | 14 | 2015-01-14 | 1163629 | Sus | N | EquipmentFailureInvolved¦Other¦ConductorOverhead¦Brokenwireonobject
15-0004540 | Unknown Cause | Patrol - found nothing |  |  | 2015 | Tier 3 - Extreme | Distribution Circuit | 1 | 14 | 2015-01-14 | 1163698 | Sus | N | UnknownCause¦Patrolfoundnothing¦¦
15-0005855 | Equipment Failure/Involved | Other | Crossarm, Wood | Broken | 2015 | Tier 2 - Elevated | Distribution Circuit | 1 | 20 | 2015-01-20 | 1166584 | Sus | N | EquipmentFailureInvolved¦Other¦CrossarmWood¦Broken
15-0010259 | Vegetation | Tree - fell into line | Fuse | Normal | 2015 | Tier 3 - Extreme | Distribution Circuit | 2 | 6 | 2015-02-06 | 1175679 | Sus | N | Vegetation¦Treefellintoline¦Fuse¦Normal
15-0010517 | Vegetation | Tree - fell into line | Crossarm, Wood | Broken | 2015 | Tier 2 - Elevated | Distribution Circuit | 2 | 6 | 2015-02-06 | 1175765 | Sus | N | Vegetation¦Treefellintoline¦CrossarmWood¦Broken
15-0011374 | Equipment Failure/Involved | Other | Jumper | Broken | 2015 | Tier 3 - Extreme | Distribution Circuit | 2 | 6 | 2015-02-06 | 1177132 | Sus | N | EquipmentFailureInvolved¦Other¦Jumper¦Broken
15-0014469 | Vegetation | Tree - fell into line | Connector or Splice (OH) | Broken, wire on ground | 2015 | Tier 2 - Elevated | Distribution Circuit | 2 | 20 | 2015-02-20 | 1192885 | Sus | N | Vegetation¦Treefellintoline¦ConnectororSplice(OH)¦Brokenwireonground
15-0019645 | Unknown Cause | Patrol - not conducted |  |  | 2015 | Tier 2 - Elevated | Distribution Circuit | 3 | 15 | 2015-03-15 | 1203740 | Sus | N | UnknownCause¦Patrolnotconducted¦¦
15-0021245 | Vegetation | Tree - branch fell on line | Conductor, Overhead | Broken, wire on ground | 2015 | Tier 3 - Extreme | Distribution Circuit | 3 | 22 | 2015-03-22 | 1206703 | Sus | N | Vegetation¦Treebranchfellonline¦ConductorOverhead¦Brokenwireonground
15-0026120 | Vegetation | Tree - fell into line | Conductor, Overhead | Broken, wire on ground | 2015 | Tier 2 - Elevated | Distribution Circuit | 4 | 12 | 2015-04-12 | 1218282 | Sus | N | Vegetation¦Treefellintoline¦ConductorOverhead¦Brokenwireonground
15-0029443 | Vegetation | Tree - fell into line | Pole-Wood | Broken | 2015 | Tier 2 - Elevated | Distribution Circuit | 4 | 25 | 2015-04-25 | 1224682 | Sus | N | Vegetation¦Treefellintoline¦PoleWood¦Broken
15-0033496 | 3rd Party | Vehicle | Pole-Wood | Broken | 2015 | Tier 2 - Elevated | Distribution Circuit | 5 | 12 | 2015-05-12 | 1233209 | Sus | Y | 3rdParty¦Vehicle¦PoleWood¦Broken
15-0034429 | Unknown Cause | Patrol - not conducted |  |  | 2015 | Tier 2 - Elevated | Distribution Circuit | 5 | 15 | 2015-05-15 | 1235132 | Sus | Y | UnknownCause¦Patrolnotconducted¦¦
15-0037360 | Equipment Failure/Involved | Overhead | Transformer | Leaking | 2015 | Tier 3 - Extreme | Transformer only | 5 | 29 | 2015-05-29 | 1241200 | Sus | Y | EquipmentFailureInvolved¦Overhead¦Transformer¦Leaking
15-0039733 | Unknown Cause | Patrol - found nothing |  |  | 2015 | Tier 2 - Elevated | Distribution Circuit | 6 | 9 | 2015-06-09 | 1247516 | Sus | Y | UnknownCause¦Patrolfoundnothing¦¦
15-0042931 | 3rd Party | Vehicle | Fuse | Failed/Faulted | 2015 | Tier 2 - Elevated | Distribution Circuit | 6 | 23 | 2015-06-23 | 1255435 | Sus | Y | 3rdParty¦Vehicle¦Fuse¦FailedFaulted
15-0045412 | Unknown Cause | Patrol - found nothing |  |  | 2015 | Tier 3 - Extreme | Distribution Circuit | 7 | 3 | 2015-07-03 | 1262540 | Sus | Y | UnknownCause¦Patrolfoundnothing¦¦
15-0045574 | Animal | Squirrel |  | Failed/Faulted | 2015 | Tier 3 - Extreme | Transformer only | 7 | 5 | 2015-07-05 | 1263154 | Sus | Y | Animal¦Squirrel¦¦FailedFaulted
15-0047575 | Equipment Failure/Involved | Overhead | Transformer (OH) | Normal | 2015 | Tier 3 - Extreme | Distribution Circuit | 7 | 15 | 2015-07-15 | 1268315 | Sus | Y | EquipmentFailureInvolved¦Overhead¦Transformer(OH)¦Normal
15-0048633 | Equipment Failure/Involved | Underground | Connector or Splice (UG) | Deteriorated | 2015 | Tier 2 - Elevated | Distribution Circuit | 7 | 19 | 2015-07-19 | 1272026 | Sus | Y | EquipmentFailureInvolved¦Underground¦ConnectororSplice(UG)¦Deteriorated
15-0054064 | Vegetation | Tree - branch fell on line | Conductor, Overhead | Broken, wire on ground | 2015 | Tier 2 - Elevated | Distribution Circuit | 8 | 10 | 2015-08-10 | 1285897 | Sus | Y | Vegetation¦Treebranchfellonline¦ConductorOverhead¦Brokenwireonground
15-0055176 | Unknown Cause | Patrol - found nothing |  |  | 2015 | Tier 2 - Elevated | Distribution Circuit | 8 | 15 | 2015-08-15 | 1288590 | Sus | Y | UnknownCause¦Patrolfoundnothing¦¦
15-0060985 | Vegetation | Tree - branch fell on line | Conductor, Overhead | Normal | 2015 | Tier 3 - Extreme | Distribution Circuit | 9 | 12 | 2015-09-12 | 1304521 | Sus | Y | Vegetation¦Treebranchfellonline¦ConductorOverhead¦Normal
15-0062327 | Environmental/External | Fire, Forest/Grass | Pole-Wood | Burned/flashed | 2015 | Tier 2 - Elevated | Distribution Circuit | 9 | 10 | 2015-09-10 | 1308746 | Sus | Y | EnvironmentalExternal¦FireForestGrass¦PoleWood¦Burnedflashed
15-0062332 | Vegetation | Tree - fell into line | Conductor, Overhead | Broken, wire on ground | 2015 | Tier 3 - Extreme | Distribution Circuit | 9 | 19 | 2015-09-19 | 1308771 | Sus | Y | Vegetation¦Treefellintoline¦ConductorOverhead¦Brokenwireonground
15-0076300 | Unknown Cause | Patrol - found nothing |  |  | 2015 | Tier 2 - Elevated | Distribution Circuit | 11 | 7 | 2015-11-07 | 1336881 | Sus | Y | UnknownCause¦Patrolfoundnothing¦¦
15-0078006 | Equipment Failure/Involved | Overhead | Secondary | Together | 2015 | Tier 2 - Elevated | Distribution Circuit | 11 | 15 | 2015-11-15 | 1342317 | Sus | Y | EquipmentFailureInvolved¦Overhead¦Secondary¦Together
15-0078362 | Vegetation | Tree - fell into line | Transformer | Broken, wire on ground | 2015 | Tier 2 - Elevated | Transformer only | 11 | 16 | 2015-11-16 | 1343347 | Sus | Y | Vegetation¦Treefellintoline¦Transformer¦Brokenwireonground
15-0080093 | Vegetation | Tree - fell into line | Transformer (UG) | Normal | 2015 | Tier 3 - Extreme | Distribution Circuit | 11 | 23 | 2015-11-23 | 1347201 | Sus | Y | Vegetation¦Treefellintoline¦Transformer(UG)¦Normal
15-0080571 | Vegetation | Tree - branch fell on line | Conductor, Overhead | Normal | 2015 | Tier 2 - Elevated | Distribution Circuit | 11 | 24 | 2015-11-24 | 1347879 | Sus | Y | Vegetation¦Treebranchfellonline¦ConductorOverhead¦Normal
15-0083334 | Unknown Cause | Patrol - found nothing |  |  | 2015 | Tier 2 - Elevated | Distribution Circuit | 12 | 8 | 2015-12-08 | 1355438 | Sus | N | UnknownCause¦Patrolfoundnothing¦¦
15-0084075 | Environmental/External | Lightning | Transformer | Failed/Faulted | 2015 | Tier 3 - Extreme | Transformer only | 12 | 10 | 2015-12-10 | 1358132 | Sus | N | EnvironmentalExternal¦Lightning¦Transformer¦FailedFaulted
15-0086816 | Unknown Cause | Patrol - found nothing |  |  | 2015 | Tier 3 - Extreme | Distribution Circuit | 12 | 22 | 2015-12-22 | 1369282 | Sus | N | UnknownCause¦Patrolfoundnothing¦¦
16-0002398 | 3rd Party | Vehicle | Pole-Wood | Broken | 2016 | Tier 3 - Extreme | Distribution Circuit | 1 | 1 | 2016-01-01 | 1375511 | Sus | N | 3rdParty¦Vehicle¦PoleWood¦Broken
16-0002877 | Vegetation | Tree - branch fell on line | Transformer | Failed/Faulted | 2016 | Tier 2 - Elevated | Transformer only | 1 | 5 | 2016-01-05 | 1377036 | Sus | N | Vegetation¦Treebranchfellonline¦Transformer¦FailedFaulted
16-0002886 | Vegetation | Tree - fell into line | Fuse | Failed/Faulted | 2016 | Tier 3 - Extreme | Distribution Circuit | 1 | 5 | 2016-01-05 | 1376982 | Sus | N | Vegetation¦Treefellintoline¦Fuse¦FailedFaulted
16-0004776 | Animal | Squirrel | Fuse | Normal | 2016 | Tier 2 - Elevated | Distribution Circuit | 1 | 12 | 2016-01-12 | 1382154 | Sus | N | Animal¦Squirrel¦Fuse¦Normal
16-0006369 | Equipment Failure/Involved | Overhead | Jumper | Arcing | 2016 | Tier 2 - Elevated | Distribution Circuit | 1 | 19 | 2016-01-19 | 1387073 | Sus | N | EquipmentFailureInvolved¦Overhead¦Jumper¦Arcing
16-0006567 | Vegetation | Tree - fell into line | Conductor, Overhead | Broken, wire on ground | 2016 | Tier 2 - Elevated | Distribution Circuit | 1 | 19 | 2016-01-19 | 1387749 | Sus | N | Vegetation¦Treefellintoline¦ConductorOverhead¦Brokenwireonground
16-0006940 | 3rd Party | Customer Equipment | Customer Equipment | Arcing | 2016 | Tier 2 - Elevated | Distribution Circuit | 1 | 20 | 2016-01-20 | 1388783 | Sus | N | 3rdParty¦CustomerEquipment¦CustomerEquipment¦Arcing
16-0007259 | 3rd Party | Vehicle | Anchor or Guy | Normal | 2016 | Tier 3 - Extreme | Distribution Circuit | 1 | 21 | 2016-01-21 | 1389634 | Sus | N | 3rdParty¦Vehicle¦AnchororGuy¦Normal
16-0007566 | Equipment Failure/Involved | Overhead | Crossarm, Wood | Broken | 2016 | Tier 2 - Elevated | Distribution Circuit | 1 | 22 | 2016-01-22 | 1390246 | Sus | N | EquipmentFailureInvolved¦Overhead¦CrossarmWood¦Broken
16-0009458 | Unknown Cause | Patrol - found nothing |  |  | 2016 | Tier 3 - Extreme | Distribution Circuit | 1 | 31 | 2016-01-31 | 1394914 | Sus | N | UnknownCause¦Patrolfoundnothing¦¦
16-0013518 | Equipment Failure/Involved | Overhead | Crossarm, Wood | Broken | 2016 | Tier 3 - Extreme | Distribution Circuit | 2 | 17 | 2016-02-17 | 1407189 | Sus | N | EquipmentFailureInvolved¦Overhead¦CrossarmWood¦Broken
16-0013968 | Equipment Failure/Involved | Substation | Transformer Power | Burned/flashed | 2016 | Tier 2 - Elevated | Generation | 2 | 18 | 2016-02-18 | 1408738 | Sus | N | EquipmentFailureInvolved¦Substation¦TransformerPower¦Burnedflashed
16-0017986 | Unknown Cause | Patrol - found nothing |  |  | 2016 | Tier 2 - Elevated | Distribution Circuit | 3 | 5 | 2016-03-05 | 1418799 | Sus | N | UnknownCause¦Patrolfoundnothing¦¦
16-0018233 | Vegetation | Tree - branch fell on line | Conductor, Overhead | Normal | 2016 | Tier 2 - Elevated | Distribution Circuit | 3 | 6 | 2016-03-06 | 1420800 | Sus | N | Vegetation¦Treebranchfellonline¦ConductorOverhead¦Normal
16-0019054 | Equipment Failure/Involved | Overhead | Transformer (OH) | Broken | 2016 | Tier 2 - Elevated | Transformer only | 3 | 7 | 2016-03-07 | 1424184 | Sus | N | EquipmentFailureInvolved¦Overhead¦Transformer(OH)¦Broken
16-0023590 | Equipment Failure/Involved | Overhead | Other | Malfunctioning | 2016 | Tier 2 - Elevated | Transformer only | 3 | 23 | 2016-03-23 | 1436926 | Sus | N | EquipmentFailureInvolved¦Overhead¦Other¦Malfunctioning
16-0025559 | Equipment Failure/Involved | Overhead | Insulator | Broken | 2016 | Tier 2 - Elevated | Distribution Circuit | 4 | 1 | 2016-04-01 | 1442797 | Sus | N | EquipmentFailureInvolved¦Overhead¦Insulator¦Broken
16-0027649 | Vegetation | Tree - fell into line | Conductor, Overhead | Broken, wire on ground | 2016 | Tier 2 - Elevated | Distribution Circuit | 4 | 10 | 2016-04-10 | 1448484 | Sus | N | Vegetation¦Treefellintoline¦ConductorOverhead¦Brokenwireonground
16-0032198 | Environmental/External | Lightning | Transformer | Failed/Faulted | 2016 | Tier 2 - Elevated | Transformer only | 4 | 27 | 2016-04-27 | 1460608 | Sus | N | EnvironmentalExternal¦Lightning¦Transformer¦FailedFaulted
16-0033740 | Vegetation | Tree - fell into line | Conductor, Overhead | Broken, wire on ground | 2016 | Tier 3 - Extreme | Distribution Circuit | 5 | 4 | 2016-05-04 | 1464504 | Sus | Y | Vegetation¦Treefellintoline¦ConductorOverhead¦Brokenwireonground
16-0034205 | 3rd Party | Vehicle | Anchor or Guy | Broken | 2016 | Tier 2 - Elevated | Distribution Circuit | 5 | 5 | 2016-05-05 | 1465375 | Sus | Y | 3rdParty¦Vehicle¦AnchororGuy¦Broken
16-0044317 | 3rd Party | Tree - cutting, 3rd party | Conductor, Overhead | Broken, wire on ground | 2016 | Tier 2 - Elevated | Distribution Circuit | 6 | 19 | 2016-06-19 | 1492239 | Sus | Y | 3rdParty¦Treecutting3rdparty¦ConductorOverhead¦Brokenwireonground
16-0045859 | 3rd Party | Tree - cutting, 3rd party | Conductor, Overhead | Broken, wire on ground | 2016 | Tier 3 - Extreme | Distribution Circuit | 6 | 26 | 2016-06-26 | 1496142 | Sus | Y | 3rdParty¦Treecutting3rdparty¦ConductorOverhead¦Brokenwireonground
16-0046470 | Equipment Failure/Involved | Overhead | Transformer | Failed/Faulted | 2016 | Tier 2 - Elevated | Transformer only | 6 | 28 | 2016-06-28 | 1497917 | Sus | Y | EquipmentFailureInvolved¦Overhead¦Transformer¦FailedFaulted
16-0050554 | Equipment Failure/Involved | Overhead |  | Failed/Faulted | 2016 | Tier 2 - Elevated | Transformer only | 7 | 18 | 2016-07-18 | 1511636 | Sus | Y | EquipmentFailureInvolved¦Overhead¦¦FailedFaulted
16-0051080 | Animal | Bird found | Fuse | Failed/Faulted | 2016 | Tier 2 - Elevated | Distribution Circuit | 7 | 20 | 2016-07-20 | 1512850 | Sus | Y | Animal¦Birdfound¦Fuse¦FailedFaulted
16-0053313 | Vegetation | Tree - fell into line | Pole-Wood | Broken | 2016 | Tier 2 - Elevated | Distribution Circuit | 7 | 28 | 2016-07-28 | 1517865 | Sus | Y | Vegetation¦Treefellintoline¦PoleWood¦Broken
16-0053671 | Environmental/External | Fire, Forest/Grass | Other | Normal | 2016 | Tier 2 - Elevated | Distribution Circuit | 7 | 29 | 2016-07-29 | 1518572 | Sus | Y | EnvironmentalExternal¦FireForestGrass¦Other¦Normal
16-0053759 | Equipment Failure/Involved | Underground | Transformer | Broken | 2016 | Tier 3 - Extreme | Distribution Circuit | 7 | 29 | 2016-07-29 | 1518742 | Sus | Y | EquipmentFailureInvolved¦Underground¦Transformer¦Broken
16-0054061 | Unknown Cause | Patrol - found nothing |  |  | 2016 | Tier 3 - Extreme | Distribution Circuit | 8 | 1 | 2016-08-01 | 1519606 | Sus | Y | UnknownCause¦Patrolfoundnothing¦¦
16-0054233 | Equipment Failure/Involved | Overhead | Conductor, Overhead | Broken | 2016 | Tier 3 - Extreme | Distribution Circuit | 8 | 1 | 2016-08-01 | 1519929 | Sus | Y | EquipmentFailureInvolved¦Overhead¦ConductorOverhead¦Broken
16-0067467 | Equipment Failure/Involved | Overhead | Transformer | Failed/Faulted | 2016 | Tier 2 - Elevated | Transformer only | 9 | 26 | 2016-09-26 | 1547613 | Sus | Y | EquipmentFailureInvolved¦Overhead¦Transformer¦FailedFaulted
16-0072700 | Vegetation | Tree - fell into line | Conductor, Overhead | Broken, wire on ground | 2016 | Tier 3 - Extreme | Distribution Circuit | 10 | 15 | 2016-10-15 | 1561981 | Sus | Y | Vegetation¦Treefellintoline¦ConductorOverhead¦Brokenwireonground
16-0074384 | Animal | Squirrel |  | Failed/Faulted | 2016 | Tier 3 - Extreme | Transformer only | 10 | 20 | 2016-10-20 | 1566646 | Sus | Y | Animal¦Squirrel¦¦FailedFaulted
16-0079175 | Unknown Cause | Patrol - found nothing |  |  | 2016 | Tier 2 - Elevated | Distribution Circuit | 11 | 10 | 2016-11-10 | 1579343 | Sus | Y | UnknownCause¦Patrolfoundnothing¦¦
16-0081189 | Equipment Failure/Involved | Overhead | Conductor, Overhead | Broken, wire on ground | 2016 | Tier 3 - Extreme | Distribution Circuit | 11 | 19 | 2016-11-19 | 1585344 | Sus | Y | EquipmentFailureInvolved¦Overhead¦ConductorOverhead¦Brokenwireonground
16-0082364 | Equipment Failure/Involved | Overhead | Secondary | Broken, wire on ground | 2016 | Tier 3 - Extreme | Distribution Circuit | 11 | 26 | 2016-11-26 | 1589477 | Sus | Y | EquipmentFailureInvolved¦Overhead¦Secondary¦Brokenwireonground
16-0083651 | Animal | Bird found | Conductor, Overhead | Broken, wire on ground | 2016 | Tier 2 - Elevated | Distribution Circuit | 12 | 2 | 2016-12-02 | 1593529 | Sus | N | Animal¦Birdfound¦ConductorOverhead¦Brokenwireonground
16-0084933 | Vegetation | Tree - fell into line | Conductor, Overhead | Normal | 2016 | Tier 2 - Elevated | Distribution Circuit | 12 | 10 | 2016-12-10 | 1598495 | Sus | N | Vegetation¦Treefellintoline¦ConductorOverhead¦Normal
16-0085923 | Vegetation | Tree - branch fell on line | Conductor, Overhead | Normal | 2016 | Tier 3 - Extreme | Distribution Circuit | 12 | 15 | 2016-12-15 | 1603899 | Sus | N | Vegetation¦Treebranchfellonline¦ConductorOverhead¦Normal
16-0085983 | Equipment Failure/Involved | Overhead | Crossarm, Wood | Broken | 2016 | Tier 2 - Elevated | Distribution Circuit | 12 | 16 | 2016-12-16 | 1604161 | Sus | N | EquipmentFailureInvolved¦Overhead¦CrossarmWood¦Broken
16-0086223 | Unknown Cause | Patrol - found nothing |  |  | 2016 | Tier 2 - Elevated | Distribution Circuit | 12 | 18 | 2016-12-18 | 1605998 | Sus | N | UnknownCause¦Patrolfoundnothing¦¦
16-0086833 | Vegetation | Tree - fell into line | Pole-Wood | Broken | 2016 | Tier 3 - Extreme | Distribution Circuit | 12 | 23 | 2016-12-23 | 1609917 | Sus | N | Vegetation¦Treefellintoline¦PoleWood¦Broken
16-0086842 | Equipment Failure/Involved | Overhead | Transformer | Failed/Faulted | 2016 | Tier 2 - Elevated | Transformer only | 12 | 23 | 2016-12-23 | 1609908 | Sus | N | EquipmentFailureInvolved¦Overhead¦Transformer¦FailedFaulted
17-0003339 | Vegetation | Tree - fell into line | Transformer | Broken | 2017 | Tier 3 - Extreme | Transformer only | 1 | 3 | 2017-01-03 | 1617283 | Sus | N | Vegetation¦Treefellintoline¦Transformer¦Broken
17-0003460 | Vegetation | Tree - branch fell on line | Conductor, Overhead | Broken, wire on ground | 2017 | Tier 2 - Elevated | Distribution Circuit | 1 | 4 | 2017-01-04 | 1617946 | Sus | N | Vegetation¦Treebranchfellonline¦ConductorOverhead¦Brokenwireonground
17-0005162 | Vegetation | Tree - fell into line | Conductor, Overhead | Broken, wire on ground | 2017 | Tier 2 - Elevated | Distribution Circuit | 1 | 8 | 2017-01-08 | 1624332 | Sus | N | Vegetation¦Treefellintoline¦ConductorOverhead¦Brokenwireonground
17-0005174 | Unknown Cause | Patrol - found nothing |  |  | 2017 | Tier 3 - Extreme | Distribution Circuit | 1 | 8 | 2017-01-08 | 1623809 | Sus | N | UnknownCause¦Patrolfoundnothing¦¦
17-0005408 | Equipment Failure/Involved | Electrical Overload | Transformer | Broken | 2017 | Tier 2 - Elevated | Transformer only | 1 | 8 | 2017-01-08 | 1625916 | Sus | N | EquipmentFailureInvolved¦ElectricalOverload¦Transformer¦Broken
17-0005552 | Vegetation | Tree - fell into line | Conductor, Overhead | Normal | 2017 | Tier 2 - Elevated | Distribution Circuit | 1 | 8 | 2017-01-08 | 1627874 | Sus | N | Vegetation¦Treefellintoline¦ConductorOverhead¦Normal
17-0005679 | Vegetation | Tree - fell into line | Conductor, Overhead | Broken, wire on ground | 2017 | Tier 2 - Elevated | Distribution Circuit | 1 | 8 | 2017-01-08 | 1629170 | Sus | N | Vegetation¦Treefellintoline¦ConductorOverhead¦Brokenwireonground
17-0006485 | Vegetation | Tree - fell into line | Conductor, Overhead | Broken, wire on ground | 2017 | Tier 3 - Extreme | Distribution Circuit | 1 | 10 | 2017-01-10 | 1632710 | Sus | N | Vegetation¦Treefellintoline¦ConductorOverhead¦Brokenwireonground
17-0006560 | Unknown Cause | Patrol - found nothing |  |  | 2017 | Tier 2 - Elevated | Distribution Circuit | 1 | 10 | 2017-01-10 | 1633102 | Sus | N | UnknownCause¦Patrolfoundnothing¦¦
17-0006973 | Vegetation | Tree - fell into line | Conductor, Overhead | Broken, wire on ground | 2017 | Tier 3 - Extreme | Distribution Circuit | 1 | 10 | 2017-01-10 | 1636276 | Sus | N | Vegetation¦Treefellintoline¦ConductorOverhead¦Brokenwireonground
17-0007265 | Vegetation | Tree - fell into line | Pole-Wood | Broken | 2017 | Tier 3 - Extreme | Distribution Circuit | 1 | 10 | 2017-01-10 | 1637922 | Sus | N | Vegetation¦Treefellintoline¦PoleWood¦Broken
17-0008208 | Vegetation | Tree - fell into line | Conductor, Overhead | Broken, wire on ground | 2017 | Tier 3 - Extreme | Distribution Circuit | 1 | 11 | 2017-01-11 | 1640464 | Sus | N | Vegetation¦Treefellintoline¦ConductorOverhead¦Brokenwireonground
17-0008232 | Vegetation | Tree - fell into line | Conductor, Overhead | Together | 2017 | Tier 2 - Elevated | Distribution Circuit | 1 | 11 | 2017-01-11 | 1640803 | Sus | N | Vegetation¦Treefellintoline¦ConductorOverhead¦Together
17-0008408 | Environmental/External | Flood/Erosion | Pole-Wood | Normal | 2017 | Tier 3 - Extreme | Distribution Circuit | 1 | 12 | 2017-01-12 | 1641404 | Sus | N | EnvironmentalExternal¦FloodErosion¦PoleWood¦Normal
17-0010305 | Vegetation | Tree - fell into line | Conductor, Overhead | Normal | 2017 | Tier 2 - Elevated | Distribution Circuit | 1 | 18 | 2017-01-18 | 1647925 | Sus | N | Vegetation¦Treefellintoline¦ConductorOverhead¦Normal
17-0010488 | Unknown Cause | Patrol - found nothing |  |  | 2017 | Tier 3 - Extreme | Distribution Circuit | 1 | 18 | 2017-01-18 | 1648829 | Sus | N | UnknownCause¦Patrolfoundnothing¦¦
17-0011711 | Equipment Failure/Involved | Overhead | Conductor, Overhead | Broken, wire on ground | 2017 | Tier 3 - Extreme | Distribution Circuit | 1 | 20 | 2017-01-20 | 1653992 | Sus | N | EquipmentFailureInvolved¦Overhead¦ConductorOverhead¦Brokenwireonground
17-0012072 | Equipment Failure/Involved | Overhead | Lightning Arrestor | Failed/Faulted | 2017 | Tier 3 - Extreme | Distribution Circuit | 1 | 21 | 2017-01-21 | 1655614 | Sus | N | EquipmentFailureInvolved¦Overhead¦LightningArrestor¦FailedFaulted
17-0012144 | Vegetation | Tree - branch fell on line | Fuse | Failed/Faulted | 2017 | Tier 2 - Elevated | Distribution Circuit | 1 | 21 | 2017-01-21 | 1656495 | Sus | N | Vegetation¦Treebranchfellonline¦Fuse¦FailedFaulted
17-0013619 | Vegetation | Tree - fell into line | Conductor, Overhead | Normal | 2017 | Tier 3 - Extreme | Distribution Circuit | 1 | 23 | 2017-01-23 | 1663017 | Sus | N | Vegetation¦Treefellintoline¦ConductorOverhead¦Normal
17-0013697 | Equipment Failure/Involved | Overhead | Pole-Wood | Broken, wire on ground | 2017 | Tier 2 - Elevated | Distribution Circuit | 1 | 23 | 2017-01-23 | 1663558 | Sus | N | EquipmentFailureInvolved¦Overhead¦PoleWood¦Brokenwireonground
17-0014366 | Environmental/External | Ice or snow | Conductor, Overhead | Normal | 2017 | Tier 2 - Elevated | Distribution Circuit | 1 | 23 | 2017-01-23 | 1664009 | Sus | N | EnvironmentalExternal¦Iceorsnow¦ConductorOverhead¦Normal
17-0017575 | Vegetation | Tree - fell into line | Conductor, Overhead | Broken, wire on ground | 2017 | Tier 2 - Elevated | Distribution Circuit | 2 | 5 | 2017-02-05 | 1675491 | Sus | N | Vegetation¦Treefellintoline¦ConductorOverhead¦Brokenwireonground
17-0018532 | Vegetation | Tree - branch fell on line | Conductor, Overhead | Broken, wire on ground | 2017 | Tier 3 - Extreme | Distribution Circuit | 2 | 7 | 2017-02-07 | 1680008 | Sus | N | Vegetation¦Treebranchfellonline¦ConductorOverhead¦Brokenwireonground
17-0019029 | Unknown Cause | Patrol - found nothing |  |  | 2017 | Tier 3 - Extreme | Transformer only | 2 | 8 | 2017-02-08 | 1681750 | Sus | N | UnknownCause¦Patrolfoundnothing¦¦
17-0022257 | Vegetation | Tree - fell into line | Conductor, Overhead | Together | 2017 | Tier 2 - Elevated | Distribution Circuit | 2 | 17 | 2017-02-17 | 1695572 | Sus | N | Vegetation¦Treefellintoline¦ConductorOverhead¦Together
17-0029496 | Equipment Failure/Involved | Overhead | Connector or Splice (OH) | Burned/flashed | 2017 | Tier 2 - Elevated | Distribution Circuit | 3 | 8 | 2017-03-08 | 1722807 | Sus | N | EquipmentFailureInvolved¦Overhead¦ConnectororSplice(OH)¦Burnedflashed
17-0032165 | Vegetation | Tree - branch fell on line | Conductor, Overhead | Together | 2017 | Tier 2 - Elevated | Distribution Circuit | 3 | 20 | 2017-03-20 | 1731272 | Sus | N | Vegetation¦Treebranchfellonline¦ConductorOverhead¦Together
17-0033857 | Unknown Cause | Patrol - found nothing |  |  | 2017 | Tier 3 - Extreme | Distribution Circuit | 3 | 26 | 2017-03-26 | 1735887 | Sus | N | UnknownCause¦Patrolfoundnothing¦¦
17-0036218 | Vegetation | Tree - fell into line | Conductor, Overhead | Broken, wire on ground | 2017 | Tier 3 - Extreme | Distribution Circuit | 4 | 3 | 2017-04-03 | 1743304 | Sus | N | Vegetation¦Treefellintoline¦ConductorOverhead¦Brokenwireonground
17-0043713 | Unknown Cause | Patrol - found nothing |  |  | 2017 | Tier 3 - Extreme | Distribution Circuit | 4 | 28 | 2017-04-28 | 1769512 | Sus | N | UnknownCause¦Patrolfoundnothing¦¦
17-0043784 | Vegetation | Tree - branch fell on line | Conductor, Overhead | Broken | 2017 | Tier 3 - Extreme | Distribution Circuit | 4 | 28 | 2017-04-28 | 1769857 | Sus | N | Vegetation¦Treebranchfellonline¦ConductorOverhead¦Broken
17-0046642 | Vegetation | Tree - fell into line | Conductor, Overhead | Normal | 2017 | Tier 2 - Elevated | Distribution Circuit | 5 | 9 | 2017-05-09 | 1778888 | Sus | Y | Vegetation¦Treefellintoline¦ConductorOverhead¦Normal
17-0048860 | Equipment Failure/Involved | Overhead | Transformer | Failed/Faulted | 2017 | Tier 2 - Elevated | Transformer only | 5 | 18 | 2017-05-18 | 1784516 | Sus | Y | EquipmentFailureInvolved¦Overhead¦Transformer¦FailedFaulted
17-0054050 | Unknown Cause | Patrol - found nothing |  |  | 2017 | Tier 2 - Elevated | Distribution Circuit | 6 | 9 | 2017-06-09 | 1800512 | Sus | Y | UnknownCause¦Patrolfoundnothing¦¦
17-0055593 | Vegetation | Tree - branch fell on line | Conductor, Overhead | Normal | 2017 | Tier 3 - Extreme | Distribution Circuit | 6 | 15 | 2017-06-15 | 1805331 | Sus | Y | Vegetation¦Treebranchfellonline¦ConductorOverhead¦Normal
17-0061556 | Vegetation | Tree - branch fell on line | Conductor, Overhead | Normal | 2017 | Tier 2 - Elevated | Distribution Circuit | 7 | 9 | 2017-07-09 | 1827457 | Sus | Y | Vegetation¦Treebranchfellonline¦ConductorOverhead¦Normal
17-0067154 | Equipment Failure/Involved | Underground | Transformer (UG) | Leaking | 2017 | Tier 2 - Elevated | Distribution Circuit | 8 | 1 | 2017-08-01 | 1844103 | Sus | Y | EquipmentFailureInvolved¦Underground¦Transformer(UG)¦Leaking
17-0067771 | Equipment Failure/Involved | Overhead | Transformer | Failed/Faulted | 2017 | Tier 2 - Elevated | Transformer only | 8 | 3 | 2017-08-03 | 1845403 | Sus | Y | EquipmentFailureInvolved¦Overhead¦Transformer¦FailedFaulted
17-0068071 | Vegetation | Tree - fell into line | Conductor, Overhead | Deteriorated | 2017 | Tier 2 - Elevated | Distribution Circuit | 8 | 4 | 2017-08-04 | 1846430 | Sus | Y | Vegetation¦Treefellintoline¦ConductorOverhead¦Deteriorated
17-0069146 | 3rd Party | Vehicle | Pole-Wood | Broken, wire on ground | 2017 | Tier 2 - Elevated | Distribution Circuit | 8 | 9 | 2017-08-09 | 1849359 | Sus | Y | 3rdParty¦Vehicle¦PoleWood¦Brokenwireonground
17-0069590 | Equipment Failure/Involved | Overhead | Pole-Wood | Broken | 2017 | Tier 2 - Elevated | Distribution Circuit | 8 | 11 | 2017-08-11 | 1850402 | Sus | Y | EquipmentFailureInvolved¦Overhead¦PoleWood¦Broken
17-0073093 | Equipment Failure/Involved | Underground | Transformer (UG) | Broken | 2017 | Tier 2 - Elevated | Distribution Circuit | 8 | 26 | 2017-08-26 | 1860158 | Sus | Y | EquipmentFailureInvolved¦Underground¦Transformer(UG)¦Broken
17-0076800 | Unknown Cause | Patrol - found nothing |  |  | 2017 | Tier 2 - Elevated | Distribution Circuit | 9 | 7 | 2017-09-07 | 1872749 | Sus | Y | UnknownCause¦Patrolfoundnothing¦¦
17-0077298 | Equipment Failure/Involved | Overhead | Transformer | Failed/Faulted | 2017 | Tier 3 - Extreme | Transformer only | 9 | 9 | 2017-09-09 | 1874186 | Sus | Y | EquipmentFailureInvolved¦Overhead¦Transformer¦FailedFaulted
17-0085119 | Environmental/External | Fire, Forest/Grass | Crossarm, Wood | Burned/flashed | 2017 | Tier 3 - Extreme | Distribution Circuit | 10 | 8 | 2017-10-08 | 1893525 | Sus | Y | EnvironmentalExternal¦FireForestGrass¦CrossarmWood¦Burnedflashed
17-0085387 | Environmental/External | Fire, Forest/Grass | Conductor, Overhead | Broken | 2017 | Tier 3 - Extreme | Distribution Circuit | 10 | 9 | 2017-10-09 | 1895616 | Sus | Y | EnvironmentalExternal¦FireForestGrass¦ConductorOverhead¦Broken
17-0086273 | Vegetation | Tree - fell into line | Conductor, Overhead | Broken, wire on ground | 2017 | Tier 3 - Extreme | Distribution Circuit | 10 | 8 | 2017-10-08 | 1894077 | Sus | Y | Vegetation¦Treefellintoline¦ConductorOverhead¦Brokenwireonground
17-0086470 | Animal | Squirrel |  | Failed/Faulted | 2017 | Tier 2 - Elevated | Transformer only | 10 | 11 | 2017-10-11 | 1898779 | Sus | Y | Animal¦Squirrel¦¦FailedFaulted
17-0086747 | Environmental/External | Fire, Forest/Grass | Conductor, Overhead | Broken, wire on ground | 2017 | Tier 2 - Elevated | Distribution Circuit | 10 | 9 | 2017-10-09 | 1899353 | Sus | Y | EnvironmentalExternal¦FireForestGrass¦ConductorOverhead¦Brokenwireonground
17-0086838 | Environmental/External | Fire, Forest/Grass | Pole-Wood | Broken, wire on ground | 2017 | Tier 2 - Elevated | Distribution Circuit | 10 | 8 | 2017-10-08 | 1899523 | Sus | Y | EnvironmentalExternal¦FireForestGrass¦PoleWood¦Brokenwireonground
17-0088077 | Environmental/External | Fire, Forest/Grass | Pole-Wood | Broken, wire on ground | 2017 | Tier 3 - Extreme | Distribution Circuit | 10 | 8 | 2017-10-08 | 1902794 | Sus | Y | EnvironmentalExternal¦FireForestGrass¦PoleWood¦Brokenwireonground
17-0088680 | Environmental/External | Fire, Forest/Grass | Conductor, Overhead | Burned/flashed | 2017 | Tier 2 - Elevated | Distribution Circuit | 10 | 8 | 2017-10-08 | 1904336 | Sus | Y | EnvironmentalExternal¦FireForestGrass¦ConductorOverhead¦Burnedflashed
17-0089140 | 3rd Party | Vehicle | Transformer (UG) | Broken | 2017 | Tier 2 - Elevated | Distribution Circuit | 10 | 20 | 2017-10-20 | 1905964 | Sus | Y | 3rdParty¦Vehicle¦Transformer(UG)¦Broken
17-0090057 | Equipment Failure/Involved | Underground | Conductor, Underground | Broken | 2017 | Tier 2 - Elevated | Distribution Circuit | 10 | 24 | 2017-10-24 | 1908808 | Sus | Y | EquipmentFailureInvolved¦Underground¦ConductorUnderground¦Broken
17-0090733 | Animal | Squirrel | Fuse | Normal | 2017 | Tier 2 - Elevated | Distribution Circuit | 10 | 27 | 2017-10-27 | 1910573 | Sus | Y | Animal¦Squirrel¦Fuse¦Normal
17-0095450 | Vegetation | Tree - fell into line | Crossarm, Wood | Broken, wire on ground | 2017 | Tier 3 - Extreme | Distribution Circuit | 11 | 16 | 2017-11-16 | 1923498 | Sus | Y | Vegetation¦Treefellintoline¦CrossarmWood¦Brokenwireonground
17-0095740 | Equipment Failure/Involved | Overhead | Secondary | Broken | 2017 | Tier 2 - Elevated | Transformer only | 11 | 16 | 2017-11-16 | 1924314 | Sus | Y | EquipmentFailureInvolved¦Overhead¦Secondary¦Broken
17-0097285 | Equipment Failure/Involved | Overhead | Transformer | Failed/Faulted | 2017 | Tier 2 - Elevated | Transformer only | 11 | 23 | 2017-11-23 | 1928346 | Sus | Y | EquipmentFailureInvolved¦Overhead¦Transformer¦FailedFaulted
17-0097692 | Vegetation | Tree - branch fell on line | Conductor, Overhead | Normal | 2017 | Tier 3 - Extreme | Distribution Circuit | 11 | 27 | 2017-11-27 | 1929715 | Sus | Y | Vegetation¦Treebranchfellonline¦ConductorOverhead¦Normal
17-0102980 | Unknown Cause | Patrol - found nothing |  |  | 2017 | Tier 3 - Extreme | Distribution Circuit | 12 | 21 | 2017-12-21 | 1949824 | Sus | N | UnknownCause¦Patrolfoundnothing¦¦
18-0003227 | Vegetation | Tree - cutting, PG&E contractor | Conductor, Overhead | Normal | 2018 | Tier 3 - Extreme | Distribution Circuit | 1 | 3 | 2018-01-03 | 1015 | Sus | N | Vegetation¦TreecuttingPG&Econtractor¦ConductorOverhead¦Normal
18-0004618 | Unknown Cause | Patrol - not conducted |  |  | 2018 | Tier 3 - Extreme | Distribution Circuit | 1 | 8 | 2018-01-08 | 4696 | Sus | N | UnknownCause¦Patrolnotconducted¦¦
18-0008747 | Vegetation | Tree - fell into line | Conductor, Overhead | Normal | 2018 | Tier 3 - Extreme | Distribution Circuit | 1 | 24 | 2018-01-24 | 13531 | Sus | N | Vegetation¦Treefellintoline¦ConductorOverhead¦Normal
18-0010508 | Unknown Cause | Patrol - found nothing |  |  | 2018 | Tier 2 - Elevated | Distribution Circuit | 1 | 31 | 2018-01-31 | 17166 | Sus | N | UnknownCause¦Patrolfoundnothing¦¦
18-0013003 | Vegetation | Tree - fell into line | Conductor, Overhead | Normal | 2018 | Tier 3 - Extreme | Distribution Circuit | 2 | 9 | 2018-02-09 | 22154 | Sus | N | Vegetation¦Treefellintoline¦ConductorOverhead¦Normal
18-0018790 | Vegetation | Tree - fell into line | Conductor, Overhead | Broken, wire on ground | 2018 | Tier 3 - Extreme | Distribution Circuit | 3 | 1 | 2018-03-01 | 35316 | Sus | N | Vegetation¦Treefellintoline¦ConductorOverhead¦Brokenwireonground
18-0018898 | Vegetation | Tree - branch fell on line | Crossarm, Wood | Broken, wire on object | 2018 | Tier 2 - Elevated | Distribution Circuit | 3 | 1 | 2018-03-01 | 35784 | Sus | N | Vegetation¦Treebranchfellonline¦CrossarmWood¦Brokenwireonobject
18-0019412 | Equipment Failure/Involved | Overhead | Transformer | Broken | 2018 | Tier 2 - Elevated | Transformer only | 3 | 3 | 2018-03-03 | 37309 | Sus | N | EquipmentFailureInvolved¦Overhead¦Transformer¦Broken
18-0022338 | Equipment Failure/Involved | Overhead | Connector or Splice (OH) | Burned Open | 2018 | Tier 3 - Extreme | Transformer only | 3 | 13 | 2018-03-13 | 43336 | Sus | N | EquipmentFailureInvolved¦Overhead¦ConnectororSplice(OH)¦BurnedOpen
18-0022583 | Unknown Cause | Patrol - found nothing |  |  | 2018 | Tier 2 - Elevated | Distribution Circuit | 3 | 14 | 2018-03-14 | 43825 | Sus | N | UnknownCause¦Patrolfoundnothing¦¦
18-0024031 | Unknown Cause | Patrol - found nothing |  |  | 2018 | Tier 2 - Elevated | Distribution Circuit | 3 | 19 | 2018-03-19 | 47632 | Sus | N | UnknownCause¦Patrolfoundnothing¦¦
18-0024914 | Vegetation | Tree - fell into line | Conductor, Overhead | Broken, wire on ground | 2018 | Tier 3 - Extreme | Distribution Circuit | 3 | 21 | 2018-03-21 | 49453 | Sus | N | Vegetation¦Treefellintoline¦ConductorOverhead¦Brokenwireonground
18-0025192 | Vegetation | Tree - fell into line | Pole-Wood | Broken | 2018 | Tier 2 - Elevated | Distribution Circuit | 3 | 21 | 2018-03-21 | 49848 | Sus | N | Vegetation¦Treefellintoline¦PoleWood¦Broken
18-0026329 | Vegetation | Tree - fell into line | Conductor, Overhead | Broken, wire on ground | 2018 | Tier 2 - Elevated | Distribution Circuit | 3 | 24 | 2018-03-24 | 52762 | Sus | N | Vegetation¦Treefellintoline¦ConductorOverhead¦Brokenwireonground
18-0026883 | Equipment Failure/Involved | Overhead | Transformer | Failed/Faulted | 2018 | Tier 3 - Extreme | Transformer only | 3 | 27 | 2018-03-27 | 54100 | Sus | N | EquipmentFailureInvolved¦Overhead¦Transformer¦FailedFaulted
18-0034556 | Vegetation | Tree - fell into line | Conductor, Overhead | Broken, wire on ground | 2018 | Tier 3 - Extreme | Distribution Circuit | 4 | 23 | 2018-04-23 | 71891 | Sus | N | Vegetation¦Treefellintoline¦ConductorOverhead¦Brokenwireonground
18-0040336 | Equipment Failure/Involved | Overhead | Jumper | Burned Open | 2018 | Tier 2 - Elevated | Distribution Circuit | 5 | 11 | 2018-05-11 | 84044 | Sus | Y | EquipmentFailureInvolved¦Overhead¦Jumper¦BurnedOpen
18-0041847 | Unknown Cause | Patrol - found nothing |  |  | 2018 | Tier 2 - Elevated | Distribution Circuit | 5 | 17 | 2018-05-17 | 88313 | Sus | Y | UnknownCause¦Patrolfoundnothing¦¦
18-0045982 | Equipment Failure/Involved | Underground | Transformer (UG) | Failed/Faulted | 2018 | Tier 2 - Elevated | Distribution Circuit | 5 | 30 | 2018-05-30 | 97697 | Sus | Y | EquipmentFailureInvolved¦Underground¦Transformer(UG)¦FailedFaulted
18-0049248 | Vegetation | Tree - fell into line | Conductor, Overhead | Broken, wire on ground | 2018 | Tier 3 - Extreme | Distribution Circuit | 6 | 9 | 2018-06-09 | 105199 | Sus | Y | Vegetation¦Treefellintoline¦ConductorOverhead¦Brokenwireonground
18-0052484 | Equipment Failure/Involved | Overhead | Transformer | Failed/Faulted | 2018 | Tier 3 - Extreme | Transformer only | 6 | 19 | 2018-06-19 | 113319 | Sus | Y | EquipmentFailureInvolved¦Overhead¦Transformer¦FailedFaulted
18-0054946 | Unknown Cause | Patrol - found nothing |  |  | 2018 | Tier 2 - Elevated | Distribution Circuit | 6 | 27 | 2018-06-27 | 119165 | Sus | Y | UnknownCause¦Patrolfoundnothing¦¦
18-0064308 | Animal | Bird found | Conductor, Overhead | Normal | 2018 | Tier 2 - Elevated | Distribution Circuit | 7 | 27 | 2018-07-27 | 141596 | Sus | Y | Animal¦Birdfound¦ConductorOverhead¦Normal
18-0065553 | Vegetation | Tree - fell into line | Conductor, Overhead | Broken, wire on ground | 2018 | Tier 2 - Elevated | Distribution Circuit | 7 | 31 | 2018-07-31 | 146253 | Sus | Y | Vegetation¦Treefellintoline¦ConductorOverhead¦Brokenwireonground
18-0066249 | Equipment Failure/Involved | Overhead | Conductor, Overhead | Together | 2018 | Tier 2 - Elevated | Distribution Circuit | 8 | 2 | 2018-08-02 | 147777 | Sus | Y | EquipmentFailureInvolved¦Overhead¦ConductorOverhead¦Together
18-0066278 | Environmental/External | Fire, Forest/Grass | Pole-Wood | Burned/flashed | 2018 | Tier 3 - Extreme | Distribution Circuit | 7 | 26 | 2018-07-26 | 147843 | Sus | Y | EnvironmentalExternal¦FireForestGrass¦PoleWood¦Burnedflashed
18-0081114 | Unknown Cause | Patrol - found nothing |  |  | 2018 | Tier 2 - Elevated | Transformer only | 9 | 19 | 2018-09-19 | 177175 | Sus | Y | UnknownCause¦Patrolfoundnothing¦¦
18-0081810 | Unknown Cause | Patrol - not conducted |  |  | 2018 | Tier 3 - Extreme | Distribution Circuit | 9 | 20 | 2018-09-20 | 178344 | Sus | Y | UnknownCause¦Patrolnotconducted¦¦
18-0083980 | Equipment Failure/Involved | Overhead | Transformer | Failed/Faulted | 2018 | Tier 2 - Elevated | Distribution Circuit | 9 | 26 | 2018-09-26 | 182111 | Sus | Y | EquipmentFailureInvolved¦Overhead¦Transformer¦FailedFaulted
18-0084975 | Equipment Failure/Involved | Underground | Conductor, Underground | Broken | 2018 | Tier 2 - Elevated | Distribution Circuit | 9 | 30 | 2018-09-30 | 184521 | Sus | Y | EquipmentFailureInvolved¦Underground¦ConductorUnderground¦Broken
18-0088347 | Equipment Failure/Involved | Underground | Transformer (UG) | Failed/Faulted | 2018 | Tier 3 - Extreme | Distribution Circuit | 10 | 8 | 2018-10-08 | 191022 | Sus | Y | EquipmentFailureInvolved¦Underground¦Transformer(UG)¦FailedFaulted
18-0102478 | Vegetation | Tree - branch fell on line | Conductor, Overhead | Normal | 2018 | Tier 3 - Extreme | Distribution Circuit | 11 | 23 | 2018-11-23 | 222566 | Sus | Y | Vegetation¦Treebranchfellonline¦ConductorOverhead¦Normal
18-0104441 | Unknown Cause | Patrol - not conducted |  |  | 2018 | Tier 2 - Elevated | Distribution Circuit | 11 | 28 | 2018-11-28 | 226636 | Sus | Y | UnknownCause¦Patrolnotconducted¦¦
18-0105920 | Unknown Cause | Patrol - not conducted |  |  | 2018 | Tier 2 - Elevated | Distribution Circuit | 12 | 1 | 2018-12-01 | 231342 | Sus | N | UnknownCause¦Patrolnotconducted¦¦
18-0106086 | Environmental/External | Lightning | Transformer | Failed/Faulted | 2018 | Tier 2 - Elevated | Transformer only | 12 | 2 | 2018-12-02 | 231667 | Sus | N | EnvironmentalExternal¦Lightning¦Transformer¦FailedFaulted
19-0004807 | Vegetation | Tree - branch fell on line | Conductor, Overhead | Normal | 2019 | Tier 3 - Extreme | Distribution Circuit | 1 | 5 | 2019-01-05 | 254226 | Sus | N | Vegetation¦Treebranchfellonline¦ConductorOverhead¦Normal
19-0005661 | Vegetation | Tree - fell into line | Conductor, Overhead | On Ground | 2019 | Tier 2 - Elevated | Distribution Circuit | 1 | 6 | 2019-01-06 | 258732 | Sus | N | Vegetation¦Treefellintoline¦ConductorOverhead¦OnGround
19-0009835 | Vegetation | Tree - fell into line | Conductor, Overhead | Broken, wire on ground | 2019 | Tier 3 - Extreme | Distribution Circuit | 1 | 16 | 2019-01-16 | 267619 | Sus | N | Vegetation¦Treefellintoline¦ConductorOverhead¦Brokenwireonground
19-0010784 | Vegetation | Tree - branch fell on line | Conductor, Overhead | Broken, wire on ground | 2019 | Tier 3 - Extreme | Distribution Circuit | 1 | 16 | 2019-01-16 | 270515 | Sus | N | Vegetation¦Treebranchfellonline¦ConductorOverhead¦Brokenwireonground
19-0010978 | Vegetation | Tree - fell into line | Conductor, Overhead | Broken, wire on ground | 2019 | Tier 3 - Extreme | Distribution Circuit | 1 | 16 | 2019-01-16 | 267716 | Sus | N | Vegetation¦Treefellintoline¦ConductorOverhead¦Brokenwireonground
19-0012070 | Equipment Failure/Involved | Overhead | Secondary | Deteriorated | 2019 | Tier 2 - Elevated | Distribution Circuit | 1 | 19 | 2019-01-19 | 276525 | Sus | N | EquipmentFailureInvolved¦Overhead¦Secondary¦Deteriorated
19-0012167 | Unknown Cause | Patrol - not conducted |  |  | 2019 | Tier 3 - Extreme | Distribution Circuit | 1 | 19 | 2019-01-19 | 276878 | Sus | N | UnknownCause¦Patrolnotconducted¦¦
19-0012883 | Unknown Cause | Patrol - found nothing |  |  | 2019 | Tier 3 - Extreme | Distribution Circuit | 1 | 21 | 2019-01-21 | 278405 | Sus | N | UnknownCause¦Patrolfoundnothing¦¦
19-0013345 | Unknown Cause | Patrol - found nothing |  |  | 2019 | Tier 2 - Elevated | Distribution Circuit | 1 | 23 | 2019-01-23 | 279458 | Sus | N | UnknownCause¦Patrolfoundnothing¦¦
19-0018337 | Vegetation | Tree - bark fell into line | Conductor, Overhead | Normal | 2019 | Tier 3 - Extreme | Distribution Circuit | 2 | 5 | 2019-02-05 | 292055 | Sus | N | Vegetation¦Treebarkfellintoline¦ConductorOverhead¦Normal
19-0018429 | Vegetation | Tree - fell into line | Conductor, Overhead | Broken, wire on ground | 2019 | Tier 2 - Elevated | Distribution Circuit | 2 | 5 | 2019-02-05 | 292454 | Sus | N | Vegetation¦Treefellintoline¦ConductorOverhead¦Brokenwireonground
19-0018719 | Unknown Cause | Patrol - found nothing |  |  | 2019 | Tier 3 - Extreme | Distribution Circuit | 2 | 5 | 2019-02-05 | 292762 | Sus | N | UnknownCause¦Patrolfoundnothing¦¦
19-0018780 | Environmental/External | Ice or snow | Conductor, Overhead | Broken | 2019 | Tier 2 - Elevated | Distribution Circuit | 2 | 5 | 2019-02-05 | 292868 | Sus | N | EnvironmentalExternal¦Iceorsnow¦ConductorOverhead¦Broken
19-0019701 | Environmental/External | Ice or snow | Crossarm, Wood | Broken, wire on object | 2019 | Tier 3 - Extreme | Distribution Circuit | 2 | 7 | 2019-02-07 | 295387 | Sus | N | EnvironmentalExternal¦Iceorsnow¦CrossarmWood¦Brokenwireonobject
19-0019811 | Vegetation | Tree - fell into line | Conductor, Overhead | Broken, wire on ground | 2019 | Tier 3 - Extreme | Distribution Circuit | 2 | 5 | 2019-02-05 | 295829 | Sus | N | Vegetation¦Treefellintoline¦ConductorOverhead¦Brokenwireonground
19-0020521 | Equipment Failure/Involved | Overhead | Pole-Wood | Broken, wire on ground | 2019 | Tier 3 - Extreme | Distribution Circuit | 2 | 10 | 2019-02-10 | 297571 | Sus | N | EquipmentFailureInvolved¦Overhead¦PoleWood¦Brokenwireonground
19-0021712 | Vegetation | Tree - fell into line | Conductor, Overhead | Broken, wire on ground | 2019 | Tier 3 - Extreme | Distribution Circuit | 2 | 12 | 2019-02-12 | 301765 | Sus | N | Vegetation¦Treefellintoline¦ConductorOverhead¦Brokenwireonground
19-0023048 | Unknown Cause | Patrol - found nothing |  |  | 2019 | Tier 2 - Elevated | Distribution Circuit | 2 | 13 | 2019-02-13 | 308173 | Sus | N | UnknownCause¦Patrolfoundnothing¦¦
19-0023262 | Vegetation | Tree - fell into line | Conductor, Overhead | Broken, wire on ground | 2019 | Tier 2 - Elevated | Distribution Circuit | 2 | 14 | 2019-02-14 | 309266 | Sus | N | Vegetation¦Treefellintoline¦ConductorOverhead¦Brokenwireonground
19-0024686 | Unknown Cause | Patrol - found nothing |  |  | 2019 | Tier 2 - Elevated | Distribution Circuit | 2 | 14 | 2019-02-14 | 314832 | Sus | N | UnknownCause¦Patrolfoundnothing¦¦
19-0025090 | Vegetation | Tree - branch fell on line | Conductor, Overhead | Normal | 2019 | Tier 3 - Extreme | Distribution Circuit | 2 | 17 | 2019-02-17 | 315435 | Sus | N | Vegetation¦Treebranchfellonline¦ConductorOverhead¦Normal
19-0025231 | Unknown Cause | Patrol - found nothing |  |  | 2019 | Tier 3 - Extreme | Distribution Circuit | 2 | 15 | 2019-02-15 | 311427 | Sus | N | UnknownCause¦Patrolfoundnothing¦¦
19-0026190 | Vegetation | Tree - fell into line | Conductor, Overhead | Broken, wire on ground | 2019 | Tier 2 - Elevated | Distribution Circuit | 2 | 12 | 2019-02-12 | 319098 | Sus | N | Vegetation¦Treefellintoline¦ConductorOverhead¦Brokenwireonground
19-0027516 | Vegetation | Tree - fell into line | Service conductor | Broken, wire on ground | 2019 | Tier 2 - Elevated | Transformer only | 2 | 23 | 2019-02-23 | 322052 | Sus | N | Vegetation¦Treefellintoline¦Serviceconductor¦Brokenwireonground
19-0029652 | Unknown Cause | Patrol - not conducted |  |  | 2019 | Tier 2 - Elevated | Distribution Circuit | 3 | 1 | 2019-03-01 | 328575 | Sus | N | UnknownCause¦Patrolnotconducted¦¦
19-0030671 | Animal | Bird found | Conductor, Overhead | Normal | 2019 | Tier 2 - Elevated | Distribution Circuit | 3 | 5 | 2019-03-05 | 331186 | Sus | N | Animal¦Birdfound¦ConductorOverhead¦Normal
19-0031032 | Vegetation | Tree - branch fell on line | Conductor, Overhead | Normal | 2019 | Tier 3 - Extreme | Distribution Circuit | 3 | 5 | 2019-03-05 | 332009 | Sus | N | Vegetation¦Treebranchfellonline¦ConductorOverhead¦Normal
19-0031480 | Equipment Failure/Involved | Overhead | Insulator | Broken | 2019 | Tier 2 - Elevated | Distribution Circuit | 3 | 6 | 2019-03-06 | 333078 | Sus | N | EquipmentFailureInvolved¦Overhead¦Insulator¦Broken
19-0035741 | Unknown Cause | Patrol - found nothing |  |  | 2019 | Tier 3 - Extreme | Distribution Circuit | 3 | 21 | 2019-03-21 | 344726 | Sus | N | UnknownCause¦Patrolfoundnothing¦¦
19-0036681 | Equipment Failure/Involved | Overhead | Transformer | Failed/Faulted | 2019 | Tier 2 - Elevated | Transformer only | 3 | 25 | 2019-03-25 | 346823 | Sus | N | EquipmentFailureInvolved¦Overhead¦Transformer¦FailedFaulted
19-0038553 | Unknown Cause | Patrol - found nothing |  |  | 2019 | Tier 2 - Elevated | Distribution Circuit | 3 | 31 | 2019-03-31 | 351070 | Sus | N | UnknownCause¦Patrolfoundnothing¦¦
19-0042088 | Unknown Cause | Patrol - found nothing |  |  | 2019 | Tier 2 - Elevated | Distribution Circuit | 4 | 12 | 2019-04-12 | 359813 | Sus | N | UnknownCause¦Patrolfoundnothing¦¦
19-0043390 | 3rd Party | Vehicle | Pole-Wood | Broken | 2019 | Tier 2 - Elevated | Distribution Circuit | 4 | 17 | 2019-04-17 | 362451 | Sus | N | 3rdParty¦Vehicle¦PoleWood¦Broken
19-0049909 | Equipment Failure/Involved | Overhead | Conductor, Overhead | Together | 2019 | Tier 2 - Elevated | Distribution Circuit | 5 | 8 | 2019-05-08 | 376281 | Sus | Y | EquipmentFailureInvolved¦Overhead¦ConductorOverhead¦Together
19-0056375 | Equipment Failure/Involved | Electrical Overload | Transformer | Failed/Faulted | 2019 | Tier 2 - Elevated | Distribution Circuit | 5 | 23 | 2019-05-23 | 388922 | Sus | Y | EquipmentFailureInvolved¦ElectricalOverload¦Transformer¦FailedFaulted
19-0060194 | Unknown Cause | Patrol - found nothing |  |  | 2019 | Tier 3 - Extreme | Distribution Circuit | 5 | 30 | 2019-05-30 | 393566 | Sus | Y | UnknownCause¦Patrolfoundnothing¦¦
19-0062745 | Equipment Failure/Involved | Overhead | Transformer (OH) | Leaking | 2019 | Tier 2 - Elevated | Transformer only | 6 | 4 | 2019-06-04 | 397732 | Sus | Y | EquipmentFailureInvolved¦Overhead¦Transformer(OH)¦Leaking
19-0065087 | Unknown Cause | Patrol - found nothing |  |  | 2019 | Tier 2 - Elevated | Distribution Circuit | 6 | 10 | 2019-06-10 | 403087 | Sus | Y | UnknownCause¦Patrolfoundnothing¦¦
19-0066408 | Equipment Failure/Involved | Overhead | Jumper | Burned Open | 2019 | Tier 3 - Extreme | Distribution Circuit | 6 | 11 | 2019-06-11 | 407009 | Sus | Y | EquipmentFailureInvolved¦Overhead¦Jumper¦BurnedOpen
19-0066798 | Company Initiated | Personnel, company | Pole-Wood | Deteriorated | 2019 | Tier 3 - Extreme | Distribution Circuit | 6 | 12 | 2019-06-12 | 407807 | Sus | Y | CompanyInitiated¦Personnelcompany¦PoleWood¦Deteriorated
19-0070065 | Vegetation | Tree - branch fell on line | Fuse | Failed/Faulted | 2019 | Tier 3 - Extreme | Distribution Circuit | 6 | 20 | 2019-06-20 | 422228 | Sus | Y | Vegetation¦Treebranchfellonline¦Fuse¦FailedFaulted
19-0076797 | Equipment Failure/Involved | Overhead | Crossarm, Wood | Broken | 2019 | Tier 3 - Extreme | Transformer only | 7 | 12 | 2019-07-12 | 446196 | Sus | Y | EquipmentFailureInvolved¦Overhead¦CrossarmWood¦Broken
19-0077720 | Vegetation | Tree - branch fell on line | Conductor, Overhead | Normal | 2019 | Tier 2 - Elevated | Distribution Circuit | 7 | 15 | 2019-07-15 | 453197 | Sus | Y | Vegetation¦Treebranchfellonline¦ConductorOverhead¦Normal
19-0093448 | Unknown Cause | Patrol - found nothing |  |  | 2019 | Tier 2 - Elevated | Distribution Circuit | 8 | 29 | 2019-08-29 | 546175 | Sus | Y | UnknownCause¦Patrolfoundnothing¦¦
19-0097128 | Equipment Failure/Involved | Overhead | Pole-Wood | Broken, wire on ground | 2019 | Tier 2 - Elevated | Distribution Circuit | 9 | 9 | 2019-09-09 | 566096 | Sus | Y | EquipmentFailureInvolved¦Overhead¦PoleWood¦Brokenwireonground
19-0100209 | Vegetation | Tree - branch fell on line | Fuse | Failed/Faulted | 2019 | Tier 3 - Extreme | Distribution Circuit | 9 | 17 | 2019-09-17 | 587016 | Sus | Y | Vegetation¦Treebranchfellonline¦Fuse¦FailedFaulted
19-0102005 | Equipment Failure/Involved | Underground | Conductor, Underground | Broken | 2019 | Tier 2 - Elevated | Distribution Circuit | 9 | 20 | 2019-09-20 | 599794 | Sus | Y | EquipmentFailureInvolved¦Underground¦ConductorUnderground¦Broken
19-0105097 | Vegetation | Tree - grew into line | Secondary | Arcing | 2019 | Tier 3 - Extreme | Transformer only | 9 | 28 | 2019-09-28 | 628366 | Sus | Y | Vegetation¦Treegrewintoline¦Secondary¦Arcing
19-0107942 | Wildfire Mitigation | Public Safety Power Shut-off | Conductor, Overhead | Normal | 2019 | Tier 2 - Elevated | Distribution Circuit | 10 | 5 | 2019-10-05 | 645452 | Sus | Y | WildfireMitigation¦PublicSafetyPowerShutoff¦ConductorOverhead¦Normal
19-0108811 | Vegetation | Other ground vegetation | Conductor, Overhead | Normal | 2019 | Tier 3 - Extreme | Distribution Circuit | 10 | 8 | 2019-10-08 | 647530 | Sus | Y | Vegetation¦Othergroundvegetation¦ConductorOverhead¦Normal
19-0120103 | Equipment Failure/Involved | Overhead | Transformer | Failed/Faulted | 2019 | Tier 2 - Elevated | Transformer only | 11 | 1 | 2019-11-01 | 697461 | Sus | Y | EquipmentFailureInvolved¦Overhead¦Transformer¦FailedFaulted
19-0124142 | 3rd Party | Vehicle | Pole-Wood | Broken | 2019 | Tier 2 - Elevated | Distribution Circuit | 11 | 13 | 2019-11-13 | 705698 | Sus | Y | 3rdParty¦Vehicle¦PoleWood¦Broken
19-0126126 | Equipment Failure/Involved | Overhead | Pole-Wood | Broken | 2019 | Tier 3 - Extreme | Distribution Circuit | 11 | 19 | 2019-11-19 | 709920 | Sus | Y | EquipmentFailureInvolved¦Overhead¦PoleWood¦Broken
19-0130271 | Vegetation | Tree - branch fell on line | Conductor, Overhead | Together | 2019 | Tier 2 - Elevated | Distribution Circuit | 11 | 26 | 2019-11-26 | 719771 | Sus | Y | Vegetation¦Treebranchfellonline¦ConductorOverhead¦Together
19-0130621 | Vegetation | Tree - fell into line | Conductor, Overhead | Broken, wire on ground | 2019 | Tier 2 - Elevated | Distribution Circuit | 11 | 26 | 2019-11-26 | 722089 | Sus | Y | Vegetation¦Treefellintoline¦ConductorOverhead¦Brokenwireonground
19-0131016 | Unknown Cause | Patrol - not conducted |  |  | 2019 | Tier 2 - Elevated | Distribution Circuit | 11 | 29 | 2019-11-29 | 723331 | Sus | Y | UnknownCause¦Patrolnotconducted¦¦
19-0133517 | Equipment Failure/Involved | Overhead | Transformer | Failed/Faulted | 2019 | Tier 2 - Elevated | Transformer only | 12 | 4 | 2019-12-04 | 729941 | Sus | N | EquipmentFailureInvolved¦Overhead¦Transformer¦FailedFaulted
19-0135230 | Animal | Squirrel | PT/CCVT | Normal | 2019 | Tier 2 - Elevated | Substation - Distribution | 12 | 9 | 2019-12-09 | 734560 | Sus | N | Animal¦Squirrel¦PTCCVT¦Normal
19-0136315 | Vegetation | Tree - fell into line | Conductor, Overhead | Broken, wire on ground | 2019 | Tier 2 - Elevated | Distribution Circuit | 12 | 12 | 2019-12-12 | 738010 | Sus | N | Vegetation¦Treefellintoline¦ConductorOverhead¦Brokenwireonground
19-0136803 | Unknown Cause | Patrol - found nothing |  |  | 2019 | Tier 2 - Elevated | Distribution Circuit | 12 | 16 | 2019-12-16 | 743615 | Sus | N | UnknownCause¦Patrolfoundnothing¦¦
19-0137595 | Vegetation | Tree - branch fell on line | Conductor, Overhead | Normal | 2019 | Tier 3 - Extreme | Distribution Circuit | 12 | 22 | 2019-12-22 | 748449 | Sus | N | Vegetation¦Treebranchfellonline¦ConductorOverhead¦Normal
19-0137918 | Unknown Cause | Patrol - found nothing |  |  | 2019 | Tier 2 - Elevated | Distribution Circuit | 12 | 25 | 2019-12-25 | 750371 | Sus | N | UnknownCause¦Patrolfoundnothing¦¦
20-0007134 | Vegetation | Tree - fell into line | Conductor, Overhead | Normal | 2020 | Tier 3 - Extreme | Distribution Circuit | 1 | 10 | 2020-01-10 | 758329 | Sus | N | Vegetation¦Treefellintoline¦ConductorOverhead¦Normal
20-0009312 | Unknown Cause | Patrol - not conducted |  |  | 2020 | Tier 2 - Elevated | Distribution Circuit | 1 | 15 | 2020-01-15 | 761647 | Sus | N | UnknownCause¦Patrolnotconducted¦¦
20-0014876 | Unknown Cause | Patrol - found nothing |  |  | 2020 | Tier 2 - Elevated | Distribution Circuit | 1 | 29 | 2020-01-29 | 772304 | Sus | N | UnknownCause¦Patrolfoundnothing¦¦
20-0019135 | Vegetation | Tree - branch fell on line | Fuse | Failed/Faulted | 2020 | Tier 3 - Extreme | Distribution Circuit | 2 | 9 | 2020-02-09 | 781387 | Sus | N | Vegetation¦Treebranchfellonline¦Fuse¦FailedFaulted
20-0019202 | Vegetation | Tree - fell into line | Conductor, Overhead | Broken, wire on ground | 2020 | Tier 3 - Extreme | Distribution Circuit | 2 | 9 | 2020-02-09 | 783288 | Sus | N | Vegetation¦Treefellintoline¦ConductorOverhead¦Brokenwireonground
20-0019460 | Vegetation | Tree - fell into line | Crossarm, Wood | Broken, wire on ground | 2020 | Tier 2 - Elevated | Distribution Circuit | 2 | 9 | 2020-02-09 | 785286 | Sus | N | Vegetation¦Treefellintoline¦CrossarmWood¦Brokenwireonground
20-0022739 | Unknown Cause | Patrol - found nothing |  |  | 2020 | Tier 2 - Elevated | Distribution Circuit | 2 | 17 | 2020-02-17 | 792374 | Sus | N | UnknownCause¦Patrolfoundnothing¦¦
20-0028133 | Unknown Cause | Patrol - found nothing |  |  | 2020 | Tier 2 - Elevated | Distribution Circuit | 3 | 3 | 2020-03-03 | 824433 | Sus | N | UnknownCause¦Patrolfoundnothing¦¦
20-0028167 | Company Initiated | Improper Construction | Conductor, Overhead | Normal | 2020 | Tier 2 - Elevated | Distribution Circuit | 3 | 3 | 2020-03-03 | 825755 | Sus | N | CompanyInitiated¦ImproperConstruction¦ConductorOverhead¦Normal
20-0032223 | Vegetation | Tree - fell into line | Conductor, Overhead | Broken | 2020 | Tier 3 - Extreme | Distribution Circuit | 3 | 15 | 2020-03-15 | 851949 | Sus | N | Vegetation¦Treefellintoline¦ConductorOverhead¦Broken
20-0033277 | Vegetation | Tree - fell into line | Conductor, Overhead | Normal | 2020 | Tier 3 - Extreme | Distribution Circuit | 3 | 17 | 2020-03-17 | 856128 | Sus | N | Vegetation¦Treefellintoline¦ConductorOverhead¦Normal
20-0033892 | Vegetation | Tree - fell into line | Conductor, Overhead | Broken, wire on ground | 2020 | Tier 2 - Elevated | Distribution Circuit | 3 | 16 | 2020-03-16 | 853778 | Sus | N | Vegetation¦Treefellintoline¦ConductorOverhead¦Brokenwireonground
20-0034338 | Unknown Cause | Patrol - found nothing |  |  | 2020 | Tier 2 - Elevated | Distribution Circuit | 3 | 19 | 2020-03-19 | 859049 | Sus | N | UnknownCause¦Patrolfoundnothing¦¦
20-0036320 | Vegetation | Tree - fell into line | Transformer | Broken, wire on ground | 2020 | Tier 3 - Extreme | Transformer only | 3 | 26 | 2020-03-26 | 866294 | Sus | N | Vegetation¦Treefellintoline¦Transformer¦Brokenwireonground
20-0038381 | Unknown Cause | Patrol - not conducted |  |  | 2020 | Tier 3 - Extreme | Distribution Circuit | 4 | 4 | 2020-04-04 | 882168 | Sus | N | UnknownCause¦Patrolnotconducted¦¦
20-0038667 | Vegetation | Tree - fell into line | Conductor, Overhead | Broken, wire on ground | 2020 | Tier 3 - Extreme | Distribution Circuit | 4 | 5 | 2020-04-05 | 883368 | Sus | N | Vegetation¦Treefellintoline¦ConductorOverhead¦Brokenwireonground
20-0038854 | Equipment Failure/Involved | Overhead | Transformer (OH) | Failed/Faulted | 2020 | Tier 2 - Elevated | Distribution Circuit | 4 | 6 | 2020-04-06 | 884894 | Sus | N | EquipmentFailureInvolved¦Overhead¦Transformer(OH)¦FailedFaulted
20-0038861 | Equipment Failure/Involved | Overhead | Crossarm, Wood | Broken | 2020 | Tier 3 - Extreme | Distribution Circuit | 4 | 6 | 2020-04-06 | 884014 | Sus | N | EquipmentFailureInvolved¦Overhead¦CrossarmWood¦Broken
20-0039055 | Vegetation | Tree - branch fell on line | Conductor, Overhead | Normal | 2020 | Tier 3 - Extreme | Distribution Circuit | 4 | 6 | 2020-04-06 | 886361 | Sus | N | Vegetation¦Treebranchfellonline¦ConductorOverhead¦Normal
20-0041214 | Vegetation | Tree - fell into line | Conductor, Overhead | Normal | 2020 | Tier 2 - Elevated | Distribution Circuit | 4 | 14 | 2020-04-14 | 895175 | Sus | N | Vegetation¦Treefellintoline¦ConductorOverhead¦Normal
20-0041382 | Equipment Failure/Involved | Overhead | Transformer (OH) | Failed/Faulted | 2020 | Tier 2 - Elevated | Distribution Circuit | 4 | 14 | 2020-04-14 | 895272 | Sus | N | EquipmentFailureInvolved¦Overhead¦Transformer(OH)¦FailedFaulted
20-0043854 | Equipment Failure/Involved | Overhead | Pole-Wood | Deteriorated | 2020 | Tier 2 - Elevated | Distribution Circuit | 4 | 22 | 2020-04-22 | 899669 | Sus | N | EquipmentFailureInvolved¦Overhead¦PoleWood¦Deteriorated
20-0046574 | Equipment Failure/Involved | Overhead | Transformer | Failed/Faulted | 2020 | Tier 3 - Extreme | Transformer only | 5 | 2 | 2020-05-02 | 905798 | Sus | Y | EquipmentFailureInvolved¦Overhead¦Transformer¦FailedFaulted
20-0053440 | Equipment Failure/Involved | Overhead | Other | Broken | 2020 | Tier 3 - Extreme | Distribution Circuit | 5 | 22 | 2020-05-22 | 919845 | Sus | Y | EquipmentFailureInvolved¦Overhead¦Other¦Broken
20-0070181 | Equipment Failure/Involved | Overhead | Booster | Malfunctioning | 2020 | Tier 2 - Elevated | Distribution Circuit | 7 | 9 | 2020-07-09 | 961015 | Sus | Y | EquipmentFailureInvolved¦Overhead¦Booster¦Malfunctioning
20-0072954 | Vegetation | Tree - branch fell on line | Transformer (OH) | Normal | 2020 | Tier 2 - Elevated | Distribution Circuit | 7 | 17 | 2020-07-17 | 966393 | Sus | Y | Vegetation¦Treebranchfellonline¦Transformer(OH)¦Normal
20-0083327 | 3rd Party | Vehicle | Pole-Wood | Broken | 2020 | Tier 2 - Elevated | Distribution Circuit | 8 | 13 | 2020-08-13 | 997012 | Sus | Y | 3rdParty¦Vehicle¦PoleWood¦Broken
20-0088947 | 3rd Party | Vehicle | Pole-Wood | Broken | 2020 | Tier 2 - Elevated | Distribution Circuit | 8 | 22 | 2020-08-22 | 1027362 | Sus | Y | 3rdParty¦Vehicle¦PoleWood¦Broken
20-0090426 | Environmental/External | Fire, Forest/Grass | Pole-Wood | Burned/flashed | 2020 | Tier 3 - Extreme | Distribution Circuit | 8 | 19 | 2020-08-19 | 1033306 | Sus | Y | EnvironmentalExternal¦FireForestGrass¦PoleWood¦Burnedflashed
20-0090451 | Equipment Failure/Involved | Overhead | Conductor, Overhead | Broken | 2020 | Tier 2 - Elevated | Distribution Circuit | 8 | 26 | 2020-08-26 | 1033424 | Sus | Y | EquipmentFailureInvolved¦Overhead¦ConductorOverhead¦Broken
20-0094976 | Environmental/External | Fire, Forest/Grass | Pole-Wood | Burned/flashed | 2020 | Tier 2 - Elevated | Distribution Circuit | 8 | 18 | 2020-08-18 | 1061039 | Sus | Y | EnvironmentalExternal¦FireForestGrass¦PoleWood¦Burnedflashed
20-0098719 | 3rd Party | Vehicle | Transformer (UG) | Broken | 2020 | Tier 2 - Elevated | Distribution Circuit | 9 | 17 | 2020-09-17 | 1079455 | Sus | Y | 3rdParty¦Vehicle¦Transformer(UG)¦Broken
20-0100623 | Environmental/External | Fire, Forest/Grass | Conductor, Overhead | Burned/flashed | 2020 | Tier 3 - Extreme | Distribution Circuit | 9 | 7 | 2020-09-07 | 1089638 | Sus | Y | EnvironmentalExternal¦FireForestGrass¦ConductorOverhead¦Burnedflashed
20-0101638 | Animal | Squirrel | Fuse | Failed/Faulted | 2020 | Tier 2 - Elevated | Transformer only | 9 | 25 | 2020-09-25 | 1092755 | Sus | Y | Animal¦Squirrel¦Fuse¦FailedFaulted
20-0101852 | Equipment Failure/Involved | Overhead | Crossarm, Wood | Deteriorated | 2020 | Tier 2 - Elevated | Distribution Circuit | 9 | 26 | 2020-09-26 | 1094073 | Sus | Y | EquipmentFailureInvolved¦Overhead¦CrossarmWood¦Deteriorated
20-0104260 | Unknown Cause | Patrol - found nothing |  |  | 2020 | Tier 2 - Elevated | Distribution Circuit | 10 | 1 | 2020-10-01 | 1105938 | Sus | Y | UnknownCause¦Patrolfoundnothing¦¦
20-0109745 | Wildfire Mitigation | Public Safety Power Shut-off | Pole-Wood | Broken | 2020 | Tier 3 - Extreme | Distribution Circuit | 10 | 14 | 2020-10-14 | 1119413 | Sus | Y | WildfireMitigation¦PublicSafetyPowerShutoff¦PoleWood¦Broken
20-0111275 | Equipment Failure/Involved | Overhead | Transformer | Failed/Faulted | 2020 | Tier 2 - Elevated | Transformer only | 10 | 21 | 2020-10-21 | 1122315 | Sus | Y | EquipmentFailureInvolved¦Overhead¦Transformer¦FailedFaulted
20-0112935 | Wildfire Mitigation | Public Safety Power Shut-off | Conductor, Overhead | Normal | 2020 | Tier 3 - Extreme | Distribution Circuit | 10 | 25 | 2020-10-25 | 1127282 | Sus | Y | WildfireMitigation¦PublicSafetyPowerShutoff¦ConductorOverhead¦Normal
20-0116471 | Unknown Cause | Patrol - found nothing |  |  | 2020 | Tier 2 - Elevated | Distribution Circuit | 11 | 3 | 2020-11-03 | 1134986 | Sus | Y | UnknownCause¦Patrolfoundnothing¦¦
20-0117645 | Animal | Squirrel | Fuse | Failed/Faulted | 2020 | Tier 3 - Extreme | Distribution Circuit | 11 | 6 | 2020-11-06 | 1137128 | Sus | Y | Animal¦Squirrel¦Fuse¦FailedFaulted
20-0119625 | Company Initiated | Construction Activity/equip, company | Conductor, Overhead | Normal | 2020 | Tier 3 - Extreme | Distribution Circuit | 11 | 11 | 2020-11-11 | 1141914 | Sus | Y | CompanyInitiated¦ConstructionActivityequipcompany¦ConductorOverhead¦Normal
20-0121065 | Animal | Squirrel | Conductor, Overhead | Normal | 2020 | Tier 3 - Extreme | Distribution Circuit | 11 | 15 | 2020-11-15 | 1145430 | Sus | Y | Animal¦Squirrel¦ConductorOverhead¦Normal
20-0127004 | Equipment Failure/Involved | Overhead | Transformer (OH) | Broken | 2020 | Tier 2 - Elevated | Transformer only | 12 | 2 | 2020-12-02 | 1159630 | Sus | N | EquipmentFailureInvolved¦Overhead¦Transformer(OH)¦Broken
20-0129963 | Equipment Failure/Involved | Overhead | Transformer (OH) | Leaking | 2020 | Tier 3 - Extreme | Transformer only | 12 | 12 | 2020-12-12 | 1181561 | Sus | N | EquipmentFailureInvolved¦Overhead¦Transformer(OH)¦Leaking
20-0131658 | Animal | Other | Transformer (OH) | Broken | 2020 | Tier 2 - Elevated | Distribution Circuit | 12 | 24 | 2020-12-24 | 1198063 | Sus | N | Animal¦Other¦Transformer(OH)¦Broken
21-0006711 | Unknown Cause | Patrol - found nothing |  |  | 2021 | Tier 2 - Elevated | Distribution Circuit | 1 | 8 | 2021-01-08 | 1207017 | Sus | N | UnknownCause¦Patrolfoundnothing¦¦
21-0007729 | Equipment Failure/Involved | Overhead | Insulator | Broken | 2021 | Tier 2 - Elevated | Distribution Circuit | 1 | 12 | 2021-01-12 | 1208919 | Sus | N | EquipmentFailureInvolved¦Overhead¦Insulator¦Broken
21-0011176 | Vegetation | Tree - fell into line | Conductor, Overhead | Broken, wire on ground | 2021 | Tier 3 - Extreme | Distribution Circuit | 1 | 19 | 2021-01-19 | 1218076 | Sus | N | Vegetation¦Treefellintoline¦ConductorOverhead¦Brokenwireonground
21-0011453 | Equipment Failure/Involved | Overhead | Fuse | Arcing | 2021 | Tier 2 - Elevated | Distribution Circuit | 1 | 20 | 2021-01-20 | 1218551 | Sus | N | EquipmentFailureInvolved¦Overhead¦Fuse¦Arcing
21-0013818 | Unknown Cause | Patrol - found nothing |  |  | 2021 | Tier 3 - Extreme | Distribution Circuit | 1 | 25 | 2021-01-25 | 1223026 | Sus | N | UnknownCause¦Patrolfoundnothing¦¦
21-0014122 | Vegetation | Tree - branch fell on line | Conductor, Overhead | Normal | 2021 | Tier 3 - Extreme | Distribution Circuit | 1 | 25 | 2021-01-25 | 1224864 | Sus | N | Vegetation¦Treebranchfellonline¦ConductorOverhead¦Normal
21-0015209 | Vegetation | Tree - fell into line | Conductor, Overhead | Broken, wire on ground | 2021 | Tier 2 - Elevated | Distribution Circuit | 1 | 26 | 2021-01-26 | 1226656 | Sus | N | Vegetation¦Treefellintoline¦ConductorOverhead¦Brokenwireonground
21-0016260 | Vegetation | Tree - fell into line | Conductor, Overhead | Broken | 2021 | Tier 2 - Elevated | Distribution Circuit | 1 | 26 | 2021-01-26 | 1235564 | Sus | N | Vegetation¦Treefellintoline¦ConductorOverhead¦Broken
21-0024558 | Unknown Cause | Patrol - found nothing |  |  | 2021 | Tier 2 - Elevated | Transformer only | 2 | 11 | 2021-02-11 | 1253022 | Sus | N | UnknownCause¦Patrolfoundnothing¦¦
21-0027877 | Vegetation | Tree - branch fell on line | Secondary | Normal | 2021 | Tier 2 - Elevated | Transformer only | 2 | 21 | 2021-02-21 | 1259003 | Sus | N | Vegetation¦Treebranchfellonline¦Secondary¦Normal
21-0033842 | Vegetation | Tree - fell into line | Conductor, Overhead | Broken, wire on ground | 2021 | Tier 2 - Elevated | Distribution Circuit | 3 | 9 | 2021-03-09 | 1275175 | Sus | N | Vegetation¦Treefellintoline¦ConductorOverhead¦Brokenwireonground
21-0034520 | Vegetation | Tree - fell into line | Conductor, Overhead | Normal | 2021 | Tier 2 - Elevated | Distribution Circuit | 3 | 10 | 2021-03-10 | 1277179 | Sus | N | Vegetation¦Treefellintoline¦ConductorOverhead¦Normal
21-0036311 | Animal | Bird found | Conductor, Overhead | Normal | 2021 | Tier 2 - Elevated | Distribution Circuit | 3 | 14 | 2021-03-14 | 1282329 | Sus | N | Animal¦Birdfound¦ConductorOverhead¦Normal
21-0042206 | Unknown Cause | Patrol - found nothing |  |  | 2021 | Tier 3 - Extreme | Transformer only | 3 | 29 | 2021-03-29 | 1302484 | Sus | N | UnknownCause¦Patrolfoundnothing¦¦
21-0044503 | Equipment Failure/Involved | Underground | Secondary | Broken | 2021 | Tier 3 - Extreme | Transformer only | 4 | 3 | 2021-04-03 | 1306547 | Sus | N | EquipmentFailureInvolved¦Underground¦Secondary¦Broken
21-0047289 | Equipment Failure/Involved | Overhead | Secondary | Burned/flashed | 2021 | Tier 2 - Elevated | Transformer only | 4 | 11 | 2021-04-11 | 1313060 | Sus | N | EquipmentFailureInvolved¦Overhead¦Secondary¦Burnedflashed
21-0048311 | Unknown Cause | Patrol - found nothing |  |  | 2021 | Tier 3 - Extreme | Distribution Circuit | 4 | 14 | 2021-04-14 | 1315785 | Sus | N | UnknownCause¦Patrolfoundnothing¦¦
21-0049691 | Equipment Failure/Involved | Overhead | Pole-Wood | Broken | 2021 | Tier 2 - Elevated | Distribution Circuit | 4 | 16 | 2021-04-16 | 1320024 | Sus | N | EquipmentFailureInvolved¦Overhead¦PoleWood¦Broken
21-0062087 | Animal | Squirrel | Pothead(Riser Termination) | Normal | 2021 | Tier 2 - Elevated | Distribution Circuit | 5 | 17 | 2021-05-17 | 1351056 | Sus | Y | Animal¦Squirrel¦Pothead(RiserTermination)¦Normal
21-0062167 | Vegetation | Tree - fell into line | Conductor, Overhead | Normal | 2021 | Tier 2 - Elevated | Distribution Circuit | 5 | 17 | 2021-05-17 | 1351372 | Sus | Y | Vegetation¦Treefellintoline¦ConductorOverhead¦Normal
21-0070610 | Equipment Failure/Involved | Overhead | Transformer (OH) | Failed/Faulted | 2021 | Tier 2 - Elevated | Distribution Circuit | 6 | 6 | 2021-06-06 | 1366959 | Sus | Y | EquipmentFailureInvolved¦Overhead¦Transformer(OH)¦FailedFaulted
21-0072263 | 3rd Party | Vehicle | Pole-Wood | Broken | 2021 | Tier 3 - Extreme | Distribution Circuit | 6 | 9 | 2021-06-09 | 1369480 | Sus | Y | 3rdParty¦Vehicle¦PoleWood¦Broken
21-0074221 | Equipment Failure/Involved | Overhead | Transformer (OH) | Leaking | 2021 | Tier 2 - Elevated | Transformer only | 6 | 14 | 2021-06-14 | 1373398 | Sus | Y | EquipmentFailureInvolved¦Overhead¦Transformer(OH)¦Leaking
21-0091209 | Equipment Failure/Involved | Overhead | Crossarm, Wood | Broken | 2021 | Tier 3 - Extreme | Distribution Circuit | 7 | 17 | 2021-07-17 | 1406750 | Sus | Y | EquipmentFailureInvolved¦Overhead¦CrossarmWood¦Broken
21-0091356 | Equipment Failure/Involved | Overhead | Conductor, Overhead | Burned/flashed | 2021 | Tier 3 - Extreme | Distribution Circuit | 7 | 18 | 2021-07-18 | 1407271 | Sus | Y | EquipmentFailureInvolved¦Overhead¦ConductorOverhead¦Burnedflashed
21-0092163 | Unknown Cause | Patrol - found nothing |  |  | 2021 | Tier 2 - Elevated | Distribution Circuit | 7 | 20 | 2021-07-20 | 1408608 | Sus | Y | UnknownCause¦Patrolfoundnothing¦¦
21-0098818 | Vegetation | Tree - branch fell on line | Conductor, Overhead | Normal | 2021 | Tier 2 - Elevated | Distribution Circuit | 8 | 2 | 2021-08-02 | 1429187 | Sus | Y | Vegetation¦Treebranchfellonline¦ConductorOverhead¦Normal
21-0102224 | Unknown Cause | Patrol - found nothing |  |  | 2021 | Tier 2 - Elevated | Distribution Circuit | 8 | 9 | 2021-08-09 | 1438616 | Sus | Y | UnknownCause¦Patrolfoundnothing¦¦
21-0104771 | Vegetation | Tree - fell into line | Service conductor | Broken | 2021 | Tier 3 - Extreme | Transformer only | 8 | 15 | 2021-08-15 | 1443257 | Sus | Y | Vegetation¦Treefellintoline¦Serviceconductor¦Broken
21-0104906 | Equipment Failure/Involved | Overhead | Pole-Wood | Deteriorated | 2021 | Tier 3 - Extreme | Distribution Circuit | 8 | 16 | 2021-08-16 | 1443752 | Sus | Y | EquipmentFailureInvolved¦Overhead¦PoleWood¦Deteriorated
21-0105453 | Unknown Cause | Patrol - found nothing |  |  | 2021 | Tier 2 - Elevated | Distribution Circuit | 8 | 17 | 2021-08-17 | 1444551 | Sus | Y | UnknownCause¦Patrolfoundnothing¦¦
21-0107218 | Equipment Failure/Involved | Overhead | Conductor, Overhead | Broken | 2021 | Tier 2 - Elevated | Distribution Circuit | 8 | 20 | 2021-08-20 | 1448360 | Sus | Y | EquipmentFailureInvolved¦Overhead¦ConductorOverhead¦Broken
21-0107884 | Equipment Failure/Involved | Overhead | Transformer (OH) | Failed/Faulted | 2021 | Tier 2 - Elevated | Transformer only | 8 | 22 | 2021-08-22 | 1449999 | Sus | Y | EquipmentFailureInvolved¦Overhead¦Transformer(OH)¦FailedFaulted
21-0114017 | 3rd Party | Fire, house or bldg. | Secondary | Burned/flashed | 2021 | Tier 2 - Elevated | Distribution Circuit | 9 | 7 | 2021-09-07 | 1463428 | Sus | Y | 3rdParty¦Firehouseorbldg¦Secondary¦Burnedflashed
21-0116437 | Equipment Failure/Involved | Overhead | Crossarm, Wood | Broken | 2021 | Tier 2 - Elevated | Distribution Circuit | 9 | 11 | 2021-09-11 | 1469468 | Sus | Y | EquipmentFailureInvolved¦Overhead¦CrossarmWood¦Broken
21-0116476 | Unknown Cause | Patrol - found nothing |  |  | 2021 | Tier 2 - Elevated | Distribution Circuit | 9 | 12 | 2021-09-12 | 1469907 | Sus | Y | UnknownCause¦Patrolfoundnothing¦¦
21-0117069 | Equipment Failure/Involved | Overhead | Transformer (OH) | Burned/flashed | 2021 | Tier 2 - Elevated | Distribution Circuit | 9 | 13 | 2021-09-13 | 1471159 | Sus | Y | EquipmentFailureInvolved¦Overhead¦Transformer(OH)¦Burnedflashed
21-0129258 | Vegetation | Tree - fell into line | Pole-Wood | Broken, wire on ground | 2021 | Tier 2 - Elevated | Distribution Circuit | 10 | 11 | 2021-10-11 | 1494643 | Sus | Y | Vegetation¦Treefellintoline¦PoleWood¦Brokenwireonground
21-0135775 | Unknown Cause | Patrol - found nothing |  |  | 2021 | Tier 2 - Elevated | Distribution Circuit | 10 | 24 | 2021-10-24 | 1508319 | Sus | Y | UnknownCause¦Patrolfoundnothing¦¦
21-0135838 | Unknown Cause | Patrol - found nothing |  |  | 2021 | Tier 2 - Elevated | Distribution Circuit | 10 | 24 | 2021-10-24 | 1508818 | Sus | Y | UnknownCause¦Patrolfoundnothing¦¦
21-0138607 | Vegetation | Tree - branch fell on line | Conductor, Overhead | Broken, wire on ground | 2021 | Tier 3 - Extreme | Distribution Circuit | 10 | 25 | 2021-10-25 | 1520403 | Sus | Y | Vegetation¦Treebranchfellonline¦ConductorOverhead¦Brokenwireonground
21-0139278 | Unknown Cause | Patrol - found nothing |  |  | 2021 | Tier 2 - Elevated | Distribution Circuit | 10 | 28 | 2021-10-28 | 1523911 | Sus | Y | UnknownCause¦Patrolfoundnothing¦¦
21-0142074 | 3rd Party | Customer Equipment | Transformer (UG) | Normal | 2021 | Tier 2 - Elevated | Distribution Circuit | 11 | 4 | 2021-11-04 | 1534571 | Sus | Y | 3rdParty¦CustomerEquipment¦Transformer(UG)¦Normal
21-0143648 | Vegetation | Tree - fell into line | Conductor, Overhead | Broken, wire on ground | 2021 | Tier 2 - Elevated | Distribution Circuit | 11 | 9 | 2021-11-09 | 1538224 | Sus | Y | Vegetation¦Treefellintoline¦ConductorOverhead¦Brokenwireonground
21-0156780 | Animal | Bird found | Conductor, Overhead | Normal | 2021 | Tier 2 - Elevated | Distribution Circuit | 12 | 12 | 2021-12-12 | 1564957 | Sus | N | Animal¦Birdfound¦ConductorOverhead¦Normal
21-0158442 | Equipment Failure/Involved | Overhead | Transformer (OH) | Normal | 2021 | Tier 2 - Elevated | Transformer only | 12 | 15 | 2021-12-15 | 1572600 | Sus | N | EquipmentFailureInvolved¦Overhead¦Transformer(OH)¦Normal
21-0161098 | Vegetation | Tree - fell into line | Pole-Wood | Broken, wire on ground | 2021 | Tier 3 - Extreme | Distribution Circuit | 12 | 27 | 2021-12-27 | 1584791 | Sus | N | Vegetation¦Treefellintoline¦PoleWood¦Brokenwireonground
21-0161607 | Vegetation | Tree - fell into line | Conductor, Overhead | Normal | 2021 | Tier 3 - Extreme | Distribution Circuit | 12 | 29 | 2021-12-29 | 1587685 | Sus | N | Vegetation¦Treefellintoline¦ConductorOverhead¦Normal
22-0007510 | Vegetation | Tree - fell into line | Pole-Wood | Broken | 2021 | Tier 2 - Elevated | Distribution Circuit | 12 | 27 | 2021-12-27 | 1597528 | Sus | N | Vegetation¦Treefellintoline¦PoleWood¦Broken
22-0007595 | Equipment Failure/Involved | Overhead | Pole-Wood | Broken | 2022 | Tier 3 - Extreme | Distribution Circuit | 1 | 8 | 2022-01-08 | 1598267 | Sus | N | EquipmentFailureInvolved¦Overhead¦PoleWood¦Broken
22-0007878 | Vegetation | Tree - fell into line | Conductor, Overhead | Broken, wire on ground | 2022 | Tier 3 - Extreme | Distribution Circuit | 1 | 9 | 2022-01-09 | 1599101 | Sus | N | Vegetation¦Treefellintoline¦ConductorOverhead¦Brokenwireonground
22-0013052 | Vegetation | Tree - fell into line | Conductor, Overhead | Broken, wire on ground | 2022 | Tier 3 - Extreme | Distribution Circuit | 1 | 22 | 2022-01-22 | 1609386 | Sus | N | Vegetation¦Treefellintoline¦ConductorOverhead¦Brokenwireonground
22-0024390 | 3rd Party | Vehicle | Pole-Wood | Broken | 2022 | Tier 2 - Elevated | Distribution Circuit | 2 | 18 | 2022-02-18 | 1632244 | Sus | N | 3rdParty¦Vehicle¦PoleWood¦Broken
22-0031434 | Animal | Bird found | Conductor, Overhead | Together | 2022 | Tier 3 - Extreme | Distribution Circuit | 3 | 8 | 2022-03-08 | 1644958 | Sus | N | Animal¦Birdfound¦ConductorOverhead¦Together
22-0034949 | Equipment Failure/Involved | Overhead | Regulator | Malfunctioning | 2022 | Tier 2 - Elevated | Distribution Circuit | 3 | 17 | 2022-03-17 | 1650281 | Sus | N | EquipmentFailureInvolved¦Overhead¦Regulator¦Malfunctioning
22-0037665 | Unknown Cause | Patrol - found nothing |  |  | 2022 | Tier 2 - Elevated | Distribution Circuit | 3 | 23 | 2022-03-23 | 1654568 | Sus | N | UnknownCause¦Patrolfoundnothing¦¦
22-0048757 | Equipment Failure/Involved | Overhead | Conductor, Overhead | Broken, wire on ground | 2022 | Tier 2 - Elevated | Distribution Circuit | 4 | 14 | 2022-04-14 | 1673006 | Sus | N | EquipmentFailureInvolved¦Overhead¦ConductorOverhead¦Brokenwireonground
22-0067821 | Vegetation | Tree - fell into line | Conductor, Overhead | Broken, wire on ground | 2022 | Tier 2 - Elevated | Distribution Circuit | 5 | 28 | 2022-05-28 | 1713182 | Sus | Y | Vegetation¦Treefellintoline¦ConductorOverhead¦Brokenwireonground
22-0072260 | Equipment Failure/Involved | Underground | Secondary | Broken | 2022 | Tier 2 - Elevated | Transformer only | 6 | 9 | 2022-06-09 | 1726479 | Sus | Y | EquipmentFailureInvolved¦Underground¦Secondary¦Broken
22-0073655 | Equipment Failure/Involved | Overhead | Transformer (OH) | Failed/Faulted | 2022 | Tier 2 - Elevated | Transformer only | 6 | 13 | 2022-06-13 | 1729775 | Sus | Y | EquipmentFailureInvolved¦Overhead¦Transformer(OH)¦FailedFaulted
22-0074014 | Vegetation | Tree - fell into line | Insulator | Broken | 2022 | Tier 2 - Elevated | Distribution Circuit | 6 | 14 | 2022-06-14 | 1730960 | Sus | Y | Vegetation¦Treefellintoline¦Insulator¦Broken
22-0078908 | Equipment Failure/Involved | Overhead | Connector or Splice (OH) | Broken | 2022 | Tier 3 - Extreme | Distribution Circuit | 6 | 27 | 2022-06-27 | 1743175 | Sus | Y | EquipmentFailureInvolved¦Overhead¦ConnectororSplice(OH)¦Broken
22-0079633 | 3rd Party | Tree - cutting, 3rd party | Conductor, Overhead | Broken, wire on ground | 2022 | Tier 2 - Elevated | Distribution Circuit | 6 | 28 | 2022-06-28 | 1744587 | Sus | Y | 3rdParty¦Treecutting3rdparty¦ConductorOverhead¦Brokenwireonground
22-0081603 | Animal | Bird found | Conductor, Overhead | Normal | 2022 | Tier 2 - Elevated | Distribution Circuit | 7 | 4 | 2022-07-04 | 1748545 | Sus | Y | Animal¦Birdfound¦ConductorOverhead¦Normal
22-0082494 | Animal | Squirrel | Other | Normal | 2022 | Tier 3 - Extreme | Distribution Circuit | 7 | 6 | 2022-07-06 | 1750249 | Sus | Y | Animal¦Squirrel¦Other¦Normal
22-0084043 | Company Initiated | Personnel, company | Recloser | Normal | 2022 | Tier 2 - Elevated | Distribution Circuit | 7 | 19 | 2022-07-19 | 1760707 | Sus | Y | CompanyInitiated¦Personnelcompany¦Recloser¦Normal
22-0084674 | 3rd Party | Fire, house or bldg. | Service conductor | Broken, wire on ground | 2022 | Tier 2 - Elevated | Transformer only | 7 | 13 | 2022-07-13 | 1754971 | Sus | Y | 3rdParty¦Firehouseorbldg¦Serviceconductor¦Brokenwireonground
22-0086233 | Unknown Cause | Patrol - found nothing |  |  | 2022 | Tier 2 - Elevated | Distribution Circuit | 7 | 17 | 2022-07-17 | 1758203 | Sus | Y | UnknownCause¦Patrolfoundnothing¦¦
22-0090353 | Equipment Failure/Involved | Overhead | Transformer (OH) | Normal | 2022 | Tier 3 - Extreme | Transformer only | 7 | 27 | 2022-07-27 | 1766668 | Sus | Y | EquipmentFailureInvolved¦Overhead¦Transformer(OH)¦Normal
22-0097156 | Animal | Squirrel | Transformer (OH) | Leaking | 2022 | Tier 3 - Extreme | Distribution Circuit | 8 | 13 | 2022-08-13 | 1780066 | Sus | Y | Animal¦Squirrel¦Transformer(OH)¦Leaking
22-0097240 | Unknown Cause | Patrol - found nothing |  |  | 2022 | Tier 3 - Extreme | Distribution Circuit | 8 | 13 | 2022-08-13 | 1780336 | Sus | Y | UnknownCause¦Patrolfoundnothing¦¦
22-0100656 | Equipment Failure/Involved | Overhead | Fuse | Broken | 2022 | Tier 2 - Elevated | Transformer only | 8 | 22 | 2022-08-22 | 1787194 | Sus | Y | EquipmentFailureInvolved¦Overhead¦Fuse¦Broken
22-0111848 | Unknown Cause | Patrol - found nothing |  |  | 2022 | Tier 3 - Extreme | Transformer only | 9 | 18 | 2022-09-18 | 1815387 | Sus | Y | UnknownCause¦Patrolfoundnothing¦¦
22-0117981 | Equipment Failure/Involved | Overhead | Service conductor | Arcing | 2022 | Tier 2 - Elevated | Transformer only | 10 | 5 | 2022-10-05 | 1828853 | Sus | Y | EquipmentFailureInvolved¦Overhead¦Serviceconductor¦Arcing
22-0122238 | Equipment Failure/Involved | Overhead | Crossarm, Wood | Broken | 2022 | Tier 2 - Elevated | Distribution Circuit | 10 | 17 | 2022-10-17 | 1839191 | Sus | Y | EquipmentFailureInvolved¦Overhead¦CrossarmWood¦Broken
22-0125550 | Equipment Failure/Involved | Overhead | Pole-Wood | Broken | 2022 | Tier 2 - Elevated | Distribution Circuit | 10 | 27 | 2022-10-27 | 1847390 | Sus | Y | EquipmentFailureInvolved¦Overhead¦PoleWood¦Broken
22-0129341 | Environmental/External | Ice or snow | Transformer | Failed/Faulted | 2022 | Tier 3 - Extreme | Transformer only | 11 | 8 | 2022-11-08 | 1858400 | Sus | Y | EnvironmentalExternal¦Iceorsnow¦Transformer¦FailedFaulted
22-0129804 | Vegetation | Tree - fell into line | Conductor, Overhead | Normal | 2022 | Tier 3 - Extreme | Distribution Circuit | 11 | 9 | 2022-11-09 | 1859099 | Sus | Y | Vegetation¦Treefellintoline¦ConductorOverhead¦Normal
22-0131236 | Equipment Failure/Involved | Overhead | Crossarm, Wood | Broken | 2022 | Tier 2 - Elevated | Distribution Circuit | 11 | 15 | 2022-11-15 | 1863180 | Sus | Y | EquipmentFailureInvolved¦Overhead¦CrossarmWood¦Broken
22-0134068 | 3rd Party | Vehicle | Pole-Wood | Broken | 2022 | Tier 2 - Elevated | Distribution Circuit | 11 | 25 | 2022-11-25 | 1868941 | Sus | Y | 3rdParty¦Vehicle¦PoleWood¦Broken
22-0136263 | Equipment Failure/Involved | Overhead | Transformer (OH) | Broken | 2022 | Tier 2 - Elevated | Distribution Circuit | 12 | 3 | 2022-12-03 | 1874923 | Sus | N | EquipmentFailureInvolved¦Overhead¦Transformer(OH)¦Broken
22-0139206 | Unknown Cause | Patrol - found nothing |  |  | 2022 | Tier 3 - Extreme | Distribution Circuit | 12 | 12 | 2022-12-12 | 1887161 | Sus | N | UnknownCause¦Patrolfoundnothing¦¦
22-0140448 | Equipment Failure/Involved | Electrical Overload | Lightning Arrestor | Burned/flashed | 2022 | Tier 2 - Elevated | Distribution Circuit | 12 | 17 | 2022-12-17 | 1891584 | Sus | N | EquipmentFailureInvolved¦ElectricalOverload¦LightningArrestor¦Burnedflashed
22-0140463 | Equipment Failure/Involved | Overhead | Secondary | Deteriorated | 2022 | Tier 2 - Elevated | Transformer only | 12 | 17 | 2022-12-17 | 1891695 | Sus | N | EquipmentFailureInvolved¦Overhead¦Secondary¦Deteriorated
22-0141721 | Equipment Failure/Involved | Overhead | Pole-Wood | Broken | 2022 | Tier 2 - Elevated | Distribution Circuit | 12 | 27 | 2022-12-27 | 1899421 | Sus | N | EquipmentFailureInvolved¦Overhead¦PoleWood¦Broken
22-0142563 | Vegetation | Tree - fell into line | Conductor, Overhead | Broken, wire on ground | 2022 | Tier 3 - Extreme | Distribution Circuit | 12 | 31 | 2022-12-31 | 1903287 | Sus | N | Vegetation¦Treefellintoline¦ConductorOverhead¦Brokenwireonground
15-0010282 | Vegetation | Tree - fell into line | Conductor, Overhead | Broken, wire on ground | 2015 | Tier 3 - Extreme | Distribution Circuit | 2 | 6 | 2015-02-06 | 1175657 | Sus | N | Vegetation¦Treefellintoline¦ConductorOverhead¦Brokenwireonground
15-0010398 | Vegetation | Tree - fell into line | Conductor, Overhead | On Ground | 2015 | Tier 2 - Elevated | Distribution Circuit | 2 | 6 | 2015-02-06 | 1176124 | Sus | N | Vegetation¦Treefellintoline¦ConductorOverhead¦OnGround
15-0011091 | Vegetation | Tree - fell into line | Conductor, Overhead | On Ground | 2015 | Tier 3 - Extreme | Distribution Circuit | 2 | 7 | 2015-02-07 | 1180768 | Sus | N | Vegetation¦Treefellintoline¦ConductorOverhead¦OnGround
15-0011453 | Equipment Failure/Involved | Other | Transformer | Malfunctioning | 2015 | Tier 2 - Elevated | Distribution Circuit | 2 | 8 | 2015-02-08 | 1180815 | Sus | N | EquipmentFailureInvolved¦Other¦Transformer¦Malfunctioning
15-0022855 | Unknown Cause | Patrol - not conducted |  |  | 2015 | Tier 2 - Elevated | Distribution Circuit | 3 | 30 | 2015-03-30 | 1209640 | Sus | N | UnknownCause¦Patrolnotconducted¦¦
15-0029109 | Equipment Failure/Involved | Lightning | Cutout, fuse holder | Failed/Faulted | 2015 | Tier 3 - Extreme | Transformer only | 4 | 23 | 2015-04-23 | 1223986 | Sus | N | EquipmentFailureInvolved¦Lightning¦Cutoutfuseholder¦FailedFaulted
15-0032317 | Animal | Bird found | Fuse | Failed/Faulted | 2015 | Tier 2 - Elevated | Distribution Circuit | 5 | 6 | 2015-05-06 | 1230101 | Sus | Y | Animal¦Birdfound¦Fuse¦FailedFaulted
15-0033446 | Equipment Failure/Involved | Underground | Connector or Splice (UG) | Deteriorated | 2015 | Tier 2 - Elevated | Distribution Circuit | 5 | 11 | 2015-05-11 | 1232920 | Sus | Y | EquipmentFailureInvolved¦Underground¦ConnectororSplice(UG)¦Deteriorated
15-0034909 | Unknown Cause | Patrol - not conducted |  |  | 2015 | Tier 2 - Elevated | Distribution Circuit | 5 | 18 | 2015-05-18 | 1236278 | Sus | Y | UnknownCause¦Patrolnotconducted¦¦
15-0040136 | Vegetation | Tree - branch fell on line | Conductor, Overhead | Broken, wire on ground | 2015 | Tier 2 - Elevated | Distribution Circuit | 6 | 10 | 2015-06-10 | 1248593 | Sus | Y | Vegetation¦Treebranchfellonline¦ConductorOverhead¦Brokenwireonground
15-0040322 | Environmental/External | Lightning | Other | Failed/Faulted | 2015 | Tier 3 - Extreme | Transformer only | 6 | 11 | 2015-06-11 | 1248968 | Sus | Y | EnvironmentalExternal¦Lightning¦Other¦FailedFaulted
15-0041713 | Equipment Failure/Involved | Overhead | Transformer (OH) | Failed/Faulted | 2015 | Tier 2 - Elevated | Transformer only | 6 | 17 | 2015-06-17 | 1252369 | Sus | Y | EquipmentFailureInvolved¦Overhead¦Transformer(OH)¦FailedFaulted
15-0043776 | Animal | Bird found | Jumper | Burned Open | 2015 | Tier 2 - Elevated | Distribution Circuit | 6 | 27 | 2015-06-27 | 1257868 | Sus | Y | Animal¦Birdfound¦Jumper¦BurnedOpen
15-0043798 | Vegetation | Tree - branch fell on line | Conductor, Overhead | Broken, wire on ground | 2015 | Tier 2 - Elevated | Distribution Circuit | 6 | 27 | 2015-06-27 | 1257975 | Sus | Y | Vegetation¦Treebranchfellonline¦ConductorOverhead¦Brokenwireonground
15-0045636 | Unknown Cause | Patrol - found nothing |  |  | 2015 | Tier 3 - Extreme | Distribution Circuit | 7 | 6 | 2015-07-06 | 1263419 | Sus | Y | UnknownCause¦Patrolfoundnothing¦¦
15-0048103 | Unknown Cause | Patrol - found nothing |  |  | 2015 | Tier 3 - Extreme | Distribution Circuit | 7 | 17 | 2015-07-17 | 1269421 | Sus | Y | UnknownCause¦Patrolfoundnothing¦¦
15-0049223 | Equipment Failure/Involved | Overhead | Transformer | Broken | 2015 | Tier 2 - Elevated | Transformer only | 7 | 19 | 2015-07-19 | 1273205 | Sus | Y | EquipmentFailureInvolved¦Overhead¦Transformer¦Broken
15-0049948 | Unknown Cause | Patrol - found nothing |  |  | 2015 | Tier 2 - Elevated | Distribution Circuit | 7 | 22 | 2015-07-22 | 1275736 | Sus | Y | UnknownCause¦Patrolfoundnothing¦¦
15-0050533 | Equipment Failure/Involved | Overhead | Fuse | Normal | 2015 | Tier 3 - Extreme | Distribution Circuit | 7 | 26 | 2015-07-26 | 1277360 | Sus | Y | EquipmentFailureInvolved¦Overhead¦Fuse¦Normal
15-0058289 | 3rd Party | Vehicle | Pole-Wood | Broken | 2015 | Tier 2 - Elevated | Distribution Circuit | 8 | 31 | 2015-08-31 | 1297445 | Sus | Y | 3rdParty¦Vehicle¦PoleWood¦Broken
15-0059345 | Animal | Squirrel | Fuse | Failed/Faulted | 2015 | Tier 2 - Elevated | Transformer only | 9 | 4 | 2015-09-04 | 1300026 | Sus | Y | Animal¦Squirrel¦Fuse¦FailedFaulted
15-0060446 | Unknown Cause | Patrol - found nothing |  |  | 2015 | Tier 2 - Elevated | Distribution Circuit | 9 | 10 | 2015-09-10 | 1303262 | Sus | Y | UnknownCause¦Patrolfoundnothing¦¦
15-0076475 | Unknown Cause | Patrol - found nothing |  |  | 2015 | Tier 3 - Extreme | Distribution Circuit | 11 | 8 | 2015-11-08 | 1337490 | Sus | Y | UnknownCause¦Patrolfoundnothing¦¦
15-0077301 | Equipment Failure/Involved | Underground | Transformer (UG) | Deteriorated | 2015 | Tier 2 - Elevated | Distribution Circuit | 11 | 11 | 2015-11-11 | 1339750 | Sus | Y | EquipmentFailureInvolved¦Underground¦Transformer(UG)¦Deteriorated
15-0077887 | Unknown Cause | Patrol - not conducted |  |  | 2015 | Tier 2 - Elevated | Distribution Circuit | 11 | 15 | 2015-11-15 | 1341640 | Sus | Y | UnknownCause¦Patrolnotconducted¦¦
15-0080535 | Vegetation | Tree - fell into line | Conductor, Overhead | Broken, wire on object | 2015 | Tier 3 - Extreme | Distribution Circuit | 11 | 24 | 2015-11-24 | 1347726 | Sus | Y | Vegetation¦Treefellintoline¦ConductorOverhead¦Brokenwireonobject
15-0080576 | Equipment Failure/Involved | Underground | Transformer (UG) | Broken | 2015 | Tier 3 - Extreme | Transformer only | 11 | 24 | 2015-11-24 | 1347769 | Sus | Y | EquipmentFailureInvolved¦Underground¦Transformer(UG)¦Broken
15-0083712 | Vegetation | Tree - branch fell on line | Conductor, Overhead | Broken, wire on ground | 2015 | Tier 2 - Elevated | Distribution Circuit | 12 | 9 | 2015-12-09 | 1356537 | Sus | N | Vegetation¦Treebranchfellonline¦ConductorOverhead¦Brokenwireonground
15-0087723 | Unknown Cause | Patrol - found nothing |  |  | 2015 | Tier 2 - Elevated | Distribution Circuit | 12 | 28 | 2015-12-28 | 1373791 | Sus | N | UnknownCause¦Patrolfoundnothing¦¦
16-0006883 | Company Initiated | Return Circuit Normal | Secondary | Normal | 2016 | Tier 2 - Elevated | Transformer only | 1 | 20 | 2016-01-20 | 1388688 | Sus | N | CompanyInitiated¦ReturnCircuitNormal¦Secondary¦Normal
16-0009213 | Vegetation | Tree - fell into line | Conductor, Overhead | Broken, wire on ground | 2016 | Tier 2 - Elevated | Distribution Circuit | 1 | 29 | 2016-01-29 | 1394165 | Sus | N | Vegetation¦Treefellintoline¦ConductorOverhead¦Brokenwireonground
16-0012919 | Equipment Failure/Involved | Underground | Transformer (UG) | Broken | 2016 | Tier 2 - Elevated | Distribution Circuit | 2 | 16 | 2016-02-16 | 1404310 | Sus | N | EquipmentFailureInvolved¦Underground¦Transformer(UG)¦Broken
16-0013094 | Vegetation | Tree - bark fell into line | Fuse | Failed/Faulted | 2016 | Tier 2 - Elevated | Distribution Circuit | 2 | 17 | 2016-02-17 | 1404867 | Sus | N | Vegetation¦Treebarkfellintoline¦Fuse¦FailedFaulted
16-0013604 | Equipment Failure/Involved | Overhead | Jumper | Burned Open | 2016 | Tier 3 - Extreme | Distribution Circuit | 2 | 18 | 2016-02-18 | 1407724 | Sus | N | EquipmentFailureInvolved¦Overhead¦Jumper¦BurnedOpen
16-0013793 | Equipment Failure/Involved | Overhead | Transformer | Failed/Faulted | 2016 | Tier 2 - Elevated | Transformer only | 2 | 18 | 2016-02-18 | 1408308 | Sus | N | EquipmentFailureInvolved¦Overhead¦Transformer¦FailedFaulted
16-0014274 | Unknown Cause | Patrol - found nothing |  |  | 2016 | Tier 3 - Extreme | Distribution Circuit | 2 | 19 | 2016-02-19 |  | Sus | N | UnknownCause¦Patrolfoundnothing¦¦
16-0015319 | Vegetation | Other ground vegetation | Conductor, Overhead | Normal | 2016 | Tier 3 - Extreme | Distribution Circuit | 2 | 24 | 2016-02-24 | 1411655 | Sus | N | Vegetation¦Othergroundvegetation¦ConductorOverhead¦Normal
16-0017386 | Vegetation | Tree - fell into line | Fuse | Failed/Faulted | 2016 | Tier 3 - Extreme | Distribution Circuit | 3 | 5 | 2016-03-05 | 1416249 | Sus | N | Vegetation¦Treefellintoline¦Fuse¦FailedFaulted
16-0017487 | Vegetation | Tree - fell into line | Pole-Wood | Broken, wire on ground | 2016 | Tier 3 - Extreme | Distribution Circuit | 3 | 5 | 2016-03-05 | 1416718 | Sus | N | Vegetation¦Treefellintoline¦PoleWood¦Brokenwireonground
16-0018259 | Vegetation | Tree - bark fell into line | Conductor, Overhead | Normal | 2016 | Tier 2 - Elevated | Distribution Circuit | 3 | 6 | 2016-03-06 | 1421164 | Sus | N | Vegetation¦Treebarkfellintoline¦ConductorOverhead¦Normal
16-0019130 | Vegetation | Tree - fell into line | Conductor, Overhead | Broken, wire on ground | 2016 | Tier 2 - Elevated | Distribution Circuit | 3 | 8 | 2016-03-08 | 1424837 | Sus | N | Vegetation¦Treefellintoline¦ConductorOverhead¦Brokenwireonground
16-0019130 | Vegetation | Tree - fell into line | Conductor, Overhead | Broken, wire on ground | 2016 | Tier 2 - Elevated | Distribution Circuit | 3 | 8 | 2016-03-08 | 1424837 | Sus | N | Vegetation¦Treefellintoline¦ConductorOverhead¦Brokenwireonground
16-0023088 | Vegetation | Tree - fell into line | Conductor, Overhead | Normal | 2016 | Tier 3 - Extreme | Distribution Circuit | 3 | 21 | 2016-03-21 | 1435482 | Sus | N | Vegetation¦Treefellintoline¦ConductorOverhead¦Normal
16-0023227 | Equipment Failure/Involved | Electrical Overload | Transformer (OH) | Broken | 2016 | Tier 2 - Elevated | Distribution Circuit | 3 | 22 | 2016-03-22 | 1435923 | Sus | N | EquipmentFailureInvolved¦ElectricalOverload¦Transformer(OH)¦Broken
16-0025073 | Equipment Failure/Involved | Overhead | Transformer (OH) | Failed/Faulted | 2016 | Tier 2 - Elevated | Transformer only | 3 | 30 | 2016-03-30 | 1441509 | Sus | N | EquipmentFailureInvolved¦Overhead¦Transformer(OH)¦FailedFaulted
16-0029866 | Vegetation | Tree - branch fell on line | Secondary | Broken, wire on ground | 2016 | Tier 2 - Elevated | Distribution Circuit | 4 | 20 | 2016-04-20 | 1454082 | Sus | N | Vegetation¦Treebranchfellonline¦Secondary¦Brokenwireonground
16-0031614 | Unknown Cause | Patrol - found nothing |  |  | 2016 | Tier 2 - Elevated | Distribution Circuit | 4 | 26 | 2016-04-26 | 1459183 | Sus | N | UnknownCause¦Patrolfoundnothing¦¦
16-0034657 | Animal | Bird found | Conductor, Overhead | Together | 2016 | Tier 2 - Elevated | Distribution Circuit | 5 | 7 | 2016-05-07 | 1466407 | Sus | Y | Animal¦Birdfound¦ConductorOverhead¦Together
16-0035044 | Unknown Cause | Patrol - found nothing |  |  | 2016 | Tier 2 - Elevated | Distribution Circuit | 5 | 10 | 2016-05-10 | 1467400 | Sus | Y | UnknownCause¦Patrolfoundnothing¦¦
16-0036003 | Animal | Bird found | Conductor, Overhead | Broken, wire on ground | 2016 | Tier 2 - Elevated | Distribution Circuit | 5 | 14 | 2016-05-14 | 1469575 | Sus | Y | Animal¦Birdfound¦ConductorOverhead¦Brokenwireonground
16-0037527 | Environmental/External | Lightning | Transformer | Failed/Faulted | 2016 | Tier 2 - Elevated | Distribution Circuit | 5 | 20 | 2016-05-20 | 1473910 | Sus | Y | EnvironmentalExternal¦Lightning¦Transformer¦FailedFaulted
16-0041117 | Equipment Failure/Involved | Overhead | Transformer | Failed/Faulted | 2016 | Tier 2 - Elevated | Transformer only | 6 | 4 | 2016-06-04 | 1483100 | Sus | Y | EquipmentFailureInvolved¦Overhead¦Transformer¦FailedFaulted
16-0042584 | Animal | Bird found | Transformer (OH) | Failed/Faulted | 2016 | Tier 3 - Extreme | Distribution Circuit | 6 | 11 | 2016-06-11 | 1487090 | Sus | Y | Animal¦Birdfound¦Transformer(OH)¦FailedFaulted
16-0044464 | Equipment Failure/Involved | Overhead | Transformer | Failed/Faulted | 2016 | Tier 2 - Elevated | Transformer only | 6 | 20 | 2016-06-20 | 1492558 | Sus | Y | EquipmentFailureInvolved¦Overhead¦Transformer¦FailedFaulted
16-0060358 | Vegetation | Tree - cutting, PG&E contractor | Conductor, Overhead | Normal | 2016 | Tier 2 - Elevated | Distribution Circuit | 8 | 26 | 2016-08-26 | 1532689 | Sus | Y | Vegetation¦TreecuttingPG&Econtractor¦ConductorOverhead¦Normal
16-0064720 | Equipment Failure/Involved | Overhead | Conductor, Overhead | Contaminated | 2016 | Tier 2 - Elevated | Distribution Circuit | 9 | 14 | 2016-09-14 | 1541594 | Sus | Y | EquipmentFailureInvolved¦Overhead¦ConductorOverhead¦Contaminated
16-0065657 | Unknown Cause | Patrol - found nothing |  |  | 2016 | Tier 2 - Elevated | Distribution Circuit | 9 | 19 | 2016-09-19 | 1543865 | Sus | Y | UnknownCause¦Patrolfoundnothing¦¦
16-0074667 | Vegetation | Tree - fell into line | Conductor, Overhead | Broken, wire on ground | 2016 | Tier 3 - Extreme | Distribution Circuit | 10 | 21 | 2016-10-21 | 1567273 | Sus | Y | Vegetation¦Treefellintoline¦ConductorOverhead¦Brokenwireonground
16-0074883 | Environmental/External | Lightning | Lightning Arrestor | Broken | 2016 | Tier 2 - Elevated | Distribution Circuit | 10 | 24 | 2016-10-24 | 1568284 | Sus | Y | EnvironmentalExternal¦Lightning¦LightningArrestor¦Broken
16-0075088 | Environmental/External | Lightning | Transformer | Failed/Faulted | 2016 | Tier 2 - Elevated | Transformer only | 10 | 24 | 2016-10-24 | 1568748 | Sus | Y | EnvironmentalExternal¦Lightning¦Transformer¦FailedFaulted
16-0075265 | Unknown Cause | Patrol - found nothing |  |  | 2016 | Tier 2 - Elevated | Distribution Circuit | 10 | 25 | 2016-10-25 | 1569245 | Sus | Y | UnknownCause¦Patrolfoundnothing¦¦
16-0076933 | Equipment Failure/Involved | Overhead | Conductor, Overhead | Broken, wire on ground | 2016 | Tier 2 - Elevated | Distribution Circuit | 10 | 31 | 2016-10-31 | 1573559 | Sus | Y | EquipmentFailureInvolved¦Overhead¦ConductorOverhead¦Brokenwireonground
16-0080778 | Unknown Cause | Patrol - found nothing |  |  | 2016 | Tier 2 - Elevated | Distribution Circuit | 11 | 18 | 2016-11-18 | 1583812 | Sus | Y | UnknownCause¦Patrolfoundnothing¦¦
16-0081433 | Unknown Cause | Patrol - found nothing |  |  | 2016 | Tier 3 - Extreme | Distribution Circuit | 11 | 21 | 2016-11-21 | 1586460 | Sus | Y | UnknownCause¦Patrolfoundnothing¦¦
16-0085941 | Vegetation | Tree - fell into line | Conductor, Overhead | Broken, wire on ground | 2016 | Tier 2 - Elevated | Distribution Circuit | 12 | 16 | 2016-12-16 | 1604051 | Sus | N | Vegetation¦Treefellintoline¦ConductorOverhead¦Brokenwireonground
16-0086975 | Equipment Failure/Involved | Overhead | Transformer | Failed/Faulted | 2016 | Tier 2 - Elevated | Transformer only | 12 | 25 | 2016-12-25 | 1610615 | Sus | N | EquipmentFailureInvolved¦Overhead¦Transformer¦FailedFaulted
17-0007652 | Vegetation | Tree - fell into line | Conductor, Overhead | Broken, wire on ground | 2017 | Tier 2 - Elevated | Distribution Circuit | 1 | 11 | 2017-01-11 | 1639395 | Sus | N | Vegetation¦Treefellintoline¦ConductorOverhead¦Brokenwireonground
17-0008253 | Vegetation | Tree - fell into line | Conductor, Overhead | Normal | 2017 | Tier 3 - Extreme | Distribution Circuit | 1 | 11 | 2017-01-11 | 1640114 | Sus | N | Vegetation¦Treefellintoline¦ConductorOverhead¦Normal
17-0009265 | Unknown Cause | Patrol - found nothing |  |  | 2017 | Tier 2 - Elevated | Distribution Circuit | 1 | 15 | 2017-01-15 | 1643967 | Sus | N | UnknownCause¦Patrolfoundnothing¦¦
17-0013611 | Unknown Cause | Patrol - found nothing |  |  | 2017 | Tier 3 - Extreme | Distribution Circuit | 1 | 23 | 2017-01-23 | 1662812 | Sus | N | UnknownCause¦Patrolfoundnothing¦¦
17-0018379 | Equipment Failure/Involved | Overhead | Conductor, Overhead | Broken, wire on ground | 2017 | Tier 2 - Elevated | Distribution Circuit | 2 | 7 | 2017-02-07 | 1678870 | Sus | N | EquipmentFailureInvolved¦Overhead¦ConductorOverhead¦Brokenwireonground
17-0019953 | Equipment Failure/Involved | Overhead | Crossarm, Wood | Broken | 2017 | Tier 3 - Extreme | Distribution Circuit | 2 | 10 | 2017-02-10 | 1684996 | Sus | N | EquipmentFailureInvolved¦Overhead¦CrossarmWood¦Broken
17-0020776 | Unknown Cause | Patrol - found nothing |  |  | 2017 | Tier 3 - Extreme | Distribution Circuit | 2 | 13 | 2017-02-13 | 1687755 | Sus | N | UnknownCause¦Patrolfoundnothing¦¦
17-0023985 | Vegetation | Tree - fell into line | Conductor, Overhead | Together | 2017 | Tier 3 - Extreme | Distribution Circuit | 2 | 20 | 2017-02-20 | 1705045 | Sus | N | Vegetation¦Treefellintoline¦ConductorOverhead¦Together
17-0024772 | Equipment Failure/Involved | Overhead | Conductor, Overhead | Together | 2017 | Tier 2 - Elevated | Distribution Circuit | 2 | 21 | 2017-02-21 | 1706979 | Sus | N | EquipmentFailureInvolved¦Overhead¦ConductorOverhead¦Together
17-0031166 | Animal | Bird found | Fuse | Failed/Faulted | 2017 | Tier 2 - Elevated | Distribution Circuit | 3 | 16 | 2017-03-16 | 1728155 | Sus | N | Animal¦Birdfound¦Fuse¦FailedFaulted
17-0033686 | Unknown Cause | Patrol - found nothing |  |  | 2017 | Tier 2 - Elevated | Distribution Circuit | 3 | 25 | 2017-03-25 | 1735173 | Sus | N | UnknownCause¦Patrolfoundnothing¦¦
17-0037849 | Vegetation | Tree - branch fell on line | Conductor, Overhead | Broken, wire on ground | 2017 | Tier 3 - Extreme | Distribution Circuit | 4 | 7 | 2017-04-07 | 1750513 | Sus | N | Vegetation¦Treebranchfellonline¦ConductorOverhead¦Brokenwireonground
17-0038087 | Unknown Cause | Patrol - found nothing |  |  | 2017 | Tier 2 - Elevated | Distribution Circuit | 4 | 7 | 2017-04-07 | 1751521 | Sus | N | UnknownCause¦Patrolfoundnothing¦¦
17-0040110 | Equipment Failure/Involved | Overhead | Transformer (OH) | Failed/Faulted | 2017 | Tier 2 - Elevated | Distribution Circuit | 4 | 13 | 2017-04-13 | 1757325 | Sus | N | EquipmentFailureInvolved¦Overhead¦Transformer(OH)¦FailedFaulted
17-0040869 | Unknown Cause | Patrol - found nothing |  |  | 2017 | Tier 2 - Elevated | Distribution Circuit | 4 | 17 | 2017-04-17 | 1759207 | Sus | N | UnknownCause¦Patrolfoundnothing¦¦
17-0042016 | Equipment Failure/Involved | Underground | Secondary | Normal | 2017 | Tier 2 - Elevated | Transformer only | 4 | 21 | 2017-04-21 | 1764428 | Sus | N | EquipmentFailureInvolved¦Underground¦Secondary¦Normal
17-0043503 | Equipment Failure/Involved | Overhead | Transformer | Failed/Faulted | 2017 | Tier 2 - Elevated | Transformer only | 4 | 27 | 2017-04-27 | 1768890 | Sus | N | EquipmentFailureInvolved¦Overhead¦Transformer¦FailedFaulted
17-0044665 | Vegetation | Tree - fell into line | Conductor, Overhead | Broken, wire on ground | 2017 | Tier 2 - Elevated | Distribution Circuit | 5 | 2 | 2017-05-02 | 1772714 | Sus | Y | Vegetation¦Treefellintoline¦ConductorOverhead¦Brokenwireonground
17-0048343 | Equipment Failure/Involved | Overhead | Connector or Splice (OH) | Broken | 2017 | Tier 2 - Elevated | Distribution Circuit | 5 | 16 | 2017-05-16 | 1783317 | Sus | Y | EquipmentFailureInvolved¦Overhead¦ConnectororSplice(OH)¦Broken
17-0051571 | Equipment Failure/Involved | Overhead | Transformer | Malfunctioning | 2017 | Tier 3 - Extreme | Transformer only | 5 | 30 | 2017-05-30 | 1793232 | Sus | Y | EquipmentFailureInvolved¦Overhead¦Transformer¦Malfunctioning
17-0055276 | Equipment Failure/Involved | Overhead | Transformer | Failed/Faulted | 2017 | Tier 3 - Extreme | Transformer only | 6 | 14 | 2017-06-14 | 1804507 | Sus | Y | EquipmentFailureInvolved¦Overhead¦Transformer¦FailedFaulted
17-0055443 | Vegetation | Tree - branch fell on line | Conductor, Overhead | Normal | 2017 | Tier 3 - Extreme | Distribution Circuit | 6 | 15 | 2017-06-15 | 1804984 | Sus | Y | Vegetation¦Treebranchfellonline¦ConductorOverhead¦Normal
17-0058211 | Vegetation | Tree - branch fell on line | Conductor, Overhead | Normal | 2017 | Tier 3 - Extreme | Distribution Circuit | 6 | 23 | 2017-06-23 | 1816519 | Sus | Y | Vegetation¦Treebranchfellonline¦ConductorOverhead¦Normal
17-0062265 | Vegetation | Tree - branch fell on line | Fuse | Failed/Faulted | 2017 | Tier 2 - Elevated | Distribution Circuit | 7 | 12 | 2017-07-12 | 1829640 | Sus | Y | Vegetation¦Treebranchfellonline¦Fuse¦FailedFaulted
17-0066462 | Unknown Cause | Patrol - found nothing |  |  | 2017 | Tier 3 - Extreme | Distribution Circuit | 7 | 29 | 2017-07-29 | 1842112 | Sus | Y | UnknownCause¦Patrolfoundnothing¦¦
17-0067820 | 3rd Party | Vehicle | Pole-Wood | Broken | 2017 | Tier 3 - Extreme | Distribution Circuit | 8 | 3 | 2017-08-03 | 1845978 | Sus | Y | 3rdParty¦Vehicle¦PoleWood¦Broken
17-0068296 | Unknown Cause | Patrol - found nothing |  |  | 2017 | Tier 2 - Elevated | Distribution Circuit | 8 | 6 | 2017-08-06 | 1847423 | Sus | Y | UnknownCause¦Patrolfoundnothing¦¦
17-0069897 | Equipment Failure/Involved | Overhead | Pole-Wood | Broken, wire on ground | 2017 | Tier 2 - Elevated | Distribution Circuit | 8 | 12 | 2017-08-12 | 1851345 | Sus | Y | EquipmentFailureInvolved¦Overhead¦PoleWood¦Brokenwireonground
17-0071061 | Equipment Failure/Involved | Overhead | Crossarm, Wood | Broken | 2017 | Tier 2 - Elevated | Distribution Circuit | 8 | 17 | 2017-08-17 | 1854278 | Sus | Y | EquipmentFailureInvolved¦Overhead¦CrossarmWood¦Broken
17-0071480 | Unknown Cause | Patrol - found nothing |  |  | 2017 | Tier 2 - Elevated | Distribution Circuit | 8 | 19 | 2017-08-19 | 1855278 | Sus | Y | UnknownCause¦Patrolfoundnothing¦¦
17-0072671 | Equipment Failure/Involved | Underground | Transformer (UG) | Leaking | 2017 | Tier 2 - Elevated | Distribution Circuit | 8 | 24 | 2017-08-24 | 1858751 | Sus | Y | EquipmentFailureInvolved¦Underground¦Transformer(UG)¦Leaking
17-0072881 | 3rd Party | Tree - cutting, 3rd party | Conductor, Overhead | Normal | 2017 | Tier 2 - Elevated | Distribution Circuit | 8 | 25 | 2017-08-25 | 1859266 | Sus | Y | 3rdParty¦Treecutting3rdparty¦ConductorOverhead¦Normal
17-0081263 | Equipment Failure/Involved | Overhead | Bus | Burned Open | 2017 | Tier 2 - Elevated | Transformer only | 9 | 24 | 2017-09-24 | 1884823 | Sus | Y | EquipmentFailureInvolved¦Overhead¦Bus¦BurnedOpen
17-0086784 | Environmental/External | Fire, Forest/Grass | Pole-Wood | Broken, wire on ground | 2017 | Tier 2 - Elevated | Distribution Circuit | 10 | 12 | 2017-10-12 | 1899433 | Sus | Y | EnvironmentalExternal¦FireForestGrass¦PoleWood¦Brokenwireonground
17-0088415 | Environmental/External | Fire, Forest/Grass | Secondary | Burned/flashed | 2017 | Tier 3 - Extreme | Distribution Circuit | 10 | 8 | 2017-10-08 | 1903614 | Sus | Y | EnvironmentalExternal¦FireForestGrass¦Secondary¦Burnedflashed
17-0090406 | Equipment Failure/Involved | Overhead | Insulator | Broken | 2017 | Tier 2 - Elevated | Distribution Circuit | 10 | 25 | 2017-10-25 | 1909582 | Sus | Y | EquipmentFailureInvolved¦Overhead¦Insulator¦Broken
17-0091432 | Unknown Cause | Patrol - found nothing |  |  | 2017 | Tier 3 - Extreme | Distribution Circuit | 10 | 31 | 2017-10-31 | 1912658 | Sus | Y | UnknownCause¦Patrolfoundnothing¦¦
17-0098138 | Equipment Failure/Involved | Underground | Transformer (UG) | Leaking | 2017 | Tier 2 - Elevated | Distribution Circuit | 11 | 28 | 2017-11-28 | 1931157 | Sus | Y | EquipmentFailureInvolved¦Underground¦Transformer(UG)¦Leaking
17-0102098 | Vegetation | Tree - fell into line | Conductor, Overhead | Broken, wire on ground | 2017 | Tier 3 - Extreme | Distribution Circuit | 12 | 16 | 2017-12-16 | 1944712 | Sus | N | Vegetation¦Treefellintoline¦ConductorOverhead¦Brokenwireonground
17-0102336 | Vegetation | Tree - branch fell on line | Conductor, Overhead | Normal | 2017 | Tier 2 - Elevated | Distribution Circuit | 12 | 17 | 2017-12-17 | 1946278 | Sus | N | Vegetation¦Treebranchfellonline¦ConductorOverhead¦Normal
18-0008726 | Equipment Failure/Involved | Overhead | Insulator | Broken | 2018 | Tier 3 - Extreme | Distribution Circuit | 1 | 24 | 2018-01-24 | 13468 | Sus | N | EquipmentFailureInvolved¦Overhead¦Insulator¦Broken
18-0008726 | Equipment Failure/Involved | Overhead | Insulator | Broken | 2018 | Tier 3 - Extreme | Distribution Circuit | 1 | 24 | 2018-01-24 | 13468 | Sus | N | EquipmentFailureInvolved¦Overhead¦Insulator¦Broken
18-0009802 | Animal | Bird found | Conductor, Overhead | On Ground | 2018 | Tier 2 - Elevated | Distribution Circuit | 1 | 29 | 2018-01-29 | 15700 | Sus | N | Animal¦Birdfound¦ConductorOverhead¦OnGround
18-0010164 | Vegetation | Tree - fell into line | Conductor, Overhead | Broken | 2018 | Tier 3 - Extreme | Distribution Circuit | 1 | 30 | 2018-01-30 | 16483 | Sus | N | Vegetation¦Treefellintoline¦ConductorOverhead¦Broken
18-0015449 | Unknown Cause | Patrol - found nothing |  |  | 2018 | Tier 2 - Elevated | Distribution Circuit | 2 | 19 | 2018-02-19 | 27319 | Sus | N | UnknownCause¦Patrolfoundnothing¦¦
18-0016191 | Unknown Cause | Patrol - found nothing |  |  | 2018 | Tier 2 - Elevated | Distribution Circuit | 2 | 22 | 2018-02-22 | 29010 | Sus | N | UnknownCause¦Patrolfoundnothing¦¦
18-0017049 | Unknown Cause | Patrol - found nothing |  |  | 2018 | Tier 2 - Elevated | Distribution Circuit | 2 | 25 | 2018-02-25 | 31174 | Sus | N | UnknownCause¦Patrolfoundnothing¦¦
18-0017066 | Equipment Failure/Involved | Overhead | Insulator | Broken | 2018 | Tier 3 - Extreme | Distribution Circuit | 2 | 25 | 2018-02-25 | 31204 | Sus | N | EquipmentFailureInvolved¦Overhead¦Insulator¦Broken
18-0023455 | Vegetation | Tree - branch fell on line | Pole-Wood | Broken, wire on ground | 2018 | Tier 3 - Extreme | Distribution Circuit | 3 | 16 | 2018-03-16 | 45965 | Sus | N | Vegetation¦Treebranchfellonline¦PoleWood¦Brokenwireonground
18-0024229 | Equipment Failure/Involved | Overhead | Conductor, Overhead | Broken, wire on ground | 2018 | Tier 2 - Elevated | Distribution Circuit | 3 | 17 | 2018-03-17 | 48277 | Sus | N | EquipmentFailureInvolved¦Overhead¦ConductorOverhead¦Brokenwireonground
18-0025504 | Vegetation | Tree - fell into line | Conductor, Overhead | Broken, wire on ground | 2018 | Tier 2 - Elevated | Distribution Circuit | 3 | 22 | 2018-03-22 | 50676 | Sus | N | Vegetation¦Treefellintoline¦ConductorOverhead¦Brokenwireonground
18-0027965 | Unknown Cause | Patrol - found nothing |  |  | 2018 | Tier 3 - Extreme | Distribution Circuit | 3 | 30 | 2018-03-30 | 56442 | Sus | N | UnknownCause¦Patrolfoundnothing¦¦
18-0032472 | Animal | Other | Conductor, Overhead | Normal | 2018 | Tier 2 - Elevated | Distribution Circuit | 4 | 15 | 2018-04-15 | 67535 | Sus | N | Animal¦Other¦ConductorOverhead¦Normal
18-0041351 | Unknown Cause | Patrol - found nothing |  |  | 2018 | Tier 3 - Extreme | Distribution Circuit | 5 | 15 | 2018-05-15 | 86831 | Sus | Y | UnknownCause¦Patrolfoundnothing¦¦
18-0043409 | Equipment Failure/Involved | Overhead | Transformer | Failed/Faulted | 2018 | Tier 3 - Extreme | Transformer only | 5 | 23 | 2018-05-23 | 92250 | Sus | Y | EquipmentFailureInvolved¦Overhead¦Transformer¦FailedFaulted
18-0049257 | 3rd Party | Metallic Balloon | Conductor, Overhead | Normal | 2018 | Tier 2 - Elevated | Distribution Circuit | 6 | 9 | 2018-06-09 | 105177 | Sus | Y | 3rdParty¦MetallicBalloon¦ConductorOverhead¦Normal
18-0050742 | 3rd Party | Vehicle | Pole-Wood | Broken | 2018 | Tier 2 - Elevated | Distribution Circuit | 6 | 13 | 2018-06-13 | 108748 | Sus | Y | 3rdParty¦Vehicle¦PoleWood¦Broken
18-0057051 | Unknown Cause | Patrol - found nothing |  |  | 2018 | Tier 3 - Extreme | Distribution Circuit | 7 | 4 | 2018-07-04 | 124563 | Sus | Y | UnknownCause¦Patrolfoundnothing¦¦
18-0057895 | Equipment Failure/Involved | Overhead | Crossarm, Wood | Broken | 2018 | Tier 2 - Elevated | Distribution Circuit | 7 | 9 | 2018-07-09 | 127040 | Sus | Y | EquipmentFailureInvolved¦Overhead¦CrossarmWood¦Broken
18-0059212 | Unknown Cause | Patrol - found nothing |  |  | 2018 | Tier 2 - Elevated | Distribution Circuit | 7 | 12 | 2018-07-12 | 129936 | Sus | Y | UnknownCause¦Patrolfoundnothing¦¦
18-0059212 | Unknown Cause | Patrol - found nothing |  |  | 2018 | Tier 2 - Elevated | Distribution Circuit | 7 | 12 | 2018-07-12 | 129936 | Sus | Y | UnknownCause¦Patrolfoundnothing¦¦
18-0062360 | Vegetation | Tree - branch fell on line | Secondary | Broken, wire on ground | 2018 | Tier 2 - Elevated | Transformer only | 7 | 21 | 2018-07-21 | 137256 | Sus | Y | Vegetation¦Treebranchfellonline¦Secondary¦Brokenwireonground
18-0063316 | Equipment Failure/Involved | Underground | Transformer (UG) | Broken | 2018 | Tier 2 - Elevated | Distribution Circuit | 7 | 24 | 2018-07-24 | 139620 | Sus | Y | EquipmentFailureInvolved¦Underground¦Transformer(UG)¦Broken
18-0063805 | Equipment Failure/Involved | Overhead | Crossarm, Wood | Broken | 2018 | Tier 3 - Extreme | Distribution Circuit | 7 | 26 | 2018-07-26 | 140573 | Sus | Y | EquipmentFailureInvolved¦Overhead¦CrossarmWood¦Broken
18-0090297 | Unknown Cause | Patrol - found nothing |  |  | 2018 | Tier 3 - Extreme | Distribution Circuit | 10 | 14 | 2018-10-14 | 195052 | Sus | Y | UnknownCause¦Patrolfoundnothing¦¦
18-0099661 | Equipment Failure/Involved | Overhead | Pole-Wood | Broken | 2018 | Tier 3 - Extreme | Transformer only | 11 | 14 | 2018-11-14 | 215143 | Sus | Y | EquipmentFailureInvolved¦Overhead¦PoleWood¦Broken
18-0102386 | Equipment Failure/Involved | Underground | Transformer (UG) | Failed/Faulted | 2018 | Tier 2 - Elevated | Distribution Circuit | 11 | 22 | 2018-11-22 | 222252 | Sus | Y | EquipmentFailureInvolved¦Underground¦Transformer(UG)¦FailedFaulted
18-0103783 | Environmental/External | Fire, Forest/Grass | Pole-Wood | Burned/flashed | 2018 | Tier 3 - Extreme | Distribution Circuit | 11 | 8 | 2018-11-08 | 225554 | Sus | Y | EnvironmentalExternal¦FireForestGrass¦PoleWood¦Burnedflashed
18-0104428 | Unknown Cause | Patrol - found nothing |  |  | 2018 | Tier 2 - Elevated | Distribution Circuit | 11 | 28 | 2018-11-28 | 226684 | Sus | Y | UnknownCause¦Patrolfoundnothing¦¦
18-0106017 | Unknown Cause | Patrol - found nothing |  |  | 2018 | Tier 3 - Extreme | Distribution Circuit | 12 | 1 | 2018-12-01 | 231407 | Sus | N | UnknownCause¦Patrolfoundnothing¦¦
18-0108138 | Vegetation | Tree - fell into line | Conductor, Overhead | Broken, wire on ground | 2018 | Tier 2 - Elevated | Distribution Circuit | 12 | 9 | 2018-12-09 | 236526 | Sus | N | Vegetation¦Treefellintoline¦ConductorOverhead¦Brokenwireonground
19-0005039 | Unknown Cause | Patrol - not conducted |  |  | 2019 | Tier 2 - Elevated | Distribution Circuit | 1 | 6 | 2019-01-06 | 254946 | Sus | N | UnknownCause¦Patrolnotconducted¦¦
19-0005978 | Vegetation | Tree - fell into line | Conductor, Overhead | Broken, wire on ground | 2019 | Tier 3 - Extreme | Distribution Circuit | 1 | 7 | 2019-01-07 | 259355 | Sus | N | Vegetation¦Treefellintoline¦ConductorOverhead¦Brokenwireonground
19-0006035 | Unknown Cause | Patrol - found nothing |  |  | 2019 | Tier 2 - Elevated | Transformer only | 1 | 7 | 2019-01-07 | 258766 | Sus | N | UnknownCause¦Patrolfoundnothing¦¦
19-0009339 | Vegetation | Tree - fell into line | Pole-Wood | Broken, wire on ground | 2019 | Tier 2 - Elevated | Distribution Circuit | 1 | 15 | 2019-01-15 | 266384 | Sus | N | Vegetation¦Treefellintoline¦PoleWood¦Brokenwireonground
19-0011468 | Equipment Failure/Involved | Overhead | Conductor, Overhead | Broken, wire on ground | 2019 | Tier 2 - Elevated | Distribution Circuit | 1 | 16 | 2019-01-16 | 275017 | Sus | N | EquipmentFailureInvolved¦Overhead¦ConductorOverhead¦Brokenwireonground
19-0014699 | Unknown Cause | Patrol - found nothing |  |  | 2019 | Tier 2 - Elevated | Distribution Circuit | 1 | 26 | 2019-01-26 | 281646 | Sus | N | UnknownCause¦Patrolfoundnothing¦¦
19-0018110 | Vegetation | Tree - fell into line | Pole-Wood | Broken, wire on ground | 2019 | Tier 2 - Elevated | Distribution Circuit | 2 | 4 | 2019-02-04 | 290667 | Sus | N | Vegetation¦Treefellintoline¦PoleWood¦Brokenwireonground
19-0018279 | Vegetation | Tree - branch fell on line | Conductor, Overhead | Normal | 2019 | Tier 3 - Extreme | Distribution Circuit | 2 | 5 | 2019-02-05 | 291810 | Sus | N | Vegetation¦Treebranchfellonline¦ConductorOverhead¦Normal
19-0018316 | Vegetation | Tree - fell into line | Conductor, Overhead | Broken, wire on ground | 2019 | Tier 2 - Elevated | Distribution Circuit | 2 | 5 | 2019-02-05 | 291613 | Sus | N | Vegetation¦Treefellintoline¦ConductorOverhead¦Brokenwireonground
19-0018342 | Vegetation | Tree - fell into line | Insulator | Broken | 2019 | Tier 3 - Extreme | Distribution Circuit | 2 | 5 | 2019-02-05 | 292076 | Sus | N | Vegetation¦Treefellintoline¦Insulator¦Broken
19-0018762 | Unknown Cause | Patrol - not conducted |  |  | 2019 | Tier 3 - Extreme | Distribution Circuit | 2 | 5 | 2019-02-05 | 292436 | Sus | N | UnknownCause¦Patrolnotconducted¦¦
19-0020023 | Equipment Failure/Involved | Overhead | Connector or Splice (OH) | Broken | 2019 | Tier 2 - Elevated | Distribution Circuit | 2 | 8 | 2019-02-08 | 296200 | Sus | N | EquipmentFailureInvolved¦Overhead¦ConnectororSplice(OH)¦Broken
19-0020400 | Unknown Cause | Patrol - found nothing |  |  | 2019 | Tier 3 - Extreme | Distribution Circuit | 2 | 9 | 2019-02-09 | 297333 | Sus | N | UnknownCause¦Patrolfoundnothing¦¦
19-0020400 | Unknown Cause | Patrol - found nothing |  |  | 2019 | Tier 3 - Extreme | Distribution Circuit | 2 | 9 | 2019-02-09 | 297333 | Sus | N | UnknownCause¦Patrolfoundnothing¦¦
19-0021630 | Vegetation | Tree - branch fell on line | Conductor, Overhead | Normal | 2019 | Tier 3 - Extreme | Distribution Circuit | 2 | 12 | 2019-02-12 | 301173 | Sus | N | Vegetation¦Treebranchfellonline¦ConductorOverhead¦Normal
19-0021700 | Vegetation | Tree - fell into line | Conductor, Overhead | On Ground | 2019 | Tier 3 - Extreme | Distribution Circuit | 2 | 13 | 2019-02-13 | 301717 | Sus | N | Vegetation¦Treefellintoline¦ConductorOverhead¦OnGround
19-0021725 | Unknown Cause | Patrol - not conducted |  |  | 2019 | Tier 2 - Elevated | Transmission line | 2 | 13 | 2019-02-13 | 301829 | Sus | N | UnknownCause¦Patrolnotconducted¦¦
19-0022566 | Unknown Cause | Patrol - not conducted |  |  | 2019 | Tier 3 - Extreme | Distribution Circuit | 2 | 13 | 2019-02-13 | 305530 | Sus | N | UnknownCause¦Patrolnotconducted¦¦
19-0023823 | Unknown Cause | Patrol - found nothing |  |  | 2019 | Tier 3 - Extreme | Distribution Circuit | 2 | 14 | 2019-02-14 | 311428 | Sus | N | UnknownCause¦Patrolfoundnothing¦¦
19-0024697 | Vegetation | Tree - fell into line | Conductor, Overhead | Broken, wire on ground | 2019 | Tier 2 - Elevated | Distribution Circuit | 2 | 13 | 2019-02-13 | 314872 | Sus | N | Vegetation¦Treefellintoline¦ConductorOverhead¦Brokenwireonground
19-0024703 | Vegetation | Tree - fell into line | Conductor, Overhead | Broken, wire on ground | 2019 | Tier 3 - Extreme | Distribution Circuit | 2 | 16 | 2019-02-16 | 314878 | Sus | N | Vegetation¦Treefellintoline¦ConductorOverhead¦Brokenwireonground
19-0025646 | Unknown Cause | Patrol - not conducted |  |  | 2019 | Tier 2 - Elevated | Transformer only | 2 | 18 | 2019-02-18 | 316343 | Sus | N | UnknownCause¦Patrolnotconducted¦¦
19-0028933 | Vegetation | Tree - branch fell on line | Conductor, Overhead | Broken, wire on ground | 2019 | Tier 2 - Elevated | Transformer only | 2 | 27 | 2019-02-27 | 326498 | Sus | N | Vegetation¦Treebranchfellonline¦ConductorOverhead¦Brokenwireonground
19-0029545 | Vegetation | Tree - cutting, PG&E contractor | Conductor, Overhead | Normal | 2019 | Tier 2 - Elevated | Distribution Circuit | 2 | 28 | 2019-02-28 | 328294 | Sus | N | Vegetation¦TreecuttingPG&Econtractor¦ConductorOverhead¦Normal
19-0029698 | Vegetation | Tree - fell into line | Pole-Wood | Broken, wire on ground | 2019 | Tier 3 - Extreme | Distribution Circuit | 3 | 1 | 2019-03-01 | 328752 | Sus | N | Vegetation¦Treefellintoline¦PoleWood¦Brokenwireonground
19-0031186 | Vegetation | Tree - fell into line | Conductor, Overhead | Broken, wire on ground | 2019 | Tier 2 - Elevated | Distribution Circuit | 3 | 6 | 2019-03-06 | 332236 | Sus | N | Vegetation¦Treefellintoline¦ConductorOverhead¦Brokenwireonground
19-0032078 | Animal | Bird found | Conductor, Overhead | Normal | 2019 | Tier 2 - Elevated | Distribution Circuit | 3 | 8 | 2019-03-08 | 334104 | Sus | N | Animal¦Birdfound¦ConductorOverhead¦Normal
19-0034652 | Equipment Failure/Involved | Overhead | Transformer | Failed/Faulted | 2019 | Tier 2 - Elevated | Transformer only | 3 | 18 | 2019-03-18 | 341764 | Sus | N | EquipmentFailureInvolved¦Overhead¦Transformer¦FailedFaulted
19-0035784 | Equipment Failure/Involved | Overhead | Conductor, Overhead | Bent or Twisted | 2019 | Tier 2 - Elevated | Distribution Circuit | 3 | 21 | 2019-03-21 | 344794 | Sus | N | EquipmentFailureInvolved¦Overhead¦ConductorOverhead¦BentorTwisted
19-0037734 | Environmental/External | Lightning | Transformer | Failed/Faulted | 2019 | Tier 2 - Elevated | Transformer only | 3 | 28 | 2019-03-28 | 349099 | Sus | N | EnvironmentalExternal¦Lightning¦Transformer¦FailedFaulted
19-0038930 | Equipment Failure/Involved | Overhead | Pole-Wood | Broken | 2019 | Tier 2 - Elevated | Distribution Circuit | 4 | 1 | 2019-04-01 | 352033 | Sus | N | EquipmentFailureInvolved¦Overhead¦PoleWood¦Broken
19-0039355 | Unknown Cause | Patrol - not conducted |  |  | 2019 | Tier 2 - Elevated | Distribution Circuit | 4 | 3 | 2019-04-03 | 352924 | Sus | N | UnknownCause¦Patrolnotconducted¦¦
19-0045040 | Equipment Failure/Involved | Overhead | Transformer (OH) | Normal | 2019 | Tier 2 - Elevated | Transformer only | 4 | 22 | 2019-04-22 | 365827 | Sus | N | EquipmentFailureInvolved¦Overhead¦Transformer(OH)¦Normal
19-0045422 | Equipment Failure/Involved | Overhead | Cutout, fuse holder | Broken | 2019 | Tier 2 - Elevated | Distribution Circuit | 4 | 23 | 2019-04-23 | 366693 | Sus | N | EquipmentFailureInvolved¦Overhead¦Cutoutfuseholder¦Broken
19-0046839 | Vegetation | Tree - fell into line | Transformer | Broken, wire on ground | 2019 | Tier 3 - Extreme | Transformer only | 4 | 28 | 2019-04-28 | 369566 | Sus | N | Vegetation¦Treefellintoline¦Transformer¦Brokenwireonground
19-0048437 | Equipment Failure/Involved | Overhead | Transformer | Leaking | 2019 | Tier 3 - Extreme | Transformer only | 5 | 2 | 2019-05-02 | 372631 | Sus | Y | EquipmentFailureInvolved¦Overhead¦Transformer¦Leaking
19-0048777 | Equipment Failure/Involved | Overhead | Fuse | Failed/Faulted | 2019 | Tier 3 - Extreme | Distribution Circuit | 5 | 3 | 2019-05-03 | 373387 | Sus | Y | EquipmentFailureInvolved¦Overhead¦Fuse¦FailedFaulted
19-0053470 | Vegetation | Tree - fell into line | Crossarm, Wood | Broken, wire on ground | 2019 | Tier 2 - Elevated | Distribution Circuit | 5 | 17 | 2019-05-17 | 383918 | Sus | Y | Vegetation¦Treefellintoline¦CrossarmWood¦Brokenwireonground
19-0054014 | Unknown Cause | Patrol - found nothing |  |  | 2019 | Tier 2 - Elevated | Distribution Circuit | 5 | 19 | 2019-05-19 | 385219 | Sus | Y | UnknownCause¦Patrolfoundnothing¦¦
19-0055064 | Equipment Failure/Involved | Overhead | Conductor, Overhead | Broken, wire on ground | 2019 | Tier 2 - Elevated | Distribution Circuit | 5 | 21 | 2019-05-21 | 387394 | Sus | Y | EquipmentFailureInvolved¦Overhead¦ConductorOverhead¦Brokenwireonground
19-0057809 | Vegetation | Tree - fell into line | Conductor, Overhead | Broken, wire on ground | 2019 | Tier 3 - Extreme | Distribution Circuit | 5 | 26 | 2019-05-26 | 390853 | Sus | Y | Vegetation¦Treefellintoline¦ConductorOverhead¦Brokenwireonground
19-0059265 | Vegetation | Tree - fell into line | Conductor, Overhead | Broken, wire on ground | 2019 | Tier 2 - Elevated | Distribution Circuit | 5 | 29 | 2019-05-29 | 393040 | Sus | Y | Vegetation¦Treefellintoline¦ConductorOverhead¦Brokenwireonground
19-0068085 | Equipment Failure/Involved | Overhead | Conductor, Overhead | Normal | 2019 | Tier 2 - Elevated | Transformer only | 6 | 15 | 2019-06-15 | 415057 | Sus | Y | EquipmentFailureInvolved¦Overhead¦ConductorOverhead¦Normal
19-0071075 | Vegetation | Tree - cutting, PG&E contractor | Conductor, Overhead | Broken, wire on ground | 2019 | Tier 2 - Elevated | Distribution Circuit | 6 | 22 | 2019-06-22 | 426535 | Sus | Y | Vegetation¦TreecuttingPG&Econtractor¦ConductorOverhead¦Brokenwireonground
19-0074147 | Equipment Failure/Involved | Underground | Conductor, Underground | Broken | 2019 | Tier 2 - Elevated | Distribution Circuit | 7 | 2 | 2019-07-02 | 440130 | Sus | Y | EquipmentFailureInvolved¦Underground¦ConductorUnderground¦Broken
19-0074675 | Vegetation | Tree - fell into line | Conductor, Overhead | Broken, wire on ground | 2019 | Tier 3 - Extreme | Distribution Circuit | 7 | 5 | 2019-07-05 | 441198 | Sus | Y | Vegetation¦Treefellintoline¦ConductorOverhead¦Brokenwireonground
19-0076481 | Vegetation | Tree - fell into line | Conductor, Overhead | Broken, wire on ground | 2019 | Tier 2 - Elevated | Distribution Circuit | 7 | 11 | 2019-07-11 | 445366 | Sus | Y | Vegetation¦Treefellintoline¦ConductorOverhead¦Brokenwireonground
19-0083579 | Vegetation | Tree - fell into line | Conductor, Overhead | Broken, wire on ground | 2019 | Tier 2 - Elevated | Distribution Circuit | 8 | 1 | 2019-08-01 | 477418 | Sus | Y | Vegetation¦Treefellintoline¦ConductorOverhead¦Brokenwireonground
19-0089618 | Unknown Cause | Patrol - found nothing |  |  | 2019 | Tier 2 - Elevated | Distribution Circuit | 8 | 19 | 2019-08-19 | 523696 | Sus | Y | UnknownCause¦Patrolfoundnothing¦¦
19-0091725 | Unknown Cause | Patrol - found nothing |  |  | 2019 | Tier 2 - Elevated | Distribution Circuit | 8 | 24 | 2019-08-24 | 535114 | Sus | Y | UnknownCause¦Patrolfoundnothing¦¦
19-0093269 | Vegetation | Tree - branch fell on line | Fuse | Failed/Faulted | 2019 | Tier 3 - Extreme | Distribution Circuit | 8 | 28 | 2019-08-28 | 545812 | Sus | Y | Vegetation¦Treebranchfellonline¦Fuse¦FailedFaulted
19-0094310 | Animal | Bird found | Conductor, Overhead | Broken, wire on ground | 2019 | Tier 3 - Extreme | Distribution Circuit | 8 | 31 | 2019-08-31 | 549386 | Sus | Y | Animal¦Birdfound¦ConductorOverhead¦Brokenwireonground
19-0114838 | Unknown Cause | Patrol - found nothing |  |  | 2019 | Tier 3 - Extreme | Distribution Circuit | 10 | 22 | 2019-10-22 | 677170 | Sus | Y | UnknownCause¦Patrolfoundnothing¦¦
19-0117589 | Wildfire Mitigation | Public Safety Power Shut-off | Crossarm, Wood | Broken, wire on ground | 2019 | Tier 3 - Extreme | Distribution Circuit | 10 | 26 | 2019-10-26 | 690484 | Sus | Y | WildfireMitigation¦PublicSafetyPowerShutoff¦CrossarmWood¦Brokenwireonground
19-0118033 | Vegetation | Tree - fell into line | Conductor, Overhead | Broken, wire on ground | 2019 | Tier 2 - Elevated | Distribution Circuit | 10 | 28 | 2019-10-28 | 691633 | Sus | Y | Vegetation¦Treefellintoline¦ConductorOverhead¦Brokenwireonground
19-0119132 | Vegetation | Tree - fell into line | Conductor, Overhead | Broken, wire on ground | 2019 | Tier 2 - Elevated | Distribution Circuit | 10 | 30 | 2019-10-30 | 695973 | Sus | Y | Vegetation¦Treefellintoline¦ConductorOverhead¦Brokenwireonground
19-0122377 | Animal | Bird found | Conductor, Overhead | Normal | 2019 | Tier 2 - Elevated | Distribution Circuit | 11 | 7 | 2019-11-07 | 701616 | Sus | Y | Animal¦Birdfound¦ConductorOverhead¦Normal
19-0128225 | Unknown Cause | Patrol - found nothing |  |  | 2019 | Tier 2 - Elevated | Distribution Circuit | 12 | 12 | 2019-12-12 | 737912 | Sus | N | UnknownCause¦Patrolfoundnothing¦¦
19-0130455 | Vegetation | Tree - branch fell on line | Conductor, Overhead | Normal | 2019 | Tier 3 - Extreme | Distribution Circuit | 11 | 27 | 2019-11-27 | 721654 | Sus | Y | Vegetation¦Treebranchfellonline¦ConductorOverhead¦Normal
19-0130724 | Equipment Failure/Involved | Overhead | Cutout, fuse holder | Burned/flashed | 2019 | Tier 3 - Extreme | Distribution Circuit | 11 | 26 | 2019-11-26 | 717139 | Sus | Y | EquipmentFailureInvolved¦Overhead¦Cutoutfuseholder¦Burnedflashed
19-0130829 | Vegetation | Tree - fell into line | Conductor, Overhead | Broken, wire on ground | 2019 | Tier 2 - Elevated | Distribution Circuit | 11 | 26 | 2019-11-26 | 716479 | Sus | Y | Vegetation¦Treefellintoline¦ConductorOverhead¦Brokenwireonground
19-0131772 | Vegetation | Tree - fell into line | Conductor, Overhead | Normal | 2019 | Tier 2 - Elevated | Distribution Circuit | 11 | 30 | 2019-11-30 | 725349 | Sus | Y | Vegetation¦Treefellintoline¦ConductorOverhead¦Normal
19-0131980 | Vegetation | Tree - fell into line | Conductor, Overhead | Broken, wire on ground | 2019 | Tier 3 - Extreme | Distribution Circuit | 12 | 1 | 2019-12-01 | 726151 | Sus | N | Vegetation¦Treefellintoline¦ConductorOverhead¦Brokenwireonground
19-0132494 | Unknown Cause | Patrol - not conducted |  |  | 2019 | Tier 3 - Extreme | Distribution Circuit | 12 | 2 | 2019-12-02 | 727677 | Sus | N | UnknownCause¦Patrolnotconducted¦¦
19-0134878 | Vegetation | Tree - fell into line | Conductor, Overhead | Normal | 2019 | Tier 2 - Elevated | Distribution Circuit | 12 | 7 | 2019-12-07 | 733168 | Sus | N | Vegetation¦Treefellintoline¦ConductorOverhead¦Normal
19-0136017 | Unknown Cause | Patrol - found nothing |  |  | 2019 | Tier 3 - Extreme | Distribution Circuit | 12 | 11 | 2019-12-11 | 736759 | Sus | N | UnknownCause¦Patrolfoundnothing¦¦
19-0136321 | Unknown Cause | Patrol - found nothing |  |  | 2019 | Tier 3 - Extreme | Distribution Circuit | 12 | 13 | 2019-12-13 | 738025 | Sus | N | UnknownCause¦Patrolfoundnothing¦¦
19-0137477 | Animal | Bird found | Conductor, Overhead | Normal | 2019 | Tier 2 - Elevated | Distribution Circuit | 12 | 21 | 2019-12-21 | 747977 | Sus | N | Animal¦Birdfound¦ConductorOverhead¦Normal
20-0008845 | Unknown Cause | Patrol - not conducted |  |  | 2020 | Tier 2 - Elevated | Distribution Circuit | 1 | 14 | 2020-01-14 | 761206 | Sus | N | UnknownCause¦Patrolnotconducted¦¦
20-0009492 | Vegetation | Tree - fell into line | Pole-Wood | Broken | 2020 | Tier 2 - Elevated | Distribution Circuit | 1 | 16 | 2020-01-16 | 761953 | Sus | N | Vegetation¦Treefellintoline¦PoleWood¦Broken
20-0010327 | Unknown Cause | Patrol - found nothing |  |  | 2020 | Tier 3 - Extreme | Distribution Circuit | 1 | 16 | 2020-01-16 | 763603 | Sus | N | UnknownCause¦Patrolfoundnothing¦¦
20-0010961 | Company Initiated | Operating error | Switch (OH) | Normal | 2020 | Tier 3 - Extreme | Distribution Circuit | 1 | 31 | 2020-01-31 |  | Sus | N | CompanyInitiated¦Operatingerror¦Switch(OH)¦Normal
20-0011298 | Equipment Failure/Involved | Overhead | Conductor, Overhead | Broken, wire on ground | 2020 | Tier 2 - Elevated | Distribution Circuit | 1 | 20 | 2020-01-20 | 766326 | Sus | N | EquipmentFailureInvolved¦Overhead¦ConductorOverhead¦Brokenwireonground
20-0011298 | Equipment Failure/Involved | Overhead | Conductor, Overhead | Broken, wire on ground | 2020 | Tier 2 - Elevated | Distribution Circuit | 1 | 20 | 2020-01-20 | 766326 | Sus | N | EquipmentFailureInvolved¦Overhead¦ConductorOverhead¦Brokenwireonground
20-0016283 | Unknown Cause | Patrol - found nothing |  |  | 2020 | Tier 2 - Elevated | Distribution Circuit | 2 | 2 | 2020-02-02 | 775445 | Sus | N | UnknownCause¦Patrolfoundnothing¦¦
20-0019290 | Vegetation | Tree - fell into line | Conductor, Overhead | Broken | 2020 | Tier 2 - Elevated | Distribution Circuit | 2 | 9 | 2020-02-09 | 783842 | Sus | N | Vegetation¦Treefellintoline¦ConductorOverhead¦Broken
20-0027112 | 3rd Party | Tree - cutting, 3rd party | Conductor, Overhead | Normal | 2020 | Tier 2 - Elevated | Distribution Circuit | 2 | 28 | 2020-02-28 | 818833 | Sus | N | 3rdParty¦Treecutting3rdparty¦ConductorOverhead¦Normal
20-0032339 | Vegetation | Tree - fell into line | Conductor, Overhead | Broken, wire on ground | 2020 | Tier 3 - Extreme | Distribution Circuit | 3 | 15 | 2020-03-15 | 852412 | Sus | N | Vegetation¦Treefellintoline¦ConductorOverhead¦Brokenwireonground
20-0033701 | Vegetation | Tree - fell into line | Conductor, Overhead | Broken, wire on ground | 2020 | Tier 2 - Elevated | Distribution Circuit | 3 | 18 | 2020-03-18 | 857695 | Sus | N | Vegetation¦Treefellintoline¦ConductorOverhead¦Brokenwireonground
20-0045872 | Equipment Failure/Involved | Underground | Secondary | Broken | 2020 | Tier 3 - Extreme | Transformer only | 4 | 30 | 2020-04-30 | 904360 | Sus | N | EquipmentFailureInvolved¦Underground¦Secondary¦Broken
20-0047183 | Unknown Cause | Patrol - found nothing |  |  | 2020 | Tier 2 - Elevated | Transformer only | 5 | 4 | 2020-05-04 | 907154 | Sus | Y | UnknownCause¦Patrolfoundnothing¦¦
20-0053920 | Animal | Squirrel | Fuse | Normal | 2020 | Tier 2 - Elevated | Distribution Circuit | 5 | 26 | 2020-05-26 | 921209 | Sus | Y | Animal¦Squirrel¦Fuse¦Normal
20-0055974 | Environmental/External | Lightning | Transformer | Failed/Faulted | 2020 | Tier 2 - Elevated | Transformer only | 5 | 30 | 2020-05-30 | 926453 | Sus | Y | EnvironmentalExternal¦Lightning¦Transformer¦FailedFaulted
20-0058102 | Vegetation | Tree - fell into line | Conductor, Overhead | Normal | 2020 | Tier 3 - Extreme | Distribution Circuit | 6 | 5 | 2020-06-05 | 931660 | Sus | Y | Vegetation¦Treefellintoline¦ConductorOverhead¦Normal
20-0058317 | Vegetation | Tree - branch fell on line | Conductor, Overhead | Broken, wire on ground | 2020 | Tier 2 - Elevated | Distribution Circuit | 6 | 5 | 2020-06-05 | 932236 | Sus | Y | Vegetation¦Treebranchfellonline¦ConductorOverhead¦Brokenwireonground
20-0059061 | Vegetation | Tree - fell into line | Transformer | Broken, wire on ground | 2020 | Tier 3 - Extreme | Transformer only | 6 | 8 | 2020-06-08 | 934647 | Sus | Y | Vegetation¦Treefellintoline¦Transformer¦Brokenwireonground
20-0060394 | Vegetation | Tree - fell into line | Crossarm, Wood | Broken, wire on ground | 2020 | Tier 3 - Extreme | Distribution Circuit | 6 | 11 | 2020-06-11 | 937221 | Sus | Y | Vegetation¦Treefellintoline¦CrossarmWood¦Brokenwireonground
20-0065830 | Unknown Cause | Patrol - found nothing |  |  | 2020 | Tier 2 - Elevated | Distribution Circuit | 6 | 28 | 2020-06-28 | 949311 | Sus | Y | UnknownCause¦Patrolfoundnothing¦¦
20-0065842 | Vegetation | Tree - branch fell on line | Conductor, Overhead | Together | 2020 | Tier 2 - Elevated | Distribution Circuit | 6 | 28 | 2020-06-28 | 949418 | Sus | Y | Vegetation¦Treebranchfellonline¦ConductorOverhead¦Together
20-0066392 | Unknown Cause | Patrol - found nothing |  |  | 2020 | Tier 2 - Elevated | Distribution Circuit | 6 | 29 | 2020-06-29 | 954085 | Sus | Y | UnknownCause¦Patrolfoundnothing¦¦
20-0068917 | Unknown Cause | Patrol - found nothing |  |  | 2020 | Tier 2 - Elevated | Distribution Circuit | 7 | 6 | 2020-07-06 | 958944 | Sus | Y | UnknownCause¦Patrolfoundnothing¦¦
20-0070942 | Equipment Failure/Involved | Overhead | Connector or Splice (OH) | Broken | 2020 | Tier 3 - Extreme | Distribution Circuit | 7 | 12 | 2020-07-12 | 962740 | Sus | Y | EquipmentFailureInvolved¦Overhead¦ConnectororSplice(OH)¦Broken
20-0073265 | Unknown Cause | Patrol - found nothing |  |  | 2020 | Tier 2 - Elevated | Distribution Circuit | 7 | 18 | 2020-07-18 | 967069 | Sus | Y | UnknownCause¦Patrolfoundnothing¦¦
20-0077800 | Vegetation | Tree - branch fell on line | Conductor, Overhead | Broken, wire on ground | 2020 | Tier 3 - Extreme | Distribution Circuit | 7 | 30 | 2020-07-30 | 975221 | Sus | Y | Vegetation¦Treebranchfellonline¦ConductorOverhead¦Brokenwireonground
20-0078641 | Animal | Bird found | Conductor, Overhead | Normal | 2020 | Tier 2 - Elevated | Distribution Circuit | 7 | 31 | 2020-07-31 | 976350 | Sus | Y | Animal¦Birdfound¦ConductorOverhead¦Normal
20-0084047 | Unknown Cause | Patrol - not conducted |  |  | 2020 | Tier 3 - Extreme | Transformer only | 8 | 14 | 2020-08-14 | 999720 | Sus | Y | UnknownCause¦Patrolnotconducted¦¦
20-0085298 | Vegetation | Tree - fell into line | Conductor, Overhead | Bent or Twisted | 2020 | Tier 3 - Extreme | Distribution Circuit | 8 | 16 | 2020-08-16 | 1014206 | Sus | Y | Vegetation¦Treefellintoline¦ConductorOverhead¦BentorTwisted
20-0090414 | Environmental/External | Fire, Forest/Grass | Pole-Wood | Burned/flashed | 2020 | Tier 3 - Extreme | Distribution Circuit | 8 | 19 | 2020-08-19 | 1033285 | Sus | Y | EnvironmentalExternal¦FireForestGrass¦PoleWood¦Burnedflashed
20-0091895 | Environmental/External | Fire, Forest/Grass | Conductor, Overhead | Normal | 2020 | Tier 3 - Extreme | Distribution Circuit | 8 | 19 | 2020-08-19 | 1045024 | Sus | Y | EnvironmentalExternal¦FireForestGrass¦ConductorOverhead¦Normal
20-0094946 | Animal | Bird found | Conductor, Overhead | Normal | 2020 | Tier 2 - Elevated | Distribution Circuit | 9 | 8 | 2020-09-08 | 1060603 | Sus | Y | Animal¦Birdfound¦ConductorOverhead¦Normal
20-0094966 | Equipment Failure/Involved | Overhead | Transformer (OH) | Failed/Faulted | 2020 | Tier 3 - Extreme | Transformer only | 9 | 7 | 2020-09-07 | 1059629 | Sus | Y | EquipmentFailureInvolved¦Overhead¦Transformer(OH)¦FailedFaulted
20-0101273 | Equipment Failure/Involved | Overhead | Fuse | Normal | 2020 | Tier 3 - Extreme | Transformer only | 9 | 24 | 2020-09-24 | 1091782 | Sus | Y | EquipmentFailureInvolved¦Overhead¦Fuse¦Normal
20-0104084 | Vegetation | Tree - branch fell on line | Conductor, Overhead | Broken, wire on ground | 2020 | Tier 2 - Elevated | Distribution Circuit | 10 | 1 | 2020-10-01 | 1105236 | Sus | Y | Vegetation¦Treebranchfellonline¦ConductorOverhead¦Brokenwireonground
20-0104751 | Unknown Cause | Patrol - found nothing |  |  | 2020 | Tier 3 - Extreme | Distribution Circuit | 10 | 3 | 2020-10-03 | 1108831 | Sus | Y | UnknownCause¦Patrolfoundnothing¦¦
20-0107170 | Equipment Failure/Involved | Overhead | Lightning Arrestor | Broken | 2020 | Tier 2 - Elevated | Distribution Circuit | 10 | 9 | 2020-10-09 | 1114587 | Sus | Y | EquipmentFailureInvolved¦Overhead¦LightningArrestor¦Broken
20-0112571 | Vegetation | Tree - fell into line | Conductor, Overhead | Broken, wire on ground | 2020 | Tier 3 - Extreme | Distribution Circuit | 10 | 23 | 2020-10-23 | 1124331 | Sus | Y | Vegetation¦Treefellintoline¦ConductorOverhead¦Brokenwireonground
20-0120734 | Vegetation | Tree - branch fell on line | Conductor, Overhead | Broken, wire on ground | 2020 | Tier 3 - Extreme | Distribution Circuit | 11 | 13 | 2020-11-13 | 1143704 | Sus | Y | Vegetation¦Treebranchfellonline¦ConductorOverhead¦Brokenwireonground
20-0121972 | Animal | Squirrel | Pole-Wood | Normal | 2020 | Tier 2 - Elevated | Distribution Circuit | 11 | 17 | 2020-11-17 | 1147502 | Sus | Y | Animal¦Squirrel¦PoleWood¦Normal
20-0130876 | Equipment Failure/Involved | Overhead | Transformer | Failed/Faulted | 2020 | Tier 2 - Elevated | Transformer only | 12 | 17 | 2020-12-17 | 1191951 | Sus | N | EquipmentFailureInvolved¦Overhead¦Transformer¦FailedFaulted
20-0131867 | Unknown Cause | Patrol - found nothing |  |  | 2020 | Tier 2 - Elevated | Distribution Circuit | 12 | 26 | 2020-12-26 | 1198960 | Sus | N | UnknownCause¦Patrolfoundnothing¦¦
21-0006996 | Unknown Cause | Patrol - found nothing |  |  | 2021 | Tier 2 - Elevated | Distribution Circuit | 1 | 10 | 2021-01-10 | 1207575 | Sus | N | UnknownCause¦Patrolfoundnothing¦¦
21-0008927 | Equipment Failure/Involved | Overhead | Transformer (OH) | Failed/Faulted | 2021 | Tier 3 - Extreme | Distribution Circuit | 1 | 15 | 2021-01-15 | 1210775 | Sus | N | EquipmentFailureInvolved¦Overhead¦Transformer(OH)¦FailedFaulted
21-0009998 | Vegetation | Tree - fell into line | Conductor, Overhead | Broken, wire on ground | 2021 | Tier 3 - Extreme | Distribution Circuit | 1 | 19 | 2021-01-19 | 1213875 | Sus | N | Vegetation¦Treefellintoline¦ConductorOverhead¦Brokenwireonground
21-0010107 | Unknown Cause | Patrol - found nothing |  |  | 2021 | Tier 2 - Elevated | Distribution Circuit | 1 | 19 | 2021-01-19 | 1214338 | Sus | N | UnknownCause¦Patrolfoundnothing¦¦
21-0012663 | Equipment Failure/Involved | Overhead | Transformer | Failed/Faulted | 2021 | Tier 2 - Elevated | Transformer only | 1 | 23 | 2021-01-23 | 1220024 | Sus | N | EquipmentFailureInvolved¦Overhead¦Transformer¦FailedFaulted
21-0013648 | Vegetation | Tree - branch fell on line | Conductor, Overhead | Normal | 2021 | Tier 3 - Extreme | Distribution Circuit | 1 | 25 | 2021-01-25 | 1223614 | Sus | N | Vegetation¦Treebranchfellonline¦ConductorOverhead¦Normal
21-0013786 | Vegetation | Tree - fell into line | Conductor, Overhead | Broken, wire on ground | 2021 | Tier 2 - Elevated | Distribution Circuit | 1 | 25 | 2021-01-25 | 1224119 | Sus | N | Vegetation¦Treefellintoline¦ConductorOverhead¦Brokenwireonground
21-0015136 | Vegetation | Tree - fell into line | Conductor, Overhead | Broken, wire on ground | 2021 | Tier 2 - Elevated | Distribution Circuit | 1 | 26 | 2021-01-26 | 1228038 | Sus | N | Vegetation¦Treefellintoline¦ConductorOverhead¦Brokenwireonground
21-0016157 | Unknown Cause | Patrol - found nothing |  |  | 2021 | Tier 2 - Elevated | Distribution Circuit | 1 | 27 | 2021-01-27 | 1233266 | Sus | N | UnknownCause¦Patrolfoundnothing¦¦
21-0019321 | Vegetation | Tree - fell into line | Pole-Wood | Broken, wire on ground | 2021 | Tier 3 - Extreme | Distribution Circuit | 1 | 27 | 2021-01-27 | 1243281 | Sus | N | Vegetation¦Treefellintoline¦PoleWood¦Brokenwireonground
21-0023325 | Unknown Cause | Patrol - found nothing |  |  | 2021 | Tier 2 - Elevated | Transformer only | 2 | 8 | 2021-02-08 | 1251037 | Sus | N | UnknownCause¦Patrolfoundnothing¦¦
21-0028630 | Equipment Failure/Involved | Overhead | Service conductor | Deteriorated | 2021 | Tier 2 - Elevated | Transformer only | 2 | 23 | 2021-02-23 | 1260383 | Sus | N | EquipmentFailureInvolved¦Overhead¦Serviceconductor¦Deteriorated
21-0033219 | Vegetation | Tree - fell into line | Conductor, Overhead | Broken, wire on ground | 2021 | Tier 3 - Extreme | Distribution Circuit | 3 | 7 | 2021-03-07 | 1272928 | Sus | N | Vegetation¦Treefellintoline¦ConductorOverhead¦Brokenwireonground
21-0040729 | Vegetation | Tree - fell into line | Conductor, Overhead | Broken, wire on ground | 2021 | Tier 3 - Extreme | Distribution Circuit | 3 | 23 | 2021-03-23 | 1294500 | Sus | N | Vegetation¦Treefellintoline¦ConductorOverhead¦Brokenwireonground
21-0046693 | Unknown Cause | Patrol - found nothing |  |  | 2021 | Tier 2 - Elevated | Distribution Circuit | 4 | 9 | 2021-04-09 | 1311782 | Sus | N | UnknownCause¦Patrolfoundnothing¦¦
21-0055809 | Environmental/External | Lightning | Transformer (OH) | Failed/Faulted | 2021 | Tier 2 - Elevated | Distribution Circuit | 5 | 1 | 2021-05-01 | 1338939 | Sus | Y | EnvironmentalExternal¦Lightning¦Transformer(OH)¦FailedFaulted
21-0055947 | Vegetation | Tree - fell into line | Pole-Wood | Broken, wire on ground | 2021 | Tier 3 - Extreme | Distribution Circuit | 5 | 3 | 2021-05-03 | 1339410 | Sus | Y | Vegetation¦Treefellintoline¦PoleWood¦Brokenwireonground
21-0058919 | Equipment Failure/Involved | Overhead | Transformer (OH) | Failed/Faulted | 2021 | Tier 2 - Elevated | Distribution Circuit | 5 | 8 | 2021-05-08 | 1344122 | Sus | Y | EquipmentFailureInvolved¦Overhead¦Transformer(OH)¦FailedFaulted
21-0063542 | Unknown Cause | Patrol - found nothing |  |  | 2021 | Tier 2 - Elevated | Distribution Circuit | 5 | 19 | 2021-05-19 | 1353731 | Sus | Y | UnknownCause¦Patrolfoundnothing¦¦
21-0067678 | Unknown Cause | Patrol - found nothing |  |  | 2021 | Tier 2 - Elevated | Distribution Circuit | 5 | 29 | 2021-05-29 | 1361081 | Sus | Y | UnknownCause¦Patrolfoundnothing¦¦
21-0067808 | Unknown Cause | Patrol - found nothing |  |  | 2021 | Tier 3 - Extreme | Distribution Circuit | 5 | 30 | 2021-05-30 | 1361602 | Sus | Y | UnknownCause¦Patrolfoundnothing¦¦
21-0072668 | Equipment Failure/Involved | Overhead | Regulator | Burned/flashed | 2021 | Tier 2 - Elevated | Distribution Circuit | 6 | 10 | 2021-06-10 | 1370247 | Sus | Y | EquipmentFailureInvolved¦Overhead¦Regulator¦Burnedflashed
21-0073404 | Unknown Cause | Patrol - found nothing |  |  | 2021 | Tier 2 - Elevated | Transformer only | 6 | 11 | 2021-06-11 | 1371248 | Sus | Y | UnknownCause¦Patrolfoundnothing¦¦
21-0074876 | Equipment Failure/Involved | Overhead | Transformer (OH) | Failed/Faulted | 2021 | Tier 2 - Elevated | Distribution Circuit | 6 | 16 | 2021-06-16 | 1374956 | Sus | Y | EquipmentFailureInvolved¦Overhead¦Transformer(OH)¦FailedFaulted
21-0080221 | Equipment Failure/Involved | Overhead | Connector or Splice (OH) | Broken, wire on ground | 2021 | Tier 2 - Elevated | Distribution Circuit | 6 | 26 | 2021-06-26 | 1385421 | Sus | Y | EquipmentFailureInvolved¦Overhead¦ConnectororSplice(OH)¦Brokenwireonground
21-0080221 | Equipment Failure/Involved | Overhead | Connector or Splice (OH) | Broken, wire on ground | 2021 | Tier 2 - Elevated | Distribution Circuit | 6 | 26 | 2021-06-26 | 1385421 | Sus | Y | EquipmentFailureInvolved¦Overhead¦ConnectororSplice(OH)¦Brokenwireonground
21-0093734 | Equipment Failure/Involved | Overhead | Pole-Wood | Deteriorated | 2021 | Tier 2 - Elevated | Distribution Circuit | 7 | 22 | 2021-07-22 | 1411664 | Sus | Y | EquipmentFailureInvolved¦Overhead¦PoleWood¦Deteriorated
21-0095400 | Animal | Squirrel | Conductor, Overhead | Normal | 2021 | Tier 2 - Elevated | Transformer only | 7 | 27 | 2021-07-27 | 1415625 | Sus | Y | Animal¦Squirrel¦ConductorOverhead¦Normal
21-0103454 | Equipment Failure/Involved | Overhead | Transformer | Failed/Faulted | 2021 | Tier 2 - Elevated | Transformer only | 8 | 12 | 2021-08-12 | 1440773 | Sus | Y | EquipmentFailureInvolved¦Overhead¦Transformer¦FailedFaulted
21-0104724 | Unknown Cause | Patrol - found nothing |  |  | 2021 | Tier 2 - Elevated | Transformer only | 8 | 14 | 2021-08-14 | 1443018 | Sus | Y | UnknownCause¦Patrolfoundnothing¦¦
21-0109365 | 3rd Party | Dig in, 3rd party | Conductor, Underground | Broken | 2021 | Tier 2 - Elevated | Distribution Circuit | 8 | 25 | 2021-08-25 | 1453285 | Sus | Y | 3rdParty¦Digin3rdparty¦ConductorUnderground¦Broken
21-0110730 | Unknown Cause | Patrol - found nothing |  |  | 2021 | Tier 3 - Extreme | Distribution Circuit | 8 | 28 | 2021-08-28 | 1457304 | Sus | Y | UnknownCause¦Patrolfoundnothing¦¦
21-0111187 | Equipment Failure/Involved | Overhead | Connector or Splice (OH) | Deteriorated | 2021 | Tier 2 - Elevated | Transformer only | 8 | 30 | 2021-08-30 | 1458382 | Sus | Y | EquipmentFailureInvolved¦Overhead¦ConnectororSplice(OH)¦Deteriorated
21-0112960 | Vegetation | Tree - fell into line | Conductor, Overhead | Broken, wire on ground | 2021 | Tier 2 - Elevated | Distribution Circuit | 9 | 2 | 2021-09-02 | 1461209 | Sus | Y | Vegetation¦Treefellintoline¦ConductorOverhead¦Brokenwireonground
21-0114776 | Equipment Failure/Involved | Underground | Transformer (UG) | Leaking | 2021 | Tier 2 - Elevated | Distribution Circuit | 9 | 8 | 2021-09-08 | 1464908 | Sus | Y | EquipmentFailureInvolved¦Underground¦Transformer(UG)¦Leaking
21-0114977 | Unknown Cause | Patrol - found nothing |  |  | 2021 | Tier 2 - Elevated | Distribution Circuit | 9 | 8 | 2021-09-08 | 1464948 | Sus | Y | UnknownCause¦Patrolfoundnothing¦¦
21-0114996 | Vegetation | Tree - branch fell on line | Conductor, Overhead | Normal | 2021 | Tier 2 - Elevated | Distribution Circuit | 9 | 8 | 2021-09-08 | 1465158 | Sus | Y | Vegetation¦Treebranchfellonline¦ConductorOverhead¦Normal
21-0119564 | Animal | Squirrel | Pothead(Riser Termination) | Broken | 2021 | Tier 2 - Elevated | Distribution Circuit | 9 | 19 | 2021-09-19 | 1475603 | Sus | Y | Animal¦Squirrel¦Pothead(RiserTermination)¦Broken
21-0129679 | Unknown Cause | Patrol - found nothing |  |  | 2021 | Tier 3 - Extreme | Distribution Circuit | 10 | 12 | 2021-10-12 | 1495540 | Sus | Y | UnknownCause¦Patrolfoundnothing¦¦
21-0131957 | Animal | Squirrel | Cutout, fuse holder | Normal | 2021 | Tier 2 - Elevated | Distribution Circuit | 10 | 16 | 2021-10-16 | 1499027 | Sus | Y | Animal¦Squirrel¦Cutoutfuseholder¦Normal
21-0134068 | Unknown Cause | Patrol - found nothing |  |  | 2021 | Tier 3 - Extreme | Distribution Circuit | 10 | 20 | 2021-10-20 | 1503635 | Sus | Y | UnknownCause¦Patrolfoundnothing¦¦
21-0137386 | Vegetation | Tree - branch fell on line | Secondary | Broken, wire on ground | 2021 | Tier 3 - Extreme | Transformer only | 10 | 25 | 2021-10-25 | 1519131 | Sus | Y | Vegetation¦Treebranchfellonline¦Secondary¦Brokenwireonground
21-0138332 | Vegetation | Tree - fell into line | Transformer | Broken | 2021 | Tier 3 - Extreme | Transformer only | 10 | 25 | 2021-10-25 | 1517848 | Sus | Y | Vegetation¦Treefellintoline¦Transformer¦Broken
21-0139099 | Vegetation | Tree - grew into line | Conductor, Overhead | Normal | 2021 | Tier 3 - Extreme | Distribution Circuit | 10 | 27 | 2021-10-27 | 1523689 | Sus | Y | Vegetation¦Treegrewintoline¦ConductorOverhead¦Normal
21-0149249 | Animal | Squirrel | Cutout, fuse holder | Normal | 2021 | Tier 3 - Extreme | Distribution Circuit | 11 | 21 | 2021-11-21 | 1552663 | Sus | Y | Animal¦Squirrel¦Cutoutfuseholder¦Normal
21-0158503 | Unknown Cause | Patrol - found nothing |  |  | 2021 | Tier 2 - Elevated | Transformer only | 12 | 14 | 2021-12-14 | 1570206 | Sus | N | UnknownCause¦Patrolfoundnothing¦¦
21-0158832 | Vegetation | Tree - fell into line | Secondary | Broken | 2021 | Tier 2 - Elevated | Transformer only | 12 | 16 | 2021-12-16 | 1574459 | Sus | N | Vegetation¦Treefellintoline¦Secondary¦Broken
21-0160692 | Unknown Cause | Patrol - found nothing |  |  | 2021 | Tier 2 - Elevated | Distribution Circuit | 12 | 26 | 2021-12-26 | 1582146 | Sus | N | UnknownCause¦Patrolfoundnothing¦¦
21-0161298 | Vegetation | Tree - fell into line | Conductor, Overhead | Normal | 2021 | Tier 3 - Extreme | Distribution Circuit | 12 | 28 | 2021-12-28 | 1586515 | Sus | N | Vegetation¦Treefellintoline¦ConductorOverhead¦Normal
22-0005151 | Vegetation | Tree - fell into line | Conductor, Overhead | Normal | 2021 | Tier 3 - Extreme | Distribution Circuit | 12 | 27 | 2021-12-27 | 1592264 | Sus | N | Vegetation¦Treefellintoline¦ConductorOverhead¦Normal
22-0006422 | Unknown Cause | Patrol - found nothing |  |  | 2022 | Tier 3 - Extreme | Distribution Circuit | 1 | 3 | 2022-01-03 | 1593739 | Sus | N | UnknownCause¦Patrolfoundnothing¦¦
22-0006628 | Animal | Bird found | Conductor, Overhead | Normal | 2022 | Tier 2 - Elevated | Distribution Circuit | 1 | 5 | 2022-01-05 | 1596070 | Sus | N | Animal¦Birdfound¦ConductorOverhead¦Normal
22-0008191 | Equipment Failure/Involved | Overhead | Crossarm, Wood | Deteriorated | 2022 | Tier 3 - Extreme | Distribution Circuit | 1 | 10 | 2022-01-10 | 1599511 | Sus | N | EquipmentFailureInvolved¦Overhead¦CrossarmWood¦Deteriorated
22-0012819 | Vegetation | Tree - fell into line | Conductor, Overhead | Broken, wire on ground | 2022 | Tier 2 - Elevated | Distribution Circuit | 1 | 21 | 2022-01-21 | 1607892 | Sus | N | Vegetation¦Treefellintoline¦ConductorOverhead¦Brokenwireonground
22-0040200 | Equipment Failure/Involved | Overhead | Secondary | Failed/Faulted | 2022 | Tier 3 - Extreme | Transformer only | 3 | 29 | 2022-03-29 | 1659081 | Sus | N | EquipmentFailureInvolved¦Overhead¦Secondary¦FailedFaulted
22-0045495 | Unknown Cause | Patrol - found nothing |  |  | 2022 | Tier 3 - Extreme | Transformer only | 4 | 11 | 2022-04-11 | 1668288 | Sus | N | UnknownCause¦Patrolfoundnothing¦¦
22-0046677 | 3rd Party | Tree - cutting, 3rd party | Anchor or Guy | Normal | 2022 | Tier 3 - Extreme | Distribution Circuit | 4 | 12 | 2022-04-12 | 1670613 | Sus | N | 3rdParty¦Treecutting3rdparty¦AnchororGuy¦Normal
22-0051709 | Unknown Cause | Patrol - found nothing |  |  | 2022 | Tier 3 - Extreme | Distribution Circuit | 4 | 19 | 2022-04-19 | 1676762 | Sus | N | UnknownCause¦Patrolfoundnothing¦¦
22-0053970 | 3rd Party | Vehicle | Pole-Wood | Broken | 2022 | Tier 3 - Extreme | Distribution Circuit | 4 | 25 | 2022-04-25 | 1680950 | Sus | N | 3rdParty¦Vehicle¦PoleWood¦Broken
22-0062250 | Vegetation | Tree - branch fell on line | Conductor, Overhead | Bent or Twisted | 2022 | Tier 3 - Extreme | Distribution Circuit | 5 | 15 | 2022-05-15 | 1696829 | Sus | Y | Vegetation¦Treebranchfellonline¦ConductorOverhead¦BentorTwisted
22-0064669 | Equipment Failure/Involved | Overhead | Transformer (OH) | Failed/Faulted | 2022 | Tier 2 - Elevated | Distribution Circuit | 5 | 20 | 2022-05-20 | 1706169 | Sus | Y | EquipmentFailureInvolved¦Overhead¦Transformer(OH)¦FailedFaulted
22-0069970 | Vegetation | Tree - cutting, PG&E contractor | Conductor, Overhead | Normal | 2022 | Tier 3 - Extreme | Distribution Circuit | 6 | 3 | 2022-06-03 | 1717842 | Sus | Y | Vegetation¦TreecuttingPG&Econtractor¦ConductorOverhead¦Normal
22-0073230 | Unknown Cause | Patrol - found nothing |  |  | 2022 | Tier 3 - Extreme | Distribution Circuit | 6 | 11 | 2022-06-11 | 1728558 | Sus | Y | UnknownCause¦Patrolfoundnothing¦¦
22-0081662 | Equipment Failure/Involved | Overhead | Fuse | Broken | 2022 | Tier 3 - Extreme | Transformer only | 7 | 4 | 2022-07-04 | 1748681 | Sus | Y | EquipmentFailureInvolved¦Overhead¦Fuse¦Broken
22-0083172 | Unknown Cause | Patrol - found nothing |  |  | 2022 | Tier 2 - Elevated | Distribution Circuit | 7 | 8 | 2022-07-08 | 1751183 | Sus | Y | UnknownCause¦Patrolfoundnothing¦¦
22-0101090 | Company Initiated | Construction Activity/equip, company | Conductor, Overhead | Normal | 2022 | Tier 3 - Extreme | Distribution Circuit | 8 | 23 | 2022-08-23 | 1788411 | Sus | Y | CompanyInitiated¦ConstructionActivityequipcompany¦ConductorOverhead¦Normal
22-0102286 | Equipment Failure/Involved | Overhead | Transformer (OH) | Failed/Faulted | 2022 | Tier 2 - Elevated | Transformer only | 8 | 26 | 2022-08-26 | 1792003 | Sus | Y | EquipmentFailureInvolved¦Overhead¦Transformer(OH)¦FailedFaulted
22-0108762 | Unknown Cause | Patrol - found nothing |  |  | 2022 | Tier 2 - Elevated | Distribution Circuit | 9 | 10 | 2022-09-10 | 1807614 | Sus | Y | UnknownCause¦Patrolfoundnothing¦¦
22-0109418 | Company Initiated | Improper Construction | Jumper | Normal | 2022 | Tier 2 - Elevated | Distribution Circuit | 9 | 25 | 2022-09-25 | 1821177 | Sus | Y | CompanyInitiated¦ImproperConstruction¦Jumper¦Normal
22-0119739 | Company Initiated | Personnel, company | Conductor, Overhead | Normal | 2022 | Tier 2 - Elevated | Distribution Circuit | 10 | 10 | 2022-10-10 | 1834201 | Sus | Y | CompanyInitiated¦Personnelcompany¦ConductorOverhead¦Normal
22-0120501 | Unknown Cause | Patrol - found nothing |  |  | 2022 | Tier 3 - Extreme | Distribution Circuit | 10 | 12 | 2022-10-12 | 1835546 | Sus | Y | UnknownCause¦Patrolfoundnothing¦¦
22-0125618 | Unknown Cause | Patrol - found nothing |  |  | 2022 | Tier 2 - Elevated | Distribution Circuit | 10 | 28 | 2022-10-28 | 1847493 | Sus | Y | UnknownCause¦Patrolfoundnothing¦¦
22-0129065 | Vegetation | Tree - fell into line | Conductor, Overhead | Normal | 2022 | Tier 3 - Extreme | Distribution Circuit | 11 | 8 | 2022-11-08 | 1857407 | Sus | Y | Vegetation¦Treefellintoline¦ConductorOverhead¦Normal
22-0133711 | Unknown Cause | Patrol - found nothing |  |  | 2022 | Tier 2 - Elevated | Distribution Circuit | 11 | 23 | 2022-11-23 | 1868235 | Sus | Y | UnknownCause¦Patrolfoundnothing¦¦
22-0133761 | Vegetation | Tree - fell into line | Conductor, Overhead | Normal | 2022 | Tier 2 - Elevated | Distribution Circuit | 11 | 23 | 2022-11-23 | 1868297 | Sus | Y | Vegetation¦Treefellintoline¦ConductorOverhead¦Normal
22-0138147 | Vegetation | Tree - palm frond fell into line | Recloser | Normal | 2022 | Tier 2 - Elevated | Distribution Circuit | 12 | 10 | 2022-12-10 | 1880921 | Sus | N | Vegetation¦Treepalmfrondfellintoline¦Recloser¦Normal
15-0003943 | Equipment Failure/Involved | Other | Transformer | Deteriorated | 2015 | Tier 2 - Elevated | Transformer only | 1 | 12 | 2015-01-12 | 1162545 | Sus | N | EquipmentFailureInvolved¦Other¦Transformer¦Deteriorated
15-0007512 | Equipment Failure/Involved | Other | Cutout, fuse holder | Broken | 2015 | Tier 3 - Extreme | Distribution Circuit | 1 | 27 | 2015-01-27 | 1168969 | Sus | N | EquipmentFailureInvolved¦Other¦Cutoutfuseholder¦Broken
15-0009923 | Vegetation | Tree - grew into line | Transformer | Arcing | 2015 | Tier 2 - Elevated | Transformer only | 2 | 6 | 2015-02-06 | 1173458 | Sus | N | Vegetation¦Treegrewintoline¦Transformer¦Arcing
15-0011068 | Vegetation | Tree - branch fell on line | Secondary | Broken | 2015 | Tier 2 - Elevated | Distribution Circuit | 2 | 6 | 2015-02-06 | 1178169 | Sus | N | Vegetation¦Treebranchfellonline¦Secondary¦Broken
15-0011533 | Vegetation | Tree - fell into line | Conductor, Overhead | Broken, wire on ground | 2015 | Tier 2 - Elevated | Distribution Circuit | 2 | 8 | 2015-02-08 | 1182137 | Sus | N | Vegetation¦Treefellintoline¦ConductorOverhead¦Brokenwireonground
15-0017409 | Unknown Cause | Patrol - found nothing |  |  | 2015 | Tier 2 - Elevated | Distribution Circuit | 3 | 5 | 2015-03-05 | 1199514 | Sus | N | UnknownCause¦Patrolfoundnothing¦¦
15-0029289 | 3rd Party | Customer Equipment | Conductor, Overhead | Broken | 2015 | Tier 2 - Elevated | Distribution Circuit | 4 | 24 | 2015-04-24 | 1224242 | Sus | N | 3rdParty¦CustomerEquipment¦ConductorOverhead¦Broken
15-0032765 | Unknown Cause | Patrol - not conducted |  |  | 2015 | Tier 2 - Elevated | Distribution Circuit | 5 | 7 | 2015-05-07 | 1231375 | Sus | Y | UnknownCause¦Patrolnotconducted¦¦
15-0034263 | Equipment Failure/Involved | Underground | Conductor, Underground | Broken | 2015 | Tier 2 - Elevated | Distribution Circuit | 5 | 14 | 2015-05-14 | 1234738 | Sus | Y | EquipmentFailureInvolved¦Underground¦ConductorUnderground¦Broken
15-0039246 | Vegetation | Tree - fell into line | Conductor, Overhead | Broken, wire on ground | 2015 | Tier 2 - Elevated | Distribution Circuit | 6 | 8 | 2015-06-08 | 1245524 | Sus | Y | Vegetation¦Treefellintoline¦ConductorOverhead¦Brokenwireonground
15-0042641 | Unknown Cause | Patrol - found nothing |  |  | 2015 | Tier 3 - Extreme | Distribution Circuit | 6 | 23 | 2015-06-23 | 1254947 | Sus | Y | UnknownCause¦Patrolfoundnothing¦¦
15-0043152 | 3rd Party | Tree - cutting, 3rd party | Conductor, Overhead | Broken, wire on ground | 2015 | Tier 3 - Extreme | Distribution Circuit | 6 | 24 | 2015-06-24 | 1255850 | Sus | Y | 3rdParty¦Treecutting3rdparty¦ConductorOverhead¦Brokenwireonground
15-0043795 | Animal | Other | Transformer (UG) | Normal | 2015 | Tier 2 - Elevated | Distribution Circuit | 6 | 27 | 2015-06-27 | 1257951 | Sus | Y | Animal¦Other¦Transformer(UG)¦Normal
15-0049052 | Equipment Failure/Involved | Overhead | Transformer | Failed/Faulted | 2015 | Tier 2 - Elevated | Transformer only | 7 | 20 | 2015-07-20 | 1273338 | Sus | Y | EquipmentFailureInvolved¦Overhead¦Transformer¦FailedFaulted
15-0052189 | Vegetation | Tree - fell into line | Fuse | Failed/Faulted | 2015 | Tier 2 - Elevated | Distribution Circuit | 8 | 3 | 2015-08-03 | 1281716 | Sus | Y | Vegetation¦Treefellintoline¦Fuse¦FailedFaulted
15-0053693 | Animal | Squirrel | Cutout, fuse holder | Failed/Faulted | 2015 | Tier 3 - Extreme | Distribution Circuit | 8 | 7 | 2015-08-07 | 1284674 | Sus | Y | Animal¦Squirrel¦Cutoutfuseholder¦FailedFaulted
15-0055393 | Unknown Cause | Patrol - found nothing |  |  | 2015 | Tier 3 - Extreme | Distribution Circuit | 8 | 16 | 2015-08-16 | 1289595 | Sus | Y | UnknownCause¦Patrolfoundnothing¦¦
15-0059228 | Equipment Failure/Involved | Overhead | Transformer | Failed/Faulted | 2015 | Tier 2 - Elevated | Transformer only | 9 | 3 | 2015-09-03 | 1299807 | Sus | Y | EquipmentFailureInvolved¦Overhead¦Transformer¦FailedFaulted
15-0059883 | Unknown Cause | Patrol - found nothing |  |  | 2015 | Tier 2 - Elevated | Distribution Circuit | 9 | 8 | 2015-09-08 | 1301819 | Sus | Y | UnknownCause¦Patrolfoundnothing¦¦
15-0061195 | Environmental/External | Fire, Forest/Grass | Pole-Wood | Burned/flashed | 2015 | Tier 2 - Elevated | Distribution Circuit | 9 | 10 | 2015-09-10 | 1305398 | Sus | Y | EnvironmentalExternal¦FireForestGrass¦PoleWood¦Burnedflashed
15-0062036 | Unknown Cause | Patrol - not conducted |  |  | 2015 | Tier 2 - Elevated | Distribution Circuit | 9 | 17 | 2015-09-17 | 1307855 | Sus | Y | UnknownCause¦Patrolnotconducted¦¦
15-0067269 | Equipment Failure/Involved | Overhead | Cutout, fuse holder | Broken | 2015 | Tier 3 - Extreme | Transformer only | 10 | 1 | 2015-10-01 | 1315078 | Sus | Y | EquipmentFailureInvolved¦Overhead¦Cutoutfuseholder¦Broken
15-0067464 | Unknown Cause | Patrol - found nothing |  |  | 2015 | Tier 3 - Extreme | Distribution Circuit | 10 | 2 | 2015-10-02 | 1315442 | Sus | Y | UnknownCause¦Patrolfoundnothing¦¦
15-0070735 | Equipment Failure/Involved | Underground | Transformer (UG) | Arcing | 2015 | Tier 2 - Elevated | Distribution Circuit | 10 | 16 | 2015-10-16 | 1323413 | Sus | Y | EquipmentFailureInvolved¦Underground¦Transformer(UG)¦Arcing
15-0071220 | 3rd Party | Customer Equipment | Conductor, Overhead | Normal | 2015 | Tier 2 - Elevated | Distribution Circuit | 10 | 17 | 2015-10-17 | 1324117 | Sus | Y | 3rdParty¦CustomerEquipment¦ConductorOverhead¦Normal
15-0071563 | Unknown Cause | Patrol - found nothing |  |  | 2015 | Tier 2 - Elevated | Distribution Circuit | 10 | 18 | 2015-10-18 | 1325550 | Sus | Y | UnknownCause¦Patrolfoundnothing¦¦
15-0075629 | Unknown Cause | Patrol - found nothing |  | Failed/Faulted | 2015 | Tier 3 - Extreme | Distribution Circuit | 11 | 4 | 2015-11-04 | 1335482 | Sus | Y | UnknownCause¦Patrolfoundnothing¦¦FailedFaulted
15-0079591 | Unknown Cause | Patrol - found nothing |  |  | 2015 | Tier 2 - Elevated | Distribution Circuit | 11 | 20 | 2015-11-20 | 1346159 | Sus | Y | UnknownCause¦Patrolfoundnothing¦¦
15-0082033 | Equipment Failure/Involved | Overhead | Conductor, Overhead | Together | 2015 | Tier 2 - Elevated | Distribution Circuit | 12 | 1 | 2015-12-01 | 1351295 | Sus | N | EquipmentFailureInvolved¦Overhead¦ConductorOverhead¦Together
15-0082593 | Unknown Cause | Patrol - found nothing |  |  | 2015 | Tier 3 - Extreme | Distribution Circuit | 12 | 3 | 2015-12-03 | 1352875 | Sus | N | UnknownCause¦Patrolfoundnothing¦¦
15-0083602 | Equipment Failure/Involved | Overhead | Transformer | Failed/Faulted | 2015 | Tier 2 - Elevated | Transformer only | 12 | 9 | 2015-12-09 | 1356279 | Sus | N | EquipmentFailureInvolved¦Overhead¦Transformer¦FailedFaulted
15-0084091 | Environmental/External | Lightning | Transformer | Failed/Faulted | 2015 | Tier 3 - Extreme | Transformer only | 12 | 10 | 2015-12-10 | 1358247 | Sus | N | EnvironmentalExternal¦Lightning¦Transformer¦FailedFaulted
15-0084458 | Vegetation | Tree - grew into line | Transformer | Annealed | 2015 | Tier 2 - Elevated | Transformer only | 12 | 13 | 2015-12-13 | 1359752 | Sus | N | Vegetation¦Treegrewintoline¦Transformer¦Annealed
15-0087900 | Animal | Bird found | Transformer (OH) | Normal | 2015 | Tier 2 - Elevated | Distribution Circuit | 12 | 30 | 2015-12-30 | 1374999 | Sus | N | Animal¦Birdfound¦Transformer(OH)¦Normal
16-0005982 | Unknown Cause | Patrol - found nothing |  |  | 2016 | Tier 3 - Extreme | Distribution Circuit | 1 | 17 | 2016-01-17 | 1385778 | Sus | N | UnknownCause¦Patrolfoundnothing¦¦
16-0007056 | Unknown Cause | Patrol - found nothing |  |  | 2016 | Tier 2 - Elevated | Distribution Circuit | 1 | 21 | 2016-01-21 | 1389020 | Sus | N | UnknownCause¦Patrolfoundnothing¦¦
16-0007540 | Vegetation | Tree - fell into line | Conductor, Overhead | Broken, wire on ground | 2016 | Tier 3 - Extreme | Distribution Circuit | 1 | 22 | 2016-01-22 | 1390218 | Sus | N | Vegetation¦Treefellintoline¦ConductorOverhead¦Brokenwireonground
16-0007658 | Vegetation | Tree - fell into line | Conductor, Overhead | Broken, wire on ground | 2016 | Tier 2 - Elevated | Distribution Circuit | 1 | 22 | 2016-01-22 | 1390392 | Sus | N | Vegetation¦Treefellintoline¦ConductorOverhead¦Brokenwireonground
16-0011767 | Unknown Cause | Patrol - found nothing |  |  | 2016 | Tier 3 - Extreme | Distribution Circuit | 2 | 10 | 2016-02-10 | 1401145 | Sus | N | UnknownCause¦Patrolfoundnothing¦¦
16-0013669 | Vegetation | Tree - fell into line | Conductor, Overhead | Broken, wire on ground | 2016 | Tier 3 - Extreme | Distribution Circuit | 2 | 17 | 2016-02-17 | 1406645 | Sus | N | Vegetation¦Treefellintoline¦ConductorOverhead¦Brokenwireonground
16-0014965 | Unknown Cause | Patrol - not conducted |  |  | 2016 | Tier 3 - Extreme | Distribution Circuit | 2 | 23 | 2016-02-23 | 1410794 | Sus | N | UnknownCause¦Patrolnotconducted¦¦
16-0018055 | Vegetation | Tree - branch fell on line | Conductor, Overhead | Normal | 2016 | Tier 2 - Elevated | Distribution Circuit | 3 | 5 | 2016-03-05 | 1418541 | Sus | N | Vegetation¦Treebranchfellonline¦ConductorOverhead¦Normal
16-0018257 | Vegetation | Tree - fell into line | Conductor, Overhead | Together | 2016 | Tier 2 - Elevated | Distribution Circuit | 3 | 5 | 2016-03-05 | 1420697 | Sus | N | Vegetation¦Treefellintoline¦ConductorOverhead¦Together
16-0025772 | Unknown Cause | Patrol - found nothing |  |  | 2016 | Tier 2 - Elevated | Distribution Circuit | 4 | 3 | 2016-04-03 | 1443535 | Sus | N | UnknownCause¦Patrolfoundnothing¦¦
16-0025860 | Unknown Cause | Patrol - found nothing |  |  | 2016 | Tier 2 - Elevated | Distribution Circuit | 4 | 4 | 2016-04-04 | 1443885 | Sus | N | UnknownCause¦Patrolfoundnothing¦¦
16-0034826 | Unknown Cause | Patrol - found nothing |  |  | 2016 | Tier 2 - Elevated | Distribution Circuit | 5 | 9 | 2016-05-09 | 1466919 | Sus | Y | UnknownCause¦Patrolfoundnothing¦¦
16-0035849 | 3rd Party | Tree - cutting, 3rd party | Conductor, Overhead | Together | 2016 | Tier 2 - Elevated | Distribution Circuit | 5 | 13 | 2016-05-13 | 1469206 | Sus | Y | 3rdParty¦Treecutting3rdparty¦ConductorOverhead¦Together
16-0035849 | 3rd Party | Tree - cutting, 3rd party | Conductor, Overhead | Together | 2016 | Tier 2 - Elevated | Distribution Circuit | 5 | 13 | 2016-05-13 | 1469206 | Sus | Y | 3rdParty¦Treecutting3rdparty¦ConductorOverhead¦Together
16-0037611 | Vegetation | Tree - fell into line | Conductor, Overhead | Broken | 2016 | Tier 3 - Extreme | Distribution Circuit | 5 | 21 | 2016-05-21 | 1474464 | Sus | Y | Vegetation¦Treefellintoline¦ConductorOverhead¦Broken
16-0041494 | Unknown Cause | Patrol - found nothing |  |  | 2016 | Tier 2 - Elevated | Distribution Circuit | 6 | 6 | 2016-06-06 | 1484266 | Sus | Y | UnknownCause¦Patrolfoundnothing¦¦
16-0045909 | Equipment Failure/Involved | Underground | Transformer (UG) | Leaking | 2016 | Tier 3 - Extreme | Distribution Circuit | 6 | 27 | 2016-06-27 | 1496672 | Sus | Y | EquipmentFailureInvolved¦Underground¦Transformer(UG)¦Leaking
16-0046424 | 3rd Party | Fire, house or bldg. | Conductor, Overhead | Broken, wire on ground | 2016 | Tier 2 - Elevated | Distribution Circuit | 6 | 28 | 2016-06-28 | 1497805 | Sus | Y | 3rdParty¦Firehouseorbldg¦ConductorOverhead¦Brokenwireonground
16-0046503 | Vegetation | Tree - fell into line | Secondary | Broken, wire on ground | 2016 | Tier 3 - Extreme | Distribution Circuit | 6 | 29 | 2016-06-29 | 1498016 | Sus | Y | Vegetation¦Treefellintoline¦Secondary¦Brokenwireonground
16-0051039 | Vegetation | Tree - fell into line | Conductor, Overhead | Broken, wire on ground | 2016 | Tier 2 - Elevated | Distribution Circuit | 7 | 19 | 2016-07-19 | 1512720 | Sus | Y | Vegetation¦Treefellintoline¦ConductorOverhead¦Brokenwireonground
16-0053141 | Unknown Cause | Patrol - found nothing |  |  | 2016 | Tier 2 - Elevated | Distribution Circuit | 7 | 28 | 2016-07-28 | 1517576 | Sus | Y | UnknownCause¦Patrolfoundnothing¦¦
16-0058404 | Animal | Other | Recloser | Normal | 2016 | Tier 2 - Elevated | Distribution Circuit | 8 | 18 | 2016-08-18 | 1528705 | Sus | Y | Animal¦Other¦Recloser¦Normal
16-0060816 | Equipment Failure/Involved | Overhead | Pole-Wood | Broken | 2016 | Tier 2 - Elevated | Distribution Circuit | 8 | 29 | 2016-08-29 | 1533917 | Sus | Y | EquipmentFailureInvolved¦Overhead¦PoleWood¦Broken
16-0078772 | 3rd Party | Tree - cutting, 3rd party | Conductor, Overhead | Normal | 2016 | Tier 3 - Extreme | Distribution Circuit | 11 | 8 | 2016-11-08 | 1578354 | Sus | Y | 3rdParty¦Treecutting3rdparty¦ConductorOverhead¦Normal
16-0080994 | Unknown Cause | Patrol - found nothing |  |  | 2016 | Tier 2 - Elevated | Distribution Circuit | 11 | 18 | 2016-11-18 | 1584356 | Sus | Y | UnknownCause¦Patrolfoundnothing¦¦
16-0082450 | Animal | Squirrel | Conductor, Overhead | Normal | 2016 | Tier 2 - Elevated | Distribution Circuit | 11 | 27 | 2016-11-27 | 1589812 | Sus | Y | Animal¦Squirrel¦ConductorOverhead¦Normal
16-0082482 | Vegetation | Tree - fell into line | Crossarm, Wood | Broken, wire on ground | 2016 | Tier 3 - Extreme | Distribution Circuit | 11 | 27 | 2016-11-27 | 1590066 | Sus | Y | Vegetation¦Treefellintoline¦CrossarmWood¦Brokenwireonground
16-0082814 | Unknown Cause | Patrol - found nothing |  |  | 2016 | Tier 2 - Elevated | Distribution Circuit | 11 | 29 | 2016-11-29 | 1591053 | Sus | Y | UnknownCause¦Patrolfoundnothing¦¦
16-0084860 | Vegetation | Tree - fell into line | Conductor, Overhead | Broken, wire on ground | 2016 | Tier 2 - Elevated | Transformer only | 12 | 9 | 2016-12-09 | 1597831 | Sus | N | Vegetation¦Treefellintoline¦ConductorOverhead¦Brokenwireonground
16-0085777 | Vegetation | Tree - fell into line | Conductor, Overhead | Broken, wire on ground | 2016 | Tier 2 - Elevated | Distribution Circuit | 12 | 15 | 2016-12-15 | 1603142 | Sus | N | Vegetation¦Treefellintoline¦ConductorOverhead¦Brokenwireonground
16-0086370 | Unknown Cause | Patrol - found nothing |  |  | 2016 | Tier 2 - Elevated | Distribution Circuit | 12 | 19 | 2016-12-19 | 1606568 | Sus | N | UnknownCause¦Patrolfoundnothing¦¦
16-0087370 | 3rd Party | Vehicle | Pole-Wood | Broken | 2016 | Tier 2 - Elevated | Distribution Circuit | 12 | 29 | 2016-12-29 | 1613078 | Sus | N | 3rdParty¦Vehicle¦PoleWood¦Broken
17-0003730 | Vegetation | Tree - fell into line | Conductor, Overhead | Normal | 2017 | Tier 3 - Extreme | Distribution Circuit | 1 | 4 | 2017-01-04 | 1618593 | Sus | N | Vegetation¦Treefellintoline¦ConductorOverhead¦Normal
17-0005731 | Vegetation | Tree - fell into line | Conductor, Overhead | Broken, wire on ground | 2017 | Tier 2 - Elevated | Distribution Circuit | 1 | 8 | 2017-01-08 | 1629027 | Sus | N | Vegetation¦Treefellintoline¦ConductorOverhead¦Brokenwireonground
17-0007423 | Unknown Cause | Patrol - found nothing |  |  | 2017 | Tier 3 - Extreme | Distribution Circuit | 1 | 11 | 2017-01-11 | 1638638 | Sus | N | UnknownCause¦Patrolfoundnothing¦¦
17-0007445 | Vegetation | Tree - branch fell on line | Conductor, Overhead | Broken, wire on ground | 2017 | Tier 3 - Extreme | Distribution Circuit | 1 | 10 | 2017-01-10 | 1633788 | Sus | N | Vegetation¦Treebranchfellonline¦ConductorOverhead¦Brokenwireonground
17-0007672 | Vegetation | Tree - fell into line | Conductor, Overhead | Broken, wire on ground | 2017 | Tier 2 - Elevated | Distribution Circuit | 1 | 8 | 2017-01-08 | 1626410 | Sus | N | Vegetation¦Treefellintoline¦ConductorOverhead¦Brokenwireonground
17-0008279 | Vegetation | Tree - fell into line | Conductor, Overhead | Broken, wire on ground | 2017 | Tier 3 - Extreme | Distribution Circuit | 1 | 12 | 2017-01-12 | 1640945 | Sus | N | Vegetation¦Treefellintoline¦ConductorOverhead¦Brokenwireonground
17-0009944 | Vegetation | Tree - bark fell into line | Conductor, Overhead | Normal | 2017 | Tier 3 - Extreme | Distribution Circuit | 1 | 18 | 2017-01-18 | 1645840 | Sus | N | Vegetation¦Treebarkfellintoline¦ConductorOverhead¦Normal
17-0012944 | Vegetation | Tree - branch fell on line | Conductor, Overhead | Normal | 2017 | Tier 3 - Extreme | Distribution Circuit | 1 | 22 | 2017-01-22 | 1659312 | Sus | N | Vegetation¦Treebranchfellonline¦ConductorOverhead¦Normal
17-0013795 | Unknown Cause | Patrol - found nothing |  |  | 2017 | Tier 2 - Elevated | Distribution Circuit | 1 | 23 | 2017-01-23 | 1662899 | Sus | N | UnknownCause¦Patrolfoundnothing¦¦
17-0018998 | Environmental/External | Flood/Erosion | Conductor, Overhead | Normal | 2017 | Tier 3 - Extreme | Distribution Circuit | 2 | 8 | 2017-02-08 | 1681845 | Sus | N | EnvironmentalExternal¦FloodErosion¦ConductorOverhead¦Normal
17-0019012 | Vegetation | Tree - branch fell on line | Conductor, Overhead | Normal | 2017 | Tier 3 - Extreme | Distribution Circuit | 2 | 8 | 2017-02-08 | 1681563 | Sus | N | Vegetation¦Treebranchfellonline¦ConductorOverhead¦Normal
17-0019031 | Vegetation | Tree - fell into line | Conductor, Overhead | Broken, wire on ground | 2017 | Tier 2 - Elevated | Distribution Circuit | 2 | 7 | 2017-02-07 | 1681962 | Sus | N | Vegetation¦Treefellintoline¦ConductorOverhead¦Brokenwireonground
17-0019145 | Vegetation | Tree - fell into line | Conductor, Overhead | Normal | 2017 | Tier 3 - Extreme | Distribution Circuit | 2 | 8 | 2017-02-08 | 1682443 | Sus | N | Vegetation¦Treefellintoline¦ConductorOverhead¦Normal
17-0021362 | Vegetation | Tree - branch fell on line | Conductor, Overhead | Normal | 2017 | Tier 3 - Extreme | Distribution Circuit | 2 | 15 | 2017-02-15 | 1689483 | Sus | N | Vegetation¦Treebranchfellonline¦ConductorOverhead¦Normal
17-0021446 | Vegetation | Tree - fell into line | Conductor, Overhead | Broken, wire on ground | 2017 | Tier 2 - Elevated | Distribution Circuit | 2 | 16 | 2017-02-16 | 1689873 | Sus | N | Vegetation¦Treefellintoline¦ConductorOverhead¦Brokenwireonground
17-0021670 | Equipment Failure/Involved | Overhead | Fuse | Normal | 2017 | Tier 2 - Elevated | Distribution Circuit | 2 | 16 | 2017-02-16 | 1690533 | Sus | N | EquipmentFailureInvolved¦Overhead¦Fuse¦Normal
17-0022100 | Vegetation | Tree - fell into line | Anchor or Guy | Normal | 2017 | Tier 2 - Elevated | Distribution Circuit | 2 | 17 | 2017-02-17 | 1694235 | Sus | N | Vegetation¦Treefellintoline¦AnchororGuy¦Normal
17-0024972 | Vegetation | Tree - fell into line | Pole-Wood | Broken, wire on ground | 2017 | Tier 2 - Elevated | Distribution Circuit | 2 | 21 | 2017-02-21 | 1707723 | Sus | N | Vegetation¦Treefellintoline¦PoleWood¦Brokenwireonground
17-0026739 | Unknown Cause | Patrol - found nothing |  |  | 2017 | Tier 3 - Extreme | Transformer only | 2 | 25 | 2017-02-25 | 1713928 | Sus | N | UnknownCause¦Patrolfoundnothing¦¦
17-0028788 | Vegetation | Tree - fell into line | Conductor, Overhead | Broken, wire on ground | 2017 | Tier 2 - Elevated | Distribution Circuit | 3 | 6 | 2017-03-06 | 1720987 | Sus | N | Vegetation¦Treefellintoline¦ConductorOverhead¦Brokenwireonground
17-0032534 | Vegetation | Tree - fell into line | Conductor, Overhead | Normal | 2017 | Tier 3 - Extreme | Distribution Circuit | 3 | 21 | 2017-03-21 | 1732460 | Sus | N | Vegetation¦Treefellintoline¦ConductorOverhead¦Normal
17-0035306 | Equipment Failure/Involved | Overhead | Crossarm, Wood | Broken | 2017 | Tier 3 - Extreme | Transformer only | 3 | 30 | 2017-03-30 | 1740341 | Sus | N | EquipmentFailureInvolved¦Overhead¦CrossarmWood¦Broken
17-0036843 | Vegetation | Tree - fell into line | Conductor, Overhead | Normal | 2017 | Tier 3 - Extreme | Distribution Circuit | 4 | 5 | 2017-04-05 | 1744907 | Sus | N | Vegetation¦Treefellintoline¦ConductorOverhead¦Normal
17-0037609 | Equipment Failure/Involved | Overhead | Conductor, Overhead | Broken, wire on ground | 2017 | Tier 2 - Elevated | Distribution Circuit | 4 | 7 | 2017-04-07 | 1749549 | Sus | N | EquipmentFailureInvolved¦Overhead¦ConductorOverhead¦Brokenwireonground
17-0037728 | Vegetation | Tree - fell into line | Conductor, Overhead | Broken, wire on ground | 2017 | Tier 2 - Elevated | Distribution Circuit | 4 | 6 | 2017-04-06 | 1746221 | Sus | N | Vegetation¦Treefellintoline¦ConductorOverhead¦Brokenwireonground
17-0038489 | Unknown Cause | Patrol - found nothing |  |  | 2017 | Tier 2 - Elevated | Distribution Circuit | 4 | 9 | 2017-04-09 | 1753710 | Sus | N | UnknownCause¦Patrolfoundnothing¦¦
17-0044890 | Equipment Failure/Involved | Overhead | Transformer | Failed/Faulted | 2017 | Tier 3 - Extreme | Transformer only | 5 | 3 | 2017-05-03 | 1773166 | Sus | Y | EquipmentFailureInvolved¦Overhead¦Transformer¦FailedFaulted
17-0047736 | Vegetation | Tree - branch fell on line | Conductor, Overhead | Normal | 2017 | Tier 2 - Elevated | Distribution Circuit | 5 | 13 | 2017-05-13 | 1781504 | Sus | Y | Vegetation¦Treebranchfellonline¦ConductorOverhead¦Normal
17-0051160 | Equipment Failure/Involved | Overhead | Crossarm, Wood | Broken | 2017 | Tier 3 - Extreme | Distribution Circuit | 5 | 27 | 2017-05-27 | 1791891 | Sus | Y | EquipmentFailureInvolved¦Overhead¦CrossarmWood¦Broken
17-0054309 | Vegetation | Tree - fell into line | Crossarm, Wood | Broken | 2017 | Tier 2 - Elevated | Distribution Circuit | 6 | 11 | 2017-06-11 | 1801721 | Sus | Y | Vegetation¦Treefellintoline¦CrossarmWood¦Broken
17-0056092 | 3rd Party | Vehicle | Pole-Wood | Broken, wire on ground | 2017 | Tier 2 - Elevated | Distribution Circuit | 6 | 18 | 2017-06-18 | 1807649 | Sus | Y | 3rdParty¦Vehicle¦PoleWood¦Brokenwireonground
17-0056405 | Equipment Failure/Involved | Overhead | Transformer | Failed/Faulted | 2017 | Tier 3 - Extreme | Transformer only | 6 | 18 | 2017-06-18 | 1809181 | Sus | Y | EquipmentFailureInvolved¦Overhead¦Transformer¦FailedFaulted
17-0056933 | Equipment Failure/Involved | Overhead | Insulator | Broken | 2017 | Tier 2 - Elevated | Transformer only | 6 | 20 | 2017-06-20 | 1812310 | Sus | Y | EquipmentFailureInvolved¦Overhead¦Insulator¦Broken
17-0057900 | Unknown Cause | Patrol - found nothing |  |  | 2017 | Tier 2 - Elevated | Distribution Circuit | 6 | 22 | 2017-06-22 | 1815592 | Sus | Y | UnknownCause¦Patrolfoundnothing¦¦
17-0058765 | Animal | Bird found | Cutout, fuse holder | Burned/flashed | 2017 | Tier 2 - Elevated | Distribution Circuit | 6 | 26 | 2017-06-26 | 1818673 | Sus | Y | Animal¦Birdfound¦Cutoutfuseholder¦Burnedflashed
17-0059281 | Equipment Failure/Involved | Overhead | Transformer | Failed/Faulted | 2017 | Tier 2 - Elevated | Transformer only | 6 | 28 | 2017-06-28 | 1820004 | Sus | Y | EquipmentFailureInvolved¦Overhead¦Transformer¦FailedFaulted
17-0060203 | Equipment Failure/Involved | Overhead | Transformer | Failed/Faulted | 2017 | Tier 2 - Elevated | Transformer only | 7 | 3 | 2017-07-03 | 1822685 | Sus | Y | EquipmentFailureInvolved¦Overhead¦Transformer¦FailedFaulted
17-0067778 | Unknown Cause | Patrol - found nothing |  |  | 2017 | Tier 2 - Elevated | Distribution Circuit | 8 | 3 | 2017-08-03 | 1845749 | Sus | Y | UnknownCause¦Patrolfoundnothing¦¦
17-0068077 | Unknown Cause | Patrol - found nothing |  |  | 2017 | Tier 2 - Elevated | Distribution Circuit | 8 | 4 | 2017-08-04 | 1846521 | Sus | Y | UnknownCause¦Patrolfoundnothing¦¦
17-0069574 | Unknown Cause | Patrol - found nothing |  |  | 2017 | Tier 2 - Elevated | Distribution Circuit | 8 | 11 | 2017-08-11 | 1850289 | Sus | Y | UnknownCause¦Patrolfoundnothing¦¦
17-0071209 | Unknown Cause | Patrol - found nothing |  |  | 2017 | Tier 3 - Extreme | Distribution Circuit | 8 | 18 | 2017-08-18 | 1854578 | Sus | Y | UnknownCause¦Patrolfoundnothing¦¦
17-0073930 | Equipment Failure/Involved | Underground | Connector or Splice (UG) | Broken | 2017 | Tier 2 - Elevated | Distribution Circuit | 8 | 29 | 2017-08-29 | 1862748 | Sus | Y | EquipmentFailureInvolved¦Underground¦ConnectororSplice(UG)¦Broken
17-0075849 | Animal | Bird found | Conductor, Overhead | Normal | 2017 | Tier 2 - Elevated | Distribution Circuit | 9 | 4 | 2017-09-04 | 1869777 | Sus | Y | Animal¦Birdfound¦ConductorOverhead¦Normal
17-0077173 | Animal | Squirrel | Fuse | Failed/Faulted | 2017 | Tier 2 - Elevated | Distribution Circuit | 9 | 9 | 2017-09-09 | 1873800 | Sus | Y | Animal¦Squirrel¦Fuse¦FailedFaulted
17-0077782 | Equipment Failure/Involved | Overhead | Transformer (OH) | Failed/Faulted | 2017 | Tier 2 - Elevated | Transformer only | 9 | 11 | 2017-09-11 | 1875426 | Sus | Y | EquipmentFailureInvolved¦Overhead¦Transformer(OH)¦FailedFaulted
17-0081495 | Unknown Cause | Patrol - found nothing |  |  | 2017 | Tier 2 - Elevated | Distribution Circuit | 9 | 25 | 2017-09-25 | 1885304 | Sus | Y | UnknownCause¦Patrolfoundnothing¦¦
17-0083053 | Vegetation | Tree - branch fell on line | Fuse | Failed/Faulted | 2017 | Tier 3 - Extreme | Distribution Circuit | 9 | 30 | 2017-09-30 | 1888617 | Sus | Y | Vegetation¦Treebranchfellonline¦Fuse¦FailedFaulted
17-0085339 | Vegetation | Tree - fell into line | Conductor, Overhead | Broken, wire on ground | 2017 | Tier 2 - Elevated | Distribution Circuit | 10 | 8 | 2017-10-08 | 1893777 | Sus | Y | Vegetation¦Treefellintoline¦ConductorOverhead¦Brokenwireonground
17-0086144 | Environmental/External | Fire, Forest/Grass | Conductor, Overhead | Broken, wire on ground | 2017 | Tier 2 - Elevated | Distribution Circuit | 10 | 10 | 2017-10-10 | 1897812 | Sus | Y | EnvironmentalExternal¦FireForestGrass¦ConductorOverhead¦Brokenwireonground
17-0088678 | Environmental/External | Fire, Forest/Grass | Pole-Wood | Burned/flashed | 2017 | Tier 2 - Elevated | Distribution Circuit | 10 | 8 | 2017-10-08 | 1904332 | Sus | Y | EnvironmentalExternal¦FireForestGrass¦PoleWood¦Burnedflashed
17-0089503 | Environmental/External | Fire, Forest/Grass | Conductor, Overhead | Broken, wire on ground | 2017 | Tier 3 - Extreme | Distribution Circuit | 10 | 21 | 2017-10-21 | 1907292 | Sus | Y | EnvironmentalExternal¦FireForestGrass¦ConductorOverhead¦Brokenwireonground
17-0090806 | Equipment Failure/Involved | Overhead | Fuse | Normal | 2017 | Tier 2 - Elevated | Distribution Circuit | 10 | 27 | 2017-10-27 | 1910698 | Sus | Y | EquipmentFailureInvolved¦Overhead¦Fuse¦Normal
17-0093231 | Animal | Squirrel |  | Failed/Faulted | 2017 | Tier 3 - Extreme | Transformer only | 11 | 7 | 2017-11-07 | 1917575 | Sus | Y | Animal¦Squirrel¦¦FailedFaulted
17-0094312 | Vegetation | Tree - fell into line | Conductor, Overhead | Broken, wire on ground | 2017 | Tier 2 - Elevated | Distribution Circuit | 11 | 10 | 2017-11-10 | 1920134 | Sus | Y | Vegetation¦Treefellintoline¦ConductorOverhead¦Brokenwireonground
17-0096222 | Equipment Failure/Involved | Overhead | Transformer (OH) | Broken | 2017 | Tier 2 - Elevated | Distribution Circuit | 11 | 18 | 2017-11-18 | 1925640 | Sus | Y | EquipmentFailureInvolved¦Overhead¦Transformer(OH)¦Broken
17-0102097 | Vegetation | Tree - branch fell on line | Conductor, Overhead | Normal | 2017 | Tier 3 - Extreme | Distribution Circuit | 12 | 16 | 2017-12-16 | 1945030 | Sus | N | Vegetation¦Treebranchfellonline¦ConductorOverhead¦Normal
17-0102327 | Unknown Cause | Patrol - found nothing |  |  | 2017 | Tier 3 - Extreme | Distribution Circuit | 12 | 17 | 2017-12-17 | 1946120 | Sus | N | UnknownCause¦Patrolfoundnothing¦¦
17-0102719 | Unknown Cause | Patrol - found nothing |  |  | 2017 | Tier 2 - Elevated | Distribution Circuit | 12 | 20 | 2017-12-20 | 1948155 | Sus | N | UnknownCause¦Patrolfoundnothing¦¦
18-0016626 | Unknown Cause | Patrol - found nothing |  |  | 2018 | Tier 2 - Elevated | Distribution Circuit | 2 | 23 | 2018-02-23 | 29789 | Sus | N | UnknownCause¦Patrolfoundnothing¦¦
18-0022133 | Unknown Cause | Patrol - found nothing |  |  | 2018 | Tier 2 - Elevated | Distribution Circuit | 3 | 13 | 2018-03-13 | 43029 | Sus | N | UnknownCause¦Patrolfoundnothing¦¦
18-0023501 | Vegetation | Tree - fell into line | Conductor, Overhead | Broken, wire on ground | 2018 | Tier 2 - Elevated | Distribution Circuit | 3 | 16 | 2018-03-16 | 45927 | Sus | N | Vegetation¦Treefellintoline¦ConductorOverhead¦Brokenwireonground
18-0035862 | Equipment Failure/Involved | Overhead | Crossarm, Wood | Broken | 2018 | Tier 2 - Elevated | Distribution Circuit | 4 | 26 | 2018-04-26 | 74515 | Sus | N | EquipmentFailureInvolved¦Overhead¦CrossarmWood¦Broken
18-0036607 | Equipment Failure/Involved | Overhead | Other | Malfunctioning | 2018 | Tier 2 - Elevated | Distribution Circuit | 4 | 29 | 2018-04-29 | 76201 | Sus | N | EquipmentFailureInvolved¦Overhead¦Other¦Malfunctioning
18-0043217 | Equipment Failure/Involved | Overhead | Other | Leaking | 2018 | Tier 3 - Extreme | Distribution Circuit | 5 | 22 | 2018-05-22 | 91936 | Sus | Y | EquipmentFailureInvolved¦Overhead¦Other¦Leaking
18-0050902 | Vegetation | Tree - fell into line | Other | Broken | 2018 | Tier 2 - Elevated | Distribution Circuit | 6 | 14 | 2018-06-14 | 108967 | Sus | Y | Vegetation¦Treefellintoline¦Other¦Broken
18-0059957 | Unknown Cause | Patrol - found nothing |  |  | 2018 | Tier 2 - Elevated | Distribution Circuit | 7 | 15 | 2018-07-15 | 132236 | Sus | Y | UnknownCause¦Patrolfoundnothing¦¦
18-0060846 | Equipment Failure/Involved | Overhead | Transformer | Failed/Faulted | 2018 | Tier 3 - Extreme | Transformer only | 7 | 17 | 2018-07-17 | 134276 | Sus | Y | EquipmentFailureInvolved¦Overhead¦Transformer¦FailedFaulted
18-0062475 | Unknown Cause | Patrol - found nothing |  |  | 2018 | Tier 2 - Elevated | Distribution Circuit | 7 | 22 | 2018-07-22 | 137482 | Sus | Y | UnknownCause¦Patrolfoundnothing¦¦
18-0063474 | Unknown Cause | Patrol - found nothing |  |  | 2018 | Tier 2 - Elevated | Distribution Circuit | 7 | 25 | 2018-07-25 | 139873 | Sus | Y | UnknownCause¦Patrolfoundnothing¦¦
18-0064391 | Equipment Failure/Involved | Overhead | Transformer | Failed/Faulted | 2018 | Tier 2 - Elevated | Transformer only | 7 | 27 | 2018-07-27 | 141787 | Sus | Y | EquipmentFailureInvolved¦Overhead¦Transformer¦FailedFaulted
18-0067414 | Vegetation | Tree - fell into line | Crossarm, Wood | Broken, wire on ground | 2018 | Tier 3 - Extreme | Distribution Circuit | 8 | 7 | 2018-08-07 | 150415 | Sus | Y | Vegetation¦Treefellintoline¦CrossarmWood¦Brokenwireonground
18-0067425 | Animal | Squirrel | Pothead(Riser Termination) | Normal | 2018 | Tier 2 - Elevated | Distribution Circuit | 8 | 7 | 2018-08-07 | 150434 | Sus | Y | Animal¦Squirrel¦Pothead(RiserTermination)¦Normal
18-0085780 | Equipment Failure/Involved | Overhead | Lightning Arrestor | Burned/flashed | 2018 | Tier 2 - Elevated | Distribution Circuit | 10 | 2 | 2018-10-02 | 185980 | Sus | Y | EquipmentFailureInvolved¦Overhead¦LightningArrestor¦Burnedflashed
18-0086081 | Equipment Failure/Involved | Overhead | Regulator | Failed/Faulted | 2018 | Tier 2 - Elevated | Distribution Circuit | 10 | 3 | 2018-10-03 | 187047 | Sus | Y | EquipmentFailureInvolved¦Overhead¦Regulator¦FailedFaulted
18-0086523 | Equipment Failure/Involved | Overhead | Insulator | Broken | 2018 | Tier 2 - Elevated | Distribution Circuit | 10 | 3 | 2018-10-03 | 187849 | Sus | Y | EquipmentFailureInvolved¦Overhead¦Insulator¦Broken
18-0088462 | Equipment Failure/Involved | Overhead | Insulator | Broken | 2018 | Tier 3 - Extreme | Distribution Circuit | 10 | 9 | 2018-10-09 | 191475 | Sus | Y | EquipmentFailureInvolved¦Overhead¦Insulator¦Broken
18-0095170 | Equipment Failure/Involved | Overhead | Transformer | Failed/Faulted | 2018 | Tier 2 - Elevated | Transformer only | 10 | 29 | 2018-10-29 | 204058 | Sus | Y | EquipmentFailureInvolved¦Overhead¦Transformer¦FailedFaulted
18-0097463 | Vegetation | Tree - branch fell on line | Conductor, Overhead | Broken, wire on ground | 2018 | Tier 2 - Elevated | Distribution Circuit | 11 | 6 | 2018-11-06 | 209829 | Sus | Y | Vegetation¦Treebranchfellonline¦ConductorOverhead¦Brokenwireonground
18-0102404 | Equipment Failure/Involved | Underground | Transformer (UG) | Failed/Faulted | 2018 | Tier 2 - Elevated | Distribution Circuit | 11 | 22 | 2018-11-22 | 222340 | Sus | Y | EquipmentFailureInvolved¦Underground¦Transformer(UG)¦FailedFaulted
18-0104641 | Vegetation | Tree - branch fell on line | Conductor, Overhead | Broken, wire on ground | 2018 | Tier 3 - Extreme | Distribution Circuit | 11 | 28 | 2018-11-28 | 226966 | Sus | Y | Vegetation¦Treebranchfellonline¦ConductorOverhead¦Brokenwireonground
18-0105404 | Vegetation | Tree - branch fell on line | Conductor, Overhead | Normal | 2018 | Tier 2 - Elevated | Distribution Circuit | 11 | 29 | 2018-11-29 | 229682 | Sus | Y | Vegetation¦Treebranchfellonline¦ConductorOverhead¦Normal
18-0107154 | Equipment Failure/Involved | Overhead | Transformer | Failed/Faulted | 2018 | Tier 2 - Elevated | Transformer only | 12 | 4 | 2018-12-04 | 233931 | Sus | N | EquipmentFailureInvolved¦Overhead¦Transformer¦FailedFaulted
18-0108541 | Equipment Failure/Involved | Overhead | Transformer | Contaminated | 2018 | Tier 2 - Elevated | Transformer only | 12 | 11 | 2018-12-11 | 237945 | Sus | N | EquipmentFailureInvolved¦Overhead¦Transformer¦Contaminated
18-0108910 | Unknown Cause | Patrol - found nothing |  |  | 2018 | Tier 2 - Elevated | Distribution Circuit | 12 | 12 | 2018-12-12 | 239006 | Sus | N | UnknownCause¦Patrolfoundnothing¦¦
18-0108939 | Unknown Cause | Patrol - found nothing |  |  | 2018 | Tier 3 - Extreme | Distribution Circuit | 12 | 13 | 2018-12-13 | 239045 | Sus | N | UnknownCause¦Patrolfoundnothing¦¦
18-0109255 | Unknown Cause | Patrol - found nothing |  |  | 2018 | Tier 2 - Elevated | Distribution Circuit | 12 | 14 | 2018-12-14 | 240488 | Sus | N | UnknownCause¦Patrolfoundnothing¦¦
18-0110491 | Unknown Cause | Patrol - found nothing |  |  | 2018 | Tier 3 - Extreme | Distribution Circuit | 12 | 24 | 2018-12-24 | 246306 | Sus | N | UnknownCause¦Patrolfoundnothing¦¦
18-0110868 | Vegetation | Tree - fell into line | Pole-Wood | Broken, wire on ground | 2018 | Tier 3 - Extreme | Distribution Circuit | 12 | 27 | 2018-12-27 | 248327 | Sus | N | Vegetation¦Treefellintoline¦PoleWood¦Brokenwireonground
19-0005092 | Vegetation | Tree - fell into line | Conductor, Overhead | Broken, wire on ground | 2019 | Tier 3 - Extreme | Distribution Circuit | 1 | 6 | 2019-01-06 | 255311 | Sus | N | Vegetation¦Treefellintoline¦ConductorOverhead¦Brokenwireonground
19-0005146 | Unknown Cause | Patrol - not conducted |  |  | 2019 | Tier 2 - Elevated | Distribution Circuit | 1 | 6 | 2019-01-06 | 255510 | Sus | N | UnknownCause¦Patrolnotconducted¦¦
19-0005556 | Vegetation | Tree - branch fell on line | Conductor, Overhead | Broken, wire on ground | 2019 | Tier 2 - Elevated | Distribution Circuit | 1 | 6 | 2019-01-06 | 256566 | Sus | N | Vegetation¦Treebranchfellonline¦ConductorOverhead¦Brokenwireonground
19-0007753 | Unknown Cause | Patrol - found nothing |  |  | 2019 | Tier 3 - Extreme | Distribution Circuit | 1 | 10 | 2019-01-10 | 262903 | Sus | N | UnknownCause¦Patrolfoundnothing¦¦
19-0012088 | Vegetation | Tree - fell into line | Pole-Wood | Broken, wire on ground | 2019 | Tier 2 - Elevated | Distribution Circuit | 1 | 17 | 2019-01-17 | 276596 | Sus | N | Vegetation¦Treefellintoline¦PoleWood¦Brokenwireonground
19-0012163 | Company Initiated | Return Circuit Normal | Conductor, Overhead | Normal | 2019 | Tier 2 - Elevated | Distribution Circuit | 1 | 19 | 2019-01-19 | 276822 | Sus | N | CompanyInitiated¦ReturnCircuitNormal¦ConductorOverhead¦Normal
19-0017678 | Unknown Cause | Patrol - not conducted |  |  | 2019 | Tier 2 - Elevated | Distribution Circuit | 2 | 3 | 2019-02-03 | 289287 | Sus | N | UnknownCause¦Patrolnotconducted¦¦
19-0019773 | Vegetation | Tree - fell into line | Conductor, Overhead | Normal | 2019 | Tier 3 - Extreme | Distribution Circuit | 2 | 5 | 2019-02-05 | 295659 | Sus | N | Vegetation¦Treefellintoline¦ConductorOverhead¦Normal
19-0019900 | Vegetation | Tree - fell into line | Pole-Wood | Broken, wire on ground | 2019 | Tier 2 - Elevated | Distribution Circuit | 2 | 7 | 2019-02-07 | 295892 | Sus | N | Vegetation¦Treefellintoline¦PoleWood¦Brokenwireonground
19-0020134 | Equipment Failure/Involved | Overhead | Pole-Wood | Broken | 2019 | Tier 2 - Elevated | Distribution Circuit | 2 | 8 | 2019-02-08 | 296657 | Sus | N | EquipmentFailureInvolved¦Overhead¦PoleWood¦Broken
19-0020513 | Unknown Cause | Patrol - found nothing |  |  | 2019 | Tier 3 - Extreme | Distribution Circuit | 2 | 9 | 2019-02-09 | 297553 | Sus | N | UnknownCause¦Patrolfoundnothing¦¦
19-0020547 | Unknown Cause | Patrol - not conducted |  |  | 2019 | Tier 2 - Elevated | Distribution Circuit | 2 | 10 | 2019-02-10 | 297979 | Sus | N | UnknownCause¦Patrolnotconducted¦¦
19-0020596 | Vegetation | Tree - fell into line | Pole-Wood | Broken, wire on ground | 2019 | Tier 2 - Elevated | Distribution Circuit | 2 | 10 | 2019-02-10 | 297796 | Sus | N | Vegetation¦Treefellintoline¦PoleWood¦Brokenwireonground
19-0020666 | Vegetation | Tree - fell into line | Conductor, Overhead | Broken, wire on ground | 2019 | Tier 2 - Elevated | Distribution Circuit | 2 | 10 | 2019-02-10 | 298014 | Sus | N | Vegetation¦Treefellintoline¦ConductorOverhead¦Brokenwireonground
19-0020775 | Vegetation | Tree - branch fell on line | Conductor, Overhead | Together | 2019 | Tier 3 - Extreme | Distribution Circuit | 2 | 10 | 2019-02-10 | 297813 | Sus | N | Vegetation¦Treebranchfellonline¦ConductorOverhead¦Together
19-0020920 | Vegetation | Tree - fell into line | Conductor, Overhead | Broken, wire on ground | 2019 | Tier 3 - Extreme | Distribution Circuit | 2 | 10 | 2019-02-10 | 299589 | Sus | N | Vegetation¦Treefellintoline¦ConductorOverhead¦Brokenwireonground
19-0021425 | Vegetation | Tree - fell into line | Conductor, Overhead | Broken, wire on ground | 2019 | Tier 3 - Extreme | Distribution Circuit | 2 | 12 | 2019-02-12 | 300654 | Sus | N | Vegetation¦Treefellintoline¦ConductorOverhead¦Brokenwireonground
19-0022736 | Vegetation | Tree - fell into line | Conductor, Overhead | Broken, wire on ground | 2019 | Tier 2 - Elevated | Distribution Circuit | 2 | 13 | 2019-02-13 | 305877 | Sus | N | Vegetation¦Treefellintoline¦ConductorOverhead¦Brokenwireonground
19-0022848 | Vegetation | Tree - fell into line | Pole-Wood | Broken, wire on ground | 2019 | Tier 2 - Elevated | Distribution Circuit | 2 | 14 | 2019-02-14 | 307191 | Sus | N | Vegetation¦Treefellintoline¦PoleWood¦Brokenwireonground
19-0023916 | Unknown Cause | Patrol - not conducted |  |  | 2019 | Tier 2 - Elevated | Distribution Circuit | 2 | 12 | 2019-02-12 | 300989 | Sus | N | UnknownCause¦Patrolnotconducted¦¦
19-0025273 | Vegetation | Tree - fell into line | Pole-Wood | Broken, wire on ground | 2019 | Tier 3 - Extreme | Distribution Circuit | 2 | 13 | 2019-02-13 | 316518 | Sus | N | Vegetation¦Treefellintoline¦PoleWood¦Brokenwireonground
19-0027854 | Equipment Failure/Involved | Overhead | Connector or Splice (OH) | Broken, wire on ground | 2019 | Tier 2 - Elevated | Distribution Circuit | 2 | 25 | 2019-02-25 | 323149 | Sus | N | EquipmentFailureInvolved¦Overhead¦ConnectororSplice(OH)¦Brokenwireonground
19-0028170 | Vegetation | Tree - fell into line | Conductor, Overhead | Broken, wire on ground | 2019 | Tier 2 - Elevated | Distribution Circuit | 2 | 26 | 2019-02-26 | 323924 | Sus | N | Vegetation¦Treefellintoline¦ConductorOverhead¦Brokenwireonground
19-0030467 | Equipment Failure/Involved | Overhead | Pole-Wood | Broken | 2019 | Tier 2 - Elevated | Distribution Circuit | 3 | 4 | 2019-03-04 | 330775 | Sus | N | EquipmentFailureInvolved¦Overhead¦PoleWood¦Broken
19-0031267 | Equipment Failure/Involved | Overhead | Transformer (OH) | Broken | 2019 | Tier 2 - Elevated | Distribution Circuit | 3 | 6 | 2019-03-06 | 332250 | Sus | N | EquipmentFailureInvolved¦Overhead¦Transformer(OH)¦Broken
19-0035297 | Equipment Failure/Involved | Overhead | Transformer | Failed/Faulted | 2019 | Tier 2 - Elevated | Transformer only | 3 | 20 | 2019-03-20 | 343425 | Sus | N | EquipmentFailureInvolved¦Overhead¦Transformer¦FailedFaulted
19-0040705 | Vegetation | Tree - fell into line | Conductor, Overhead | Broken, wire on ground | 2019 | Tier 2 - Elevated | Distribution Circuit | 4 | 9 | 2019-04-09 | 356189 | Sus | N | Vegetation¦Treefellintoline¦ConductorOverhead¦Brokenwireonground
19-0042307 | Vegetation | Tree - fell into line | Conductor, Overhead | Broken, wire on ground | 2019 | Tier 3 - Extreme | Distribution Circuit | 4 | 14 | 2019-04-14 | 360508 | Sus | N | Vegetation¦Treefellintoline¦ConductorOverhead¦Brokenwireonground
19-0042725 | Vegetation | Tree - fell into line | Conductor, Overhead | Normal | 2019 | Tier 3 - Extreme | Distribution Circuit | 4 | 16 | 2019-04-16 | 361463 | Sus | N | Vegetation¦Treefellintoline¦ConductorOverhead¦Normal
19-0048140 | Equipment Failure/Involved | Underground | Transformer | Burned/flashed | 2019 | Tier 2 - Elevated | Transformer only | 5 | 2 | 2019-05-02 | 372342 | Sus | Y | EquipmentFailureInvolved¦Underground¦Transformer¦Burnedflashed
19-0050527 | Environmental/External | Lightning | Transformer (OH) | Failed/Faulted | 2019 | Tier 2 - Elevated | Distribution Circuit | 5 | 9 | 2019-05-09 | 377224 | Sus | Y | EnvironmentalExternal¦Lightning¦Transformer(OH)¦FailedFaulted
19-0050571 | Unknown Cause | Patrol - not conducted |  |  | 2019 | Tier 3 - Extreme | Distribution Circuit | 5 | 9 | 2019-05-09 | 377249 | Sus | Y | UnknownCause¦Patrolnotconducted¦¦
19-0061199 | 3rd Party | Tree - cutting, 3rd party | Conductor, Overhead | Normal | 2019 | Tier 3 - Extreme | Distribution Circuit | 6 | 1 | 2019-06-01 | 395366 | Sus | Y | 3rdParty¦Treecutting3rdparty¦ConductorOverhead¦Normal
19-0064805 | 3rd Party | Tree - cutting, 3rd party | Conductor, Overhead | Normal | 2019 | Tier 3 - Extreme | Distribution Circuit | 6 | 9 | 2019-06-09 | 402375 | Sus | Y | 3rdParty¦Treecutting3rdparty¦ConductorOverhead¦Normal
19-0069165 | Unknown Cause | Patrol - found nothing |  |  | 2019 | Tier 2 - Elevated | Distribution Circuit | 6 | 18 | 2019-06-18 | 419234 | Sus | Y | UnknownCause¦Patrolfoundnothing¦¦
19-0070605 | Wildfire Mitigation | CWSP - Vegetation Removal | Conductor, Overhead | Normal | 2019 | Tier 3 - Extreme | Distribution Circuit | 6 | 21 | 2019-06-21 | 425437 | Sus | Y | WildfireMitigation¦CWSPVegetationRemoval¦ConductorOverhead¦Normal
19-0076013 | Unknown Cause | Patrol - found nothing |  |  | 2019 | Tier 3 - Extreme | Distribution Circuit | 7 | 10 | 2019-07-10 | 444329 | Sus | Y | UnknownCause¦Patrolfoundnothing¦¦
19-0078346 | 3rd Party | Customer Equipment | Customer Equipment | Burned Open | 2019 | Tier 2 - Elevated | Distribution Circuit | 7 | 17 | 2019-07-17 | 455087 | Sus | Y | 3rdParty¦CustomerEquipment¦CustomerEquipment¦BurnedOpen
19-0080251 | 3rd Party | Tree - cutting, 3rd party | Fuse | Failed/Faulted | 2019 | Tier 3 - Extreme | Distribution Circuit | 7 | 23 | 2019-07-23 | 468949 | Sus | Y | 3rdParty¦Treecutting3rdparty¦Fuse¦FailedFaulted
19-0081770 | Unknown Cause | Patrol - found nothing |  |  | 2019 | Tier 2 - Elevated | Transmission line | 7 | 27 | 2019-07-27 | 473075 | Sus | Y | UnknownCause¦Patrolfoundnothing¦¦
19-0084039 | Vegetation | Tree - fell into line | Conductor, Overhead | Broken | 2019 | Tier 3 - Extreme | Distribution Circuit | 8 | 3 | 2019-08-03 | 479291 | Sus | Y | Vegetation¦Treefellintoline¦ConductorOverhead¦Broken
19-0090327 | Unknown Cause | Patrol - found nothing |  |  | 2019 | Tier 2 - Elevated | Distribution Circuit | 8 | 21 | 2019-08-21 | 527115 | Sus | Y | UnknownCause¦Patrolfoundnothing¦¦
19-0096448 | Equipment Failure/Involved | Overhead | Transformer (OH) | Failed/Faulted | 2019 | Tier 3 - Extreme | Transformer only | 9 | 7 | 2019-09-07 | 561393 | Sus | Y | EquipmentFailureInvolved¦Overhead¦Transformer(OH)¦FailedFaulted
19-0097732 | 3rd Party | Tree - cutting, 3rd party | Conductor, Overhead | Together | 2019 | Tier 3 - Extreme | Distribution Circuit | 9 | 11 | 2019-09-11 | 570833 | Sus | Y | 3rdParty¦Treecutting3rdparty¦ConductorOverhead¦Together
19-0101087 | Equipment Failure/Involved | Overhead | Regulator | Malfunctioning | 2019 | Tier 2 - Elevated | Distribution Circuit | 9 | 19 | 2019-09-19 | 593134 | Sus | Y | EquipmentFailureInvolved¦Overhead¦Regulator¦Malfunctioning
19-0103361 | Animal | Bird found | Transformer (OH) | Normal | 2019 | Tier 2 - Elevated | Distribution Circuit | 9 | 25 | 2019-09-25 | 612596 | Sus | Y | Animal¦Birdfound¦Transformer(OH)¦Normal
19-0112180 | Unknown Cause | Patrol - not conducted |  |  | 2019 | Tier 3 - Extreme | Distribution Circuit | 10 | 16 | 2019-10-16 | 660231 | Sus | Y | UnknownCause¦Patrolnotconducted¦¦
19-0116862 | Unknown Cause | Patrol - found nothing |  |  | 2019 | Tier 2 - Elevated | Distribution Circuit | 10 | 26 | 2019-10-26 | 680873 | Sus | Y | UnknownCause¦Patrolfoundnothing¦¦
19-0125507 | Vegetation | Tree - fell into line | Transformer | Failed/Faulted | 2019 | Tier 3 - Extreme | Transformer only | 11 | 17 | 2019-11-17 | 708782 | Sus | Y | Vegetation¦Treefellintoline¦Transformer¦FailedFaulted
19-0129973 | Vegetation | Tree - fell into line | Pole-Wood | Broken, wire on ground | 2019 | Tier 2 - Elevated | Distribution Circuit | 11 | 27 | 2019-11-27 | 720359 | Sus | Y | Vegetation¦Treefellintoline¦PoleWood¦Brokenwireonground
19-0130250 | Vegetation | Tree - branch fell on line | Conductor, Overhead | Normal | 2019 | Tier 2 - Elevated | Distribution Circuit | 11 | 27 | 2019-11-27 | 720454 | Sus | Y | Vegetation¦Treebranchfellonline¦ConductorOverhead¦Normal
19-0130456 | Unknown Cause | Patrol - found nothing |  |  | 2019 | Tier 3 - Extreme | Distribution Circuit | 11 | 27 | 2019-11-27 | 720530 | Sus | Y | UnknownCause¦Patrolfoundnothing¦¦
19-0130467 | Unknown Cause | Patrol - not conducted |  |  | 2019 | Tier 2 - Elevated | Distribution Circuit | 11 | 27 | 2019-11-27 | 719691 | Sus | Y | UnknownCause¦Patrolnotconducted¦¦
19-0131027 | Unknown Cause | Patrol - not conducted |  |  | 2019 | Tier 3 - Extreme | Distribution Circuit | 11 | 29 | 2019-11-29 | 723370 | Sus | Y | UnknownCause¦Patrolnotconducted¦¦
19-0131587 | Vegetation | Tree - fell into line | Conductor, Overhead | Broken, wire on ground | 2019 | Tier 2 - Elevated | Distribution Circuit | 11 | 30 | 2019-11-30 | 724974 | Sus | Y | Vegetation¦Treefellintoline¦ConductorOverhead¦Brokenwireonground
19-0133143 | Equipment Failure/Involved | Overhead | Insulator | Burned/flashed | 2019 | Tier 3 - Extreme | Distribution Circuit | 12 | 4 | 2019-12-04 | 729284 | Sus | N | EquipmentFailureInvolved¦Overhead¦Insulator¦Burnedflashed
19-0134755 | Vegetation | Tree - fell into line | Conductor, Overhead | Broken, wire on ground | 2019 | Tier 3 - Extreme | Distribution Circuit | 12 | 7 | 2019-12-07 | 732303 | Sus | N | Vegetation¦Treefellintoline¦ConductorOverhead¦Brokenwireonground
19-0136913 | Vegetation | Tree - branch fell on line | Transformer | Bent or Twisted | 2019 | Tier 2 - Elevated | Transformer only | 12 | 17 | 2019-12-17 | 744190 | Sus | N | Vegetation¦Treebranchfellonline¦Transformer¦BentorTwisted
19-0137483 | Vegetation | Tree - branch fell on line | Conductor, Overhead | Normal | 2019 | Tier 3 - Extreme | Distribution Circuit | 12 | 21 | 2019-12-21 | 747981 | Sus | N | Vegetation¦Treebranchfellonline¦ConductorOverhead¦Normal
20-0006754 | Equipment Failure/Involved | Overhead | Secondary | Broken | 2020 | Tier 3 - Extreme | Transformer only | 1 | 9 | 2020-01-09 | 757899 | Sus | N | EquipmentFailureInvolved¦Overhead¦Secondary¦Broken
20-0014041 | Vegetation | Tree - branch fell on line | Conductor, Overhead | Normal | 2020 | Tier 2 - Elevated | Distribution Circuit | 1 | 27 | 2020-01-27 | 770650 | Sus | N | Vegetation¦Treebranchfellonline¦ConductorOverhead¦Normal
20-0014867 | Equipment Failure/Involved | Overhead | Fuse | Failed/Faulted | 2020 | Tier 3 - Extreme | Distribution Circuit | 1 | 29 | 2020-01-29 | 772467 | Sus | N | EquipmentFailureInvolved¦Overhead¦Fuse¦FailedFaulted
20-0017302 | Vegetation | Tree - branch fell on line | Conductor, Overhead | Normal | 2020 | Tier 3 - Extreme | Distribution Circuit | 2 | 4 | 2020-02-04 | 777884 | Sus | N | Vegetation¦Treebranchfellonline¦ConductorOverhead¦Normal
20-0019500 | Vegetation | Tree - fell into line | Conductor, Overhead | Together | 2020 | Tier 2 - Elevated | Distribution Circuit | 2 | 9 | 2020-02-09 | 785909 | Sus | N | Vegetation¦Treefellintoline¦ConductorOverhead¦Together
20-0026988 | Unknown Cause | Patrol - found nothing |  |  | 2020 | Tier 3 - Extreme | Distribution Circuit | 2 | 28 | 2020-02-28 | 818137 | Sus | N | UnknownCause¦Patrolfoundnothing¦¦
20-0027989 | Animal | Bird found | Conductor, Overhead | Normal | 2020 | Tier 2 - Elevated | Distribution Circuit | 3 | 2 | 2020-03-02 | 823982 | Sus | N | Animal¦Birdfound¦ConductorOverhead¦Normal
20-0031180 | 3rd Party | Other | Conductor, Overhead | Bent or Twisted | 2020 | Tier 3 - Extreme | Distribution Circuit | 3 | 11 | 2020-03-11 | 844853 | Sus | N | 3rdParty¦Other¦ConductorOverhead¦BentorTwisted
20-0032247 | Equipment Failure/Involved | Overhead | Conductor, Overhead | Broken, wire on ground | 2020 | Tier 2 - Elevated | Distribution Circuit | 3 | 15 | 2020-03-15 | 852075 | Sus | N | EquipmentFailureInvolved¦Overhead¦ConductorOverhead¦Brokenwireonground
20-0032365 | Animal | Other | Crossarm, Wood | Normal | 2020 | Tier 2 - Elevated | Distribution Circuit | 3 | 15 | 2020-03-15 | 852401 | Sus | N | Animal¦Other¦CrossarmWood¦Normal
20-0032447 | Vegetation | Tree - fell into line | Conductor, Overhead | Broken, wire on ground | 2020 | Tier 3 - Extreme | Distribution Circuit | 3 | 15 | 2020-03-15 | 852888 | Sus | N | Vegetation¦Treefellintoline¦ConductorOverhead¦Brokenwireonground
20-0033391 | Vegetation | Tree - fell into line | Crossarm, Wood | Broken | 2020 | Tier 2 - Elevated | Distribution Circuit | 3 | 15 | 2020-03-15 | 856702 | Sus | N | Vegetation¦Treefellintoline¦CrossarmWood¦Broken
20-0033531 | Vegetation | Tree - grew into line | Conductor, Overhead | Normal | 2020 | Tier 2 - Elevated | Distribution Circuit | 3 | 17 | 2020-03-17 | 856988 | Sus | N | Vegetation¦Treegrewintoline¦ConductorOverhead¦Normal
20-0033549 | Vegetation | Tree - fell into line | Conductor, Overhead | Broken, wire on ground | 2020 | Tier 2 - Elevated | Distribution Circuit | 3 | 16 | 2020-03-16 | 855724 | Sus | N | Vegetation¦Treefellintoline¦ConductorOverhead¦Brokenwireonground
20-0033886 | Vegetation | Tree - fell into line | Conductor, Overhead | Normal | 2020 | Tier 3 - Extreme | Distribution Circuit | 3 | 17 | 2020-03-17 | 856252 | Sus | N | Vegetation¦Treefellintoline¦ConductorOverhead¦Normal
20-0034083 | Vegetation | Tree - fell into line | Crossarm, Wood | Broken, wire on ground | 2020 | Tier 3 - Extreme | Distribution Circuit | 3 | 16 | 2020-03-16 | 858365 | Sus | N | Vegetation¦Treefellintoline¦CrossarmWood¦Brokenwireonground
20-0038654 | Environmental/External | Lightning | Transformer | Failed/Faulted | 2020 | Tier 2 - Elevated | Transformer only | 4 | 5 | 2020-04-05 | 883283 | Sus | N | EnvironmentalExternal¦Lightning¦Transformer¦FailedFaulted
20-0038842 | Vegetation | Tree - fell into line | Pole-Wood | Broken, wire on ground | 2020 | Tier 3 - Extreme | Distribution Circuit | 4 | 6 | 2020-04-06 | 884813 | Sus | N | Vegetation¦Treefellintoline¦PoleWood¦Brokenwireonground
20-0040582 | Equipment Failure/Involved | Overhead | Pole-Wood | Deteriorated | 2020 | Tier 2 - Elevated | Distribution Circuit | 4 | 11 | 2020-04-11 | 893855 | Sus | N | EquipmentFailureInvolved¦Overhead¦PoleWood¦Deteriorated
20-0045271 | Equipment Failure/Involved | Overhead | Pole-Wood | Broken | 2020 | Tier 2 - Elevated | Distribution Circuit | 4 | 28 | 2020-04-28 | 903145 | Sus | N | EquipmentFailureInvolved¦Overhead¦PoleWood¦Broken
20-0045939 | 3rd Party | Vehicle | Pole-Wood | Broken, wire on ground | 2020 | Tier 2 - Elevated | Distribution Circuit | 4 | 30 | 2020-04-30 | 904496 | Sus | N | 3rdParty¦Vehicle¦PoleWood¦Brokenwireonground
20-0046468 | Equipment Failure/Involved | Overhead | Pole-Wood | Broken | 2020 | Tier 2 - Elevated | Distribution Circuit | 5 | 2 | 2020-05-02 | 905823 | Sus | Y | EquipmentFailureInvolved¦Overhead¦PoleWood¦Broken
20-0046524 | Unknown Cause | Patrol - found nothing |  |  | 2020 | Tier 3 - Extreme | Distribution Circuit | 5 | 1 | 2020-05-01 | 905464 | Sus | Y | UnknownCause¦Patrolfoundnothing¦¦
20-0049320 | Unknown Cause | Patrol - found nothing |  |  | 2020 | Tier 3 - Extreme | Distribution Circuit | 5 | 12 | 2020-05-12 | 911863 | Sus | Y | UnknownCause¦Patrolfoundnothing¦¦
20-0050897 | Equipment Failure/Involved | Electrical Overload | Transformer (OH) | Failed/Faulted | 2020 | Tier 2 - Elevated | Transformer only | 5 | 16 | 2020-05-16 | 914866 | Sus | Y | EquipmentFailureInvolved¦ElectricalOverload¦Transformer(OH)¦FailedFaulted
20-0050941 | Equipment Failure/Involved | Underground | Transformer | Failed/Faulted | 2020 | Tier 2 - Elevated | Transformer only | 5 | 16 | 2020-05-16 | 914921 | Sus | Y | EquipmentFailureInvolved¦Underground¦Transformer¦FailedFaulted
20-0050970 | Vegetation | Tree - fell into line | Conductor, Overhead | Together | 2020 | Tier 2 - Elevated | Distribution Circuit | 5 | 17 | 2020-05-17 | 915021 | Sus | Y | Vegetation¦Treefellintoline¦ConductorOverhead¦Together
20-0051494 | Equipment Failure/Involved | Overhead | Cutout, fuse holder | Broken | 2020 | Tier 2 - Elevated | Distribution Circuit | 5 | 18 | 2020-05-18 | 916015 | Sus | Y | EquipmentFailureInvolved¦Overhead¦Cutoutfuseholder¦Broken
20-0063297 | Unknown Cause | Patrol - found nothing |  |  | 2020 | Tier 2 - Elevated | Distribution Circuit | 6 | 20 | 2020-06-20 | 943184 | Sus | Y | UnknownCause¦Patrolfoundnothing¦¦
20-0073221 | Equipment Failure/Involved | Overhead | Crossarm, Wood | Burned/flashed | 2020 | Tier 3 - Extreme | Transformer only | 7 | 17 | 2020-07-17 | 966913 | Sus | Y | EquipmentFailureInvolved¦Overhead¦CrossarmWood¦Burnedflashed
20-0076111 | Animal | Bird found | Conductor, Overhead | Normal | 2020 | Tier 2 - Elevated | Distribution Circuit | 7 | 26 | 2020-07-26 | 972356 | Sus | Y | Animal¦Birdfound¦ConductorOverhead¦Normal
20-0078851 | Unknown Cause | Patrol - found nothing |  |  | 2020 | Tier 2 - Elevated | Distribution Circuit | 8 | 2 | 2020-08-02 | 977155 | Sus | Y | UnknownCause¦Patrolfoundnothing¦¦
20-0081124 | Equipment Failure/Involved | Overhead | Connector or Splice (OH) | Deteriorated | 2020 | Tier 2 - Elevated | Distribution Circuit | 8 | 7 | 2020-08-07 | 984217 | Sus | Y | EquipmentFailureInvolved¦Overhead¦ConnectororSplice(OH)¦Deteriorated
20-0086555 | Vegetation | Tree - branch fell on line | Conductor, Overhead | Broken, wire on ground | 2020 | Tier 2 - Elevated | Distribution Circuit | 8 | 18 | 2020-08-18 | 1018153 | Sus | Y | Vegetation¦Treebranchfellonline¦ConductorOverhead¦Brokenwireonground
20-0088356 | Vegetation | Tree - fell into line | Conductor, Overhead | Broken, wire on ground | 2020 | Tier 2 - Elevated | Distribution Circuit | 8 | 21 | 2020-08-21 | 1026029 | Sus | Y | Vegetation¦Treefellintoline¦ConductorOverhead¦Brokenwireonground
20-0090441 | Environmental/External | Fire, Forest/Grass | Conductor, Overhead | Deteriorated | 2020 | Tier 3 - Extreme | Distribution Circuit | 8 | 19 | 2020-08-19 | 1033328 | Sus | Y | EnvironmentalExternal¦FireForestGrass¦ConductorOverhead¦Deteriorated
20-0090474 | Environmental/External | Fire, Forest/Grass | Pole-Wood | Burned/flashed | 2020 | Tier 3 - Extreme | Distribution Circuit | 8 | 19 | 2020-08-19 | 1033371 | Sus | Y | EnvironmentalExternal¦FireForestGrass¦PoleWood¦Burnedflashed
20-0098415 | Animal | Bird found | Conductor, Overhead | Normal | 2020 | Tier 2 - Elevated | Distribution Circuit | 9 | 17 | 2020-09-17 | 1077057 | Sus | Y | Animal¦Birdfound¦ConductorOverhead¦Normal
20-0103357 | Vegetation | Tree - fell into line | Conductor, Overhead | Broken, wire on ground | 2020 | Tier 2 - Elevated | Distribution Circuit | 9 | 30 | 2020-09-30 | 1101334 | Sus | Y | Vegetation¦Treefellintoline¦ConductorOverhead¦Brokenwireonground
20-0108519 | Equipment Failure/Involved | Overhead | Pole-Wood | Broken | 2020 | Tier 2 - Elevated | Transformer only | 10 | 14 | 2020-10-14 | 1117138 | Sus | Y | EquipmentFailureInvolved¦Overhead¦PoleWood¦Broken
20-0112785 | Animal | Bird found | Conductor, Overhead | Normal | 2020 | Tier 2 - Elevated | Distribution Circuit | 10 | 24 | 2020-10-24 | 1124543 | Sus | Y | Animal¦Birdfound¦ConductorOverhead¦Normal
20-0113651 | Equipment Failure/Involved | Overhead | Transformer (OH) | Failed/Faulted | 2020 | Tier 3 - Extreme | Distribution Circuit | 10 | 26 | 2020-10-26 | 1129559 | Sus | Y | EquipmentFailureInvolved¦Overhead¦Transformer(OH)¦FailedFaulted
20-0115967 | Equipment Failure/Involved | Overhead | Transformer | Failed/Faulted | 2020 | Tier 3 - Extreme | Transformer only | 11 | 2 | 2020-11-02 | 1133659 | Sus | Y | EquipmentFailureInvolved¦Overhead¦Transformer¦FailedFaulted
20-0118378 | Vegetation | Tree - branch fell on line | Conductor, Overhead | Arcing | 2020 | Tier 3 - Extreme | Distribution Circuit | 11 | 8 | 2020-11-08 | 1139084 | Sus | Y | Vegetation¦Treebranchfellonline¦ConductorOverhead¦Arcing
20-0118642 | Unknown Cause | Patrol - found nothing |  |  | 2020 | Tier 2 - Elevated | Distribution Circuit | 11 | 9 | 2020-11-09 | 1139958 | Sus | Y | UnknownCause¦Patrolfoundnothing¦¦
20-0118713 | Vegetation | Tree - branch fell on line | Conductor, Overhead | Normal | 2020 | Tier 3 - Extreme | Distribution Circuit | 11 | 9 | 2020-11-09 | 1140171 | Sus | Y | Vegetation¦Treebranchfellonline¦ConductorOverhead¦Normal
20-0124940 | Unknown Cause | Patrol - found nothing |  |  | 2020 | Tier 2 - Elevated | Distribution Circuit | 11 | 24 | 2020-11-24 | 1154308 | Sus | Y | UnknownCause¦Patrolfoundnothing¦¦
21-0009510 | Equipment Failure/Involved | Overhead | Transformer (OH) | Failed/Faulted | 2021 | Tier 3 - Extreme | Transformer only | 1 | 17 | 2021-01-17 | 1211854 | Sus | N | EquipmentFailureInvolved¦Overhead¦Transformer(OH)¦FailedFaulted
21-0009900 | Unknown Cause | Patrol - not conducted |  |  | 2021 | Tier 2 - Elevated | Distribution Circuit | 1 | 18 | 2021-01-18 | 1213289 | Sus | N | UnknownCause¦Patrolnotconducted¦¦
21-0010066 | Unknown Cause | Patrol - found nothing |  |  | 2021 | Tier 2 - Elevated | Distribution Circuit | 1 | 19 | 2021-01-19 | 1214184 | Sus | N | UnknownCause¦Patrolfoundnothing¦¦
21-0010317 | Unknown Cause | Patrol - found nothing |  |  | 2021 | Tier 3 - Extreme | Distribution Circuit | 1 | 19 | 2021-01-19 | 1214793 | Sus | N | UnknownCause¦Patrolfoundnothing¦¦
21-0010632 | Vegetation | Tree - fell into line | Conductor, Overhead | Normal | 2021 | Tier 2 - Elevated | Distribution Circuit | 1 | 19 | 2021-01-19 | 1216539 | Sus | N | Vegetation¦Treefellintoline¦ConductorOverhead¦Normal
21-0013291 | Unknown Cause | Patrol - not conducted |  |  | 2021 | Tier 2 - Elevated | Distribution Circuit | 1 | 23 | 2021-01-23 | 1221863 | Sus | N | UnknownCause¦Patrolnotconducted¦¦
21-0015365 | Unknown Cause | Patrol - found nothing |  |  | 2021 | Tier 2 - Elevated | Distribution Circuit | 1 | 26 | 2021-01-26 | 1229537 | Sus | N | UnknownCause¦Patrolfoundnothing¦¦
21-0024916 | Unknown Cause | Patrol - not conducted |  |  | 2021 | Tier 2 - Elevated | Distribution Circuit | 2 | 12 | 2021-02-12 | 1253577 | Sus | N | UnknownCause¦Patrolnotconducted¦¦
21-0024945 | Equipment Failure/Involved | Overhead | Conductor, Overhead | Broken, wire on ground | 2021 | Tier 2 - Elevated | Distribution Circuit | 2 | 12 | 2021-02-12 | 1253522 | Sus | N | EquipmentFailureInvolved¦Overhead¦ConductorOverhead¦Brokenwireonground
21-0027599 | Vegetation | Tree - fell into line | Conductor, Overhead | Broken, wire on ground | 2021 | Tier 3 - Extreme | Distribution Circuit | 2 | 20 | 2021-02-20 | 1258272 | Sus | N | Vegetation¦Treefellintoline¦ConductorOverhead¦Brokenwireonground
21-0031840 | Unknown Cause | Patrol - found nothing |  |  | 2021 | Tier 2 - Elevated | Distribution Circuit | 3 | 3 | 2021-03-03 | 1266514 | Sus | N | UnknownCause¦Patrolfoundnothing¦¦
21-0034305 | Unknown Cause | Patrol - found nothing |  |  | 2021 | Tier 3 - Extreme | Distribution Circuit | 3 | 10 | 2021-03-10 | 1276733 | Sus | N | UnknownCause¦Patrolfoundnothing¦¦
21-0035744 | Equipment Failure/Involved | Overhead | Transformer (OH) | Arcing | 2021 | Tier 2 - Elevated | Distribution Circuit | 3 | 12 | 2021-03-12 | 1279672 | Sus | N | EquipmentFailureInvolved¦Overhead¦Transformer(OH)¦Arcing
21-0036833 | Vegetation | Tree - branch fell on line | Transformer (OH) | Failed/Faulted | 2021 | Tier 3 - Extreme | Distribution Circuit | 3 | 15 | 2021-03-15 | 1283488 | Sus | N | Vegetation¦Treebranchfellonline¦Transformer(OH)¦FailedFaulted
21-0051245 | 3rd Party | Vehicle | Transformer (UG) | Failed/Faulted | 2021 | Tier 3 - Extreme | Distribution Circuit | 4 | 21 | 2021-04-21 | 1327620 | Sus | N | 3rdParty¦Vehicle¦Transformer(UG)¦FailedFaulted
21-0053855 | Equipment Failure/Involved | Overhead | Conductor, Overhead | On Ground | 2021 | Tier 3 - Extreme | Distribution Circuit | 4 | 27 | 2021-04-27 | 1335464 | Sus | N | EquipmentFailureInvolved¦Overhead¦ConductorOverhead¦OnGround
21-0056642 | Unknown Cause | Patrol - found nothing |  |  | 2021 | Tier 2 - Elevated | Distribution Circuit | 5 | 4 | 2021-05-04 | 1340662 | Sus | Y | UnknownCause¦Patrolfoundnothing¦¦
21-0061836 | Unknown Cause | Patrol - found nothing |  |  | 2021 | Tier 3 - Extreme | Distribution Circuit | 5 | 15 | 2021-05-15 | 1349962 | Sus | Y | UnknownCause¦Patrolfoundnothing¦¦
21-0061869 | Equipment Failure/Involved | Underground | Transformer (UG) | Failed/Faulted | 2021 | Tier 2 - Elevated | Distribution Circuit | 5 | 15 | 2021-05-15 | 1349946 | Sus | Y | EquipmentFailureInvolved¦Underground¦Transformer(UG)¦FailedFaulted
21-0061880 | Environmental/External | Lightning | Transformer (OH) | Burned/flashed | 2021 | Tier 3 - Extreme | Distribution Circuit | 5 | 15 | 2021-05-15 | 1350156 | Sus | Y | EnvironmentalExternal¦Lightning¦Transformer(OH)¦Burnedflashed
21-0061931 | Environmental/External | Lightning | Transformer (OH) | Failed/Faulted | 2021 | Tier 2 - Elevated | Distribution Circuit | 5 | 15 | 2021-05-15 | 1350254 | Sus | Y | EnvironmentalExternal¦Lightning¦Transformer(OH)¦FailedFaulted
21-0063787 | Equipment Failure/Involved | Overhead | Pole-Wood | Deteriorated | 2021 | Tier 3 - Extreme | Transformer only | 5 | 20 | 2021-05-20 | 1354403 | Sus | Y | EquipmentFailureInvolved¦Overhead¦PoleWood¦Deteriorated
21-0070615 | Equipment Failure/Involved | Overhead | Fuse | Failed/Faulted | 2021 | Tier 2 - Elevated | Transformer only | 6 | 6 | 2021-06-06 | 1366964 | Sus | Y | EquipmentFailureInvolved¦Overhead¦Fuse¦FailedFaulted
21-0085259 | Equipment Failure/Involved | Overhead | Transformer (OH) | Failed/Faulted | 2021 | Tier 2 - Elevated | Transformer only | 7 | 6 | 2021-07-06 | 1392828 | Sus | Y | EquipmentFailureInvolved¦Overhead¦Transformer(OH)¦FailedFaulted
21-0087555 | Equipment Failure/Involved | Overhead | Transformer (OH) | Broken | 2021 | Tier 2 - Elevated | Transformer only | 7 | 10 | 2021-07-10 | 1398560 | Sus | Y | EquipmentFailureInvolved¦Overhead¦Transformer(OH)¦Broken
21-0097218 | Equipment Failure/Involved | Overhead | Transformer (OH) | Failed/Faulted | 2021 | Tier 2 - Elevated | Transformer only | 7 | 30 | 2021-07-30 | 1420710 | Sus | Y | EquipmentFailureInvolved¦Overhead¦Transformer(OH)¦FailedFaulted
21-0105905 | Wildfire Mitigation | Public Safety Power Shut-off | Conductor, Overhead | Normal | 2021 | Tier 3 - Extreme | Distribution Circuit | 8 | 17 | 2021-08-17 | 1445922 | Sus | Y | WildfireMitigation¦PublicSafetyPowerShutoff¦ConductorOverhead¦Normal
21-0106695 | Unknown Cause | Patrol - found nothing |  |  | 2021 | Tier 3 - Extreme | Distribution Circuit | 8 | 19 | 2021-08-19 | 1447045 | Sus | Y | UnknownCause¦Patrolfoundnothing¦¦
21-0115037 | Unknown Cause | Patrol - found nothing |  |  | 2021 | Tier 3 - Extreme | Distribution Circuit | 9 | 9 | 2021-09-09 | 1465210 | Sus | Y | UnknownCause¦Patrolfoundnothing¦¦
21-0117590 | Unknown Cause | Patrol - found nothing |  |  | 2021 | Tier 2 - Elevated | Distribution Circuit | 9 | 14 | 2021-09-14 | 1471944 | Sus | Y | UnknownCause¦Patrolfoundnothing¦¦
21-0124778 | Unknown Cause | Patrol - found nothing |  |  | 2021 | Tier 3 - Extreme | Transformer only | 10 | 1 | 2021-10-01 | 1484747 | Sus | Y | UnknownCause¦Patrolfoundnothing¦¦
21-0126355 | 3rd Party | Vehicle | Pole-Wood | Broken, wire on ground | 2021 | Tier 2 - Elevated | Distribution Circuit | 10 | 5 | 2021-10-05 | 1487932 | Sus | Y | 3rdParty¦Vehicle¦PoleWood¦Brokenwireonground
21-0129798 | 3rd Party | Vehicle | Pole-Wood | Broken, wire on object | 2021 | Tier 2 - Elevated | Distribution Circuit | 10 | 12 | 2021-10-12 | 1495874 | Sus | Y | 3rdParty¦Vehicle¦PoleWood¦Brokenwireonobject
21-0132279 | Unknown Cause | Patrol - found nothing |  |  | 2021 | Tier 2 - Elevated | Distribution Circuit | 10 | 18 | 2021-10-18 | 1500451 | Sus | Y | UnknownCause¦Patrolfoundnothing¦¦
21-0134819 | Vegetation | Tree - fell into line | Conductor, Overhead | Broken, wire on ground | 2021 | Tier 3 - Extreme | Distribution Circuit | 10 | 22 | 2021-10-22 | 1505271 | Sus | Y | Vegetation¦Treefellintoline¦ConductorOverhead¦Brokenwireonground
21-0134819 | Vegetation | Tree - fell into line | Conductor, Overhead | Broken, wire on ground | 2021 | Tier 3 - Extreme | Distribution Circuit | 10 | 22 | 2021-10-22 | 1505271 | Sus | Y | Vegetation¦Treefellintoline¦ConductorOverhead¦Brokenwireonground
21-0135035 | Vegetation | Tree - fell into line | Conductor, Overhead | Broken, wire on ground | 2021 | Tier 2 - Elevated | Distribution Circuit | 10 | 22 | 2021-10-22 | 1505703 | Sus | Y | Vegetation¦Treefellintoline¦ConductorOverhead¦Brokenwireonground
21-0136603 | Unknown Cause | Patrol - not conducted |  |  | 2021 | Tier 2 - Elevated | Distribution Circuit | 10 | 24 | 2021-10-24 | 1514697 | Sus | Y | UnknownCause¦Patrolnotconducted¦¦
21-0139068 | Vegetation | Tree - fell into line | Conductor, Overhead | Broken, wire on ground | 2021 | Tier 2 - Elevated | Distribution Circuit | 10 | 27 | 2021-10-27 | 1523546 | Sus | Y | Vegetation¦Treefellintoline¦ConductorOverhead¦Brokenwireonground
21-0145211 | Vegetation | Tree - fell into line | Conductor, Overhead | Normal | 2021 | Tier 2 - Elevated | Distribution Circuit | 11 | 13 | 2021-11-13 | 1542191 | Sus | Y | Vegetation¦Treefellintoline¦ConductorOverhead¦Normal
21-0148238 | Equipment Failure/Involved | Overhead | Transformer (OH) | Arcing | 2021 | Tier 2 - Elevated | Distribution Circuit | 11 | 18 | 2021-11-18 | 1549546 | Sus | Y | EquipmentFailureInvolved¦Overhead¦Transformer(OH)¦Arcing
21-0148451 | Animal | Squirrel | Conductor, Overhead | Normal | 2021 | Tier 2 - Elevated | Distribution Circuit | 11 | 19 | 2021-11-19 | 1549700 | Sus | Y | Animal¦Squirrel¦ConductorOverhead¦Normal
21-0153326 | Equipment Failure/Involved | Overhead | Transformer (OH) | Failed/Faulted | 2021 | Tier 2 - Elevated | Transformer only | 11 | 30 | 2021-11-30 | 1556759 | Sus | Y | EquipmentFailureInvolved¦Overhead¦Transformer(OH)¦FailedFaulted
21-0157873 | Vegetation | Tree - fell into line | Conductor, Overhead | Broken, wire on ground | 2021 | Tier 2 - Elevated | Distribution Circuit | 12 | 13 | 2021-12-13 | 1569566 | Sus | N | Vegetation¦Treefellintoline¦ConductorOverhead¦Brokenwireonground
21-0161206 | Vegetation | Tree - fell into line | Pole-Wood | Broken, wire on ground | 2021 | Tier 2 - Elevated | Distribution Circuit | 12 | 26 | 2021-12-26 | 1586154 | Sus | N | Vegetation¦Treefellintoline¦PoleWood¦Brokenwireonground
21-0161262 | Vegetation | Tree - fell into line | Anchor or Guy | Broken, wire on ground | 2021 | Tier 3 - Extreme | Distribution Circuit | 12 | 27 | 2021-12-27 | 1586339 | Sus | N | Vegetation¦Treefellintoline¦AnchororGuy¦Brokenwireonground
21-0161407 | Vegetation | Tree - fell into line | Conductor, Overhead | On Ground | 2021 | Tier 3 - Extreme | Distribution Circuit | 12 | 27 | 2021-12-27 | 1587330 | Sus | N | Vegetation¦Treefellintoline¦ConductorOverhead¦OnGround
21-0161539 | Vegetation | Tree - bark fell into line | Conductor, Overhead | Normal | 2021 | Tier 3 - Extreme | Distribution Circuit | 12 | 29 | 2021-12-29 | 1587761 | Sus | N | Vegetation¦Treebarkfellintoline¦ConductorOverhead¦Normal
21-0161613 | Vegetation | Tree - fell into line | Conductor, Overhead | Normal | 2021 | Tier 2 - Elevated | Distribution Circuit | 12 | 29 | 2021-12-29 | 1588395 | Sus | N | Vegetation¦Treefellintoline¦ConductorOverhead¦Normal
21-0161789 | Vegetation | Tree - branch fell on line | Conductor, Overhead | Normal | 2021 | Tier 2 - Elevated | Distribution Circuit | 12 | 29 | 2021-12-29 | 1587934 | Sus | N | Vegetation¦Treebranchfellonline¦ConductorOverhead¦Normal
22-0005365 | Vegetation | Tree - fell into line | Conductor, Overhead | Broken, wire on ground | 2021 | Tier 2 - Elevated | Distribution Circuit | 12 | 26 | 2021-12-26 | 1593321 | Sus | N | Vegetation¦Treefellintoline¦ConductorOverhead¦Brokenwireonground
22-0007755 | Vegetation | Tree - fell into line | Conductor, Overhead | Broken, wire on ground | 2021 | Tier 2 - Elevated | Distribution Circuit | 12 | 27 | 2021-12-27 | 1598681 | Sus | N | Vegetation¦Treefellintoline¦ConductorOverhead¦Brokenwireonground
22-0017047 | Vegetation | Tree - fell into line | Service conductor | Broken, wire on ground | 2022 | Tier 3 - Extreme | Distribution Circuit | 2 | 1 | 2022-02-01 | 1618110 | Sus | N | Vegetation¦Treefellintoline¦Serviceconductor¦Brokenwireonground
22-0027785 | Equipment Failure/Involved | Underground | Conductor, Underground | Burned/flashed | 2022 | Tier 2 - Elevated | Distribution Circuit | 2 | 28 | 2022-02-28 | 1639483 | Sus | N | EquipmentFailureInvolved¦Underground¦ConductorUnderground¦Burnedflashed
22-0033260 | Vegetation | Tree - fell into line | Pole-Wood | Broken, wire on ground | 2022 | Tier 2 - Elevated | Distribution Circuit | 3 | 12 | 2022-03-12 | 1647482 | Sus | N | Vegetation¦Treefellintoline¦PoleWood¦Brokenwireonground
22-0039133 | Equipment Failure/Involved | Overhead | Conductor, Overhead | Normal | 2022 | Tier 3 - Extreme | Distribution Circuit | 3 | 27 | 2022-03-27 | 1657249 | Sus | N | EquipmentFailureInvolved¦Overhead¦ConductorOverhead¦Normal
22-0045172 | Equipment Failure/Involved | Overhead | Fuse | Broken | 2022 | Tier 2 - Elevated | Transformer only | 4 | 10 | 2022-04-10 | 1667653 | Sus | N | EquipmentFailureInvolved¦Overhead¦Fuse¦Broken
22-0045562 | Vegetation | Tree - fell into line | Conductor, Overhead | Broken, wire on ground | 2022 | Tier 2 - Elevated | Distribution Circuit | 4 | 11 | 2022-04-11 | 1668815 | Sus | N | Vegetation¦Treefellintoline¦ConductorOverhead¦Brokenwireonground
22-0046222 | Unknown Cause | Patrol - found nothing |  |  | 2022 | Tier 3 - Extreme | Transformer only | 4 | 12 | 2022-04-12 | 1670119 | Sus | N | UnknownCause¦Patrolfoundnothing¦¦
22-0049782 | Equipment Failure/Involved | Overhead | Crossarm, Wood | Broken | 2022 | Tier 2 - Elevated | Distribution Circuit | 4 | 15 | 2022-04-15 | 1673784 | Sus | N | EquipmentFailureInvolved¦Overhead¦CrossarmWood¦Broken
22-0055147 | Equipment Failure/Involved | Overhead | Transformer | Burned Open | 2022 | Tier 2 - Elevated | Transformer only | 4 | 27 | 2022-04-27 | 1682982 | Sus | N | EquipmentFailureInvolved¦Overhead¦Transformer¦BurnedOpen
22-0055728 | Vegetation | Tree - fell into line | Conductor, Overhead | Normal | 2022 | Tier 3 - Extreme | Distribution Circuit | 4 | 28 | 2022-04-28 | 1684079 | Sus | N | Vegetation¦Treefellintoline¦ConductorOverhead¦Normal
22-0064747 | Unknown Cause | Patrol - found nothing |  |  | 2022 | Tier 2 - Elevated | Distribution Circuit | 5 | 21 | 2022-05-21 | 1706575 | Sus | Y | UnknownCause¦Patrolfoundnothing¦¦
22-0068377 | Unknown Cause | Patrol - found nothing |  |  | 2022 | Tier 2 - Elevated | Distribution Circuit | 5 | 31 | 2022-05-31 | 1714777 | Sus | Y | UnknownCause¦Patrolfoundnothing¦¦
22-0068556 | Equipment Failure/Involved | Underground | Conductor, Underground | Deteriorated | 2022 | Tier 2 - Elevated | Distribution Circuit | 5 | 31 | 2022-05-31 | 1715158 | Sus | Y | EquipmentFailureInvolved¦Underground¦ConductorUnderground¦Deteriorated
22-0070203 | Unknown Cause | Patrol - found nothing |  |  | 2022 | Tier 3 - Extreme | Distribution Circuit | 6 | 4 | 2022-06-04 | 1719061 | Sus | Y | UnknownCause¦Patrolfoundnothing¦¦
22-0070852 | Equipment Failure/Involved | Overhead | Pole-Wood | Broken | 2022 | Tier 2 - Elevated | Distribution Circuit | 6 | 7 | 2022-06-07 | 1720978 | Sus | Y | EquipmentFailureInvolved¦Overhead¦PoleWood¦Broken
22-0072502 | Equipment Failure/Involved | Overhead | Transformer | Failed/Faulted | 2022 | Tier 3 - Extreme | Transformer only | 6 | 10 | 2022-06-10 | 1726880 | Sus | Y | EquipmentFailureInvolved¦Overhead¦Transformer¦FailedFaulted
22-0075977 | Unknown Cause | Patrol - found nothing |  |  | 2022 | Tier 3 - Extreme | Distribution Circuit | 6 | 18 | 2022-06-18 | 1735035 | Sus | Y | UnknownCause¦Patrolfoundnothing¦¦
22-0080199 | Equipment Failure/Involved | Substation | Generator | Burned/flashed | 2022 | Tier 3 - Extreme | Distribution Circuit | 6 | 29 | 2022-06-29 | 1745697 | Sus | Y | EquipmentFailureInvolved¦Substation¦Generator¦Burnedflashed
22-0081486 | Unknown Cause | Patrol - found nothing |  |  | 2022 | Tier 2 - Elevated | Distribution Circuit | 7 | 3 | 2022-07-03 | 1748157 | Sus | Y | UnknownCause¦Patrolfoundnothing¦¦
22-0081879 | Equipment Failure/Involved | Overhead | Pole-Wood | Deteriorated | 2022 | Tier 2 - Elevated | Distribution Circuit | 7 | 5 | 2022-07-05 | 1749317 | Sus | Y | EquipmentFailureInvolved¦Overhead¦PoleWood¦Deteriorated
22-0085480 | Equipment Failure/Involved | Overhead | Transformer (OH) | Leaking | 2022 | Tier 3 - Extreme | Transformer only | 7 | 14 | 2022-07-14 | 1756445 | Sus | Y | EquipmentFailureInvolved¦Overhead¦Transformer(OH)¦Leaking
22-0088684 | Unknown Cause | Patrol - found nothing |  |  | 2022 | Tier 2 - Elevated | Transformer only | 7 | 22 | 2022-07-22 | 1763067 | Sus | Y | UnknownCause¦Patrolfoundnothing¦¦
22-0094710 | Animal | Bird found | Transformer (OH) | Normal | 2022 | Tier 2 - Elevated | Distribution Circuit | 8 | 7 | 2022-08-07 | 1775272 | Sus | Y | Animal¦Birdfound¦Transformer(OH)¦Normal
22-0095721 | Animal | Squirrel | Insulator | Broken | 2022 | Tier 2 - Elevated | Distribution Circuit | 8 | 10 | 2022-08-10 | 1777609 | Sus | Y | Animal¦Squirrel¦Insulator¦Broken
22-0099250 | Animal | Squirrel | Fuse | Burned Open | 2022 | Tier 2 - Elevated | Distribution Circuit | 8 | 18 | 2022-08-18 | 1784431 | Sus | Y | Animal¦Squirrel¦Fuse¦BurnedOpen
22-0109724 | Animal | Squirrel | Transformer (OH) | Failed/Faulted | 2022 | Tier 2 - Elevated | Distribution Circuit | 9 | 13 | 2022-09-13 | 1809961 | Sus | Y | Animal¦Squirrel¦Transformer(OH)¦FailedFaulted
22-0111749 | Equipment Failure/Involved | Overhead | Lightning Arrestor | Failed/Faulted | 2022 | Tier 2 - Elevated | Distribution Circuit | 9 | 18 | 2022-09-18 | 1815214 | Sus | Y | EquipmentFailureInvolved¦Overhead¦LightningArrestor¦FailedFaulted
22-0114242 | Unknown Cause | Patrol - found nothing |  |  | 2022 | Tier 2 - Elevated | Distribution Circuit | 9 | 23 | 2022-09-23 | 1819877 | Sus | Y | UnknownCause¦Patrolfoundnothing¦¦
22-0117654 | Equipment Failure/Involved | Overhead | Fuse | Failed/Faulted | 2022 | Tier 2 - Elevated | Transformer only | 10 | 4 | 2022-10-04 | 1828325 | Sus | Y | EquipmentFailureInvolved¦Overhead¦Fuse¦FailedFaulted
22-0118376 | Unknown Cause | Patrol - found nothing |  |  | 2022 | Tier 2 - Elevated | Distribution Circuit | 10 | 5 | 2022-10-05 | 1829794 | Sus | Y | UnknownCause¦Patrolfoundnothing¦¦
22-0121294 | Unknown Cause | Patrol - found nothing |  |  | 2022 | Tier 2 - Elevated | Distribution Circuit | 10 | 13 | 2022-10-13 | 1836802 | Sus | Y | UnknownCause¦Patrolfoundnothing¦¦
22-0124783 | Unknown Cause | Patrol - found nothing |  |  | 2022 | Tier 2 - Elevated | Distribution Circuit | 10 | 25 | 2022-10-25 | 1845477 | Sus | Y | UnknownCause¦Patrolfoundnothing¦¦
22-0127281 | Vegetation | Tree - branch fell on line | Conductor, Overhead | Normal | 2022 | Tier 2 - Elevated | Distribution Circuit | 11 | 3 | 2022-11-03 | 1852150 | Sus | Y | Vegetation¦Treebranchfellonline¦ConductorOverhead¦Normal
22-0138898 | Vegetation | Tree - fell into line | Conductor, Overhead | On Ground | 2022 | Tier 3 - Extreme | Distribution Circuit | 12 | 11 | 2022-12-11 | 1885116 | Sus | N | Vegetation¦Treefellintoline¦ConductorOverhead¦OnGround
22-0139100 | Vegetation | Tree - fell into line | Service conductor | Broken, wire on ground | 2022 | Tier 3 - Extreme | Transformer only | 12 | 11 | 2022-12-11 | 1886417 | Sus | N | Vegetation¦Treefellintoline¦Serviceconductor¦Brokenwireonground
22-0140202 | Unknown Cause | Patrol - found nothing |  |  | 2022 | Tier 2 - Elevated | Transformer only | 12 | 15 | 2022-12-15 | 1890460 | Sus | N | UnknownCause¦Patrolfoundnothing¦¦
22-0141743 | Vegetation | Tree - fell into line | Conductor, Overhead | Normal | 2022 | Tier 3 - Extreme | Distribution Circuit | 12 | 27 | 2022-12-27 | 1899224 | Sus | N | Vegetation¦Treefellintoline¦ConductorOverhead¦Normal
22-0142103 | Equipment Failure/Involved | Overhead | Insulator | Broken | 2022 | Tier 2 - Elevated | Distribution Circuit | 12 | 29 | 2022-12-29 | 1901574 | Sus | N | EquipmentFailureInvolved¦Overhead¦Insulator¦Broken
22-0142132 | Unknown Cause | Patrol - found nothing |  |  | 2022 | Tier 3 - Extreme | Distribution Circuit | 12 | 29 | 2022-12-29 | 1901657 | Sus | N | UnknownCause¦Patrolfoundnothing¦¦
15-0008593 | Animal | Bird found | Connector or Splice (OH) | Normal | 2015 | Tier 2 - Elevated | Distribution Circuit | 2 | 1 | 2015-02-01 | 1170969 | Sus | N | Animal¦Birdfound¦ConnectororSplice(OH)¦Normal
15-0012495 | Unknown Cause | Patrol - found nothing |  |  | 2015 | Tier 2 - Elevated | Transformer only | 2 | 10 | 2015-02-10 | 1187916 | Sus | N | UnknownCause¦Patrolfoundnothing¦¦
15-0026423 | Vegetation | Tree - fell into line | Conductor, Overhead | Broken, wire on ground | 2015 | Tier 2 - Elevated | Distribution Circuit | 4 | 13 | 2015-04-13 | 1218904 | Sus | N | Vegetation¦Treefellintoline¦ConductorOverhead¦Brokenwireonground
15-0029478 | 3rd Party | Vehicle | Pole-Wood | Broken | 2015 | Tier 2 - Elevated | Distribution Circuit | 4 | 25 | 2015-04-25 | 1224781 | Sus | N | 3rdParty¦Vehicle¦PoleWood¦Broken
15-0032146 | Equipment Failure/Involved | Overhead | Transformer | Failed/Faulted | 2015 | Tier 2 - Elevated | Distribution Circuit | 5 | 6 | 2015-05-06 | 1229718 | Sus | Y | EquipmentFailureInvolved¦Overhead¦Transformer¦FailedFaulted
15-0032615 | Unknown Cause | Patrol - not conducted |  |  | 2015 | Tier 2 - Elevated | Distribution Circuit | 5 | 7 | 2015-05-07 | 1230411 | Sus | Y | UnknownCause¦Patrolnotconducted¦¦
15-0034704 | Unknown Cause | Patrol - found nothing |  |  | 2015 | Tier 2 - Elevated | Distribution Circuit | 5 | 17 | 2015-05-17 | 1235742 | Sus | Y | UnknownCause¦Patrolfoundnothing¦¦
15-0043649 | Vegetation | Tree - fell into line | Secondary | Broken, wire on ground | 2015 | Tier 3 - Extreme | Transformer only | 6 | 26 | 2015-06-26 | 1257083 | Sus | Y | Vegetation¦Treefellintoline¦Secondary¦Brokenwireonground
15-0045301 | 3rd Party | Customer Equipment | Secondary | Normal | 2015 | Tier 3 - Extreme | Distribution Circuit | 7 | 3 | 2015-07-03 | 1262266 | Sus | Y | 3rdParty¦CustomerEquipment¦Secondary¦Normal
15-0045374 | Environmental/External | Lightning | Transformer | Failed/Faulted | 2015 | Tier 3 - Extreme | Transformer only | 7 | 3 | 2015-07-03 | 1262465 | Sus | Y | EnvironmentalExternal¦Lightning¦Transformer¦FailedFaulted
15-0055173 | Equipment Failure/Involved | Overhead | Pole-Wood | Broken | 2015 | Tier 3 - Extreme | Distribution Circuit | 8 | 15 | 2015-08-15 | 1288586 | Sus | Y | EquipmentFailureInvolved¦Overhead¦PoleWood¦Broken
15-0059866 | Environmental/External | Fire, Forest/Grass | Pole-Wood | Burned/flashed | 2015 | Tier 3 - Extreme | Distribution Circuit | 9 | 8 | 2015-09-08 | 1301845 | Sus | Y | EnvironmentalExternal¦FireForestGrass¦PoleWood¦Burnedflashed
15-0061361 | Equipment Failure/Involved | Overhead | Crossarm, Wood | Burned/flashed | 2015 | Tier 2 - Elevated | Distribution Circuit | 9 | 14 | 2015-09-14 | 1305858 | Sus | Y | EquipmentFailureInvolved¦Overhead¦CrossarmWood¦Burnedflashed
15-0061839 | Equipment Failure/Involved | Fire, pole | Pole-Wood | Burned/flashed | 2015 | Tier 3 - Extreme | Distribution Circuit | 9 | 17 | 2015-09-17 | 1307394 | Sus | Y | EquipmentFailureInvolved¦Firepole¦PoleWood¦Burnedflashed
15-0063110 | Environmental/External | Fire, Forest/Grass | Pole-Wood | Burned/flashed | 2015 | Tier 2 - Elevated | Distribution Circuit | 9 | 24 | 2015-09-24 | 1311351 | Sus | Y | EnvironmentalExternal¦FireForestGrass¦PoleWood¦Burnedflashed
15-0082351 | Vegetation | Tree - branch fell on line | Conductor, Overhead | Normal | 2015 | Tier 2 - Elevated | Distribution Circuit | 12 | 3 | 2015-12-03 | 1352241 | Sus | N | Vegetation¦Treebranchfellonline¦ConductorOverhead¦Normal
15-0082899 | Vegetation | Tree - fell into line | Conductor, Overhead | Broken, wire on ground | 2015 | Tier 2 - Elevated | Distribution Circuit | 12 | 4 | 2015-12-04 | 1354121 | Sus | N | Vegetation¦Treefellintoline¦ConductorOverhead¦Brokenwireonground
15-0084526 | Unknown Cause | Patrol - not conducted |  |  | 2015 | Tier 2 - Elevated | Distribution Circuit | 12 | 13 | 2015-12-13 | 1360022 | Sus | N | UnknownCause¦Patrolnotconducted¦¦
15-0086603 | Equipment Failure/Involved | Overhead | Conductor, Overhead | Broken, wire on ground | 2015 | Tier 2 - Elevated | Distribution Circuit | 12 | 22 | 2015-12-22 | 1368615 | Sus | N | EquipmentFailureInvolved¦Overhead¦ConductorOverhead¦Brokenwireonground
15-0086603 | Equipment Failure/Involved | Overhead | Conductor, Overhead | Broken, wire on ground | 2015 | Tier 2 - Elevated | Distribution Circuit | 12 | 22 | 2015-12-22 | 1368615 | Sus | N | EquipmentFailureInvolved¦Overhead¦ConductorOverhead¦Brokenwireonground
15-0087239 | Vegetation | Tree - fell into line | Conductor, Overhead | Normal | 2015 | Tier 2 - Elevated | Distribution Circuit | 12 | 24 | 2015-12-24 | 1371521 | Sus | N | Vegetation¦Treefellintoline¦ConductorOverhead¦Normal
15-0087274 | Equipment Failure/Involved | Underground | Transformer (UG) | Broken | 2015 | Tier 2 - Elevated | Distribution Circuit | 12 | 25 | 2015-12-25 | 1371634 | Sus | N | EquipmentFailureInvolved¦Underground¦Transformer(UG)¦Broken
15-0087499 | Animal | Squirrel | Transformer (OH) | Failed/Faulted | 2015 | Tier 2 - Elevated | Distribution Circuit | 12 | 27 | 2015-12-27 | 1372388 | Sus | N | Animal¦Squirrel¦Transformer(OH)¦FailedFaulted
16-0003483 | Unknown Cause | Patrol - found nothing |  |  | 2016 | Tier 3 - Extreme | Distribution Circuit | 1 | 6 | 2016-01-06 | 1378559 | Sus | N | UnknownCause¦Patrolfoundnothing¦¦
16-0003807 | Unknown Cause | Patrol - found nothing |  |  | 2016 | Tier 3 - Extreme | Distribution Circuit | 1 | 7 | 2016-01-07 | 1379516 | Sus | N | UnknownCause¦Patrolfoundnothing¦¦
16-0004930 | Unknown Cause | Patrol - not conducted |  |  | 2016 | Tier 2 - Elevated | Distribution Circuit | 1 | 12 | 2016-01-12 | 1382428 | Sus | N | UnknownCause¦Patrolnotconducted¦¦
16-0004973 | Vegetation | Tree - branch fell on line | Bushing | Normal | 2016 | Tier 2 - Elevated | Distribution Circuit | 1 | 13 | 2016-01-13 | 1382555 | Sus | N | Vegetation¦Treebranchfellonline¦Bushing¦Normal
16-0009358 | Vegetation | Tree - fell into line | Conductor, Overhead | Broken, wire on ground | 2016 | Tier 3 - Extreme | Distribution Circuit | 1 | 31 | 2016-01-31 | 1394729 | Sus | N | Vegetation¦Treefellintoline¦ConductorOverhead¦Brokenwireonground
16-0013583 | Vegetation | Tree - fell into line | Secondary | Normal | 2016 | Tier 3 - Extreme | Transformer only | 2 | 17 | 2016-02-17 | 1407473 | Sus | N | Vegetation¦Treefellintoline¦Secondary¦Normal
16-0013745 | Vegetation | Tree - fell into line | Conductor, Overhead | Normal | 2016 | Tier 2 - Elevated | Distribution Circuit | 2 | 18 | 2016-02-18 | 1408223 | Sus | N | Vegetation¦Treefellintoline¦ConductorOverhead¦Normal
16-0017480 | Vegetation | Tree - branch fell on line | Fuse | Normal | 2016 | Tier 2 - Elevated | Distribution Circuit | 3 | 5 | 2016-03-05 | 1416653 | Sus | N | Vegetation¦Treebranchfellonline¦Fuse¦Normal
16-0017815 | Vegetation | Tree - branch fell on line | Conductor, Overhead | Broken, wire on ground | 2016 | Tier 3 - Extreme | Distribution Circuit | 3 | 5 | 2016-03-05 | 1418995 | Sus | N | Vegetation¦Treebranchfellonline¦ConductorOverhead¦Brokenwireonground
16-0018072 | Vegetation | Tree - branch fell on line | Fuse | Failed/Faulted | 2016 | Tier 2 - Elevated | Distribution Circuit | 3 | 5 | 2016-03-05 | 1420481 | Sus | N | Vegetation¦Treebranchfellonline¦Fuse¦FailedFaulted
16-0018095 | Unknown Cause | Patrol - found nothing |  |  | 2016 | Tier 3 - Extreme | Distribution Circuit | 3 | 5 | 2016-03-05 | 1418104 | Sus | N | UnknownCause¦Patrolfoundnothing¦¦
16-0020901 | Environmental/External | Ice or snow | Conductor, Overhead | Broken | 2016 | Tier 2 - Elevated | Distribution Circuit | 3 | 13 | 2016-03-13 | 1429935 | Sus | N | EnvironmentalExternal¦Iceorsnow¦ConductorOverhead¦Broken
16-0022110 | Unknown Cause | Patrol - found nothing |  |  | 2016 | Tier 3 - Extreme | Distribution Circuit | 3 | 17 | 2016-03-17 | 1432992 | Sus | N | UnknownCause¦Patrolfoundnothing¦¦
16-0022300 | Equipment Failure/Involved | Overhead | Pole-Wood | Broken | 2016 | Tier 2 - Elevated | Transformer only | 3 | 17 | 2016-03-17 | 1433340 | Sus | N | EquipmentFailureInvolved¦Overhead¦PoleWood¦Broken
16-0023252 | Animal | Squirrel | Fuse | Failed/Faulted | 2016 | Tier 2 - Elevated | Distribution Circuit | 3 | 22 | 2016-03-22 | 1436108 | Sus | N | Animal¦Squirrel¦Fuse¦FailedFaulted
16-0025673 | Equipment Failure/Involved | Overhead | Crossarm, Wood | Broken | 2016 | Tier 2 - Elevated | Distribution Circuit | 4 | 1 | 2016-04-01 | 1443042 | Sus | N | EquipmentFailureInvolved¦Overhead¦CrossarmWood¦Broken
16-0026559 | Equipment Failure/Involved | Overhead | Transformer (OH) | Broken | 2016 | Tier 3 - Extreme | Distribution Circuit | 4 | 6 | 2016-04-06 | 1445655 | Sus | N | EquipmentFailureInvolved¦Overhead¦Transformer(OH)¦Broken
16-0027328 | Equipment Failure/Involved | Overhead | Transformer | Failed/Faulted | 2016 | Tier 2 - Elevated | Transformer only | 4 | 8 | 2016-04-08 | 1447113 | Sus | N | EquipmentFailureInvolved¦Overhead¦Transformer¦FailedFaulted
16-0028188 | Equipment Failure/Involved | Overhead | Conductor, Overhead | Broken, wire on ground | 2016 | Tier 3 - Extreme | Distribution Circuit | 4 | 13 | 2016-04-13 | 1449741 | Sus | N | EquipmentFailureInvolved¦Overhead¦ConductorOverhead¦Brokenwireonground
16-0030228 | Equipment Failure/Involved | Overhead | Crossarm, Wood | Broken | 2016 | Tier 2 - Elevated | Distribution Circuit | 4 | 21 | 2016-04-21 | 1455053 | Sus | N | EquipmentFailureInvolved¦Overhead¦CrossarmWood¦Broken
16-0031064 | Vegetation | Tree - fell into line | Conductor, Overhead | Bent or Twisted | 2016 | Tier 3 - Extreme | Distribution Circuit | 4 | 24 | 2016-04-24 | 1457394 | Sus | N | Vegetation¦Treefellintoline¦ConductorOverhead¦BentorTwisted
16-0031726 | Unknown Cause | Patrol - found nothing |  |  | 2016 | Tier 2 - Elevated | Distribution Circuit | 4 | 26 | 2016-04-26 | 1459262 | Sus | N | UnknownCause¦Patrolfoundnothing¦¦
16-0039570 | Unknown Cause | Patrol - found nothing |  |  | 2016 | Tier 2 - Elevated | Distribution Circuit | 5 | 28 | 2016-05-28 | 1478656 | Sus | Y | UnknownCause¦Patrolfoundnothing¦¦
16-0045799 | Vegetation | Tree - fell into line | Conductor, Overhead | Normal | 2016 | Tier 3 - Extreme | Distribution Circuit | 6 | 25 | 2016-06-25 | 1495920 | Sus | Y | Vegetation¦Treefellintoline¦ConductorOverhead¦Normal
16-0048250 | Unknown Cause | Patrol - found nothing |  |  | 2016 | Tier 3 - Extreme | Substation - Distribution | 7 | 6 | 2016-07-06 | 1502074 | Sus | Y | UnknownCause¦Patrolfoundnothing¦¦
16-0052942 | Vegetation | Tree - fell into line | Conductor, Overhead | Broken, wire on ground | 2016 | Tier 2 - Elevated | Distribution Circuit | 7 | 27 | 2016-07-27 | 1517098 | Sus | Y | Vegetation¦Treefellintoline¦ConductorOverhead¦Brokenwireonground
16-0053951 | Equipment Failure/Involved | Overhead | Transformer (OH) | Failed/Faulted | 2016 | Tier 2 - Elevated | Transformer only | 7 | 31 | 2016-07-31 | 1519416 | Sus | Y | EquipmentFailureInvolved¦Overhead¦Transformer(OH)¦FailedFaulted
16-0055146 | Animal | Other |  | Failed/Faulted | 2016 | Tier 3 - Extreme | Transformer only | 8 | 4 | 2016-08-04 | 1521538 | Sus | Y | Animal¦Other¦¦FailedFaulted
16-0057248 | Vegetation | Tree - branch fell on line | Secondary | Together | 2016 | Tier 3 - Extreme | Distribution Circuit | 8 | 15 | 2016-08-15 | 1526463 | Sus | Y | Vegetation¦Treebranchfellonline¦Secondary¦Together
16-0069323 | Equipment Failure/Involved | Overhead | Conductor, Overhead | Normal | 2016 | Tier 3 - Extreme | Transformer only | 10 | 3 | 2016-10-03 | 1552200 | Sus | Y | EquipmentFailureInvolved¦Overhead¦ConductorOverhead¦Normal
16-0072398 | Equipment Failure/Involved | Overhead | Connector or Splice (OH) | Burned/flashed | 2016 | Tier 3 - Extreme | Distribution Circuit | 10 | 15 | 2016-10-15 | 1560494 | Sus | Y | EquipmentFailureInvolved¦Overhead¦ConnectororSplice(OH)¦Burnedflashed
16-0072915 | Vegetation | Tree - fell into line | Conductor, Overhead | Broken, wire on ground | 2016 | Tier 2 - Elevated | Distribution Circuit | 10 | 16 | 2016-10-16 | 1562943 | Sus | Y | Vegetation¦Treefellintoline¦ConductorOverhead¦Brokenwireonground
16-0075258 | 3rd Party | Vehicle | Pole-Wood | Broken | 2016 | Tier 2 - Elevated | Distribution Circuit | 10 | 25 | 2016-10-25 | 1569265 | Sus | Y | 3rdParty¦Vehicle¦PoleWood¦Broken
16-0076027 | Equipment Failure/Involved | Overhead | Crossarm, Wood | Broken | 2016 | Tier 2 - Elevated | Distribution Circuit | 10 | 27 | 2016-10-27 | 1570916 | Sus | Y | EquipmentFailureInvolved¦Overhead¦CrossarmWood¦Broken
16-0077151 | Vegetation | Tree - fell into line | Conductor, Overhead | Normal | 2016 | Tier 2 - Elevated | Distribution Circuit | 10 | 31 | 2016-10-31 | 1574279 | Sus | Y | Vegetation¦Treefellintoline¦ConductorOverhead¦Normal
16-0084935 | Vegetation | Tree - fell into line | Conductor, Overhead | Broken, wire on ground | 2016 | Tier 3 - Extreme | Distribution Circuit | 12 | 10 | 2016-12-10 | 1598504 | Sus | N | Vegetation¦Treefellintoline¦ConductorOverhead¦Brokenwireonground
16-0084984 | Vegetation | Tree - branch fell on line | Conductor, Overhead | Together | 2016 | Tier 3 - Extreme | Distribution Circuit | 12 | 10 | 2016-12-10 | 1599066 | Sus | N | Vegetation¦Treebranchfellonline¦ConductorOverhead¦Together
16-0085470 | 3rd Party | Vehicle | Pole-Wood | Broken | 2016 | Tier 2 - Elevated | Distribution Circuit | 12 | 13 | 2016-12-13 | 1601440 | Sus | N | 3rdParty¦Vehicle¦PoleWood¦Broken
16-0085470 | 3rd Party | Vehicle | Pole-Wood | Broken | 2016 | Tier 2 - Elevated | Distribution Circuit | 12 | 13 | 2016-12-13 | 1601440 | Sus | N | 3rdParty¦Vehicle¦PoleWood¦Broken
17-0003151 | Equipment Failure/Involved | Overhead | Connector or Splice (OH) | Broken, wire on ground | 2017 | Tier 3 - Extreme | Distribution Circuit | 1 | 3 | 2017-01-03 | 1615941 | Sus | N | EquipmentFailureInvolved¦Overhead¦ConnectororSplice(OH)¦Brokenwireonground
17-0003567 | Equipment Failure/Involved | Other | Connector or Splice (OH) | Broken | 2017 | Tier 2 - Elevated | Transformer only | 1 | 4 | 2017-01-04 | 1617505 | Sus | N | EquipmentFailureInvolved¦Other¦ConnectororSplice(OH)¦Broken
17-0003815 | Vegetation | Tree - branch fell on line | Conductor, Overhead | Together | 2017 | Tier 3 - Extreme | Distribution Circuit | 1 | 4 | 2017-01-04 | 1618927 | Sus | N | Vegetation¦Treebranchfellonline¦ConductorOverhead¦Together
17-0005133 | Vegetation | Tree - fell into line | Conductor, Overhead | Broken, wire on ground | 2017 | Tier 2 - Elevated | Distribution Circuit | 1 | 8 | 2017-01-08 | 1623602 | Sus | N | Vegetation¦Treefellintoline¦ConductorOverhead¦Brokenwireonground
17-0005430 | Vegetation | Tree - branch fell on line | Jumper | Burned Open | 2017 | Tier 2 - Elevated | Distribution Circuit | 1 | 8 | 2017-01-08 | 1627566 | Sus | N | Vegetation¦Treebranchfellonline¦Jumper¦BurnedOpen
17-0005430 | Vegetation | Tree - branch fell on line | Jumper | Burned Open | 2017 | Tier 2 - Elevated | Distribution Circuit | 1 | 8 | 2017-01-08 | 1627566 | Sus | N | Vegetation¦Treebranchfellonline¦Jumper¦BurnedOpen
17-0005478 | Vegetation | Tree - fell into line | Conductor, Overhead | Together | 2017 | Tier 3 - Extreme | Distribution Circuit | 1 | 8 | 2017-01-08 | 1626406 | Sus | N | Vegetation¦Treefellintoline¦ConductorOverhead¦Together
17-0005602 | Vegetation | Tree - fell into line | Conductor, Overhead | Broken, wire on ground | 2017 | Tier 3 - Extreme | Distribution Circuit | 1 | 8 | 2017-01-08 | 1628373 | Sus | N | Vegetation¦Treefellintoline¦ConductorOverhead¦Brokenwireonground
17-0006922 | Vegetation | Tree - fell into line | Conductor, Overhead | Broken, wire on ground | 2017 | Tier 2 - Elevated | Distribution Circuit | 1 | 9 | 2017-01-09 | 1635771 | Sus | N | Vegetation¦Treefellintoline¦ConductorOverhead¦Brokenwireonground
17-0008703 | Vegetation | Tree - fell into line | Conductor, Underground | Normal | 2017 | Tier 3 - Extreme | Distribution Circuit | 1 | 13 | 2017-01-13 | 1642368 | Sus | N | Vegetation¦Treefellintoline¦ConductorUnderground¦Normal
17-0012671 | Vegetation | Tree - branch fell on line | Conductor, Overhead | Normal | 2017 | Tier 2 - Elevated | Distribution Circuit | 1 | 22 | 2017-01-22 | 1658050 | Sus | N | Vegetation¦Treebranchfellonline¦ConductorOverhead¦Normal
17-0012709 | Vegetation | Tree - branch fell on line | Conductor, Overhead | Broken, wire on ground | 2017 | Tier 2 - Elevated | Distribution Circuit | 1 | 22 | 2017-01-22 | 1658544 | Sus | N | Vegetation¦Treebranchfellonline¦ConductorOverhead¦Brokenwireonground
17-0013294 | Vegetation | Tree - branch fell on line | Conductor, Overhead | Broken, wire on ground | 2017 | Tier 3 - Extreme | Distribution Circuit | 1 | 22 | 2017-01-22 | 1660580 | Sus | N | Vegetation¦Treebranchfellonline¦ConductorOverhead¦Brokenwireonground
17-0013594 | Vegetation | Tree - fell into line | Conductor, Overhead | Normal | 2017 | Tier 3 - Extreme | Distribution Circuit | 1 | 22 | 2017-01-22 | 1661877 | Sus | N | Vegetation¦Treefellintoline¦ConductorOverhead¦Normal
17-0013655 | Vegetation | Tree - fell into line | Conductor, Overhead | Broken, wire on ground | 2017 | Tier 3 - Extreme | Distribution Circuit | 1 | 23 | 2017-01-23 | 1663148 | Sus | N | Vegetation¦Treefellintoline¦ConductorOverhead¦Brokenwireonground
17-0014356 | Equipment Failure/Involved | Overhead | Conductor, Overhead | Broken, wire on ground | 2017 | Tier 3 - Extreme | Distribution Circuit | 1 | 23 | 2017-01-23 | 1662723 | Sus | N | EquipmentFailureInvolved¦Overhead¦ConductorOverhead¦Brokenwireonground
17-0014499 | Equipment Failure/Involved | Overhead | Transformer (OH) | Broken | 2017 | Tier 2 - Elevated | Transformer only | 1 | 24 | 2017-01-24 | 1666168 | Sus | N | EquipmentFailureInvolved¦Overhead¦Transformer(OH)¦Broken
17-0018462 | Vegetation | Tree - fell into line | Conductor, Overhead | On Ground | 2017 | Tier 3 - Extreme | Distribution Circuit | 2 | 7 | 2017-02-07 | 1679537 | Sus | N | Vegetation¦Treefellintoline¦ConductorOverhead¦OnGround
17-0018570 | Environmental/External | Flood/Erosion | Fuse | Failed/Faulted | 2017 | Tier 2 - Elevated | Distribution Circuit | 2 | 7 | 2017-02-07 | 1679765 | Sus | N | EnvironmentalExternal¦FloodErosion¦Fuse¦FailedFaulted
17-0021025 | Vegetation | Tree - fell into line | Conductor, Overhead | Normal | 2017 | Tier 3 - Extreme | Distribution Circuit | 2 | 15 | 2017-02-15 | 1689166 | Sus | N | Vegetation¦Treefellintoline¦ConductorOverhead¦Normal
17-0022220 | Vegetation | Tree - fell into line | Conductor, Overhead | Broken, wire on ground | 2017 | Tier 2 - Elevated | Distribution Circuit | 2 | 17 | 2017-02-17 | 1691210 | Sus | N | Vegetation¦Treefellintoline¦ConductorOverhead¦Brokenwireonground
17-0022724 | Vegetation | Tree - fell into line | Conductor, Overhead | Broken, wire on ground | 2017 | Tier 2 - Elevated | Distribution Circuit | 2 | 17 | 2017-02-17 | 1698528 | Sus | N | Vegetation¦Treefellintoline¦ConductorOverhead¦Brokenwireonground
17-0024225 | Vegetation | Tree - branch fell on line | Fuse | Failed/Faulted | 2017 | Tier 2 - Elevated | Distribution Circuit | 2 | 20 | 2017-02-20 | 1705246 | Sus | N | Vegetation¦Treebranchfellonline¦Fuse¦FailedFaulted
17-0024850 | Unknown Cause | Patrol - found nothing |  |  | 2017 | Tier 2 - Elevated | Distribution Circuit | 2 | 20 | 2017-02-20 | 1706508 | Sus | N | UnknownCause¦Patrolfoundnothing¦¦
17-0035673 | Vegetation | Tree - fell into line | Conductor, Overhead | On Ground | 2017 | Tier 3 - Extreme | Distribution Circuit | 3 | 31 | 2017-03-31 | 1741408 | Sus | N | Vegetation¦Treefellintoline¦ConductorOverhead¦OnGround
17-0037621 | Vegetation | Tree - fell into line | Pole-Wood | Broken, wire on ground | 2017 | Tier 2 - Elevated | Distribution Circuit | 4 | 6 | 2017-04-06 | 1746627 | Sus | N | Vegetation¦Treefellintoline¦PoleWood¦Brokenwireonground
17-0037846 | Vegetation | Tree - fell into line | Pole-Wood | Broken | 2017 | Tier 2 - Elevated | Distribution Circuit | 4 | 7 | 2017-04-07 | 1749873 | Sus | N | Vegetation¦Treefellintoline¦PoleWood¦Broken
17-0039746 | Equipment Failure/Involved | Overhead | Transformer (OH) | Failed/Faulted | 2017 | Tier 2 - Elevated | Transformer only | 4 | 12 | 2017-04-12 | 1756517 | Sus | N | EquipmentFailureInvolved¦Overhead¦Transformer(OH)¦FailedFaulted
17-0044468 | Equipment Failure/Involved | Overhead | Transformer | Failed/Faulted | 2017 | Tier 2 - Elevated | Transformer only | 5 | 2 | 2017-05-02 | 1772236 | Sus | Y | EquipmentFailureInvolved¦Overhead¦Transformer¦FailedFaulted
17-0045712 | Vegetation | Tree - fell into line | Conductor, Overhead | Normal | 2017 | Tier 3 - Extreme | Distribution Circuit | 5 | 5 | 2017-05-05 | 1775880 | Sus | Y | Vegetation¦Treefellintoline¦ConductorOverhead¦Normal
17-0046059 | Vegetation | Tree - branch fell on line | Conductor, Overhead | Broken, wire on ground | 2017 | Tier 2 - Elevated | Distribution Circuit | 5 | 7 | 2017-05-07 | 1777311 | Sus | Y | Vegetation¦Treebranchfellonline¦ConductorOverhead¦Brokenwireonground
17-0050765 | Vegetation | Tree - fell into line | Conductor, Overhead | Normal | 2017 | Tier 2 - Elevated | Distribution Circuit | 5 | 25 | 2017-05-25 | 1790611 | Sus | Y | Vegetation¦Treefellintoline¦ConductorOverhead¦Normal
17-0051232 | Equipment Failure/Involved | Overhead | Other | Broken | 2017 | Tier 2 - Elevated | Transformer only | 5 | 28 | 2017-05-28 | 1792347 | Sus | Y | EquipmentFailureInvolved¦Overhead¦Other¦Broken
17-0051377 | Unknown Cause | Patrol - found nothing |  |  | 2017 | Tier 3 - Extreme | Distribution Circuit | 5 | 30 | 2017-05-30 | 1792909 | Sus | Y | UnknownCause¦Patrolfoundnothing¦¦
17-0054222 | Unknown Cause | Patrol - not conducted |  |  | 2017 | Tier 3 - Extreme | Distribution Circuit | 6 | 10 | 2017-06-10 | 1801417 | Sus | Y | UnknownCause¦Patrolnotconducted¦¦
17-0061315 | Environmental/External | Fire, Forest/Grass | Pole-Wood | Burned/flashed | 2017 | Tier 2 - Elevated | Distribution Circuit | 7 | 7 | 2017-07-07 | 1825741 | Sus | Y | EnvironmentalExternal¦FireForestGrass¦PoleWood¦Burnedflashed
17-0065604 | Vegetation | Tree - fell into line | Pole-Wood | Broken, wire on ground | 2017 | Tier 3 - Extreme | Distribution Circuit | 7 | 26 | 2017-07-26 | 1840145 | Sus | Y | Vegetation¦Treefellintoline¦PoleWood¦Brokenwireonground
17-0079310 | Environmental/External | Lightning | Transformer | Failed/Faulted | 2017 | Tier 2 - Elevated | Transformer only | 9 | 15 | 2017-09-15 | 1879563 | Sus | Y | EnvironmentalExternal¦Lightning¦Transformer¦FailedFaulted
17-0083036 | Unknown Cause | Patrol - not conducted |  |  | 2017 | Tier 2 - Elevated | Distribution Circuit | 9 | 30 | 2017-09-30 | 1888584 | Sus | Y | UnknownCause¦Patrolnotconducted¦¦
17-0084445 | Animal | Squirrel | Conductor, Overhead | Broken, wire on ground | 2017 | Tier 3 - Extreme | Distribution Circuit | 10 | 5 | 2017-10-05 | 1891413 | Sus | Y | Animal¦Squirrel¦ConductorOverhead¦Brokenwireonground
17-0084501 | Unknown Cause | Patrol - found nothing |  |  | 2017 | Tier 2 - Elevated | Distribution Circuit | 10 | 5 | 2017-10-05 | 1891512 | Sus | Y | UnknownCause¦Patrolfoundnothing¦¦
17-0084770 | Vegetation | Other ground vegetation | Conductor, Overhead | Normal | 2017 | Tier 2 - Elevated | Transformer only | 10 | 6 | 2017-10-06 | 1892069 | Sus | Y | Vegetation¦Othergroundvegetation¦ConductorOverhead¦Normal
17-0085388 | Environmental/External | Fire, Forest/Grass | Pole-Wood | Burned/flashed | 2017 | Tier 2 - Elevated | Transmission line | 10 | 9 | 2017-10-09 | 1895584 | Sus | Y | EnvironmentalExternal¦FireForestGrass¦PoleWood¦Burnedflashed
17-0087170 | Vegetation | Tree - fell into line | Conductor, Overhead | Normal | 2017 | Tier 2 - Elevated | Distribution Circuit | 10 | 8 | 2017-10-08 | 1900240 | Sus | Y | Vegetation¦Treefellintoline¦ConductorOverhead¦Normal
17-0087518 | Environmental/External | Fire, Forest/Grass | Conductor, Overhead | Normal | 2017 | Tier 3 - Extreme | Distribution Circuit | 10 | 8 | 2017-10-08 | 1901321 | Sus | Y | EnvironmentalExternal¦FireForestGrass¦ConductorOverhead¦Normal
17-0088021 | Vegetation | Tree - branch fell on line | Conductor, Overhead | Normal | 2017 | Tier 3 - Extreme | Distribution Circuit | 10 | 17 | 2017-10-17 | 1902664 | Sus | Y | Vegetation¦Treebranchfellonline¦ConductorOverhead¦Normal
17-0088120 | Environmental/External | Fire, Forest/Grass | Transformer (OH) | Burned/flashed | 2017 | Tier 3 - Extreme | Transformer only | 10 | 8 | 2017-10-08 | 1902864 | Sus | Y | EnvironmentalExternal¦FireForestGrass¦Transformer(OH)¦Burnedflashed
17-0090081 | Equipment Failure/Involved | Overhead | Transformer | Leaking | 2017 | Tier 2 - Elevated | Transformer only | 10 | 24 | 2017-10-24 | 1908811 | Sus | Y | EquipmentFailureInvolved¦Overhead¦Transformer¦Leaking
17-0094110 | Equipment Failure/Involved | Overhead | Transformer | Failed/Faulted | 2017 | Tier 3 - Extreme | Transformer only | 11 | 9 | 2017-11-09 | 1919777 | Sus | Y | EquipmentFailureInvolved¦Overhead¦Transformer¦FailedFaulted
17-0095383 | Equipment Failure/Involved | Overhead | Regulator | Failed/Faulted | 2017 | Tier 2 - Elevated | Distribution Circuit | 11 | 15 | 2017-11-15 | 1923361 | Sus | Y | EquipmentFailureInvolved¦Overhead¦Regulator¦FailedFaulted
17-0098242 | Equipment Failure/Involved | Overhead | Pole-Wood | Broken | 2017 | Tier 3 - Extreme | Distribution Circuit | 11 | 29 | 2017-11-29 | 1931437 | Sus | Y | EquipmentFailureInvolved¦Overhead¦PoleWood¦Broken
17-0102973 | Equipment Failure/Involved | Overhead | Pole-Wood | Broken | 2017 | Tier 2 - Elevated | Distribution Circuit | 12 | 21 | 2017-12-21 | 1949837 | Sus | N | EquipmentFailureInvolved¦Overhead¦PoleWood¦Broken
17-0102986 | Vegetation | Tree - fell into line | Conductor, Overhead | Broken, wire on ground | 2017 | Tier 3 - Extreme | Distribution Circuit | 12 | 21 | 2017-12-21 | 1949885 | Sus | N | Vegetation¦Treefellintoline¦ConductorOverhead¦Brokenwireonground
18-0003749 | Equipment Failure/Involved | Underground | Conductor, Underground | Broken | 2018 | Tier 2 - Elevated | Distribution Circuit | 1 | 5 | 2018-01-05 | 2364 | Sus | N | EquipmentFailureInvolved¦Underground¦ConductorUnderground¦Broken
18-0004802 | Equipment Failure/Involved | Overhead | Transformer (OH) | Broken | 2018 | Tier 3 - Extreme | Transformer only | 1 | 9 | 2018-01-09 | 5134 | Sus | N | EquipmentFailureInvolved¦Overhead¦Transformer(OH)¦Broken
18-0007588 | Unknown Cause | Patrol - found nothing |  |  | 2018 | Tier 2 - Elevated | Distribution Circuit | 1 | 20 | 2018-01-20 | 11208 | Sus | N | UnknownCause¦Patrolfoundnothing¦¦
18-0009217 | Unknown Cause | Patrol - found nothing |  |  | 2018 | Tier 2 - Elevated | Distribution Circuit | 1 | 26 | 2018-01-26 | 14341 | Sus | N | UnknownCause¦Patrolfoundnothing¦¦
18-0014598 | Animal | Bird found | Fuse | Failed/Faulted | 2018 | Tier 2 - Elevated | Distribution Circuit | 2 | 15 | 2018-02-15 | 25305 | Sus | N | Animal¦Birdfound¦Fuse¦FailedFaulted
18-0015154 | Unknown Cause | Patrol - found nothing |  |  | 2018 | Tier 2 - Elevated | Distribution Circuit | 2 | 17 | 2018-02-17 | 26480 | Sus | N | UnknownCause¦Patrolfoundnothing¦¦
18-0019217 | Equipment Failure/Involved | Substation | Relay | Malfunctioning | 2018 | Tier 2 - Elevated | Generation | 3 | 2 | 2018-03-02 | 36588 | Sus | N | EquipmentFailureInvolved¦Substation¦Relay¦Malfunctioning
18-0019623 | Unknown Cause | Patrol - found nothing |  |  | 2018 | Tier 2 - Elevated | Distribution Circuit | 3 | 3 | 2018-03-03 | 37342 | Sus | N | UnknownCause¦Patrolfoundnothing¦¦
18-0022956 | Unknown Cause | Patrol - found nothing |  |  | 2018 | Tier 2 - Elevated | Distribution Circuit | 3 | 15 | 2018-03-15 | 44647 | Sus | N | UnknownCause¦Patrolfoundnothing¦¦
18-0023316 | Environmental/External | Ice or snow | Pole-Wood | Broken | 2018 | Tier 3 - Extreme | Distribution Circuit | 3 | 16 | 2018-03-16 | 45316 | Sus | N | EnvironmentalExternal¦Iceorsnow¦PoleWood¦Broken
18-0023317 | Vegetation | Tree - branch fell on line | Conductor, Overhead | Broken, wire on ground | 2018 | Tier 3 - Extreme | Distribution Circuit | 3 | 16 | 2018-03-16 | 45282 | Sus | N | Vegetation¦Treebranchfellonline¦ConductorOverhead¦Brokenwireonground
18-0025337 | Vegetation | Tree - fell into line | Conductor, Overhead | Broken, wire on ground | 2018 | Tier 2 - Elevated | Distribution Circuit | 3 | 22 | 2018-03-22 | 50225 | Sus | N | Vegetation¦Treefellintoline¦ConductorOverhead¦Brokenwireonground
18-0025619 | Equipment Failure/Involved | Overhead | Conductor, Overhead | Broken, wire on ground | 2018 | Tier 2 - Elevated | Distribution Circuit | 3 | 22 | 2018-03-22 | 50824 | Sus | N | EquipmentFailureInvolved¦Overhead¦ConductorOverhead¦Brokenwireonground
18-0025829 | Animal | Other | Conductor, Overhead | Normal | 2018 | Tier 2 - Elevated | Distribution Circuit | 3 | 22 | 2018-03-22 | 51370 | Sus | N | Animal¦Other¦ConductorOverhead¦Normal
18-0027054 | Unknown Cause | Patrol - found nothing |  |  | 2018 | Tier 3 - Extreme | Distribution Circuit | 3 | 27 | 2018-03-27 | 54458 | Sus | N | UnknownCause¦Patrolfoundnothing¦¦
18-0028265 | Unknown Cause | Patrol - found nothing |  |  | 2018 | Tier 2 - Elevated | Distribution Circuit | 4 | 1 | 2018-04-01 | 57408 | Sus | N | UnknownCause¦Patrolfoundnothing¦¦
18-0030502 | Unknown Cause | Patrol - not conducted |  |  | 2018 | Tier 3 - Extreme | Distribution Circuit | 4 | 9 | 2018-04-09 | 62888 | Sus | N | UnknownCause¦Patrolnotconducted¦¦
18-0035162 | 3rd Party | Vehicle | Anchor or Guy | Broken | 2018 | Tier 2 - Elevated | Distribution Circuit | 4 | 24 | 2018-04-24 | 73089 | Sus | N | 3rdParty¦Vehicle¦AnchororGuy¦Broken
18-0038017 | Company Initiated | Return Circuit Normal | Conductor, Overhead | Normal | 2018 | Tier 3 - Extreme | Distribution Circuit | 5 | 6 | 2018-05-06 | 80367 | Sus | Y | CompanyInitiated¦ReturnCircuitNormal¦ConductorOverhead¦Normal
18-0040240 | Vegetation | Tree - fell into line | Conductor, Overhead | Broken, wire on ground | 2018 | Tier 3 - Extreme | Distribution Circuit | 5 | 11 | 2018-05-11 | 83837 | Sus | Y | Vegetation¦Treefellintoline¦ConductorOverhead¦Brokenwireonground
18-0041987 | 3rd Party | Customer Equipment | Pole-Wood | Broken | 2018 | Tier 2 - Elevated | Distribution Circuit | 5 | 17 | 2018-05-17 | 88602 | Sus | Y | 3rdParty¦CustomerEquipment¦PoleWood¦Broken
18-0054664 | Unknown Cause | Patrol - not conducted |  |  | 2018 | Tier 2 - Elevated | Distribution Circuit | 6 | 26 | 2018-06-26 | 118651 | Sus | Y | UnknownCause¦Patrolnotconducted¦¦
18-0058652 | Equipment Failure/Involved | Overhead | Transformer | Failed/Faulted | 2018 | Tier 2 - Elevated | Transformer only | 7 | 10 | 2018-07-10 | 128475 | Sus | Y | EquipmentFailureInvolved¦Overhead¦Transformer¦FailedFaulted
18-0064783 | Vegetation | Tree - fell into line | Conductor, Overhead | Normal | 2018 | Tier 3 - Extreme | Distribution Circuit | 7 | 29 | 2018-07-29 | 143554 | Sus | Y | Vegetation¦Treefellintoline¦ConductorOverhead¦Normal
18-0066266 | Environmental/External | Fire, Forest/Grass | Pole-Wood | Burned/flashed | 2018 | Tier 3 - Extreme | Distribution Circuit | 7 | 26 | 2018-07-26 | 147830 | Sus | Y | EnvironmentalExternal¦FireForestGrass¦PoleWood¦Burnedflashed
18-0066270 | Environmental/External | Fire, Forest/Grass | Pole-Wood | Burned/flashed | 2018 | Tier 3 - Extreme | Distribution Circuit | 7 | 26 | 2018-07-26 | 147836 | Sus | Y | EnvironmentalExternal¦FireForestGrass¦PoleWood¦Burnedflashed
18-0073978 | Unknown Cause | Patrol - found nothing |  |  | 2018 | Tier 2 - Elevated | Distribution Circuit | 8 | 27 | 2018-08-27 | 163272 | Sus | Y | UnknownCause¦Patrolfoundnothing¦¦
18-0075069 | Unknown Cause | Patrol - found nothing |  |  | 2018 | Tier 2 - Elevated | Transmission line | 8 | 30 | 2018-08-30 | 165481 | Sus | Y | UnknownCause¦Patrolfoundnothing¦¦
18-0086698 | Equipment Failure/Involved | Overhead | Transformer (OH) | Failed/Faulted | 2018 | Tier 2 - Elevated | Distribution Circuit | 10 | 3 | 2018-10-03 | 187266 | Sus | Y | EquipmentFailureInvolved¦Overhead¦Transformer(OH)¦FailedFaulted
18-0094188 | Unknown Cause | Patrol - found nothing |  |  | 2018 | Tier 2 - Elevated | Distribution Circuit | 10 | 25 | 2018-10-25 | 202358 | Sus | Y | UnknownCause¦Patrolfoundnothing¦¦
18-0095565 | Equipment Failure/Involved | Overhead | Crossarm, Wood | Broken | 2018 | Tier 2 - Elevated | Distribution Circuit | 10 | 30 | 2018-10-30 | 205613 | Sus | Y | EquipmentFailureInvolved¦Overhead¦CrossarmWood¦Broken
18-0098441 | Vegetation | Tree - branch fell on line | Conductor, Overhead | Broken, wire on ground | 2018 | Tier 3 - Extreme | Distribution Circuit | 11 | 8 | 2018-11-08 | 211874 | Sus | Y | Vegetation¦Treebranchfellonline¦ConductorOverhead¦Brokenwireonground
18-0100884 | Environmental/External | Fire, Forest/Grass | Pole-Wood | Burned/flashed | 2018 | Tier 3 - Extreme | Distribution Circuit | 11 | 8 | 2018-11-08 | 217949 | Sus | Y | EnvironmentalExternal¦FireForestGrass¦PoleWood¦Burnedflashed
18-0100949 | Animal | Squirrel | Transformer (OH) | Normal | 2018 | Tier 2 - Elevated | Distribution Circuit | 11 | 19 | 2018-11-19 | 218057 | Sus | Y | Animal¦Squirrel¦Transformer(OH)¦Normal
18-0101342 | Environmental/External | Fire, Forest/Grass | Pole-Wood | Burned/flashed | 2018 | Tier 3 - Extreme | Distribution Circuit | 11 | 8 | 2018-11-08 | 218793 | Sus | Y | EnvironmentalExternal¦FireForestGrass¦PoleWood¦Burnedflashed
18-0102802 | Vegetation | Tree - fell into line | Conductor, Overhead | Broken, wire on ground | 2018 | Tier 2 - Elevated | Distribution Circuit | 11 | 24 | 2018-11-24 | 223652 | Sus | Y | Vegetation¦Treefellintoline¦ConductorOverhead¦Brokenwireonground
18-0104310 | Unknown Cause | Patrol - found nothing |  |  | 2018 | Tier 3 - Extreme | Distribution Circuit | 11 | 28 | 2018-11-28 | 226392 | Sus | Y | UnknownCause¦Patrolfoundnothing¦¦
18-0104364 | Unknown Cause | Patrol - found nothing |  |  | 2018 | Tier 2 - Elevated | Distribution Circuit | 11 | 28 | 2018-11-28 | 226455 | Sus | Y | UnknownCause¦Patrolfoundnothing¦¦
18-0104630 | Vegetation | Tree - branch fell on line | Conductor, Overhead | Normal | 2018 | Tier 2 - Elevated | Distribution Circuit | 11 | 28 | 2018-11-28 | 227136 | Sus | Y | Vegetation¦Treebranchfellonline¦ConductorOverhead¦Normal
18-0108125 | Animal | Other | Transformer (OH) | Normal | 2018 | Tier 3 - Extreme | Distribution Circuit | 12 | 8 | 2018-12-08 | 236486 | Sus | N | Animal¦Other¦Transformer(OH)¦Normal
18-0109147 | Equipment Failure/Involved | Overhead | Transformer (OH) | Broken | 2018 | Tier 2 - Elevated | Distribution Circuit | 12 | 14 | 2018-12-14 | 239812 | Sus | N | EquipmentFailureInvolved¦Overhead¦Transformer(OH)¦Broken
18-0110673 | Vegetation | Tree - fell into line | Secondary | Broken, wire on ground | 2018 | Tier 2 - Elevated | Transformer only | 12 | 25 | 2018-12-25 | 247240 | Sus | N | Vegetation¦Treefellintoline¦Secondary¦Brokenwireonground
18-0111259 | Unknown Cause | Patrol - found nothing |  |  | 2018 | Tier 3 - Extreme | Distribution Circuit | 12 | 31 | 2018-12-31 | 250220 | Sus | N | UnknownCause¦Patrolfoundnothing¦¦
18-0111318 | Unknown Cause | Patrol - found nothing |  |  | 2018 | Tier 3 - Extreme | Distribution Circuit | 12 | 31 | 2018-12-31 | 251157 | Sus | N | UnknownCause¦Patrolfoundnothing¦¦
19-0004817 | Vegetation | Tree - branch fell on line | Conductor, Overhead | Normal | 2019 | Tier 3 - Extreme | Distribution Circuit | 1 | 5 | 2019-01-05 | 254043 | Sus | N | Vegetation¦Treebranchfellonline¦ConductorOverhead¦Normal
19-0005082 | Vegetation | Tree - fell into line | Conductor, Overhead | Broken, wire on ground | 2019 | Tier 3 - Extreme | Distribution Circuit | 1 | 6 | 2019-01-06 | 255169 | Sus | N | Vegetation¦Treefellintoline¦ConductorOverhead¦Brokenwireonground
19-0006632 | Vegetation | Tree - branch fell on line | Conductor, Overhead | Normal | 2019 | Tier 3 - Extreme | Distribution Circuit | 1 | 9 | 2019-01-09 | 261167 | Sus | N | Vegetation¦Treebranchfellonline¦ConductorOverhead¦Normal
19-0008530 | Unknown Cause | Patrol - found nothing |  |  | 2019 | Tier 3 - Extreme | Distribution Circuit | 1 | 14 | 2019-01-14 | 264596 | Sus | N | UnknownCause¦Patrolfoundnothing¦¦
19-0009154 | Vegetation | Tree - fell into line | Conductor, Overhead | Together | 2019 | Tier 2 - Elevated | Distribution Circuit | 1 | 15 | 2019-01-15 | 265649 | Sus | N | Vegetation¦Treefellintoline¦ConductorOverhead¦Together
19-0012873 | Unknown Cause | Patrol - found nothing |  |  | 2019 | Tier 2 - Elevated | Distribution Circuit | 1 | 21 | 2019-01-21 | 278265 | Sus | N | UnknownCause¦Patrolfoundnothing¦¦
19-0014155 | 3rd Party | Dig in, 3rd party | Conductor, Underground | Broken | 2019 | Tier 2 - Elevated | Distribution Circuit | 1 | 24 | 2019-01-24 | 280533 | Sus | N | 3rdParty¦Digin3rdparty¦ConductorUnderground¦Broken
19-0017641 | Equipment Failure/Involved | Fire, pole | Pole-Wood | Deteriorated | 2019 | Tier 2 - Elevated | Distribution Circuit | 2 | 3 | 2019-02-03 | 289321 | Sus | N | EquipmentFailureInvolved¦Firepole¦PoleWood¦Deteriorated
19-0017961 | Equipment Failure/Involved | Overhead | Pole-Wood | Broken, wire on ground | 2019 | Tier 3 - Extreme | Distribution Circuit | 2 | 4 | 2019-02-04 | 290380 | Sus | N | EquipmentFailureInvolved¦Overhead¦PoleWood¦Brokenwireonground
19-0018608 | Environmental/External | Ice or snow | Conductor, Overhead | Broken, wire on ground | 2019 | Tier 3 - Extreme | Distribution Circuit | 2 | 5 | 2019-02-05 | 292843 | Sus | N | EnvironmentalExternal¦Iceorsnow¦ConductorOverhead¦Brokenwireonground
19-0018772 | Vegetation | Tree - fell into line | Conductor, Overhead | Broken, wire on ground | 2019 | Tier 3 - Extreme | Distribution Circuit | 2 | 5 | 2019-02-05 | 292923 | Sus | N | Vegetation¦Treefellintoline¦ConductorOverhead¦Brokenwireonground
19-0019072 | Vegetation | Tree - fell into line | Fuse | Failed/Faulted | 2019 | Tier 3 - Extreme | Distribution Circuit | 2 | 5 | 2019-02-05 | 292811 | Sus | N | Vegetation¦Treefellintoline¦Fuse¦FailedFaulted
19-0019738 | Environmental/External | Ice or snow | Crossarm, Wood | Broken | 2019 | Tier 2 - Elevated | Distribution Circuit | 2 | 4 | 2019-02-04 | 295540 | Sus | N | EnvironmentalExternal¦Iceorsnow¦CrossarmWood¦Broken
19-0019996 | Vegetation | Tree - branch fell on line | Crossarm, Wood | Broken | 2019 | Tier 3 - Extreme | Distribution Circuit | 2 | 7 | 2019-02-07 | 295833 | Sus | N | Vegetation¦Treebranchfellonline¦CrossarmWood¦Broken
19-0020807 | Vegetation | Tree - fell into line | Crossarm, Wood | Broken, wire on object | 2019 | Tier 3 - Extreme | Distribution Circuit | 2 | 9 | 2019-02-09 | 299268 | Sus | N | Vegetation¦Treefellintoline¦CrossarmWood¦Brokenwireonobject
19-0025102 | Equipment Failure/Involved | Overhead | Pole-Wood | Deteriorated | 2019 | Tier 2 - Elevated | Distribution Circuit | 2 | 17 | 2019-02-17 | 315640 | Sus | N | EquipmentFailureInvolved¦Overhead¦PoleWood¦Deteriorated
19-0025587 | Vegetation | Tree - fell into line | Pole-Wood | Broken, wire on ground | 2019 | Tier 2 - Elevated | Distribution Circuit | 2 | 13 | 2019-02-13 | 317477 | Sus | N | Vegetation¦Treefellintoline¦PoleWood¦Brokenwireonground
19-0026566 | Unknown Cause | Patrol - found nothing |  |  | 2019 | Tier 2 - Elevated | Distribution Circuit | 2 | 20 | 2019-02-20 | 319893 | Sus | N | UnknownCause¦Patrolfoundnothing¦¦
19-0029322 | Vegetation | Tree - grew into line | Conductor, Overhead | Normal | 2019 | Tier 2 - Elevated | Distribution Circuit | 2 | 28 | 2019-02-28 | 327910 | Sus | N | Vegetation¦Treegrewintoline¦ConductorOverhead¦Normal
19-0029633 | Equipment Failure/Involved | Underground | Conductor, Underground | Broken | 2019 | Tier 2 - Elevated | Distribution Circuit | 3 | 1 | 2019-03-01 | 328538 | Sus | N | EquipmentFailureInvolved¦Underground¦ConductorUnderground¦Broken
19-0029688 | Vegetation | Tree - branch fell on line | Transformer | Failed/Faulted | 2019 | Tier 2 - Elevated | Transformer only | 3 | 1 | 2019-03-01 | 328614 | Sus | N | Vegetation¦Treebranchfellonline¦Transformer¦FailedFaulted
19-0030089 | Vegetation | Tree - branch fell on line | Connector or Splice (OH) | Broken | 2019 | Tier 2 - Elevated | Distribution Circuit | 3 | 2 | 2019-03-02 | 329688 | Sus | N | Vegetation¦Treebranchfellonline¦ConnectororSplice(OH)¦Broken
19-0031375 | Equipment Failure/Involved | Overhead | Recloser | Broken | 2019 | Tier 2 - Elevated | Distribution Circuit | 3 | 6 | 2019-03-06 | 332972 | Sus | N | EquipmentFailureInvolved¦Overhead¦Recloser¦Broken
19-0031933 | Vegetation | Tree - branch fell on line | Conductor, Overhead | Normal | 2019 | Tier 3 - Extreme | Distribution Circuit | 3 | 8 | 2019-03-08 | 334077 | Sus | N | Vegetation¦Treebranchfellonline¦ConductorOverhead¦Normal
19-0033268 | Equipment Failure/Involved | Overhead | Crossarm, Wood | Broken | 2019 | Tier 2 - Elevated | Distribution Circuit | 3 | 13 | 2019-03-13 | 338085 | Sus | N | EquipmentFailureInvolved¦Overhead¦CrossarmWood¦Broken
19-0034841 | Unknown Cause | Patrol - found nothing |  |  | 2019 | Tier 3 - Extreme | Distribution Circuit | 3 | 18 | 2019-03-18 | 342468 | Sus | N | UnknownCause¦Patrolfoundnothing¦¦
19-0039242 | Equipment Failure/Involved | Overhead | Pole-Wood | Broken | 2019 | Tier 2 - Elevated | Distribution Circuit | 4 | 2 | 2019-04-02 | 352677 | Sus | N | EquipmentFailureInvolved¦Overhead¦PoleWood¦Broken
19-0040283 | Unknown Cause | Patrol - found nothing |  |  | 2019 | Tier 2 - Elevated | Distribution Circuit | 4 | 6 | 2019-04-06 | 354790 | Sus | N | UnknownCause¦Patrolfoundnothing¦¦
19-0041546 | Vegetation | Tree - grew into line | Conductor, Overhead | Normal | 2019 | Tier 3 - Extreme | Distribution Circuit | 4 | 11 | 2019-04-11 | 358672 | Sus | N | Vegetation¦Treegrewintoline¦ConductorOverhead¦Normal
19-0043945 | Unknown Cause | Patrol - found nothing |  |  | 2019 | Tier 3 - Extreme | Distribution Circuit | 4 | 18 | 2019-04-18 | 362930 | Sus | N | UnknownCause¦Patrolfoundnothing¦¦
19-0048896 | Animal | Squirrel | Transformer (OH) | Normal | 2019 | Tier 2 - Elevated | Distribution Circuit | 5 | 4 | 2019-05-04 | 373650 | Sus | Y | Animal¦Squirrel¦Transformer(OH)¦Normal
19-0049621 | Equipment Failure/Involved | Overhead | Transformer | Leaking | 2019 | Tier 2 - Elevated | Transformer only | 5 | 7 | 2019-05-07 | 375569 | Sus | Y | EquipmentFailureInvolved¦Overhead¦Transformer¦Leaking
19-0049794 | Unknown Cause | Patrol - found nothing |  |  | 2019 | Tier 2 - Elevated | Distribution Circuit | 5 | 7 | 2019-05-07 | 375732 | Sus | Y | UnknownCause¦Patrolfoundnothing¦¦
19-0051309 | Unknown Cause | Patrol - found nothing |  |  | 2019 | Tier 3 - Extreme | Distribution Circuit | 5 | 13 | 2019-05-13 | 379176 | Sus | Y | UnknownCause¦Patrolfoundnothing¦¦
19-0055487 | Unknown Cause | Patrol - found nothing |  |  | 2019 | Tier 2 - Elevated | Distribution Circuit | 5 | 22 | 2019-05-22 | 388100 | Sus | Y | UnknownCause¦Patrolfoundnothing¦¦
19-0057570 | Environmental/External | Lightning | Transformer | Failed/Faulted | 2019 | Tier 3 - Extreme | Transformer only | 5 | 25 | 2019-05-25 | 389940 | Sus | Y | EnvironmentalExternal¦Lightning¦Transformer¦FailedFaulted
19-0058665 | Vegetation | Tree - branch fell on line | Secondary | Broken | 2019 | Tier 3 - Extreme | Transformer only | 5 | 28 | 2019-05-28 | 392014 | Sus | Y | Vegetation¦Treebranchfellonline¦Secondary¦Broken
19-0061187 | Environmental/External | Lightning | Transformer | Failed/Faulted | 2019 | Tier 3 - Extreme | Transformer only | 6 | 1 | 2019-06-01 | 395134 | Sus | Y | EnvironmentalExternal¦Lightning¦Transformer¦FailedFaulted
19-0061727 | Environmental/External | Lightning | Transformer | Failed/Faulted | 2019 | Tier 3 - Extreme | Transformer only | 6 | 2 | 2019-06-02 | 396021 | Sus | Y | EnvironmentalExternal¦Lightning¦Transformer¦FailedFaulted
19-0065399 | Equipment Failure/Involved | Overhead | Secondary | Broken | 2019 | Tier 3 - Extreme | Transformer only | 6 | 10 | 2019-06-10 | 403913 | Sus | Y | EquipmentFailureInvolved¦Overhead¦Secondary¦Broken
19-0067796 | Equipment Failure/Involved | Overhead | Conductor, Overhead | Annealed | 2019 | Tier 3 - Extreme | Distribution Circuit | 6 | 14 | 2019-06-14 | 411293 | Sus | Y | EquipmentFailureInvolved¦Overhead¦ConductorOverhead¦Annealed
19-0075110 | Animal | Bird found | Conductor, Overhead | Normal | 2019 | Tier 3 - Extreme | Distribution Circuit | 7 | 8 | 2019-07-08 | 442407 | Sus | Y | Animal¦Birdfound¦ConductorOverhead¦Normal
19-0079696 | Unknown Cause | Patrol - found nothing |  |  | 2019 | Tier 2 - Elevated | Distribution Circuit | 7 | 22 | 2019-07-22 | 465307 | Sus | Y | UnknownCause¦Patrolfoundnothing¦¦
19-0096476 | 3rd Party | Vehicle | Pole-Wood | Broken, wire on ground | 2019 | Tier 2 - Elevated | Distribution Circuit | 9 | 7 | 2019-09-07 | 562175 | Sus | Y | 3rdParty¦Vehicle¦PoleWood¦Brokenwireonground
19-0099129 | Unknown Cause | Patrol - found nothing |  |  | 2019 | Tier 3 - Extreme | Distribution Circuit | 9 | 14 | 2019-09-14 | 580775 | Sus | Y | UnknownCause¦Patrolfoundnothing¦¦
19-0099503 | Equipment Failure/Involved | Overhead | Lightning Arrestor | Failed/Faulted | 2019 | Tier 3 - Extreme | Distribution Circuit | 9 | 16 | 2019-09-16 | 584202 | Sus | Y | EquipmentFailureInvolved¦Overhead¦LightningArrestor¦FailedFaulted
19-0101253 | Vegetation | Tree - branch fell on line | Conductor, Overhead | Normal | 2019 | Tier 2 - Elevated | Distribution Circuit | 9 | 19 | 2019-09-19 | 593634 | Sus | Y | Vegetation¦Treebranchfellonline¦ConductorOverhead¦Normal
19-0101557 | Equipment Failure/Involved | Overhead | Cutout, fuse holder | Broken | 2019 | Tier 2 - Elevated | Distribution Circuit | 9 | 19 | 2019-09-19 | 595881 | Sus | Y | EquipmentFailureInvolved¦Overhead¦Cutoutfuseholder¦Broken
19-0103474 | Unknown Cause | Patrol - found nothing |  |  | 2019 | Tier 2 - Elevated | Distribution Circuit | 9 | 25 | 2019-09-25 | 613205 | Sus | Y | UnknownCause¦Patrolfoundnothing¦¦
19-0107938 | Wildfire Mitigation | Public Safety Power Shut-off | Conductor, Overhead | Normal | 2019 | Tier 3 - Extreme | Distribution Circuit | 10 | 5 | 2019-10-05 | 645341 | Sus | Y | WildfireMitigation¦PublicSafetyPowerShutoff¦ConductorOverhead¦Normal
19-0108555 | Animal | Bird found | Conductor, Overhead | Normal | 2019 | Tier 3 - Extreme | Distribution Circuit | 10 | 8 | 2019-10-08 | 647063 | Sus | Y | Animal¦Birdfound¦ConductorOverhead¦Normal
19-0117975 | Equipment Failure/Involved | Overhead | Transformer | Failed/Faulted | 2019 | Tier 3 - Extreme | Transformer only | 10 | 28 | 2019-10-28 | 691898 | Sus | Y | EquipmentFailureInvolved¦Overhead¦Transformer¦FailedFaulted
19-0118246 | Wildfire Mitigation | Public Safety Power Shut-off | Circuit Breaker | Normal | 2019 | Tier 2 - Elevated | Distribution Circuit | 10 | 29 | 2019-10-29 | 693658 | Sus | Y | WildfireMitigation¦PublicSafetyPowerShutoff¦CircuitBreaker¦Normal
19-0118511 | Equipment Failure/Involved | Overhead | Transformer | Failed/Faulted | 2019 | Tier 2 - Elevated | Transformer only | 10 | 29 | 2019-10-29 | 693235 | Sus | Y | EquipmentFailureInvolved¦Overhead¦Transformer¦FailedFaulted
19-0118709 | Equipment Failure/Involved | Overhead | Connector or Splice (OH) | Broken, wire on ground | 2019 | Tier 2 - Elevated | Distribution Circuit | 10 | 29 | 2019-10-29 | 694256 | Sus | Y | EquipmentFailureInvolved¦Overhead¦ConnectororSplice(OH)¦Brokenwireonground
19-0120645 | Vegetation | Tree - grew into line | Conductor, Overhead | Normal | 2019 | Tier 2 - Elevated | Distribution Circuit | 11 | 4 | 2019-11-04 | 699031 | Sus | Y | Vegetation¦Treegrewintoline¦ConductorOverhead¦Normal
19-0126622 | Equipment Failure/Involved | Overhead | Conductor, Overhead | Broken, wire on ground | 2019 | Tier 2 - Elevated | Distribution Circuit | 11 | 20 | 2019-11-20 | 710642 | Sus | Y | EquipmentFailureInvolved¦Overhead¦ConductorOverhead¦Brokenwireonground
19-0129663 | Vegetation | Tree - fell into line | Conductor, Overhead | Broken, wire on ground | 2019 | Tier 2 - Elevated | Distribution Circuit | 11 | 26 | 2019-11-26 | 719005 | Sus | Y | Vegetation¦Treefellintoline¦ConductorOverhead¦Brokenwireonground
19-0130110 | Vegetation | Tree - branch fell on line | Fuse | Failed/Faulted | 2019 | Tier 2 - Elevated | Distribution Circuit | 11 | 27 | 2019-11-27 | 720910 | Sus | Y | Vegetation¦Treebranchfellonline¦Fuse¦FailedFaulted
19-0130196 | Equipment Failure/Involved | Overhead | Cutout, fuse holder | Broken | 2019 | Tier 2 - Elevated | Distribution Circuit | 11 | 27 | 2019-11-27 | 720695 | Sus | Y | EquipmentFailureInvolved¦Overhead¦Cutoutfuseholder¦Broken
19-0130501 | Unknown Cause | Patrol - found nothing |  |  | 2019 | Tier 2 - Elevated | Distribution Circuit | 11 | 27 | 2019-11-27 | 721866 | Sus | Y | UnknownCause¦Patrolfoundnothing¦¦
19-0130820 | Vegetation | Tree - fell into line | Conductor, Overhead | Broken, wire on ground | 2019 | Tier 2 - Elevated | Distribution Circuit | 11 | 26 | 2019-11-26 | 722806 | Sus | Y | Vegetation¦Treefellintoline¦ConductorOverhead¦Brokenwireonground
19-0130844 | Unknown Cause | Patrol - found nothing |  |  | 2019 | Tier 2 - Elevated | Distribution Circuit | 11 | 27 | 2019-11-27 | 720923 | Sus | Y | UnknownCause¦Patrolfoundnothing¦¦
19-0134001 | Equipment Failure/Involved | Overhead | Connector or Splice (OH) | Broken, wire on ground | 2019 | Tier 3 - Extreme | Distribution Circuit | 12 | 5 | 2019-12-05 | 730810 | Sus | N | EquipmentFailureInvolved¦Overhead¦ConnectororSplice(OH)¦Brokenwireonground
19-0135264 | Environmental/External | Lightning | Transformer | Burned/flashed | 2019 | Tier 2 - Elevated | Transformer only | 12 | 9 | 2019-12-09 | 734381 | Sus | N | EnvironmentalExternal¦Lightning¦Transformer¦Burnedflashed
19-0136502 | Vegetation | Tree - fell into line | Conductor, Overhead | Broken, wire on ground | 2019 | Tier 2 - Elevated | Distribution Circuit | 12 | 13 | 2019-12-13 | 738771 | Sus | N | Vegetation¦Treefellintoline¦ConductorOverhead¦Brokenwireonground
20-0006846 | 3rd Party | Vehicle | Pole-Wood | Broken | 2020 | Tier 3 - Extreme | Distribution Circuit | 1 | 9 | 2020-01-09 | 758047 | Sus | N | 3rdParty¦Vehicle¦PoleWood¦Broken
20-0010528 | Vegetation | Tree - fell into line | Conductor, Overhead | Broken, wire on ground | 2020 | Tier 3 - Extreme | Distribution Circuit | 1 | 17 | 2020-01-17 | 764495 | Sus | N | Vegetation¦Treefellintoline¦ConductorOverhead¦Brokenwireonground
20-0011931 | Unknown Cause | Patrol - found nothing |  |  | 2020 | Tier 2 - Elevated | Distribution Circuit | 1 | 21 | 2020-01-21 | 767402 | Sus | N | UnknownCause¦Patrolfoundnothing¦¦
20-0019297 | Equipment Failure/Involved | Overhead | Anchor or Guy | Broken | 2020 | Tier 3 - Extreme | Distribution Circuit | 2 | 9 | 2020-02-09 | 782456 | Sus | N | EquipmentFailureInvolved¦Overhead¦AnchororGuy¦Broken
20-0020659 | Equipment Failure/Involved | Overhead | Connector or Splice (OH) | Deteriorated | 2020 | Tier 3 - Extreme | Transformer only | 2 | 11 | 2020-02-11 | 788870 | Sus | N | EquipmentFailureInvolved¦Overhead¦ConnectororSplice(OH)¦Deteriorated
20-0021981 | Vegetation | Tree - branch fell on line | Conductor, Overhead | Normal | 2020 | Tier 3 - Extreme | Distribution Circuit | 2 | 13 | 2020-02-13 | 790546 | Sus | N | Vegetation¦Treebranchfellonline¦ConductorOverhead¦Normal
20-0022859 | 3rd Party | Vehicle | Crossarm, Wood | Broken, wire on ground | 2020 | Tier 3 - Extreme | Distribution Circuit | 2 | 17 | 2020-02-17 | 792619 | Sus | N | 3rdParty¦Vehicle¦CrossarmWood¦Brokenwireonground
20-0032221 | Unknown Cause | Patrol - found nothing |  |  | 2020 | Tier 3 - Extreme | Distribution Circuit | 3 | 15 | 2020-03-15 | 851947 | Sus | N | UnknownCause¦Patrolfoundnothing¦¦
20-0034595 | Animal | Bird found | Conductor, Overhead | Normal | 2020 | Tier 3 - Extreme | Distribution Circuit | 3 | 20 | 2020-03-20 | 859409 | Sus | N | Animal¦Birdfound¦ConductorOverhead¦Normal
20-0035429 | Unknown Cause | Patrol - found nothing |  |  | 2020 | Tier 2 - Elevated | Distribution Circuit | 3 | 23 | 2020-03-23 | 862452 | Sus | N | UnknownCause¦Patrolfoundnothing¦¦
20-0037524 | Unknown Cause | Patrol - found nothing |  |  | 2020 | Tier 2 - Elevated | Distribution Circuit | 3 | 31 | 2020-03-31 | 874174 | Sus | N | UnknownCause¦Patrolfoundnothing¦¦
20-0040032 | Equipment Failure/Involved | Overhead | Transformer | Failed/Faulted | 2020 | Tier 2 - Elevated | Transformer only | 4 | 9 | 2020-04-09 | 892933 | Sus | N | EquipmentFailureInvolved¦Overhead¦Transformer¦FailedFaulted
20-0042578 | Unknown Cause | Patrol - found nothing |  |  | 2020 | Tier 3 - Extreme | Distribution Circuit | 4 | 18 | 2020-04-18 | 897559 | Sus | N | UnknownCause¦Patrolfoundnothing¦¦
20-0046624 | Vegetation | Tree - branch fell on line | Other | Broken | 2020 | Tier 3 - Extreme | Distribution Circuit | 5 | 2 | 2020-05-02 | 905984 | Sus | Y | Vegetation¦Treebranchfellonline¦Other¦Broken
20-0046890 | Equipment Failure/Involved | Overhead | Pole-Wood | Broken | 2020 | Tier 2 - Elevated | Distribution Circuit | 5 | 4 | 2020-05-04 | 906672 | Sus | Y | EquipmentFailureInvolved¦Overhead¦PoleWood¦Broken
20-0049264 | Vegetation | Tree - fell into line | Conductor, Overhead | Normal | 2020 | Tier 3 - Extreme | Distribution Circuit | 5 | 11 | 2020-05-11 | 911715 | Sus | Y | Vegetation¦Treefellintoline¦ConductorOverhead¦Normal
20-0053626 | Equipment Failure/Involved | Overhead | Transformer | Failed/Faulted | 2020 | Tier 3 - Extreme | Transformer only | 5 | 23 | 2020-05-23 | 920260 | Sus | Y | EquipmentFailureInvolved¦Overhead¦Transformer¦FailedFaulted
20-0054617 | Equipment Failure/Involved | Overhead | Transformer (OH) | Failed/Faulted | 2020 | Tier 2 - Elevated | Distribution Circuit | 5 | 27 | 2020-05-27 | 923099 | Sus | Y | EquipmentFailureInvolved¦Overhead¦Transformer(OH)¦FailedFaulted
20-0061959 | Equipment Failure/Involved | Overhead | Jumper | Burned Open | 2020 | Tier 2 - Elevated | Distribution Circuit | 6 | 16 | 2020-06-16 | 940579 | Sus | Y | EquipmentFailureInvolved¦Overhead¦Jumper¦BurnedOpen
20-0064891 | Equipment Failure/Involved | Fire, pole | Crossarm, Wood | Broken | 2020 | Tier 3 - Extreme | Distribution Circuit | 6 | 25 | 2020-06-25 | 947095 | Sus | Y | EquipmentFailureInvolved¦Firepole¦CrossarmWood¦Broken
20-0070340 | Vegetation | Tree - fell into line | Conductor, Overhead | Broken, wire on ground | 2020 | Tier 3 - Extreme | Distribution Circuit | 7 | 10 | 2020-07-10 | 961346 | Sus | Y | Vegetation¦Treefellintoline¦ConductorOverhead¦Brokenwireonground
20-0073278 | Unknown Cause | Patrol - found nothing |  |  | 2020 | Tier 2 - Elevated | Distribution Circuit | 7 | 18 | 2020-07-18 | 967194 | Sus | Y | UnknownCause¦Patrolfoundnothing¦¦
20-0080744 | Equipment Failure/Involved | Overhead | Connector or Splice (OH) | Broken | 2020 | Tier 3 - Extreme | Transformer only | 8 | 7 | 2020-08-07 | 982249 | Sus | Y | EquipmentFailureInvolved¦Overhead¦ConnectororSplice(OH)¦Broken
20-0084610 | Unknown Cause | Patrol - found nothing |  |  | 2020 | Tier 2 - Elevated | Distribution Circuit | 8 | 16 | 2020-08-16 | 1009680 | Sus | Y | UnknownCause¦Patrolfoundnothing¦¦
20-0085159 | Vegetation | Tree - branch fell on line | Conductor, Overhead | Broken, wire on ground | 2020 | Tier 3 - Extreme | Distribution Circuit | 8 | 16 | 2020-08-16 | 1013404 | Sus | Y | Vegetation¦Treebranchfellonline¦ConductorOverhead¦Brokenwireonground
20-0086956 | Vegetation | Tree - branch fell on line | Conductor, Overhead | Normal | 2020 | Tier 3 - Extreme | Distribution Circuit | 8 | 18 | 2020-08-18 | 1020280 | Sus | Y | Vegetation¦Treebranchfellonline¦ConductorOverhead¦Normal
20-0091675 | 3rd Party | Vehicle | Pole-Wood | Broken, wire on object | 2020 | Tier 2 - Elevated | Distribution Circuit | 8 | 31 | 2020-08-31 | 1043729 | Sus | Y | 3rdParty¦Vehicle¦PoleWood¦Brokenwireonobject
20-0091942 | Equipment Failure/Involved | Overhead | Conductor, Overhead | Broken, wire on ground | 2020 | Tier 2 - Elevated | Distribution Circuit | 9 | 1 | 2020-09-01 | 1045134 | Sus | Y | EquipmentFailureInvolved¦Overhead¦ConductorOverhead¦Brokenwireonground
20-0093123 | Company Initiated | Improper Construction | Conductor, Overhead | Broken | 2020 | Tier 2 - Elevated | Distribution Circuit | 9 | 3 | 2020-09-03 | 1053034 | Sus | Y | CompanyInitiated¦ImproperConstruction¦ConductorOverhead¦Broken
20-0096163 | Environmental/External | Fire, Forest/Grass | Pole-Wood | Burned/flashed | 2020 | Tier 3 - Extreme | Distribution Circuit | 8 | 19 | 2020-08-19 | 1063840 | Sus | Y | EnvironmentalExternal¦FireForestGrass¦PoleWood¦Burnedflashed
20-0096776 | Equipment Failure/Involved | Overhead | Pothead(Riser Termination) | Burned/flashed | 2020 | Tier 2 - Elevated | Distribution Circuit | 9 | 11 | 2020-09-11 | 1065383 | Sus | Y | EquipmentFailureInvolved¦Overhead¦Pothead(RiserTermination)¦Burnedflashed
20-0100222 | Environmental/External | Fire, Forest/Grass | Conductor, Overhead | Burned/flashed | 2020 | Tier 3 - Extreme | Distribution Circuit | 9 | 7 | 2020-09-07 | 1088010 | Sus | Y | EnvironmentalExternal¦FireForestGrass¦ConductorOverhead¦Burnedflashed
20-0101148 | Unknown Cause | Patrol - found nothing |  |  | 2020 | Tier 3 - Extreme | Distribution Circuit | 9 | 24 | 2020-09-24 | 1091535 | Sus | Y | UnknownCause¦Patrolfoundnothing¦¦
20-0101509 | Vegetation | Tree - fell into line | Conductor, Overhead | Broken, wire on ground | 2020 | Tier 3 - Extreme | Distribution Circuit | 9 | 25 | 2020-09-25 | 1092320 | Sus | Y | Vegetation¦Treefellintoline¦ConductorOverhead¦Brokenwireonground
20-0107550 | Unknown Cause | Patrol - found nothing |  |  | 2020 | Tier 3 - Extreme | Transformer only | 10 | 12 | 2020-10-12 | 1115737 | Sus | Y | UnknownCause¦Patrolfoundnothing¦¦
20-0112661 | Wildfire Mitigation | Public Safety Power Shut-off | Conductor, Overhead | Normal | 2020 | Tier 3 - Extreme | Distribution Circuit | 10 | 25 | 2020-10-25 | 1129036 | Sus | Y | WildfireMitigation¦PublicSafetyPowerShutoff¦ConductorOverhead¦Normal
20-0112747 | Wildfire Mitigation | Public Safety Power Shut-off | Conductor, Overhead | Normal | 2020 | Tier 2 - Elevated | Distribution Circuit | 10 | 25 | 2020-10-25 | 1125005 | Sus | Y | WildfireMitigation¦PublicSafetyPowerShutoff¦ConductorOverhead¦Normal
20-0113163 | 3rd Party | Vehicle | Pole-Wood | Broken | 2020 | Tier 2 - Elevated | Distribution Circuit | 10 | 25 | 2020-10-25 | 1126228 | Sus | Y | 3rdParty¦Vehicle¦PoleWood¦Broken
20-0113235 | Unknown Cause | Patrol - found nothing |  |  | 2020 | Tier 2 - Elevated | Distribution Circuit | 10 | 25 | 2020-10-25 | 1128072 | Sus | Y | UnknownCause¦Patrolfoundnothing¦¦
20-0114772 | Equipment Failure/Involved | Overhead | Transformer (OH) | Failed/Faulted | 2020 | Tier 3 - Extreme | Transformer only | 10 | 29 | 2020-10-29 | 1131374 | Sus | Y | EquipmentFailureInvolved¦Overhead¦Transformer(OH)¦FailedFaulted
20-0115658 | Company Initiated | Return Circuit Normal | Conductor, Overhead | Normal | 2020 | Tier 3 - Extreme | Distribution Circuit | 10 | 31 | 2020-10-31 | 1132905 | Sus | Y | CompanyInitiated¦ReturnCircuitNormal¦ConductorOverhead¦Normal
20-0115672 | Equipment Failure/Involved | Overhead | Transformer (OH) | Broken | 2020 | Tier 3 - Extreme | Transformer only | 10 | 31 | 2020-10-31 | 1132951 | Sus | Y | EquipmentFailureInvolved¦Overhead¦Transformer(OH)¦Broken
20-0116869 | Equipment Failure/Involved | Overhead | Pole-Wood | Broken | 2020 | Tier 2 - Elevated | Distribution Circuit | 11 | 4 | 2020-11-04 | 1135586 | Sus | Y | EquipmentFailureInvolved¦Overhead¦PoleWood¦Broken
20-0118150 | Unknown Cause | Patrol - found nothing |  |  | 2020 | Tier 2 - Elevated | Transformer only | 11 | 7 | 2020-11-07 | 1138157 | Sus | Y | UnknownCause¦Patrolfoundnothing¦¦
20-0126947 | Equipment Failure/Involved | Overhead | Transformer (OH) | Broken | 2020 | Tier 3 - Extreme | Distribution Circuit | 12 | 2 | 2020-12-02 | 1159448 | Sus | N | EquipmentFailureInvolved¦Overhead¦Transformer(OH)¦Broken
21-0007449 | Equipment Failure/Involved | Overhead | Transformer (OH) | Broken | 2021 | Tier 2 - Elevated | Transformer only | 1 | 11 | 2021-01-11 | 1208483 | Sus | N | EquipmentFailureInvolved¦Overhead¦Transformer(OH)¦Broken
21-0007801 | Equipment Failure/Involved | Underground | Secondary | Broken | 2021 | Tier 2 - Elevated | Transformer only | 1 | 12 | 2021-01-12 | 1209080 | Sus | N | EquipmentFailureInvolved¦Underground¦Secondary¦Broken
21-0009496 | Wildfire Mitigation | Public Safety Power Shut-off | Conductor, Overhead | Normal | 2021 | Tier 2 - Elevated | Distribution Circuit | 1 | 19 | 2021-01-19 | 1215150 | Sus | N | WildfireMitigation¦PublicSafetyPowerShutoff¦ConductorOverhead¦Normal
21-0009667 | Vegetation | Tree - fell into line | Conductor, Overhead | Normal | 2021 | Tier 3 - Extreme | Distribution Circuit | 1 | 18 | 2021-01-18 | 1212344 | Sus | N | Vegetation¦Treefellintoline¦ConductorOverhead¦Normal
21-0011208 | Equipment Failure/Involved | Overhead | Pole-Wood | Broken, wire on ground | 2021 | Tier 3 - Extreme | Distribution Circuit | 1 | 19 | 2021-01-19 | 1217987 | Sus | N | EquipmentFailureInvolved¦Overhead¦PoleWood¦Brokenwireonground
21-0012859 | Vegetation | Tree - fell into line | Conductor, Overhead | Broken, wire on ground | 2021 | Tier 2 - Elevated | Distribution Circuit | 1 | 19 | 2021-01-19 | 1221404 | Sus | N | Vegetation¦Treefellintoline¦ConductorOverhead¦Brokenwireonground
21-0014824 | Vegetation | Tree - fell into line | Conductor, Overhead | Broken, wire on ground | 2021 | Tier 3 - Extreme | Distribution Circuit | 1 | 26 | 2021-01-26 | 1227019 | Sus | N | Vegetation¦Treefellintoline¦ConductorOverhead¦Brokenwireonground
21-0015237 | Vegetation | Tree - fell into line | Conductor, Overhead | Broken, wire on ground | 2021 | Tier 2 - Elevated | Distribution Circuit | 1 | 26 | 2021-01-26 | 1227847 | Sus | N | Vegetation¦Treefellintoline¦ConductorOverhead¦Brokenwireonground
21-0015636 | Vegetation | Tree - fell into line | Transformer | Broken | 2021 | Tier 2 - Elevated | Transformer only | 1 | 26 | 2021-01-26 | 1230703 | Sus | N | Vegetation¦Treefellintoline¦Transformer¦Broken
21-0015925 | Equipment Failure/Involved | Overhead | Connector or Splice (OH) | Broken, wire on ground | 2021 | Tier 2 - Elevated | Distribution Circuit | 1 | 27 | 2021-01-27 | 1233840 | Sus | N | EquipmentFailureInvolved¦Overhead¦ConnectororSplice(OH)¦Brokenwireonground
21-0016962 | Vegetation | Tree - fell into line | Conductor, Overhead | Broken, wire on ground | 2021 | Tier 2 - Elevated | Distribution Circuit | 1 | 27 | 2021-01-27 | 1237831 | Sus | N | Vegetation¦Treefellintoline¦ConductorOverhead¦Brokenwireonground
21-0018421 | Equipment Failure/Involved | Overhead | Transformer | Failed/Faulted | 2021 | Tier 3 - Extreme | Transformer only | 1 | 29 | 2021-01-29 | 1241647 | Sus | N | EquipmentFailureInvolved¦Overhead¦Transformer¦FailedFaulted
21-0019215 | Vegetation | Tree - fell into line | Conductor, Overhead | Broken, wire on ground | 2021 | Tier 3 - Extreme | Distribution Circuit | 1 | 26 | 2021-01-26 | 1242925 | Sus | N | Vegetation¦Treefellintoline¦ConductorOverhead¦Brokenwireonground
21-0020019 | Vegetation | Tree - fell into line | Conductor, Overhead | Broken, wire on ground | 2021 | Tier 3 - Extreme | Distribution Circuit | 1 | 26 | 2021-01-26 | 1243982 | Sus | N | Vegetation¦Treefellintoline¦ConductorOverhead¦Brokenwireonground
21-0020034 | Unknown Cause | Patrol - found nothing |  |  | 2021 | Tier 2 - Elevated | Distribution Circuit | 1 | 31 | 2021-01-31 | 1243980 | Sus | N | UnknownCause¦Patrolfoundnothing¦¦
21-0022819 | Animal | Squirrel | Transformer (OH) | Failed/Faulted | 2021 | Tier 2 - Elevated | Transformer only | 2 | 7 | 2021-02-07 | 1250134 | Sus | N | Animal¦Squirrel¦Transformer(OH)¦FailedFaulted
21-0042307 | Animal | Other | Conductor, Overhead | Normal | 2021 | Tier 2 - Elevated | Distribution Circuit | 3 | 29 | 2021-03-29 | 1302661 | Sus | N | Animal¦Other¦ConductorOverhead¦Normal
21-0052461 | Unknown Cause | Patrol - found nothing |  |  | 2021 | Tier 2 - Elevated | Distribution Circuit | 4 | 23 | 2021-04-23 | 1329555 | Sus | N | UnknownCause¦Patrolfoundnothing¦¦
21-0058995 | Unknown Cause | Patrol - found nothing |  |  | 2021 | Tier 2 - Elevated | Transmission line | 5 | 9 | 2021-05-09 | 1344380 | Sus | Y | UnknownCause¦Patrolfoundnothing¦¦
21-0062074 | Vegetation | Tree - fell into line | Pole-Wood | Broken, wire on ground | 2021 | Tier 3 - Extreme | Distribution Circuit | 5 | 16 | 2021-05-16 | 1351048 | Sus | Y | Vegetation¦Treefellintoline¦PoleWood¦Brokenwireonground
21-0063557 | Equipment Failure/Involved | Overhead | Pole-Wood | Broken | 2021 | Tier 2 - Elevated | Distribution Circuit | 5 | 19 | 2021-05-19 | 1353909 | Sus | Y | EquipmentFailureInvolved¦Overhead¦PoleWood¦Broken
21-0067856 | Equipment Failure/Involved | Overhead | Transformer (OH) | Failed/Faulted | 2021 | Tier 3 - Extreme | Transformer only | 5 | 30 | 2021-05-30 | 1361822 | Sus | Y | EquipmentFailureInvolved¦Overhead¦Transformer(OH)¦FailedFaulted
21-0075603 | Equipment Failure/Involved | Overhead | Transformer | Failed/Faulted | 2021 | Tier 2 - Elevated | Transformer only | 6 | 17 | 2021-06-17 | 1376190 | Sus | Y | EquipmentFailureInvolved¦Overhead¦Transformer¦FailedFaulted
21-0077496 | Equipment Failure/Involved | Overhead | Conductor, Overhead | Deteriorated | 2021 | Tier 3 - Extreme | Distribution Circuit | 6 | 22 | 2021-06-22 | 1382209 | Sus | Y | EquipmentFailureInvolved¦Overhead¦ConductorOverhead¦Deteriorated
21-0089704 | Equipment Failure/Involved | Overhead | Insulator | Broken | 2021 | Tier 2 - Elevated | Transformer only | 7 | 14 | 2021-07-14 | 1404777 | Sus | Y | EquipmentFailureInvolved¦Overhead¦Insulator¦Broken
21-0093579 | Environmental/External | Fire, Forest/Grass | Pole-Wood | Burned/flashed | 2021 | Tier 2 - Elevated | Transmission line | 7 | 22 | 2021-07-22 | 1411284 | Sus | Y | EnvironmentalExternal¦FireForestGrass¦PoleWood¦Burnedflashed
21-0100753 | Equipment Failure/Involved | Overhead | Transformer | Failed/Faulted | 2021 | Tier 2 - Elevated | Transformer only | 8 | 5 | 2021-08-05 | 1435357 | Sus | Y | EquipmentFailureInvolved¦Overhead¦Transformer¦FailedFaulted
21-0107614 | Equipment Failure/Involved | Overhead | Transformer (OH) | Broken | 2021 | Tier 2 - Elevated | Transformer only | 8 | 20 | 2021-08-20 | 1449040 | Sus | Y | EquipmentFailureInvolved¦Overhead¦Transformer(OH)¦Broken
21-0115648 | Equipment Failure/Involved | Overhead | Transformer (OH) | Failed/Faulted | 2021 | Tier 3 - Extreme | Distribution Circuit | 9 | 9 | 2021-09-09 | 1466815 | Sus | Y | EquipmentFailureInvolved¦Overhead¦Transformer(OH)¦FailedFaulted
21-0116454 | Unknown Cause | Patrol - found nothing |  |  | 2021 | Tier 2 - Elevated | Distribution Circuit | 9 | 11 | 2021-09-11 | 1469534 | Sus | Y | UnknownCause¦Patrolfoundnothing¦¦
21-0121457 | Equipment Failure/Involved | Overhead | Transformer (OH) | Broken | 2021 | Tier 3 - Extreme | Transformer only | 9 | 23 | 2021-09-23 | 1478703 | Sus | Y | EquipmentFailureInvolved¦Overhead¦Transformer(OH)¦Broken
21-0122428 | Vegetation | Tree - branch fell on line | Conductor, Overhead | Broken, wire on ground | 2021 | Tier 2 - Elevated | Distribution Circuit | 9 | 26 | 2021-09-26 | 1480753 | Sus | Y | Vegetation¦Treebranchfellonline¦ConductorOverhead¦Brokenwireonground
21-0125216 | Unknown Cause | Patrol - found nothing |  |  | 2021 | Tier 2 - Elevated | Distribution Circuit | 10 | 2 | 2021-10-02 | 1485633 | Sus | Y | UnknownCause¦Patrolfoundnothing¦¦
21-0133493 | Unknown Cause | Patrol - found nothing |  |  | 2021 | Tier 2 - Elevated | Distribution Circuit | 10 | 20 | 2021-10-20 | 1502742 | Sus | Y | UnknownCause¦Patrolfoundnothing¦¦
21-0135560 | Unknown Cause | Patrol - found nothing |  |  | 2021 | Tier 2 - Elevated | Distribution Circuit | 10 | 23 | 2021-10-23 | 1507148 | Sus | Y | UnknownCause¦Patrolfoundnothing¦¦
21-0136583 | Vegetation | Tree - fell into line | Conductor, Overhead | Normal | 2021 | Tier 2 - Elevated | Distribution Circuit | 10 | 24 | 2021-10-24 | 1511599 | Sus | Y | Vegetation¦Treefellintoline¦ConductorOverhead¦Normal
21-0137587 | Vegetation | Tree - fell into line | Conductor, Overhead | Broken, wire on ground | 2021 | Tier 2 - Elevated | Distribution Circuit | 10 | 25 | 2021-10-25 | 1519386 | Sus | Y | Vegetation¦Treefellintoline¦ConductorOverhead¦Brokenwireonground
21-0138659 | Equipment Failure/Involved | Overhead | Cutout, fuse holder | Broken | 2021 | Tier 2 - Elevated | Transformer only | 10 | 27 | 2021-10-27 | 1522868 | Sus | Y | EquipmentFailureInvolved¦Overhead¦Cutoutfuseholder¦Broken
21-0142653 | Vegetation | Tree - fell into line | Conductor, Overhead | Normal | 2021 | Tier 2 - Elevated | Distribution Circuit | 11 | 5 | 2021-11-05 | 1535275 | Sus | Y | Vegetation¦Treefellintoline¦ConductorOverhead¦Normal
21-0156991 | Vegetation | Tree - branch fell on line | Conductor, Overhead | Normal | 2021 | Tier 2 - Elevated | Distribution Circuit | 12 | 13 | 2021-12-13 | 1565655 | Sus | N | Vegetation¦Treebranchfellonline¦ConductorOverhead¦Normal
21-0158136 | Equipment Failure/Involved | Overhead | Transformer (OH) | Failed/Faulted | 2021 | Tier 2 - Elevated | Distribution Circuit | 12 | 14 | 2021-12-14 | 1571489 | Sus | N | EquipmentFailureInvolved¦Overhead¦Transformer(OH)¦FailedFaulted
21-0158712 | Environmental/External | Flood/Erosion | Crossarm, Wood | Broken, wire on ground | 2021 | Tier 3 - Extreme | Distribution Circuit | 12 | 15 | 2021-12-15 | 1573949 | Sus | N | EnvironmentalExternal¦FloodErosion¦CrossarmWood¦Brokenwireonground
21-0160381 | Vegetation | Tree - fell into line | Conductor, Overhead | Broken, wire on ground | 2021 | Tier 2 - Elevated | Distribution Circuit | 12 | 24 | 2021-12-24 | 1580371 | Sus | N | Vegetation¦Treefellintoline¦ConductorOverhead¦Brokenwireonground
21-0160635 | Unknown Cause | Patrol - not conducted |  |  | 2021 | Tier 3 - Extreme | Distribution Circuit | 12 | 25 | 2021-12-25 | 1581703 | Sus | N | UnknownCause¦Patrolnotconducted¦¦
21-0161167 | Vegetation | Tree - fell into line | Pole-Wood | Broken, wire on ground | 2021 | Tier 2 - Elevated | Distribution Circuit | 12 | 27 | 2021-12-27 | 1585736 | Sus | N | Vegetation¦Treefellintoline¦PoleWood¦Brokenwireonground
21-0161365 | Vegetation | Tree - fell into line | Conductor, Overhead | Broken, wire on ground | 2021 | Tier 2 - Elevated | Distribution Circuit | 12 | 27 | 2021-12-27 | 1587161 | Sus | N | Vegetation¦Treefellintoline¦ConductorOverhead¦Brokenwireonground
21-0161393 | Unknown Cause | Patrol - found nothing |  |  | 2021 | Tier 3 - Extreme | Distribution Circuit | 12 | 27 | 2021-12-27 | 1584784 | Sus | N | UnknownCause¦Patrolfoundnothing¦¦
21-0161908 | Unknown Cause | Patrol - found nothing |  |  | 2021 | Tier 2 - Elevated | Distribution Circuit | 12 | 30 | 2021-12-30 | 1590254 | Sus | N | UnknownCause¦Patrolfoundnothing¦¦
22-0005050 | Vegetation | Tree - branch fell on line | Crossarm, Wood | Broken, wire on ground | 2021 | Tier 3 - Extreme | Distribution Circuit | 12 | 27 | 2021-12-27 | 1591627 | Sus | N | Vegetation¦Treebranchfellonline¦CrossarmWood¦Brokenwireonground
22-0006295 | Vegetation | Tree - fell into line | Conductor, Overhead | Broken, wire on ground | 2022 | Tier 3 - Extreme | Distribution Circuit | 1 | 5 | 2022-01-05 | 1595558 | Sus | N | Vegetation¦Treefellintoline¦ConductorOverhead¦Brokenwireonground
22-0007086 | Vegetation | Tree - fell into line | Secondary | Broken, wire on ground | 2022 | Tier 2 - Elevated | Transformer only | 1 | 6 | 2022-01-06 | 1596851 | Sus | N | Vegetation¦Treefellintoline¦Secondary¦Brokenwireonground
22-0007880 | Vegetation | Tree - fell into line | Fuse | Broken | 2022 | Tier 3 - Extreme | Distribution Circuit | 1 | 10 | 2022-01-10 | 1599103 | Sus | N | Vegetation¦Treefellintoline¦Fuse¦Broken
22-0010386 | Animal | Squirrel | Transformer | Burned/flashed | 2022 | Tier 3 - Extreme | Transformer only | 1 | 16 | 2022-01-16 | 1603705 | Sus | N | Animal¦Squirrel¦Transformer¦Burnedflashed
22-0012790 | Equipment Failure/Involved | Overhead | Conductor, Overhead | Together | 2022 | Tier 2 - Elevated | Distribution Circuit | 1 | 21 | 2022-01-21 | 1607876 | Sus | N | EquipmentFailureInvolved¦Overhead¦ConductorOverhead¦Together
22-0012961 | Unknown Cause | Patrol - found nothing |  |  | 2022 | Tier 3 - Extreme | Distribution Circuit | 1 | 22 | 2022-01-22 | 1608702 | Sus | N | UnknownCause¦Patrolfoundnothing¦¦
22-0012991 | 3rd Party | Other | Recloser | Normal | 2022 | Tier 2 - Elevated | Distribution Circuit | 1 | 22 | 2022-01-22 | 1609099 | Sus | N | 3rdParty¦Other¦Recloser¦Normal
22-0013028 | Company Initiated | Return Circuit Normal | Pole-Wood | Normal | 2022 | Tier 2 - Elevated | Distribution Circuit | 1 | 22 | 2022-01-22 | 1609624 | Sus | N | CompanyInitiated¦ReturnCircuitNormal¦PoleWood¦Normal
22-0013232 | Vegetation | Tree - fell into line | Conductor, Overhead | Broken, wire on ground | 2022 | Tier 2 - Elevated | Distribution Circuit | 1 | 22 | 2022-01-22 | 1608711 | Sus | N | Vegetation¦Treefellintoline¦ConductorOverhead¦Brokenwireonground
22-0045113 | Unknown Cause | Patrol - found nothing |  |  | 2022 | Tier 2 - Elevated | Distribution Circuit | 4 | 10 | 2022-04-10 | 1667394 | Sus | N | UnknownCause¦Patrolfoundnothing¦¦
22-0048344 | Vegetation | Tree - branch fell on line | Conductor, Overhead | Normal | 2022 | Tier 2 - Elevated | Distribution Circuit | 4 | 14 | 2022-04-14 | 1672439 | Sus | N | Vegetation¦Treebranchfellonline¦ConductorOverhead¦Normal
22-0062142 | Equipment Failure/Involved | Overhead | Crossarm, Wood | Broken | 2022 | Tier 3 - Extreme | Distribution Circuit | 5 | 14 | 2022-05-14 | 1696393 | Sus | Y | EquipmentFailureInvolved¦Overhead¦CrossarmWood¦Broken
22-0070552 | Company Initiated | Construction Activity/equip, company | Conductor, Overhead | Normal | 2022 | Tier 3 - Extreme | Transmission line | 6 | 6 | 2022-06-06 | 1720335 | Sus | Y | CompanyInitiated¦ConstructionActivityequipcompany¦ConductorOverhead¦Normal
22-0075391 | Equipment Failure/Involved | Overhead | Conductor, Overhead | Broken, wire on ground | 2022 | Tier 3 - Extreme | Distribution Circuit | 6 | 17 | 2022-06-17 | 1733585 | Sus | Y | EquipmentFailureInvolved¦Overhead¦ConductorOverhead¦Brokenwireonground
22-0076013 | Animal | Squirrel | Pothead(Riser Termination) | Normal | 2022 | Tier 3 - Extreme | Distribution Circuit | 6 | 19 | 2022-06-19 | 1735186 | Sus | Y | Animal¦Squirrel¦Pothead(RiserTermination)¦Normal
22-0079826 | Animal | Bird found | Transformer (OH) | Normal | 2022 | Tier 2 - Elevated | Distribution Circuit | 6 | 28 | 2022-06-28 | 1744961 | Sus | Y | Animal¦Birdfound¦Transformer(OH)¦Normal
22-0080826 | Equipment Failure/Involved | Overhead | Transformer (OH) | Failed/Faulted | 2022 | Tier 2 - Elevated | Transformer only | 6 | 30 | 2022-06-30 | 1746783 | Sus | Y | EquipmentFailureInvolved¦Overhead¦Transformer(OH)¦FailedFaulted
22-0081484 | Animal | Bird found | Transformer (OH) | Normal | 2022 | Tier 3 - Extreme | Distribution Circuit | 7 | 3 | 2022-07-03 | 1748156 | Sus | Y | Animal¦Birdfound¦Transformer(OH)¦Normal
22-0093436 | Equipment Failure/Involved | Overhead | Transformer (OH) | Failed/Faulted | 2022 | Tier 2 - Elevated | Distribution Circuit | 8 | 4 | 2022-08-04 | 1772615 | Sus | Y | EquipmentFailureInvolved¦Overhead¦Transformer(OH)¦FailedFaulted
22-0095180 | Animal | Other | Transformer (OH) | Failed/Faulted | 2022 | Tier 3 - Extreme | Transformer only | 8 | 8 | 2022-08-08 | 1776404 | Sus | Y | Animal¦Other¦Transformer(OH)¦FailedFaulted
22-0095638 | Unknown Cause | Patrol - found nothing |  |  | 2022 | Tier 2 - Elevated | Distribution Circuit | 8 | 10 | 2022-08-10 | 1777440 | Sus | Y | UnknownCause¦Patrolfoundnothing¦¦
22-0099190 | Equipment Failure/Involved | Overhead | Cutout, fuse holder | Failed/Faulted | 2022 | Tier 2 - Elevated | Transformer only | 8 | 18 | 2022-08-18 | 1784397 | Sus | Y | EquipmentFailureInvolved¦Overhead¦Cutoutfuseholder¦FailedFaulted
22-0102661 | Equipment Failure/Involved | Overhead | Pole-Wood | Deteriorated | 2022 | Tier 2 - Elevated | Transformer only | 8 | 27 | 2022-08-27 | 1792997 | Sus | Y | EquipmentFailureInvolved¦Overhead¦PoleWood¦Deteriorated
22-0105018 | Equipment Failure/Involved | Overhead | Fuse | Broken | 2022 | Tier 3 - Extreme | Transformer only | 9 | 2 | 2022-09-02 | 1797418 | Sus | Y | EquipmentFailureInvolved¦Overhead¦Fuse¦Broken
22-0105247 | Vegetation | Tree - branch fell on line | Conductor, Overhead | Broken, wire on ground | 2022 | Tier 2 - Elevated | Distribution Circuit | 9 | 2 | 2022-09-02 | 1797715 | Sus | Y | Vegetation¦Treebranchfellonline¦ConductorOverhead¦Brokenwireonground
22-0105824 | Unknown Cause | Patrol - found nothing |  |  | 2022 | Tier 2 - Elevated | Distribution Circuit | 9 | 5 | 2022-09-05 | 1799417 | Sus | Y | UnknownCause¦Patrolfoundnothing¦¦
22-0108262 | Animal | Squirrel | Transformer (OH) | Normal | 2022 | Tier 3 - Extreme | Distribution Circuit | 9 | 9 | 2022-09-09 | 1806765 | Sus | Y | Animal¦Squirrel¦Transformer(OH)¦Normal
22-0112587 | Company Initiated | Personnel, company | Conductor, Overhead | Normal | 2022 | Tier 2 - Elevated | Distribution Circuit | 9 | 20 | 2022-09-20 | 1817420 | Sus | Y | CompanyInitiated¦Personnelcompany¦ConductorOverhead¦Normal
22-0117037 | Unknown Cause | Patrol - not conducted |  |  | 2022 | Tier 2 - Elevated | Distribution Circuit | 10 | 2 | 2022-10-02 | 1826197 | Sus | Y | UnknownCause¦Patrolnotconducted¦¦
22-0123852 | Equipment Failure/Involved | Overhead | Pole-Wood | Deteriorated | 2022 | Tier 3 - Extreme | Distribution Circuit | 10 | 22 | 2022-10-22 | 1842677 | Sus | Y | EquipmentFailureInvolved¦Overhead¦PoleWood¦Deteriorated
22-0124620 | Vegetation | Tree - grew into line | Conductor, Overhead | Normal | 2022 | Tier 2 - Elevated | Distribution Circuit | 10 | 25 | 2022-10-25 | 1845103 | Sus | Y | Vegetation¦Treegrewintoline¦ConductorOverhead¦Normal
22-0138159 | Vegetation | Tree - fell into line | Conductor, Overhead | Broken, wire on ground | 2022 | Tier 3 - Extreme | Distribution Circuit | 12 | 10 | 2022-12-10 | 1880453 | Sus | N | Vegetation¦Treefellintoline¦ConductorOverhead¦Brokenwireonground
22-0138469 | Unknown Cause | Patrol - found nothing |  |  | 2022 | Tier 3 - Extreme | Distribution Circuit | 12 | 10 | 2022-12-10 | 1880713 | Sus | N | UnknownCause¦Patrolfoundnothing¦¦
22-0138904 | Equipment Failure/Involved | Overhead | Transformer (OH) | Arcing | 2022 | Tier 3 - Extreme | Distribution Circuit | 12 | 11 | 2022-12-11 | 1885638 | Sus | N | EquipmentFailureInvolved¦Overhead¦Transformer(OH)¦Arcing
22-0141198 | Equipment Failure/Involved | Overhead | Transformer (OH) | Failed/Faulted | 2022 | Tier 3 - Extreme | Transformer only | 12 | 24 | 2022-12-24 | 1896927 | Sus | N | EquipmentFailureInvolved¦Overhead¦Transformer(OH)¦FailedFaulted
22-0142235 | Equipment Failure/Involved | Overhead | Conductor, Overhead | Broken, wire on ground | 2022 | Tier 2 - Elevated | Distribution Circuit | 12 | 30 | 2022-12-30 | 1902188 | Sus | N | EquipmentFailureInvolved¦Overhead¦ConductorOverhead¦Brokenwireonground
22-0142607 | Vegetation | Tree - fell into line | Conductor, Overhead | Broken, wire on ground | 2022 | Tier 2 - Elevated | Distribution Circuit | 12 | 31 | 2022-12-31 | 1904280 | Sus | N | Vegetation¦Treefellintoline¦ConductorOverhead¦Brokenwireonground
22-0142693 | Unknown Cause | Patrol - found nothing |  |  | 2022 | Tier 3 - Extreme | Distribution Circuit | 12 | 31 | 2022-12-31 | 1904782 | Sus | N | UnknownCause¦Patrolfoundnothing¦¦
15-0005465 | Equipment Failure/Involved | Other | Transformer | Failed/Faulted | 2015 | Tier 3 - Extreme | Distribution Circuit | 1 | 18 | 2015-01-18 | 1165349 | Sus | N | EquipmentFailureInvolved¦Other¦Transformer¦FailedFaulted
15-0010357 | Vegetation | Tree - branch fell on line | Conductor, Overhead | Broken, wire on ground | 2015 | Tier 3 - Extreme | Distribution Circuit | 2 | 6 | 2015-02-06 | 1176051 | Sus | N | Vegetation¦Treebranchfellonline¦ConductorOverhead¦Brokenwireonground
15-0010503 | Vegetation | Tree - grew into line | Transformer | Broken, wire on ground | 2015 | Tier 2 - Elevated | Transformer only | 2 | 6 | 2015-02-06 | 1176127 | Sus | N | Vegetation¦Treegrewintoline¦Transformer¦Brokenwireonground
15-0023002 | 3rd Party | Vehicle | Conductor, Overhead | Normal | 2015 | Tier 3 - Extreme | Distribution Circuit | 3 | 30 | 2015-03-30 | 1209871 | Sus | N | 3rdParty¦Vehicle¦ConductorOverhead¦Normal
15-0024786 | Unknown Cause | Patrol - found nothing |  |  | 2015 | Tier 2 - Elevated | Distribution Circuit | 4 | 7 | 2015-04-07 | 1214646 | Sus | N | UnknownCause¦Patrolfoundnothing¦¦
15-0032698 | 3rd Party | Tree - cutting, 3rd party | Conductor, Overhead | Together | 2015 | Tier 2 - Elevated | Distribution Circuit | 5 | 7 | 2015-05-07 | 1231086 | Sus | Y | 3rdParty¦Treecutting3rdparty¦ConductorOverhead¦Together
15-0033436 | Equipment Failure/Involved | Underground | Elbow | Failed/Faulted | 2015 | Tier 2 - Elevated | Distribution Circuit | 5 | 11 | 2015-05-11 | 1232902 | Sus | Y | EquipmentFailureInvolved¦Underground¦Elbow¦FailedFaulted
15-0037900 | Equipment Failure/Involved | Overhead | Transformer | Failed/Faulted | 2015 | Tier 2 - Elevated | Transformer only | 6 | 2 | 2015-06-02 | 1242626 | Sus | Y | EquipmentFailureInvolved¦Overhead¦Transformer¦FailedFaulted
15-0038607 | Vegetation | Tree - fell into line | Pole-Wood | Broken, wire on ground | 2015 | Tier 3 - Extreme | Distribution Circuit | 6 | 5 | 2015-06-05 | 1243883 | Sus | Y | Vegetation¦Treefellintoline¦PoleWood¦Brokenwireonground
15-0038970 | Environmental/External | Lightning | Transformer (OH) | Failed/Faulted | 2015 | Tier 2 - Elevated | Distribution Circuit | 6 | 5 | 2015-06-05 | 1244483 | Sus | Y | EnvironmentalExternal¦Lightning¦Transformer(OH)¦FailedFaulted
15-0038983 | Equipment Failure/Involved | Overhead | Transformer | Failed/Faulted | 2015 | Tier 2 - Elevated | Transformer only | 6 | 5 | 2015-06-05 | 1244614 | Sus | Y | EquipmentFailureInvolved¦Overhead¦Transformer¦FailedFaulted
15-0040115 | Equipment Failure/Involved | Overhead | Crossarm, Wood | Broken | 2015 | Tier 2 - Elevated | Distribution Circuit | 6 | 10 | 2015-06-10 | 1248603 | Sus | Y | EquipmentFailureInvolved¦Overhead¦CrossarmWood¦Broken
15-0042389 | Unknown Cause | Patrol - found nothing |  | Burned Open | 2015 | Tier 2 - Elevated | Distribution Circuit | 6 | 21 | 2015-06-21 | 1254334 | Sus | Y | UnknownCause¦Patrolfoundnothing¦¦BurnedOpen
15-0049041 | Equipment Failure/Involved | Overhead | Conductor, Overhead | Broken | 2015 | Tier 2 - Elevated | Distribution Circuit | 7 | 19 | 2015-07-19 | 1273212 | Sus | Y | EquipmentFailureInvolved¦Overhead¦ConductorOverhead¦Broken
15-0049300 | Environmental/External | Lightning | Conductor, Overhead | Normal | 2015 | Tier 2 - Elevated | Distribution Circuit | 7 | 20 | 2015-07-20 | 1274032 | Sus | Y | EnvironmentalExternal¦Lightning¦ConductorOverhead¦Normal
15-0049942 | Unknown Cause | Patrol - found nothing |  |  | 2015 | Tier 2 - Elevated | Distribution Circuit | 7 | 22 | 2015-07-22 | 1275667 | Sus | Y | UnknownCause¦Patrolfoundnothing¦¦
15-0050785 | Equipment Failure/Involved | Overhead | Crossarm, Wood | Broken | 2015 | Tier 3 - Extreme | Distribution Circuit | 7 | 27 | 2015-07-27 | 1278173 | Sus | Y | EquipmentFailureInvolved¦Overhead¦CrossarmWood¦Broken
15-0051982 | Environmental/External | Lightning | Fuse | Normal | 2015 | Tier 3 - Extreme | Distribution Circuit | 7 | 31 | 2015-07-31 | 1280876 | Sus | Y | EnvironmentalExternal¦Lightning¦Fuse¦Normal
15-0052066 | Unknown Cause | Patrol - found nothing |  |  | 2015 | Tier 2 - Elevated | Distribution Circuit | 8 | 1 | 2015-08-01 | 1281165 | Sus | Y | UnknownCause¦Patrolfoundnothing¦¦
15-0067134 | Equipment Failure/Involved | Overhead | Other | Broken | 2015 | Tier 2 - Elevated | Distribution Circuit | 10 | 1 | 2015-10-01 | 1314925 | Sus | Y | EquipmentFailureInvolved¦Overhead¦Other¦Broken
15-0071284 | Environmental/External | Lightning |  | Failed/Faulted | 2015 | Tier 2 - Elevated | Transformer only | 10 | 17 | 2015-10-17 | 1324092 | Sus | Y | EnvironmentalExternal¦Lightning¦¦FailedFaulted
15-0074232 | Equipment Failure/Involved | Overhead | Metering Equipment | Burned/flashed | 2015 | Tier 2 - Elevated | Distribution Circuit | 10 | 30 | 2015-10-30 | 1331498 | Sus | Y | EquipmentFailureInvolved¦Overhead¦MeteringEquipment¦Burnedflashed
15-0075391 | Equipment Failure/Involved | Overhead | Transformer (OH) | Deteriorated | 2015 | Tier 2 - Elevated | Transformer only | 11 | 3 | 2015-11-03 | 1334873 | Sus | Y | EquipmentFailureInvolved¦Overhead¦Transformer(OH)¦Deteriorated
15-0076326 | Equipment Failure/Involved | Overhead | Pole-Wood | Broken | 2015 | Tier 2 - Elevated | Distribution Circuit | 11 | 7 | 2015-11-07 | 1336991 | Sus | Y | EquipmentFailureInvolved¦Overhead¦PoleWood¦Broken
15-0080188 | Unknown Cause | Patrol - found nothing |  |  | 2015 | Tier 2 - Elevated | Distribution Circuit | 11 | 23 | 2015-11-23 | 1347395 | Sus | Y | UnknownCause¦Patrolfoundnothing¦¦
15-0087101 | Environmental/External | Ice or snow | Conductor, Overhead | Broken, wire on ground | 2015 | Tier 2 - Elevated | Distribution Circuit | 12 | 24 | 2015-12-24 | 1370806 | Sus | N | EnvironmentalExternal¦Iceorsnow¦ConductorOverhead¦Brokenwireonground
15-0087115 | Vegetation | Tree - fell into line | Conductor, Overhead | Broken, wire on ground | 2015 | Tier 2 - Elevated | Distribution Circuit | 12 | 24 | 2015-12-24 | 1371041 | Sus | N | Vegetation¦Treefellintoline¦ConductorOverhead¦Brokenwireonground
15-0087865 | Vegetation | Tree - fell into line | Conductor, Overhead | Normal | 2015 | Tier 2 - Elevated | Distribution Circuit | 12 | 30 | 2015-12-30 | 1374868 | Sus | N | Vegetation¦Treefellintoline¦ConductorOverhead¦Normal
16-0002642 | Equipment Failure/Involved | Overhead | Connector or Splice (OH) | Arcing | 2016 | Tier 2 - Elevated | Transformer only | 1 | 4 | 2016-01-04 | 1376417 | Sus | N | EquipmentFailureInvolved¦Overhead¦ConnectororSplice(OH)¦Arcing
16-0003567 | Vegetation | Tree - fell into line | Conductor, Overhead | Normal | 2016 | Tier 3 - Extreme | Transformer only | 1 | 6 | 2016-01-06 | 1378741 | Sus | N | Vegetation¦Treefellintoline¦ConductorOverhead¦Normal
16-0004932 | Vegetation | Tree - fell into line | Pole-Wood | Broken, wire on ground | 2016 | Tier 3 - Extreme | Distribution Circuit | 1 | 13 | 2016-01-13 | 1382465 | Sus | N | Vegetation¦Treefellintoline¦PoleWood¦Brokenwireonground
16-0007530 | Unknown Cause | Patrol - found nothing |  |  | 2016 | Tier 2 - Elevated | Distribution Circuit | 1 | 22 | 2016-01-22 | 1390071 | Sus | N | UnknownCause¦Patrolfoundnothing¦¦
16-0007562 | Unknown Cause | Patrol - found nothing |  |  | 2016 | Tier 2 - Elevated | Distribution Circuit | 1 | 22 | 2016-01-22 | 1390234 | Sus | N | UnknownCause¦Patrolfoundnothing¦¦
16-0007846 | Equipment Failure/Involved | Overhead | Transformer | Failed/Faulted | 2016 | Tier 2 - Elevated | Transformer only | 1 | 24 | 2016-01-24 | 1391173 | Sus | N | EquipmentFailureInvolved¦Overhead¦Transformer¦FailedFaulted
16-0010094 | Equipment Failure/Involved | Overhead | Transformer | Failed/Faulted | 2016 | Tier 3 - Extreme | Distribution Circuit | 2 | 2 | 2016-02-02 | 1397169 | Sus | N | EquipmentFailureInvolved¦Overhead¦Transformer¦FailedFaulted
16-0010409 | Animal | Squirrel | Fuse | Normal | 2016 | Tier 3 - Extreme | Distribution Circuit | 2 | 3 | 2016-02-03 | 1397966 | Sus | N | Animal¦Squirrel¦Fuse¦Normal
16-0013320 | Vegetation | Tree - fell into line | Pole-Wood | Broken, wire on ground | 2016 | Tier 3 - Extreme | Distribution Circuit | 2 | 17 | 2016-02-17 | 1405975 | Sus | N | Vegetation¦Treefellintoline¦PoleWood¦Brokenwireonground
16-0013771 | Unknown Cause | Patrol - not conducted |  |  | 2016 | Tier 2 - Elevated | Distribution Circuit | 2 | 18 | 2016-02-18 | 1407908 | Sus | N | UnknownCause¦Patrolnotconducted¦¦
16-0014016 | Vegetation | Tree - fell into line | Conductor, Overhead | Bent or Twisted | 2016 | Tier 2 - Elevated | Distribution Circuit | 2 | 19 | 2016-02-19 | 1408965 | Sus | N | Vegetation¦Treefellintoline¦ConductorOverhead¦BentorTwisted
16-0014135 | Vegetation | Tree - fell into line | Conductor, Overhead | Normal | 2016 | Tier 3 - Extreme | Distribution Circuit | 2 | 19 | 2016-02-19 | 1409177 | Sus | N | Vegetation¦Treefellintoline¦ConductorOverhead¦Normal
16-0017668 | Equipment Failure/Involved | Overhead | Conductor, Overhead | Broken | 2016 | Tier 2 - Elevated | Distribution Circuit | 3 | 5 | 2016-03-05 | 1417296 | Sus | N | EquipmentFailureInvolved¦Overhead¦ConductorOverhead¦Broken
16-0018106 | Unknown Cause | Patrol - found nothing |  |  | 2016 | Tier 3 - Extreme | Distribution Circuit | 3 | 5 | 2016-03-05 | 1420304 | Sus | N | UnknownCause¦Patrolfoundnothing¦¦
16-0018409 | Equipment Failure/Involved | Overhead | Transformer | Burned/flashed | 2016 | Tier 3 - Extreme | Transformer only | 3 | 6 | 2016-03-06 | 1421423 | Sus | N | EquipmentFailureInvolved¦Overhead¦Transformer¦Burnedflashed
16-0018627 | Vegetation | Tree - fell into line | Conductor, Overhead | Broken, wire on ground | 2016 | Tier 3 - Extreme | Distribution Circuit | 3 | 6 | 2016-03-06 | 1422906 | Sus | N | Vegetation¦Treefellintoline¦ConductorOverhead¦Brokenwireonground
16-0021149 | Vegetation | Tree - branch fell on line | Conductor, Overhead | Broken | 2016 | Tier 3 - Extreme | Distribution Circuit | 3 | 14 | 2016-03-14 | 1431060 | Sus | N | Vegetation¦Treebranchfellonline¦ConductorOverhead¦Broken
16-0022445 | Unknown Cause | Patrol - not conducted |  |  | 2016 | Tier 3 - Extreme | Distribution Circuit | 3 | 18 | 2016-03-18 | 1433601 | Sus | N | UnknownCause¦Patrolnotconducted¦¦
16-0024248 | Vegetation | Tree - branch fell on line | Fuse | Failed/Faulted | 2016 | Tier 2 - Elevated | Distribution Circuit | 3 | 27 | 2016-03-27 | 1439420 | Sus | N | Vegetation¦Treebranchfellonline¦Fuse¦FailedFaulted
16-0028732 | Vegetation | Tree - fell into line | Conductor, Overhead | Broken, wire on ground | 2016 | Tier 3 - Extreme | Distribution Circuit | 4 | 14 | 2016-04-14 | 1450882 | Sus | N | Vegetation¦Treefellintoline¦ConductorOverhead¦Brokenwireonground
16-0034728 | Environmental/External | Lightning | Transformer (OH) | Broken | 2016 | Tier 2 - Elevated | Transformer only | 5 | 8 | 2016-05-08 | 1466721 | Sus | Y | EnvironmentalExternal¦Lightning¦Transformer(OH)¦Broken
16-0037113 | Equipment Failure/Involved | Underground | Connector or Splice (UG) | Failed/Faulted | 2016 | Tier 2 - Elevated | Transformer only | 5 | 19 | 2016-05-19 | 1472674 | Sus | Y | EquipmentFailureInvolved¦Underground¦ConnectororSplice(UG)¦FailedFaulted
16-0038407 | Unknown Cause | Patrol - found nothing |  |  | 2016 | Tier 3 - Extreme | Distribution Circuit | 5 | 25 | 2016-05-25 | 1476556 | Sus | Y | UnknownCause¦Patrolfoundnothing¦¦
16-0040004 | Unknown Cause | Patrol - found nothing |  |  | 2016 | Tier 3 - Extreme | Distribution Circuit | 5 | 31 | 2016-05-31 | 1479791 | Sus | Y | UnknownCause¦Patrolfoundnothing¦¦
16-0040684 | Vegetation | Tree - fell into line | Conductor, Overhead | Together | 2016 | Tier 3 - Extreme | Distribution Circuit | 6 | 2 | 2016-06-02 | 1481735 | Sus | Y | Vegetation¦Treefellintoline¦ConductorOverhead¦Together
16-0041063 | 3rd Party | Vehicle | Pole-Wood | Broken, wire on ground | 2016 | Tier 2 - Elevated | Distribution Circuit | 6 | 4 | 2016-06-04 | 1482826 | Sus | Y | 3rdParty¦Vehicle¦PoleWood¦Brokenwireonground
16-0041741 | Equipment Failure/Involved | Overhead | Crossarm, Wood | Broken | 2016 | Tier 2 - Elevated | Distribution Circuit | 6 | 7 | 2016-06-07 | 1484793 | Sus | Y | EquipmentFailureInvolved¦Overhead¦CrossarmWood¦Broken
16-0042776 | Animal | Other | Fuse | Failed/Faulted | 2016 | Tier 2 - Elevated | Transformer only | 6 | 13 | 2016-06-13 | 1487811 | Sus | Y | Animal¦Other¦Fuse¦FailedFaulted
16-0045538 | Animal | Squirrel | Transformer (OH) | Normal | 2016 | Tier 2 - Elevated | Distribution Circuit | 6 | 24 | 2016-06-24 | 1495098 | Sus | Y | Animal¦Squirrel¦Transformer(OH)¦Normal
16-0048090 | Animal | Bird found | Conductor, Overhead | Normal | 2016 | Tier 3 - Extreme | Distribution Circuit | 7 | 6 | 2016-07-06 | 1501832 | Sus | Y | Animal¦Birdfound¦ConductorOverhead¦Normal
16-0050693 | Unknown Cause | Patrol - found nothing |  |  | 2016 | Tier 2 - Elevated | Distribution Circuit | 7 | 18 | 2016-07-18 | 1512023 | Sus | Y | UnknownCause¦Patrolfoundnothing¦¦
16-0055803 | 3rd Party | Vehicle | Anchor or Guy | Broken | 2016 | Tier 2 - Elevated | Distribution Circuit | 8 | 8 | 2016-08-08 | 1523182 | Sus | Y | 3rdParty¦Vehicle¦AnchororGuy¦Broken
16-0057120 | Unknown Cause | Patrol - found nothing |  |  | 2016 | Tier 3 - Extreme | Distribution Circuit | 8 | 13 | 2016-08-13 | 1525930 | Sus | Y | UnknownCause¦Patrolfoundnothing¦¦
16-0058101 | Equipment Failure/Involved | Underground | Conductor, Underground | Broken | 2016 | Tier 2 - Elevated | Distribution Circuit | 8 | 18 | 2016-08-18 | 1528209 | Sus | Y | EquipmentFailureInvolved¦Underground¦ConductorUnderground¦Broken
16-0072465 | Equipment Failure/Involved | Overhead | Insulator | Failed/Faulted | 2016 | Tier 2 - Elevated | Distribution Circuit | 10 | 15 | 2016-10-15 | 1560889 | Sus | Y | EquipmentFailureInvolved¦Overhead¦Insulator¦FailedFaulted
16-0072465 | Equipment Failure/Involved | Overhead | Insulator | Failed/Faulted | 2016 | Tier 2 - Elevated | Distribution Circuit | 10 | 15 | 2016-10-15 | 1560889 | Sus | Y | EquipmentFailureInvolved¦Overhead¦Insulator¦FailedFaulted
16-0075099 | Equipment Failure/Involved | Overhead | Crossarm, Wood | Deteriorated | 2016 | Tier 2 - Elevated | Distribution Circuit | 10 | 24 | 2016-10-24 | 1568785 | Sus | Y | EquipmentFailureInvolved¦Overhead¦CrossarmWood¦Deteriorated
16-0077992 | Unknown Cause | Patrol - found nothing |  |  | 2016 | Tier 3 - Extreme | Distribution Circuit | 11 | 4 | 2016-11-04 | 1576366 | Sus | Y | UnknownCause¦Patrolfoundnothing¦¦
17-0002793 | Equipment Failure/Involved | Other | Conductor, Overhead | Broken, wire on ground | 2017 | Tier 2 - Elevated | Distribution Circuit | 1 | 2 | 2017-01-02 | 1614792 | Sus | N | EquipmentFailureInvolved¦Other¦ConductorOverhead¦Brokenwireonground
17-0003545 | Vegetation | Tree - fell into line | Pole-Wood | Broken, wire on ground | 2017 | Tier 2 - Elevated | Distribution Circuit | 1 | 3 | 2017-01-03 | 1618211 | Sus | N | Vegetation¦Treefellintoline¦PoleWood¦Brokenwireonground
17-0003784 | Unknown Cause | Patrol - found nothing |  |  | 2017 | Tier 3 - Extreme | Distribution Circuit | 1 | 4 | 2017-01-04 | 1618853 | Sus | N | UnknownCause¦Patrolfoundnothing¦¦
17-0005033 | Vegetation | Tree - fell into line | Conductor, Overhead | Broken, wire on ground | 2017 | Tier 2 - Elevated | Distribution Circuit | 1 | 8 | 2017-01-08 | 1623835 | Sus | N | Vegetation¦Treefellintoline¦ConductorOverhead¦Brokenwireonground
17-0005482 | Vegetation | Tree - fell into line | Conductor, Overhead | Broken, wire on ground | 2017 | Tier 2 - Elevated | Distribution Circuit | 1 | 8 | 2017-01-08 | 1626357 | Sus | N | Vegetation¦Treefellintoline¦ConductorOverhead¦Brokenwireonground
17-0005568 | Vegetation | Tree - fell into line | Conductor, Overhead | Together | 2017 | Tier 3 - Extreme | Distribution Circuit | 1 | 8 | 2017-01-08 | 1628092 | Sus | N | Vegetation¦Treefellintoline¦ConductorOverhead¦Together
17-0005614 | Vegetation | Tree - fell into line | Conductor, Overhead | Broken, wire on ground | 2017 | Tier 2 - Elevated | Distribution Circuit | 1 | 8 | 2017-01-08 | 1626010 | Sus | N | Vegetation¦Treefellintoline¦ConductorOverhead¦Brokenwireonground
17-0006357 | Vegetation | Tree - branch fell on line | Transformer | Normal | 2017 | Tier 2 - Elevated | Transformer only | 1 | 8 | 2017-01-08 | 1623607 | Sus | N | Vegetation¦Treebranchfellonline¦Transformer¦Normal
17-0006910 | Vegetation | Tree - fell into line | Conductor, Overhead | Broken, wire on ground | 2017 | Tier 2 - Elevated | Distribution Circuit | 1 | 10 | 2017-01-10 | 1634348 | Sus | N | Vegetation¦Treefellintoline¦ConductorOverhead¦Brokenwireonground
17-0011756 | Equipment Failure/Involved | Overhead | Insulator | Broken | 2017 | Tier 2 - Elevated | Distribution Circuit | 1 | 20 | 2017-01-20 | 1655029 | Sus | N | EquipmentFailureInvolved¦Overhead¦Insulator¦Broken
17-0012034 | Unknown Cause | Patrol - found nothing |  |  | 2017 | Tier 2 - Elevated | Distribution Circuit | 1 | 21 | 2017-01-21 | 1656573 | Sus | N | UnknownCause¦Patrolfoundnothing¦¦
17-0012061 | Vegetation | Tree - branch fell on line | Conductor, Overhead | Broken, wire on ground | 2017 | Tier 3 - Extreme | Distribution Circuit | 1 | 21 | 2017-01-21 | 1656374 | Sus | N | Vegetation¦Treebranchfellonline¦ConductorOverhead¦Brokenwireonground
17-0012076 | Vegetation | Tree - fell into line | Conductor, Overhead | Normal | 2017 | Tier 3 - Extreme | Distribution Circuit | 1 | 21 | 2017-01-21 | 1655865 | Sus | N | Vegetation¦Treefellintoline¦ConductorOverhead¦Normal
17-0012136 | Vegetation | Tree - fell into line | Pole-Wood | Broken, wire on ground | 2017 | Tier 3 - Extreme | Distribution Circuit | 1 | 21 | 2017-01-21 | 1655708 | Sus | N | Vegetation¦Treefellintoline¦PoleWood¦Brokenwireonground
17-0013223 | Unknown Cause | Patrol - found nothing |  |  | 2017 | Tier 2 - Elevated | Distribution Circuit | 1 | 22 | 2017-01-22 | 1659814 | Sus | N | UnknownCause¦Patrolfoundnothing¦¦
17-0013262 | Equipment Failure/Involved | Overhead | Jumper | Burned Open | 2017 | Tier 3 - Extreme | Distribution Circuit | 1 | 22 | 2017-01-22 | 1661420 | Sus | N | EquipmentFailureInvolved¦Overhead¦Jumper¦BurnedOpen
17-0013851 | Vegetation | Tree - branch fell on line | Conductor, Overhead | Normal | 2017 | Tier 3 - Extreme | Distribution Circuit | 1 | 21 | 2017-01-21 | 1664254 | Sus | N | Vegetation¦Treebranchfellonline¦ConductorOverhead¦Normal
17-0014865 | Vegetation | Tree - branch fell on line | Conductor, Overhead | Normal | 2017 | Tier 2 - Elevated | Distribution Circuit | 1 | 25 | 2017-01-25 | 1667226 | Sus | N | Vegetation¦Treebranchfellonline¦ConductorOverhead¦Normal
17-0016948 | Vegetation | Tree - fell into line | Conductor, Overhead | Normal | 2017 | Tier 3 - Extreme | Distribution Circuit | 2 | 2 | 2017-02-02 | 1673037 | Sus | N | Vegetation¦Treefellintoline¦ConductorOverhead¦Normal
17-0018617 | Vegetation | Tree - fell into line | Conductor, Overhead | Broken | 2017 | Tier 3 - Extreme | Distribution Circuit | 2 | 7 | 2017-02-07 | 1680281 | Sus | N | Vegetation¦Treefellintoline¦ConductorOverhead¦Broken
17-0019853 | Vegetation | Tree - fell into line | Conductor, Overhead | Broken, wire on ground | 2017 | Tier 2 - Elevated | Distribution Circuit | 2 | 10 | 2017-02-10 | 1684596 | Sus | N | Vegetation¦Treefellintoline¦ConductorOverhead¦Brokenwireonground
17-0021435 | Company Initiated | Other Circuits | Conductor, Overhead | Normal | 2017 | Tier 2 - Elevated | Distribution Circuit | 2 | 15 | 2017-02-15 | 1689741 | Sus | N | CompanyInitiated¦OtherCircuits¦ConductorOverhead¦Normal
17-0021470 | Vegetation | Tree - fell into line | Insulator | Broken, wire on ground | 2017 | Tier 3 - Extreme | Distribution Circuit | 2 | 16 | 2017-02-16 | 1689959 | Sus | N | Vegetation¦Treefellintoline¦Insulator¦Brokenwireonground
17-0021556 | Unknown Cause | Patrol - found nothing |  |  | 2017 | Tier 2 - Elevated | Transformer only | 2 | 16 | 2017-02-16 | 1690151 | Sus | N | UnknownCause¦Patrolfoundnothing¦¦
17-0022953 | Vegetation | Tree - fell into line | Conductor, Overhead | Broken, wire on ground | 2017 | Tier 2 - Elevated | Distribution Circuit | 2 | 18 | 2017-02-18 | 1699127 | Sus | N | Vegetation¦Treefellintoline¦ConductorOverhead¦Brokenwireonground
17-0023886 | Vegetation | Tree - fell into line | Conductor, Overhead | Broken, wire on ground | 2017 | Tier 2 - Elevated | Distribution Circuit | 2 | 20 | 2017-02-20 | 1703714 | Sus | N | Vegetation¦Treefellintoline¦ConductorOverhead¦Brokenwireonground
17-0024942 | Unknown Cause | Patrol - found nothing |  |  | 2017 | Tier 2 - Elevated | Distribution Circuit | 2 | 20 | 2017-02-20 | 1706303 | Sus | N | UnknownCause¦Patrolfoundnothing¦¦
17-0028452 | 3rd Party | Vehicle | Pole-Wood | Broken | 2017 | Tier 2 - Elevated | Distribution Circuit | 3 | 5 | 2017-03-05 | 1719879 | Sus | N | 3rdParty¦Vehicle¦PoleWood¦Broken
17-0028541 | Unknown Cause | Patrol - found nothing |  |  | 2017 | Tier 3 - Extreme | Distribution Circuit | 3 | 5 | 2017-03-05 | 1720296 | Sus | N | UnknownCause¦Patrolfoundnothing¦¦
17-0029388 | Vegetation | Tree - branch fell on line | Conductor, Overhead | Normal | 2017 | Tier 2 - Elevated | Distribution Circuit | 3 | 8 | 2017-03-08 | 1722469 | Sus | N | Vegetation¦Treebranchfellonline¦ConductorOverhead¦Normal
17-0030594 | Equipment Failure/Involved | Overhead | Conductor, Overhead | Broken, wire on ground | 2017 | Tier 2 - Elevated | Distribution Circuit | 3 | 14 | 2017-03-14 | 1726638 | Sus | N | EquipmentFailureInvolved¦Overhead¦ConductorOverhead¦Brokenwireonground
17-0034399 | Equipment Failure/Involved | Overhead | Pole-Wood | Broken | 2017 | Tier 3 - Extreme | Distribution Circuit | 3 | 28 | 2017-03-28 | 1737422 | Sus | N | EquipmentFailureInvolved¦Overhead¦PoleWood¦Broken
17-0037194 | Unknown Cause | Patrol - found nothing |  |  | 2017 | Tier 2 - Elevated | Distribution Circuit | 4 | 6 | 2017-04-06 | 1745787 | Sus | N | UnknownCause¦Patrolfoundnothing¦¦
17-0038424 | Equipment Failure/Involved | Other | Cutout, fuse holder | Failed/Faulted | 2017 | Tier 2 - Elevated | Distribution Circuit | 4 | 9 | 2017-04-09 | 1753334 | Sus | N | EquipmentFailureInvolved¦Other¦Cutoutfuseholder¦FailedFaulted
17-0041216 | Vegetation | Tree - bark fell into line | Conductor, Overhead | Broken | 2017 | Tier 2 - Elevated | Distribution Circuit | 4 | 18 | 2017-04-18 | 1760308 | Sus | N | Vegetation¦Treebarkfellintoline¦ConductorOverhead¦Broken
17-0041523 | Equipment Failure/Involved | Overhead | Cutout, fuse holder | Broken | 2017 | Tier 2 - Elevated | Distribution Circuit | 4 | 19 | 2017-04-19 | 1761433 | Sus | N | EquipmentFailureInvolved¦Overhead¦Cutoutfuseholder¦Broken
17-0043865 | 3rd Party | Vehicle | Pole-Wood | Broken | 2017 | Tier 2 - Elevated | Distribution Circuit | 4 | 29 | 2017-04-29 | 1770262 | Sus | N | 3rdParty¦Vehicle¦PoleWood¦Broken
17-0053970 | Equipment Failure/Involved | Overhead | Secondary | Broken | 2017 | Tier 3 - Extreme | Transformer only | 6 | 9 | 2017-06-09 | 1800451 | Sus | Y | EquipmentFailureInvolved¦Overhead¦Secondary¦Broken
17-0055533 | Company Initiated | Personnel, company | Metering Equipment |  | 2017 | Tier 2 - Elevated | Transformer only | 6 | 15 | 2017-06-15 | 1805173 | Sus | Y | CompanyInitiated¦Personnelcompany¦MeteringEquipment¦
17-0058050 | Vegetation | Tree - branch fell on line | Conductor, Overhead | Normal | 2017 | Tier 2 - Elevated | Distribution Circuit | 6 | 23 | 2017-06-23 | 1815940 | Sus | Y | Vegetation¦Treebranchfellonline¦ConductorOverhead¦Normal
17-0058349 | Unknown Cause | Patrol - found nothing |  |  | 2017 | Tier 2 - Elevated | Distribution Circuit | 6 | 24 | 2017-06-24 | 1817191 | Sus | Y | UnknownCause¦Patrolfoundnothing¦¦
17-0058354 | Unknown Cause | Patrol - found nothing |  |  | 2017 | Tier 3 - Extreme | Distribution Circuit | 6 | 24 | 2017-06-24 | 1817282 | Sus | Y | UnknownCause¦Patrolfoundnothing¦¦
17-0058751 | Environmental/External | Fire, Forest/Grass | Pole-Wood | Broken, wire on ground | 2017 | Tier 3 - Extreme | Distribution Circuit | 6 | 26 | 2017-06-26 | 1818691 | Sus | Y | EnvironmentalExternal¦FireForestGrass¦PoleWood¦Brokenwireonground
17-0061439 | Unknown Cause | Patrol - found nothing |  |  | 2017 | Tier 3 - Extreme | Distribution Circuit | 7 | 8 | 2017-07-08 | 1826457 | Sus | Y | UnknownCause¦Patrolfoundnothing¦¦
17-0063033 | Equipment Failure/Involved | Overhead | Transformer (OH) | Normal | 2017 | Tier 3 - Extreme | Distribution Circuit | 7 | 14 | 2017-07-14 | 1831761 | Sus | Y | EquipmentFailureInvolved¦Overhead¦Transformer(OH)¦Normal
17-0066464 | Unknown Cause | Patrol - found nothing |  |  | 2017 | Tier 3 - Extreme | Distribution Circuit | 7 | 29 | 2017-07-29 | 1842164 | Sus | Y | UnknownCause¦Patrolfoundnothing¦¦
17-0067826 | Unknown Cause | Patrol - found nothing |  |  | 2017 | Tier 2 - Elevated | Distribution Circuit | 8 | 3 | 2017-08-03 | 1846000 | Sus | Y | UnknownCause¦Patrolfoundnothing¦¦
17-0069475 | Vegetation | Tree - branch fell on line | Fuse | Failed/Faulted | 2017 | Tier 3 - Extreme | Distribution Circuit | 8 | 10 | 2017-08-10 | 1850057 | Sus | Y | Vegetation¦Treebranchfellonline¦Fuse¦FailedFaulted
17-0073268 | Vegetation | Tree - fell into line | Service conductor | Broken | 2017 | Tier 3 - Extreme | Distribution Circuit | 8 | 27 | 2017-08-27 | 1860984 | Sus | Y | Vegetation¦Treefellintoline¦Serviceconductor¦Broken
17-0073379 | 3rd Party | Tree - cutting, 3rd party | Conductor, Overhead | Broken, wire on ground | 2017 | Tier 3 - Extreme | Distribution Circuit | 8 | 28 | 2017-08-28 | 1861294 | Sus | Y | 3rdParty¦Treecutting3rdparty¦ConductorOverhead¦Brokenwireonground
17-0083034 | Vegetation | Tree - fell into line | Pole-Wood | Broken, wire on ground | 2017 | Tier 2 - Elevated | Distribution Circuit | 9 | 30 | 2017-09-30 | 1888561 | Sus | Y | Vegetation¦Treefellintoline¦PoleWood¦Brokenwireonground
17-0085411 | Vegetation | Tree - fell into line | Pole-Wood | Broken | 2017 | Tier 3 - Extreme | Distribution Circuit | 10 | 9 | 2017-10-09 | 1895700 | Sus | Y | Vegetation¦Treefellintoline¦PoleWood¦Broken
17-0086152 | Equipment Failure/Involved | Overhead | Conductor, Overhead | Broken, wire on ground | 2017 | Tier 3 - Extreme | Distribution Circuit | 10 | 10 | 2017-10-10 | 1897907 | Sus | Y | EquipmentFailureInvolved¦Overhead¦ConductorOverhead¦Brokenwireonground
17-0086905 | Environmental/External | Fire, Forest/Grass | Pole-Wood | Burned/flashed | 2017 | Tier 2 - Elevated | Distribution Circuit | 10 | 9 | 2017-10-09 | 1899696 | Sus | Y | EnvironmentalExternal¦FireForestGrass¦PoleWood¦Burnedflashed
17-0087767 | 3rd Party | Vehicle | Connector or Splice (OH) | Broken, wire on ground | 2017 | Tier 2 - Elevated | Distribution Circuit | 10 | 16 | 2017-10-16 | 1901696 | Sus | Y | 3rdParty¦Vehicle¦ConnectororSplice(OH)¦Brokenwireonground
17-0087767 | 3rd Party | Vehicle | Connector or Splice (OH) | Broken, wire on ground | 2017 | Tier 2 - Elevated | Distribution Circuit | 10 | 16 | 2017-10-16 | 1901696 | Sus | Y | 3rdParty¦Vehicle¦ConnectororSplice(OH)¦Brokenwireonground
17-0092834 | Equipment Failure/Involved | Overhead | Service conductor | Broken, wire on ground | 2017 | Tier 2 - Elevated | Transformer only | 11 | 6 | 2017-11-06 | 1916515 | Sus | Y | EquipmentFailureInvolved¦Overhead¦Serviceconductor¦Brokenwireonground
17-0093669 | Vegetation | Tree - grew into line | Fuse | Normal | 2017 | Tier 2 - Elevated | Distribution Circuit | 11 | 8 | 2017-11-08 | 1918771 | Sus | Y | Vegetation¦Treegrewintoline¦Fuse¦Normal
17-0093710 | Unknown Cause | Patrol - found nothing |  |  | 2017 | Tier 2 - Elevated | Distribution Circuit | 11 | 8 | 2017-11-08 | 1918772 | Sus | Y | UnknownCause¦Patrolfoundnothing¦¦
17-0096597 | Equipment Failure/Involved | Overhead | Connector or Splice (OH) | Broken | 2017 | Tier 2 - Elevated | Distribution Circuit | 11 | 20 | 2017-11-20 | 1926668 | Sus | Y | EquipmentFailureInvolved¦Overhead¦ConnectororSplice(OH)¦Broken
17-0102913 | Animal | Other | Woodpin | Broken | 2017 | Tier 2 - Elevated | Distribution Circuit | 12 | 21 | 2017-12-21 | 1949246 | Sus | N | Animal¦Other¦Woodpin¦Broken
18-0008873 | Vegetation | Tree - bark fell into line | Conductor, Overhead | Normal | 2018 | Tier 2 - Elevated | Distribution Circuit | 1 | 25 | 2018-01-25 | 13769 | Sus | N | Vegetation¦Treebarkfellintoline¦ConductorOverhead¦Normal
18-0016612 | Unknown Cause | Patrol - found nothing |  |  | 2018 | Tier 2 - Elevated | Distribution Circuit | 2 | 23 | 2018-02-23 | 29808 | Sus | N | UnknownCause¦Patrolfoundnothing¦¦
18-0017710 | Unknown Cause | Patrol - found nothing |  |  | 2018 | Tier 3 - Extreme | Distribution Circuit | 2 | 27 | 2018-02-27 | 32742 | Sus | N | UnknownCause¦Patrolfoundnothing¦¦
18-0018953 | Vegetation | Tree - fell into line | Conductor, Overhead | Broken, wire on ground | 2018 | Tier 2 - Elevated | Distribution Circuit | 3 | 1 | 2018-03-01 | 35907 | Sus | N | Vegetation¦Treefellintoline¦ConductorOverhead¦Brokenwireonground
18-0019309 | Unknown Cause | Patrol - found nothing |  |  | 2018 | Tier 3 - Extreme | Distribution Circuit | 3 | 3 | 2018-03-03 | 37067 | Sus | N | UnknownCause¦Patrolfoundnothing¦¦
18-0019454 | Vegetation | Tree - branch fell on line | Conductor, Overhead | Normal | 2018 | Tier 3 - Extreme | Distribution Circuit | 3 | 2 | 2018-03-02 | 37201 | Sus | N | Vegetation¦Treebranchfellonline¦ConductorOverhead¦Normal
18-0021238 | 3rd Party | Vehicle | Pole-Wood | Broken | 2018 | Tier 3 - Extreme | Distribution Circuit | 3 | 9 | 2018-03-09 | 40780 | Sus | N | 3rdParty¦Vehicle¦PoleWood¦Broken
18-0021375 | Animal | Squirrel | Transformer | Failed/Faulted | 2018 | Tier 2 - Elevated | Transformer only | 3 | 9 | 2018-03-09 | 41027 | Sus | N | Animal¦Squirrel¦Transformer¦FailedFaulted
18-0021595 | Unknown Cause | Patrol - found nothing |  |  | 2018 | Tier 3 - Extreme | Distribution Circuit | 3 | 10 | 2018-03-10 | 41698 | Sus | N | UnknownCause¦Patrolfoundnothing¦¦
18-0023917 | Animal | Bird found | Conductor, Overhead | Together | 2018 | Tier 2 - Elevated | Distribution Circuit | 3 | 18 | 2018-03-18 | 47399 | Sus | N | Animal¦Birdfound¦ConductorOverhead¦Together
18-0025731 | Equipment Failure/Involved | Overhead | Pole-Wood | Broken | 2018 | Tier 3 - Extreme | Distribution Circuit | 3 | 22 | 2018-03-22 | 51090 | Sus | N | EquipmentFailureInvolved¦Overhead¦PoleWood¦Broken
18-0025835 | Environmental/External | Lightning | Transformer | Failed/Faulted | 2018 | Tier 2 - Elevated | Distribution Circuit | 3 | 22 | 2018-03-22 | 51342 | Sus | N | EnvironmentalExternal¦Lightning¦Transformer¦FailedFaulted
18-0025970 | Equipment Failure/Involved | Overhead | Transformer (OH) | Failed/Faulted | 2018 | Tier 3 - Extreme | Transformer only | 3 | 23 | 2018-03-23 | 51503 | Sus | N | EquipmentFailureInvolved¦Overhead¦Transformer(OH)¦FailedFaulted
18-0028362 | Unknown Cause | Patrol - found nothing |  |  | 2018 | Tier 2 - Elevated | Distribution Circuit | 4 | 2 | 2018-04-02 | 57648 | Sus | N | UnknownCause¦Patrolfoundnothing¦¦
18-0039705 | Unknown Cause | Patrol - found nothing |  |  | 2018 | Tier 2 - Elevated | Distribution Circuit | 5 | 9 | 2018-05-09 | 82678 | Sus | Y | UnknownCause¦Patrolfoundnothing¦¦
18-0040633 | Unknown Cause | Patrol - found nothing |  |  | 2018 | Tier 3 - Extreme | Distribution Circuit | 5 | 13 | 2018-05-13 | 85371 | Sus | Y | UnknownCause¦Patrolfoundnothing¦¦
18-0043033 | Equipment Failure/Involved | Overhead | Transformer (OH) | Arcing | 2018 | Tier 3 - Extreme | Distribution Circuit | 5 | 21 | 2018-05-21 | 91285 | Sus | Y | EquipmentFailureInvolved¦Overhead¦Transformer(OH)¦Arcing
18-0058404 | Equipment Failure/Involved | Overhead | Metering Equipment | Failed/Faulted | 2018 | Tier 3 - Extreme | Distribution Circuit | 7 | 10 | 2018-07-10 | 128288 | Sus | Y | EquipmentFailureInvolved¦Overhead¦MeteringEquipment¦FailedFaulted
18-0059718 | Unknown Cause | Patrol - found nothing |  |  | 2018 | Tier 3 - Extreme | Distribution Circuit | 7 | 14 | 2018-07-14 | 131354 | Sus | Y | UnknownCause¦Patrolfoundnothing¦¦
18-0063845 | Environmental/External | Fire, Forest/Grass | Conductor, Overhead | Normal | 2018 | Tier 3 - Extreme | Distribution Circuit | 7 | 26 | 2018-07-26 | 140694 | Sus | Y | EnvironmentalExternal¦FireForestGrass¦ConductorOverhead¦Normal
18-0066265 | Environmental/External | Fire, Forest/Grass | Pole-Wood | Burned/flashed | 2018 | Tier 3 - Extreme | Distribution Circuit | 7 | 26 | 2018-07-26 | 147829 | Sus | Y | EnvironmentalExternal¦FireForestGrass¦PoleWood¦Burnedflashed
18-0069362 | Equipment Failure/Involved | Overhead | Conductor, Overhead | Broken, wire on ground | 2018 | Tier 2 - Elevated | Distribution Circuit | 8 | 13 | 2018-08-13 | 154589 | Sus | Y | EquipmentFailureInvolved¦Overhead¦ConductorOverhead¦Brokenwireonground
18-0070703 | Unknown Cause | Patrol - found nothing |  |  | 2018 | Tier 2 - Elevated | Distribution Circuit | 8 | 16 | 2018-08-16 | 156302 | Sus | Y | UnknownCause¦Patrolfoundnothing¦¦
18-0071234 | Unknown Cause | Patrol - found nothing |  |  | 2018 | Tier 2 - Elevated | Distribution Circuit | 8 | 17 | 2018-08-17 | 157226 | Sus | Y | UnknownCause¦Patrolfoundnothing¦¦
18-0074095 | Equipment Failure/Involved | Overhead | Transformer (OH) | Broken | 2018 | Tier 3 - Extreme | Transformer only | 8 | 27 | 2018-08-27 | 163556 | Sus | Y | EquipmentFailureInvolved¦Overhead¦Transformer(OH)¦Broken
18-0076174 | Unknown Cause | Patrol - not conducted |  |  | 2018 | Tier 2 - Elevated | Transformer only | 9 | 4 | 2018-09-04 | 167820 | Sus | Y | UnknownCause¦Patrolnotconducted¦¦
18-0076462 | 3rd Party | Vehicle | Pole-Wood | Broken | 2018 | Tier 2 - Elevated | Distribution Circuit | 9 | 5 | 2018-09-05 | 168231 | Sus | Y | 3rdParty¦Vehicle¦PoleWood¦Broken
18-0076881 | Vegetation | Tree - branch fell on line | Conductor, Overhead | Broken | 2018 | Tier 2 - Elevated | Distribution Circuit | 9 | 5 | 2018-09-05 | 168737 | Sus | Y | Vegetation¦Treebranchfellonline¦ConductorOverhead¦Broken
18-0080011 | Animal | Squirrel | Cutout, fuse holder | Failed/Faulted | 2018 | Tier 3 - Extreme | Distribution Circuit | 9 | 15 | 2018-09-15 | 174855 | Sus | Y | Animal¦Squirrel¦Cutoutfuseholder¦FailedFaulted
18-0083319 | Equipment Failure/Involved | Overhead | Service conductor | Broken | 2018 | Tier 2 - Elevated | Transformer only | 9 | 25 | 2018-09-25 | 181004 | Sus | Y | EquipmentFailureInvolved¦Overhead¦Serviceconductor¦Broken
18-0085406 | Vegetation | Tree - branch fell on line | Conductor, Overhead | Normal | 2018 | Tier 3 - Extreme | Distribution Circuit | 10 | 1 | 2018-10-01 | 185309 | Sus | Y | Vegetation¦Treebranchfellonline¦ConductorOverhead¦Normal
18-0087967 | Vegetation | Tree - fell into line | Conductor, Overhead | Broken, wire on ground | 2018 | Tier 3 - Extreme | Distribution Circuit | 10 | 7 | 2018-10-07 | 190364 | Sus | Y | Vegetation¦Treefellintoline¦ConductorOverhead¦Brokenwireonground
18-0090884 | Wildfire Mitigation | Public Safety Power Shut-off |  |  | 2018 | Tier 3 - Extreme | Distribution Circuit | 10 | 14 | 2018-10-14 | 196353 | Sus | Y | WildfireMitigation¦PublicSafetyPowerShutoff¦¦
18-0093175 | Equipment Failure/Involved | Overhead | Insulator | Broken | 2018 | Tier 3 - Extreme | Distribution Circuit | 10 | 23 | 2018-10-23 | 200659 | Sus | Y | EquipmentFailureInvolved¦Overhead¦Insulator¦Broken
18-0094837 | 3rd Party | Vehicle | Fuse | Failed/Faulted | 2018 | Tier 3 - Extreme | Distribution Circuit | 10 | 28 | 2018-10-28 | 203657 | Sus | Y | 3rdParty¦Vehicle¦Fuse¦FailedFaulted
18-0099560 | Animal | Bird found | Conductor, Overhead | Normal | 2018 | Tier 2 - Elevated | Distribution Circuit | 11 | 14 | 2018-11-14 | 214884 | Sus | Y | Animal¦Birdfound¦ConductorOverhead¦Normal
18-0100866 | Environmental/External | Fire, Forest/Grass | Pole-Wood | Burned/flashed | 2018 | Tier 3 - Extreme | Distribution Circuit | 11 | 8 | 2018-11-08 | 217923 | Sus | Y | EnvironmentalExternal¦FireForestGrass¦PoleWood¦Burnedflashed
18-0101327 | Environmental/External | Fire, Forest/Grass | Pole-Wood | Burned/flashed | 2018 | Tier 3 - Extreme | Distribution Circuit | 11 | 8 | 2018-11-08 | 218718 | Sus | Y | EnvironmentalExternal¦FireForestGrass¦PoleWood¦Burnedflashed
18-0104385 | Animal | Squirrel |  | Failed/Faulted | 2018 | Tier 3 - Extreme | Transformer only | 11 | 28 | 2018-11-28 | 226543 | Sus | Y | Animal¦Squirrel¦¦FailedFaulted
18-0106015 | Unknown Cause | Patrol - found nothing |  |  | 2018 | Tier 3 - Extreme | Distribution Circuit | 12 | 1 | 2018-12-01 | 231382 | Sus | N | UnknownCause¦Patrolfoundnothing¦¦
18-0110975 | Equipment Failure/Involved | Overhead | Jumper | Burned Open | 2018 | Tier 3 - Extreme | Distribution Circuit | 12 | 28 | 2018-12-28 | 248919 | Sus | N | EquipmentFailureInvolved¦Overhead¦Jumper¦BurnedOpen
19-0003464 | Unknown Cause | Patrol - found nothing |  |  | 2019 | Tier 3 - Extreme | Distribution Circuit | 1 | 1 | 2019-01-01 | 251536 | Sus | N | UnknownCause¦Patrolfoundnothing¦¦
19-0005085 | Unknown Cause | Patrol - found nothing |  |  | 2019 | Tier 2 - Elevated | Distribution Circuit | 1 | 6 | 2019-01-06 | 255167 | Sus | N | UnknownCause¦Patrolfoundnothing¦¦
19-0006080 | Equipment Failure/Involved | Underground | Conductor, Underground | Deteriorated | 2019 | Tier 2 - Elevated | Distribution Circuit | 1 | 8 | 2019-01-08 | 260660 | Sus | N | EquipmentFailureInvolved¦Underground¦ConductorUnderground¦Deteriorated
19-0011419 | Vegetation | Tree - fell into line | Service conductor | Broken | 2019 | Tier 3 - Extreme | Transformer only | 1 | 16 | 2019-01-16 | 274997 | Sus | N | Vegetation¦Treefellintoline¦Serviceconductor¦Broken
19-0011759 | Unknown Cause | Patrol - found nothing |  |  | 2019 | Tier 2 - Elevated | Distribution Circuit | 1 | 18 | 2019-01-18 | 275374 | Sus | N | UnknownCause¦Patrolfoundnothing¦¦
19-0012574 | Unknown Cause | Patrol - found nothing |  |  | 2019 | Tier 3 - Extreme | Distribution Circuit | 1 | 20 | 2019-01-20 | 277338 | Sus | N | UnknownCause¦Patrolfoundnothing¦¦
19-0013307 | Unknown Cause | Patrol - found nothing |  |  | 2019 | Tier 2 - Elevated | Distribution Circuit | 1 | 23 | 2019-01-23 | 279443 | Sus | N | UnknownCause¦Patrolfoundnothing¦¦
19-0018251 | Vegetation | Tree - fell into line | Conductor, Overhead | Normal | 2019 | Tier 2 - Elevated | Distribution Circuit | 2 | 5 | 2019-02-05 | 291614 | Sus | N | Vegetation¦Treefellintoline¦ConductorOverhead¦Normal
19-0018319 | Vegetation | Tree - fell into line | Conductor, Overhead | Normal | 2019 | Tier 2 - Elevated | Distribution Circuit | 2 | 5 | 2019-02-05 | 291793 | Sus | N | Vegetation¦Treefellintoline¦ConductorOverhead¦Normal
19-0018549 | Vegetation | Tree - fell into line | Conductor, Overhead | Normal | 2019 | Tier 2 - Elevated | Distribution Circuit | 2 | 5 | 2019-02-05 | 292551 | Sus | N | Vegetation¦Treefellintoline¦ConductorOverhead¦Normal
19-0018705 | Vegetation | Tree - bark fell into line | Insulator | Broken | 2019 | Tier 2 - Elevated | Distribution Circuit | 2 | 5 | 2019-02-05 | 292808 | Sus | N | Vegetation¦Treebarkfellintoline¦Insulator¦Broken
19-0019743 | Vegetation | Tree - branch fell on line | Conductor, Overhead | Normal | 2019 | Tier 2 - Elevated | Distribution Circuit | 2 | 6 | 2019-02-06 | 294835 | Sus | N | Vegetation¦Treebranchfellonline¦ConductorOverhead¦Normal
19-0019809 | Vegetation | Tree - fell into line | Conductor, Overhead | Normal | 2019 | Tier 2 - Elevated | Distribution Circuit | 2 | 7 | 2019-02-07 | 295827 | Sus | N | Vegetation¦Treefellintoline¦ConductorOverhead¦Normal
19-0020899 | Vegetation | Tree - fell into line | Transformer (OH) | Broken | 2019 | Tier 3 - Extreme | Transformer only | 2 | 10 | 2019-02-10 | 299548 | Sus | N | Vegetation¦Treefellintoline¦Transformer(OH)¦Broken
19-0022264 | Vegetation | Tree - branch fell on line | Transformer (OH) | Broken | 2019 | Tier 3 - Extreme | Distribution Circuit | 2 | 12 | 2019-02-12 | 301575 | Sus | N | Vegetation¦Treebranchfellonline¦Transformer(OH)¦Broken
19-0023287 | Vegetation | Tree - fell into line | Conductor, Overhead | Normal | 2019 | Tier 2 - Elevated | Distribution Circuit | 2 | 14 | 2019-02-14 | 307785 | Sus | N | Vegetation¦Treefellintoline¦ConductorOverhead¦Normal
19-0023412 | Unknown Cause | Patrol - found nothing |  |  | 2019 | Tier 2 - Elevated | Distribution Circuit | 2 | 13 | 2019-02-13 | 309805 | Sus | N | UnknownCause¦Patrolfoundnothing¦¦
19-0023952 | Vegetation | Tree - fell into line | Conductor, Overhead | Broken, wire on ground | 2019 | Tier 3 - Extreme | Distribution Circuit | 2 | 13 | 2019-02-13 | 311867 | Sus | N | Vegetation¦Treefellintoline¦ConductorOverhead¦Brokenwireonground
19-0024009 | Equipment Failure/Involved | Overhead | Transformer | Broken | 2019 | Tier 2 - Elevated | Transformer only | 2 | 14 | 2019-02-14 | 310776 | Sus | N | EquipmentFailureInvolved¦Overhead¦Transformer¦Broken
19-0025164 | Equipment Failure/Involved | Overhead | Transformer | Failed/Faulted | 2019 | Tier 2 - Elevated | Transformer only | 2 | 17 | 2019-02-17 | 315862 | Sus | N | EquipmentFailureInvolved¦Overhead¦Transformer¦FailedFaulted
19-0026238 | 3rd Party | Customer Equipment | Conductor, Overhead | Broken, wire on ground | 2019 | Tier 2 - Elevated | Distribution Circuit | 2 | 12 | 2019-02-12 | 319266 | Sus | N | 3rdParty¦CustomerEquipment¦ConductorOverhead¦Brokenwireonground
19-0026262 | Unknown Cause | Patrol - found nothing |  |  | 2019 | Tier 2 - Elevated | Distribution Circuit | 2 | 19 | 2019-02-19 | 319177 | Sus | N | UnknownCause¦Patrolfoundnothing¦¦
19-0026432 | Equipment Failure/Involved | Overhead | Pole-Wood | Broken | 2019 | Tier 2 - Elevated | Distribution Circuit | 2 | 20 | 2019-02-20 | 319454 | Sus | N | EquipmentFailureInvolved¦Overhead¦PoleWood¦Broken
19-0026603 | Environmental/External | Ice or snow | Conductor, Overhead | Broken, wire on ground | 2019 | Tier 2 - Elevated | Distribution Circuit | 2 | 12 | 2019-02-12 | 320010 | Sus | N | EnvironmentalExternal¦Iceorsnow¦ConductorOverhead¦Brokenwireonground
19-0027122 | Vegetation | Tree - fell into line | Conductor, Overhead | Broken, wire on ground | 2019 | Tier 3 - Extreme | Transformer only | 2 | 21 | 2019-02-21 | 320536 | Sus | N | Vegetation¦Treefellintoline¦ConductorOverhead¦Brokenwireonground
19-0027369 | Vegetation | Tree - fell into line | Conductor, Overhead | Normal | 2019 | Tier 3 - Extreme | Distribution Circuit | 2 | 22 | 2019-02-22 | 321596 | Sus | N | Vegetation¦Treefellintoline¦ConductorOverhead¦Normal
19-0032789 | Equipment Failure/Involved | Overhead | Transformer (OH) | Failed/Faulted | 2019 | Tier 2 - Elevated | Transformer only | 3 | 11 | 2019-03-11 | 336694 | Sus | N | EquipmentFailureInvolved¦Overhead¦Transformer(OH)¦FailedFaulted
19-0034372 | Unknown Cause | Patrol - found nothing |  |  | 2019 | Tier 2 - Elevated | Distribution Circuit | 3 | 16 | 2019-03-16 | 340721 | Sus | N | UnknownCause¦Patrolfoundnothing¦¦
19-0037563 | Unknown Cause | Patrol - not conducted |  |  | 2019 | Tier 2 - Elevated | Distribution Circuit | 3 | 27 | 2019-03-27 | 348760 | Sus | N | UnknownCause¦Patrolnotconducted¦¦
19-0038492 | Unknown Cause | Patrol - found nothing |  |  | 2019 | Tier 2 - Elevated | Distribution Circuit | 3 | 30 | 2019-03-30 | 350691 | Sus | N | UnknownCause¦Patrolfoundnothing¦¦
19-0039468 | Equipment Failure/Involved | Overhead | Crossarm, Wood | Broken | 2019 | Tier 2 - Elevated | Distribution Circuit | 4 | 3 | 2019-04-03 | 353245 | Sus | N | EquipmentFailureInvolved¦Overhead¦CrossarmWood¦Broken
19-0046828 | Equipment Failure/Involved | Overhead | Pole-Wood | Broken | 2019 | Tier 3 - Extreme | Distribution Circuit | 4 | 28 | 2019-04-28 | 369531 | Sus | N | EquipmentFailureInvolved¦Overhead¦PoleWood¦Broken
19-0047796 | Equipment Failure/Involved | Overhead | Lightning Arrestor | Failed/Faulted | 2019 | Tier 2 - Elevated | Transformer only | 5 | 1 | 2019-05-01 | 371509 | Sus | Y | EquipmentFailureInvolved¦Overhead¦LightningArrestor¦FailedFaulted
19-0051057 | Equipment Failure/Involved | Overhead | Insulator | Broken | 2019 | Tier 2 - Elevated | Distribution Circuit | 5 | 11 | 2019-05-11 | 378579 | Sus | Y | EquipmentFailureInvolved¦Overhead¦Insulator¦Broken
19-0051300 | Equipment Failure/Involved | Overhead | Crossarm, Wood | Broken | 2019 | Tier 2 - Elevated | Distribution Circuit | 5 | 13 | 2019-05-13 | 379359 | Sus | Y | EquipmentFailureInvolved¦Overhead¦CrossarmWood¦Broken
19-0052249 | 3rd Party | Vehicle | Pole-Wood | Broken, wire on ground | 2019 | Tier 2 - Elevated | Distribution Circuit | 5 | 15 | 2019-05-15 | 381043 | Sus | Y | 3rdParty¦Vehicle¦PoleWood¦Brokenwireonground
19-0052308 | Unknown Cause | Patrol - found nothing |  |  | 2019 | Tier 2 - Elevated | Distribution Circuit | 5 | 15 | 2019-05-15 | 381261 | Sus | Y | UnknownCause¦Patrolfoundnothing¦¦
19-0052556 | Vegetation | Tree - fell into line | Conductor, Overhead | Broken, wire on ground | 2019 | Tier 2 - Elevated | Distribution Circuit | 5 | 16 | 2019-05-16 | 381948 | Sus | Y | Vegetation¦Treefellintoline¦ConductorOverhead¦Brokenwireonground
19-0054506 | Equipment Failure/Involved | Overhead | Secondary | Broken | 2019 | Tier 3 - Extreme | Transformer only | 5 | 20 | 2019-05-20 | 386431 | Sus | Y | EquipmentFailureInvolved¦Overhead¦Secondary¦Broken
19-0057789 | Vegetation | Tree - fell into line | Transformer (OH) | Broken | 2019 | Tier 3 - Extreme | Transformer only | 5 | 26 | 2019-05-26 | 390737 | Sus | Y | Vegetation¦Treefellintoline¦Transformer(OH)¦Broken
19-0058970 | Equipment Failure/Involved | Overhead | Conductor, Overhead | Bent or Twisted | 2019 | Tier 2 - Elevated | Transformer only | 5 | 29 | 2019-05-29 | 392342 | Sus | Y | EquipmentFailureInvolved¦Overhead¦ConductorOverhead¦BentorTwisted
19-0065831 | Vegetation | Tree - branch fell on line | Conductor, Overhead | Broken, wire on ground | 2019 | Tier 3 - Extreme | Distribution Circuit | 6 | 11 | 2019-06-11 | 404973 | Sus | Y | Vegetation¦Treebranchfellonline¦ConductorOverhead¦Brokenwireonground
19-0067140 | Vegetation | Tree - fell into line | Conductor, Overhead | Arcing | 2019 | Tier 3 - Extreme | Distribution Circuit | 6 | 13 | 2019-06-13 | 408622 | Sus | Y | Vegetation¦Treefellintoline¦ConductorOverhead¦Arcing
19-0071268 | Company Initiated | Contact with High Voltage, company | Fuse | Failed/Faulted | 2019 | Tier 3 - Extreme | Distribution Circuit | 6 | 23 | 2019-06-23 | 427017 | Sus | Y | CompanyInitiated¦ContactwithHighVoltagecompany¦Fuse¦FailedFaulted
19-0072358 | Equipment Failure/Involved | Overhead | Transformer | Failed/Faulted | 2019 | Tier 2 - Elevated | Transformer only | 6 | 26 | 2019-06-26 | 429509 | Sus | Y | EquipmentFailureInvolved¦Overhead¦Transformer¦FailedFaulted
19-0075495 | Animal | Bird found | Fuse | Failed/Faulted | 2019 | Tier 3 - Extreme | Distribution Circuit | 7 | 9 | 2019-07-09 | 443232 | Sus | Y | Animal¦Birdfound¦Fuse¦FailedFaulted
19-0084116 | Vegetation | Tree - branch fell on line | Fuse | Failed/Faulted | 2019 | Tier 3 - Extreme | Distribution Circuit | 8 | 3 | 2019-08-03 | 482242 | Sus | Y | Vegetation¦Treebranchfellonline¦Fuse¦FailedFaulted
19-0088369 | Vegetation | Tree - cutting, PG&E contractor | Conductor, Overhead | Normal | 2019 | Tier 3 - Extreme | Distribution Circuit | 8 | 15 | 2019-08-15 | 512996 | Sus | Y | Vegetation¦TreecuttingPG&Econtractor¦ConductorOverhead¦Normal
19-0100601 | Vegetation | Tree - fell into line | Conductor, Overhead | Arcing | 2019 | Tier 3 - Extreme | Distribution Circuit | 9 | 18 | 2019-09-18 | 590213 | Sus | Y | Vegetation¦Treefellintoline¦ConductorOverhead¦Arcing
19-0119048 | Unknown Cause | Patrol - found nothing |  |  | 2019 | Tier 2 - Elevated | Distribution Circuit | 10 | 30 | 2019-10-30 | 695457 | Sus | Y | UnknownCause¦Patrolfoundnothing¦¦
19-0120352 | 3rd Party | Fire, house or bldg. | Secondary | Burned/flashed | 2019 | Tier 3 - Extreme | Distribution Circuit | 11 | 2 | 2019-11-02 | 698057 | Sus | Y | 3rdParty¦Firehouseorbldg¦Secondary¦Burnedflashed
19-0122806 | Equipment Failure/Involved | Overhead | Footings, Tower or Pole | Normal | 2019 | Tier 2 - Elevated | Distribution Circuit | 11 | 8 | 2019-11-08 | 702592 | Sus | Y | EquipmentFailureInvolved¦Overhead¦FootingsTowerorPole¦Normal
19-0123992 | Equipment Failure/Involved | Overhead | Crossarm, Wood | Broken | 2019 | Tier 2 - Elevated | Distribution Circuit | 11 | 12 | 2019-11-12 | 705410 | Sus | Y | EquipmentFailureInvolved¦Overhead¦CrossarmWood¦Broken
19-0125424 | Vegetation | Tree - branch fell on line | Conductor, Overhead | Normal | 2019 | Tier 3 - Extreme | Distribution Circuit | 11 | 16 | 2019-11-16 | 708303 | Sus | Y | Vegetation¦Treebranchfellonline¦ConductorOverhead¦Normal
19-0125914 | Vegetation | Tree - fell into line | Conductor, Overhead | Normal | 2019 | Tier 3 - Extreme | Distribution Circuit | 11 | 18 | 2019-11-18 | 709497 | Sus | Y | Vegetation¦Treefellintoline¦ConductorOverhead¦Normal
19-0127486 | Unknown Cause | Patrol - found nothing |  |  | 2019 | Tier 3 - Extreme | Distribution Circuit | 11 | 22 | 2019-11-22 | 712635 | Sus | Y | UnknownCause¦Patrolfoundnothing¦¦
19-0130915 | Unknown Cause | Patrol - found nothing |  |  | 2019 | Tier 3 - Extreme | Distribution Circuit | 11 | 28 | 2019-11-28 | 723114 | Sus | Y | UnknownCause¦Patrolfoundnothing¦¦
19-0131939 | Vegetation | Tree - branch fell on line | Conductor, Overhead | Normal | 2019 | Tier 3 - Extreme | Distribution Circuit | 12 | 1 | 2019-12-01 | 725881 | Sus | N | Vegetation¦Treebranchfellonline¦ConductorOverhead¦Normal
19-0134355 | Unknown Cause | Patrol - found nothing |  |  | 2019 | Tier 2 - Elevated | Distribution Circuit | 12 | 6 | 2019-12-06 | 731120 | Sus | N | UnknownCause¦Patrolfoundnothing¦¦
19-0138176 | Unknown Cause | Patrol - found nothing |  |  | 2019 | Tier 3 - Extreme | Distribution Circuit | 12 | 30 | 2019-12-30 | 752208 | Sus | N | UnknownCause¦Patrolfoundnothing¦¦
20-0005324 | Equipment Failure/Involved | Underground | Conductor, Underground | Broken | 2020 | Tier 2 - Elevated | Distribution Circuit | 1 | 6 | 2020-01-06 | 755208 | Sus | N | EquipmentFailureInvolved¦Underground¦ConductorUnderground¦Broken
20-0010188 | Vegetation | Tree - fell into line | Conductor, Overhead | Normal | 2020 | Tier 3 - Extreme | Distribution Circuit | 1 | 16 | 2020-01-16 | 763109 | Sus | N | Vegetation¦Treefellintoline¦ConductorOverhead¦Normal
20-0019032 | Vegetation | Tree - fell into line | Crossarm, Wood | Broken | 2020 | Tier 2 - Elevated | Distribution Circuit | 2 | 9 | 2020-02-09 | 781590 | Sus | N | Vegetation¦Treefellintoline¦CrossarmWood¦Broken
20-0019178 | Vegetation | Tree - branch fell on line | Conductor, Overhead | Broken, wire on ground | 2020 | Tier 3 - Extreme | Distribution Circuit | 2 | 9 | 2020-02-09 | 781796 | Sus | N | Vegetation¦Treebranchfellonline¦ConductorOverhead¦Brokenwireonground
20-0019645 | Vegetation | Tree - fell into line | Conductor, Overhead | Broken, wire on ground | 2020 | Tier 3 - Extreme | Distribution Circuit | 2 | 9 | 2020-02-09 | 783653 | Sus | N | Vegetation¦Treefellintoline¦ConductorOverhead¦Brokenwireonground
20-0020150 | Vegetation | Tree - branch fell on line | Conductor, Overhead | Normal | 2020 | Tier 3 - Extreme | Distribution Circuit | 2 | 9 | 2020-02-09 | 782771 | Sus | N | Vegetation¦Treebranchfellonline¦ConductorOverhead¦Normal
20-0022488 | Equipment Failure/Involved | Overhead | Transformer (OH) | Failed/Faulted | 2020 | Tier 3 - Extreme | Distribution Circuit | 2 | 14 | 2020-02-14 | 791220 | Sus | N | EquipmentFailureInvolved¦Overhead¦Transformer(OH)¦FailedFaulted
20-0032958 | Unknown Cause | Patrol - found nothing |  |  | 2020 | Tier 2 - Elevated | Distribution Circuit | 3 | 16 | 2020-03-16 | 854507 | Sus | N | UnknownCause¦Patrolfoundnothing¦¦
20-0033103 | Unknown Cause | Patrol - found nothing |  |  | 2020 | Tier 3 - Extreme | Distribution Circuit | 3 | 16 | 2020-03-16 | 855912 | Sus | N | UnknownCause¦Patrolfoundnothing¦¦
20-0033219 | Vegetation | Tree - fell into line | Pole-Wood | Broken, wire on ground | 2020 | Tier 3 - Extreme | Distribution Circuit | 3 | 15 | 2020-03-15 | 856394 | Sus | N | Vegetation¦Treefellintoline¦PoleWood¦Brokenwireonground
20-0033299 | Vegetation | Tree - fell into line | Conductor, Overhead | Broken, wire on ground | 2020 | Tier 3 - Extreme | Distribution Circuit | 3 | 16 | 2020-03-16 | 856550 | Sus | N | Vegetation¦Treefellintoline¦ConductorOverhead¦Brokenwireonground
20-0033493 | Unknown Cause | Patrol - found nothing |  |  | 2020 | Tier 3 - Extreme | Distribution Circuit | 3 | 17 | 2020-03-17 | 856969 | Sus | N | UnknownCause¦Patrolfoundnothing¦¦
20-0034685 | Environmental/External | Ice or snow | Transformer (OH) | Leaking | 2020 | Tier 3 - Extreme | Transformer only | 3 | 19 | 2020-03-19 | 858807 | Sus | N | EnvironmentalExternal¦Iceorsnow¦Transformer(OH)¦Leaking
20-0034933 | Unknown Cause | Patrol - not conducted |  |  | 2020 | Tier 2 - Elevated | Distribution Circuit | 3 | 21 | 2020-03-21 | 860191 | Sus | N | UnknownCause¦Patrolnotconducted¦¦
20-0038480 | Unknown Cause | Patrol - found nothing |  |  | 2020 | Tier 3 - Extreme | Distribution Circuit | 4 | 5 | 2020-04-05 | 882584 | Sus | N | UnknownCause¦Patrolfoundnothing¦¦
20-0038638 | Environmental/External | Lightning | Transformer (OH) | Failed/Faulted | 2020 | Tier 2 - Elevated | Distribution Circuit | 4 | 5 | 2020-04-05 | 883104 | Sus | N | EnvironmentalExternal¦Lightning¦Transformer(OH)¦FailedFaulted
20-0043040 | Unknown Cause | Patrol - found nothing |  |  | 2020 | Tier 2 - Elevated | Distribution Circuit | 4 | 20 | 2020-04-20 | 898333 | Sus | N | UnknownCause¦Patrolfoundnothing¦¦
20-0044678 | Vegetation | Tree - fell into line | Conductor, Overhead | Broken, wire on ground | 2020 | Tier 2 - Elevated | Distribution Circuit | 4 | 26 | 2020-04-26 | 901876 | Sus | N | Vegetation¦Treefellintoline¦ConductorOverhead¦Brokenwireonground
20-0052409 | Equipment Failure/Involved | Overhead | Cutout, fuse holder | Broken | 2020 | Tier 2 - Elevated | Transformer only | 5 | 20 | 2020-05-20 | 918071 | Sus | Y | EquipmentFailureInvolved¦Overhead¦Cutoutfuseholder¦Broken
20-0054821 | Animal | Other | Insulator | Broken | 2020 | Tier 2 - Elevated | Distribution Circuit | 5 | 27 | 2020-05-27 | 923434 | Sus | Y | Animal¦Other¦Insulator¦Broken
20-0063266 | Animal | Other | Pole-Wood | Broken | 2020 | Tier 2 - Elevated | Distribution Circuit | 6 | 20 | 2020-06-20 | 943057 | Sus | Y | Animal¦Other¦PoleWood¦Broken
20-0068699 | Equipment Failure/Involved | Electrical Overload | Transformer | Failed/Faulted | 2020 | Tier 2 - Elevated | Transformer only | 7 | 6 | 2020-07-06 | 958667 | Sus | Y | EquipmentFailureInvolved¦ElectricalOverload¦Transformer¦FailedFaulted
20-0070831 | Equipment Failure/Involved | Overhead | Transformer | Failed/Faulted | 2020 | Tier 2 - Elevated | Transformer only | 7 | 11 | 2020-07-11 | 962211 | Sus | Y | EquipmentFailureInvolved¦Overhead¦Transformer¦FailedFaulted
20-0073379 | Equipment Failure/Involved | Overhead | Transformer | Failed/Faulted | 2020 | Tier 2 - Elevated | Transformer only | 7 | 18 | 2020-07-18 | 967502 | Sus | Y | EquipmentFailureInvolved¦Overhead¦Transformer¦FailedFaulted
20-0078141 | Equipment Failure/Involved | Overhead | Crossarm, Wood | Broken | 2020 | Tier 2 - Elevated | Distribution Circuit | 7 | 30 | 2020-07-30 | 975668 | Sus | Y | EquipmentFailureInvolved¦Overhead¦CrossarmWood¦Broken
20-0081882 | Vegetation | Tree - fell into line | Fuse | Burned Open | 2020 | Tier 2 - Elevated | Distribution Circuit | 8 | 11 | 2020-08-11 | 991105 | Sus | Y | Vegetation¦Treefellintoline¦Fuse¦BurnedOpen
20-0084644 | Environmental/External | Fire, Forest/Grass | Conductor, Overhead | Burned/flashed | 2020 | Tier 2 - Elevated | Distribution Circuit | 8 | 16 | 2020-08-16 | 1010144 | Sus | Y | EnvironmentalExternal¦FireForestGrass¦ConductorOverhead¦Burnedflashed
20-0100188 | Environmental/External | Fire, Forest/Grass | Conductor, Overhead | Burned/flashed | 2020 | Tier 3 - Extreme | Distribution Circuit | 9 | 7 | 2020-09-07 | 1087874 | Sus | Y | EnvironmentalExternal¦FireForestGrass¦ConductorOverhead¦Burnedflashed
20-0102055 | Unknown Cause | Patrol - found nothing |  |  | 2020 | Tier 2 - Elevated | Distribution Circuit | 9 | 27 | 2020-09-27 | 1095122 | Sus | Y | UnknownCause¦Patrolfoundnothing¦¦
20-0103875 | Animal | Squirrel | Conductor, Overhead | Normal | 2020 | Tier 2 - Elevated | Distribution Circuit | 10 | 1 | 2020-10-01 | 1103513 | Sus | Y | Animal¦Squirrel¦ConductorOverhead¦Normal
20-0110484 | Vegetation | Tree - grew into line | Conductor, Overhead | Together | 2020 | Tier 2 - Elevated | Distribution Circuit | 10 | 19 | 2020-10-19 | 1121166 | Sus | Y | Vegetation¦Treegrewintoline¦ConductorOverhead¦Together
20-0113796 | Unknown Cause | Patrol - found nothing |  |  | 2020 | Tier 2 - Elevated | Distribution Circuit | 10 | 27 | 2020-10-27 | 1129695 | Sus | Y | UnknownCause¦Patrolfoundnothing¦¦
20-0115448 | Vegetation | Tree - cutting, PG&E contractor | Conductor, Overhead | Broken, wire on ground | 2020 | Tier 2 - Elevated | Distribution Circuit | 10 | 30 | 2020-10-30 | 1132198 | Sus | Y | Vegetation¦TreecuttingPG&Econtractor¦ConductorOverhead¦Brokenwireonground
20-0115637 | Equipment Failure/Involved | Overhead | Transformer (OH) | Failed/Faulted | 2020 | Tier 3 - Extreme | Transformer only | 10 | 31 | 2020-10-31 | 1132733 | Sus | Y | EquipmentFailureInvolved¦Overhead¦Transformer(OH)¦FailedFaulted
20-0117197 | Unknown Cause | Patrol - found nothing |  |  | 2020 | Tier 2 - Elevated | Distribution Circuit | 11 | 5 | 2020-11-05 | 1136228 | Sus | Y | UnknownCause¦Patrolfoundnothing¦¦
20-0120981 | Vegetation | Tree - fell into line | Pole-Wood | Broken | 2020 | Tier 3 - Extreme | Distribution Circuit | 11 | 14 | 2020-11-14 | 1145053 | Sus | Y | Vegetation¦Treefellintoline¦PoleWood¦Broken
20-0121056 | 3rd Party | Customer Equipment | Customer Equipment | Burned/flashed | 2020 | Tier 2 - Elevated | Distribution Circuit | 11 | 15 | 2020-11-15 | 1145445 | Sus | Y | 3rdParty¦CustomerEquipment¦CustomerEquipment¦Burnedflashed
20-0123901 | Vegetation | Tree - fell into line | Conductor, Overhead | Normal | 2020 | Tier 2 - Elevated | Distribution Circuit | 11 | 22 | 2020-11-22 | 1152607 | Sus | Y | Vegetation¦Treefellintoline¦ConductorOverhead¦Normal
20-0129193 | Vegetation | Tree - branch fell on line | Service conductor | Broken, wire on ground | 2020 | Tier 2 - Elevated | Transformer only | 12 | 9 | 2020-12-09 | 1173331 | Sus | N | Vegetation¦Treebranchfellonline¦Serviceconductor¦Brokenwireonground
20-0131742 | Unknown Cause | Patrol - found nothing |  |  | 2020 | Tier 3 - Extreme | Distribution Circuit | 12 | 25 | 2020-12-25 | 1198444 | Sus | N | UnknownCause¦Patrolfoundnothing¦¦
20-0131920 | Unknown Cause | Patrol - found nothing |  |  | 2020 | Tier 2 - Elevated | Distribution Circuit | 12 | 26 | 2020-12-26 | 1199317 | Sus | N | UnknownCause¦Patrolfoundnothing¦¦
21-0009856 | Equipment Failure/Involved | Overhead | Transformer (OH) | Broken | 2021 | Tier 2 - Elevated | Transformer only | 1 | 18 | 2021-01-18 | 1212927 | Sus | N | EquipmentFailureInvolved¦Overhead¦Transformer(OH)¦Broken
21-0010337 | Unknown Cause | Patrol - not conducted |  |  | 2021 | Tier 3 - Extreme | Distribution Circuit | 1 | 19 | 2021-01-19 | 1215447 | Sus | N | UnknownCause¦Patrolnotconducted¦¦
21-0012296 | Equipment Failure/Involved | Overhead | Conductor, Overhead | Normal | 2021 | Tier 3 - Extreme | Distribution Circuit | 1 | 19 | 2021-01-19 | 1217615 | Sus | N | EquipmentFailureInvolved¦Overhead¦ConductorOverhead¦Normal
21-0013289 | Vegetation | Tree - branch fell on line | Fuse | Burned Open | 2021 | Tier 3 - Extreme | Distribution Circuit | 1 | 23 | 2021-01-23 | 1221819 | Sus | N | Vegetation¦Treebranchfellonline¦Fuse¦BurnedOpen
21-0013512 | Equipment Failure/Involved | Overhead | Service conductor | Broken, wire on ground | 2021 | Tier 2 - Elevated | Distribution Circuit | 1 | 24 | 2021-01-24 | 1222702 | Sus | N | EquipmentFailureInvolved¦Overhead¦Serviceconductor¦Brokenwireonground
21-0016384 | Vegetation | Tree - branch fell on line | Conductor, Overhead | Normal | 2021 | Tier 3 - Extreme | Distribution Circuit | 1 | 27 | 2021-01-27 | 1233512 | Sus | N | Vegetation¦Treebranchfellonline¦ConductorOverhead¦Normal
21-0016414 | Vegetation | Tree - branch fell on line | Conductor, Overhead | Normal | 2021 | Tier 2 - Elevated | Distribution Circuit | 1 | 27 | 2021-01-27 | 1234326 | Sus | N | Vegetation¦Treebranchfellonline¦ConductorOverhead¦Normal
21-0020476 | Unknown Cause | Patrol - found nothing |  |  | 2021 | Tier 2 - Elevated | Transformer only | 2 | 1 | 2021-02-01 | 1244846 | Sus | N | UnknownCause¦Patrolfoundnothing¦¦
21-0020504 | Equipment Failure/Involved | Overhead | Transformer | Failed/Faulted | 2021 | Tier 3 - Extreme | Transformer only | 1 | 30 | 2021-01-30 | 1242713 | Sus | N | EquipmentFailureInvolved¦Overhead¦Transformer¦FailedFaulted
21-0021832 | Equipment Failure/Involved | Overhead | Secondary | Broken | 2021 | Tier 3 - Extreme | Transformer only | 2 | 4 | 2021-02-04 | 1247954 | Sus | N | EquipmentFailureInvolved¦Overhead¦Secondary¦Broken
21-0022053 | Equipment Failure/Involved | Overhead | Crossarm, Wood | Broken | 2021 | Tier 2 - Elevated | Distribution Circuit | 2 | 4 | 2021-02-04 | 1248201 | Sus | N | EquipmentFailureInvolved¦Overhead¦CrossarmWood¦Broken
21-0027007 | Equipment Failure/Involved | Overhead | Secondary | Deteriorated | 2021 | Tier 2 - Elevated | Transformer only | 2 | 18 | 2021-02-18 | 1257240 | Sus | N | EquipmentFailureInvolved¦Overhead¦Secondary¦Deteriorated
21-0027353 | Unknown Cause | Patrol - found nothing |  |  | 2021 | Tier 3 - Extreme | Transformer only | 2 | 19 | 2021-02-19 | 1257839 | Sus | N | UnknownCause¦Patrolfoundnothing¦¦
21-0034922 | Unknown Cause | Patrol - not conducted |  |  | 2021 | Tier 3 - Extreme | Distribution Circuit | 3 | 10 | 2021-03-10 | 1277314 | Sus | N | UnknownCause¦Patrolnotconducted¦¦
21-0035300 | Equipment Failure/Involved | Underground | Transformer | Normal | 2021 | Tier 3 - Extreme | Transformer only | 3 | 11 | 2021-03-11 | 1278559 | Sus | N | EquipmentFailureInvolved¦Underground¦Transformer¦Normal
21-0035756 | Equipment Failure/Involved | Overhead | Transformer (OH) | Failed/Faulted | 2021 | Tier 2 - Elevated | Transformer only | 3 | 12 | 2021-03-12 | 1279713 | Sus | N | EquipmentFailureInvolved¦Overhead¦Transformer(OH)¦FailedFaulted
21-0040345 | Unknown Cause | Patrol - found nothing |  |  | 2021 | Tier 2 - Elevated | Transformer only | 3 | 24 | 2021-03-24 | 1294958 | Sus | N | UnknownCause¦Patrolfoundnothing¦¦
21-0055586 | Vegetation | Tree - fell into line | Conductor, Overhead | Bent or Twisted | 2021 | Tier 2 - Elevated | Transformer only | 4 | 30 | 2021-04-30 | 1338077 | Sus | N | Vegetation¦Treefellintoline¦ConductorOverhead¦BentorTwisted
21-0059485 | Vegetation | Tree - branch fell on line | Conductor, Overhead | Broken, wire on ground | 2021 | Tier 2 - Elevated | Distribution Circuit | 5 | 10 | 2021-05-10 | 1345298 | Sus | Y | Vegetation¦Treebranchfellonline¦ConductorOverhead¦Brokenwireonground
21-0061798 | Equipment Failure/Involved | Overhead | Insulator | Failed/Faulted | 2021 | Tier 3 - Extreme | Distribution Circuit | 5 | 15 | 2021-05-15 | 1350012 | Sus | Y | EquipmentFailureInvolved¦Overhead¦Insulator¦FailedFaulted
21-0061917 | Unknown Cause | Patrol - found nothing |  |  | 2021 | Tier 2 - Elevated | Distribution Circuit | 5 | 15 | 2021-05-15 | 1350546 | Sus | Y | UnknownCause¦Patrolfoundnothing¦¦
21-0064076 | Equipment Failure/Involved | Overhead | Conductor, Overhead | Deteriorated | 2021 | Tier 3 - Extreme | Transmission line | 5 | 20 | 2021-05-20 | 1355064 | Sus | Y | EquipmentFailureInvolved¦Overhead¦ConductorOverhead¦Deteriorated
21-0070357 | Equipment Failure/Involved | Overhead |  | Failed/Faulted | 2021 | Tier 3 - Extreme | Transformer only | 6 | 4 | 2021-06-04 | 1365997 | Sus | Y | EquipmentFailureInvolved¦Overhead¦¦FailedFaulted
21-0072125 | Vegetation | Tree - branch fell on line | Conductor, Overhead | Normal | 2021 | Tier 3 - Extreme | Distribution Circuit | 6 | 9 | 2021-06-09 | 1369440 | Sus | Y | Vegetation¦Treebranchfellonline¦ConductorOverhead¦Normal
21-0072252 | Equipment Failure/Involved | Overhead | Regulator | Malfunctioning | 2021 | Tier 2 - Elevated | Distribution Circuit | 6 | 9 | 2021-06-09 | 1369599 | Sus | Y | EquipmentFailureInvolved¦Overhead¦Regulator¦Malfunctioning
21-0076383 | Equipment Failure/Involved | Overhead | Transformer (OH) | Failed/Faulted | 2021 | Tier 3 - Extreme | Transformer only | 6 | 18 | 2021-06-18 | 1378184 | Sus | Y | EquipmentFailureInvolved¦Overhead¦Transformer(OH)¦FailedFaulted
21-0077177 | Equipment Failure/Involved | Overhead | Transformer (OH) | Failed/Faulted | 2021 | Tier 3 - Extreme | Transformer only | 6 | 21 | 2021-06-21 | 1381319 | Sus | Y | EquipmentFailureInvolved¦Overhead¦Transformer(OH)¦FailedFaulted
21-0103298 | Vegetation | Tree - branch fell on line | Conductor, Overhead | Normal | 2021 | Tier 2 - Elevated | Distribution Circuit | 8 | 11 | 2021-08-11 | 1440428 | Sus | Y | Vegetation¦Treebranchfellonline¦ConductorOverhead¦Normal
21-0105977 | Wildfire Mitigation | Public Safety Power Shut-off | Conductor, Overhead | Normal | 2021 | Tier 2 - Elevated | Distribution Circuit | 8 | 17 | 2021-08-17 | 1445736 | Sus | Y | WildfireMitigation¦PublicSafetyPowerShutoff¦ConductorOverhead¦Normal
21-0106183 | Equipment Failure/Involved | Overhead | Insulator | Broken | 2021 | Tier 2 - Elevated | Distribution Circuit | 8 | 18 | 2021-08-18 | 1446455 | Sus | Y | EquipmentFailureInvolved¦Overhead¦Insulator¦Broken
21-0106455 | Company Initiated | Construction Activity/equip, company | Switch (OH) | Normal | 2021 | Tier 2 - Elevated | Distribution Circuit | 8 | 18 | 2021-08-18 | 1446754 | Sus | Y | CompanyInitiated¦ConstructionActivityequipcompany¦Switch(OH)¦Normal
21-0117718 | Animal | Squirrel | Pothead(Riser Termination) | Normal | 2021 | Tier 2 - Elevated | Distribution Circuit | 9 | 15 | 2021-09-15 | 1472082 | Sus | Y | Animal¦Squirrel¦Pothead(RiserTermination)¦Normal
21-0127005 | Unknown Cause | Patrol - found nothing |  |  | 2021 | Tier 3 - Extreme | Distribution Circuit | 10 | 7 | 2021-10-07 | 1489228 | Sus | Y | UnknownCause¦Patrolfoundnothing¦¦
21-0128497 | Wildfire Mitigation | Public Safety Power Shut-off | Conductor, Overhead | Normal | 2021 | Tier 3 - Extreme | Distribution Circuit | 10 | 11 | 2021-10-11 | 1491962 | Sus | Y | WildfireMitigation¦PublicSafetyPowerShutoff¦ConductorOverhead¦Normal
21-0135030 | Company Initiated | Return Circuit Normal | Circuit Breaker | Normal | 2021 | Tier 3 - Extreme | Substation - Distribution | 10 | 26 | 2021-10-26 | 1521358 | Sus | Y | CompanyInitiated¦ReturnCircuitNormal¦CircuitBreaker¦Normal
21-0136242 | Unknown Cause | Patrol - found nothing |  |  | 2021 | Tier 3 - Extreme | Distribution Circuit | 10 | 24 | 2021-10-24 | 1510872 | Sus | Y | UnknownCause¦Patrolfoundnothing¦¦
21-0136865 | Vegetation | Tree - fell into line | Crossarm, Wood | Broken, wire on object | 2021 | Tier 3 - Extreme | Distribution Circuit | 10 | 25 | 2021-10-25 | 1516886 | Sus | Y | Vegetation¦Treefellintoline¦CrossarmWood¦Brokenwireonobject
21-0138821 | Unknown Cause | Patrol - found nothing |  |  | 2021 | Tier 2 - Elevated | Distribution Circuit | 10 | 27 | 2021-10-27 | 1523079 | Sus | Y | UnknownCause¦Patrolfoundnothing¦¦
21-0138836 | Equipment Failure/Involved | Overhead | Secondary | Broken | 2021 | Tier 2 - Elevated | Transformer only | 10 | 27 | 2021-10-27 | 1523205 | Sus | Y | EquipmentFailureInvolved¦Overhead¦Secondary¦Broken
21-0143895 | Unknown Cause | Patrol - found nothing |  |  | 2021 | Tier 2 - Elevated | Distribution Circuit | 11 | 9 | 2021-11-09 | 1538596 | Sus | Y | UnknownCause¦Patrolfoundnothing¦¦
21-0155516 | Vegetation | Tree - branch fell on line | Conductor, Overhead | Normal | 2021 | Tier 3 - Extreme | Distribution Circuit | 12 | 7 | 2021-12-07 | 1560826 | Sus | N | Vegetation¦Treebranchfellonline¦ConductorOverhead¦Normal
21-0155605 | Equipment Failure/Involved | Overhead | Lightning Arrestor | Normal | 2021 | Tier 2 - Elevated | Transformer only | 12 | 7 | 2021-12-07 | 1561159 | Sus | N | EquipmentFailureInvolved¦Overhead¦LightningArrestor¦Normal
21-0155705 | 3rd Party | Tree - cutting, 3rd party | Conductor, Overhead | Normal | 2021 | Tier 3 - Extreme | Distribution Circuit | 12 | 7 | 2021-12-07 | 1561255 | Sus | N | 3rdParty¦Treecutting3rdparty¦ConductorOverhead¦Normal
21-0156235 | Equipment Failure/Involved | Overhead | Insulator | Broken | 2021 | Tier 2 - Elevated | Distribution Circuit | 12 | 9 | 2021-12-09 | 1562686 | Sus | N | EquipmentFailureInvolved¦Overhead¦Insulator¦Broken
21-0156827 | Vegetation | Tree - fell into line | Conductor, Overhead | Together | 2021 | Tier 2 - Elevated | Distribution Circuit | 12 | 12 | 2021-12-12 | 1565262 | Sus | N | Vegetation¦Treefellintoline¦ConductorOverhead¦Together
21-0158532 | Unknown Cause | Patrol - found nothing |  |  | 2021 | Tier 2 - Elevated | Transformer only | 12 | 15 | 2021-12-15 | 1572470 | Sus | N | UnknownCause¦Patrolfoundnothing¦¦
21-0159293 | Vegetation | Tree - fell into line | Conductor, Overhead | Broken, wire on ground | 2021 | Tier 2 - Elevated | Distribution Circuit | 12 | 16 | 2021-12-16 | 1574999 | Sus | N | Vegetation¦Treefellintoline¦ConductorOverhead¦Brokenwireonground
21-0159540 | Vegetation | Tree - fell into line | Pole-Wood | Broken, wire on ground | 2021 | Tier 2 - Elevated | Distribution Circuit | 12 | 18 | 2021-12-18 | 1576779 | Sus | N | Vegetation¦Treefellintoline¦PoleWood¦Brokenwireonground
21-0159908 | Unknown Cause | Patrol - found nothing |  |  | 2021 | Tier 2 - Elevated | Transformer only | 12 | 20 | 2021-12-20 | 1578321 | Sus | N | UnknownCause¦Patrolfoundnothing¦¦
21-0160281 | Equipment Failure/Involved | Overhead | Conductor, Overhead | Broken, wire on ground | 2021 | Tier 3 - Extreme | Distribution Circuit | 12 | 23 | 2021-12-23 | 1579941 | Sus | N | EquipmentFailureInvolved¦Overhead¦ConductorOverhead¦Brokenwireonground
21-0160589 | Unknown Cause | Patrol - found nothing |  |  | 2021 | Tier 3 - Extreme | Transformer only | 12 | 25 | 2021-12-25 | 1581394 | Sus | N | UnknownCause¦Patrolfoundnothing¦¦
21-0160827 | Company Initiated | Coordination failure | Fuse | Failed/Faulted | 2021 | Tier 3 - Extreme | Distribution Circuit | 12 | 26 | 2021-12-26 | 1582776 | Sus | N | CompanyInitiated¦Coordinationfailure¦Fuse¦FailedFaulted
21-0160830 | Unknown Cause | Patrol - found nothing |  |  | 2021 | Tier 2 - Elevated | Distribution Circuit | 12 | 26 | 2021-12-26 | 1582707 | Sus | N | UnknownCause¦Patrolfoundnothing¦¦
21-0161778 | Vegetation | Tree - fell into line | Conductor, Overhead | Normal | 2021 | Tier 3 - Extreme | Distribution Circuit | 12 | 30 | 2021-12-30 | 1589646 | Sus | N | Vegetation¦Treefellintoline¦ConductorOverhead¦Normal
21-0161900 | Unknown Cause | Patrol - not conducted |  |  | 2021 | Tier 2 - Elevated | Distribution Circuit | 12 | 28 | 2021-12-28 | 1587446 | Sus | N | UnknownCause¦Patrolnotconducted¦¦
22-0006459 | Vegetation | Tree - fell into line | Pole-Wood | Broken, wire on ground | 2021 | Tier 3 - Extreme | Distribution Circuit | 12 | 26 | 2021-12-26 | 1595832 | Sus | N | Vegetation¦Treefellintoline¦PoleWood¦Brokenwireonground
22-0006651 | 3rd Party | Metallic Balloon | Conductor, Overhead | Normal | 2022 | Tier 2 - Elevated | Distribution Circuit | 1 | 5 | 2022-01-05 | 1596173 | Sus | N | 3rdParty¦MetallicBalloon¦ConductorOverhead¦Normal
22-0007247 | Vegetation | Tree - branch fell on line | Transformer | Burned/flashed | 2022 | Tier 3 - Extreme | Transformer only | 1 | 6 | 2022-01-06 | 1596821 | Sus | N | Vegetation¦Treebranchfellonline¦Transformer¦Burnedflashed
22-0007691 | Vegetation | Tree - fell into line | Conductor, Overhead | Broken, wire on ground | 2021 | Tier 2 - Elevated | Distribution Circuit | 12 | 27 | 2021-12-27 | 1598400 | Sus | N | Vegetation¦Treefellintoline¦ConductorOverhead¦Brokenwireonground
22-0008968 | Environmental/External | Ice or snow | Transformer | Normal | 2022 | Tier 3 - Extreme | Transformer only | 1 | 11 | 2022-01-11 | 1600387 | Sus | N | EnvironmentalExternal¦Iceorsnow¦Transformer¦Normal
22-0018052 | Unknown Cause | Patrol - found nothing |  |  | 2022 | Tier 3 - Extreme | Transformer only | 2 | 3 | 2022-02-03 | 1619813 | Sus | N | UnknownCause¦Patrolfoundnothing¦¦
22-0020753 | Company Initiated | Improper Construction | Transformer (OH) | Failed/Faulted | 2022 | Tier 2 - Elevated | Transformer only | 2 | 10 | 2022-02-10 | 1624790 | Sus | N | CompanyInitiated¦ImproperConstruction¦Transformer(OH)¦FailedFaulted
22-0033794 | Equipment Failure/Involved | Overhead | Conductor, Overhead | Broken, wire on ground | 2022 | Tier 3 - Extreme | Distribution Circuit | 3 | 14 | 2022-03-14 | 1648573 | Sus | N | EquipmentFailureInvolved¦Overhead¦ConductorOverhead¦Brokenwireonground
22-0043643 | Animal | Other | Fuse | Failed/Faulted | 2022 | Tier 2 - Elevated | Distribution Circuit | 4 | 6 | 2022-04-06 | 1664461 | Sus | N | Animal¦Other¦Fuse¦FailedFaulted
22-0045060 | Vegetation | Tree - fell into line | Conductor, Overhead | Broken, wire on ground | 2022 | Tier 2 - Elevated | Distribution Circuit | 4 | 10 | 2022-04-10 | 1667201 | Sus | N | Vegetation¦Treefellintoline¦ConductorOverhead¦Brokenwireonground
22-0047481 | Unknown Cause | Patrol - not conducted |  |  | 2022 | Tier 2 - Elevated | Distribution Circuit | 4 | 13 | 2022-04-13 | 1671800 | Sus | N | UnknownCause¦Patrolnotconducted¦¦
22-0063955 | Equipment Failure/Involved | Overhead | Pole-Wood | Deteriorated | 2022 | Tier 2 - Elevated | Distribution Circuit | 5 | 19 | 2022-05-19 | 1704314 | Sus | Y | EquipmentFailureInvolved¦Overhead¦PoleWood¦Deteriorated
22-0075918 | Company Initiated | Personnel, company | Generator | Normal | 2022 | Tier 2 - Elevated | Distribution Circuit | 6 | 18 | 2022-06-18 | 1734612 | Sus | Y | CompanyInitiated¦Personnelcompany¦Generator¦Normal
22-0084103 | Unknown Cause | Patrol - found nothing |  |  | 2022 | Tier 2 - Elevated | Distribution Circuit | 7 | 11 | 2022-07-11 | 1753710 | Sus | Y | UnknownCause¦Patrolfoundnothing¦¦
22-0084257 | Unknown Cause | Patrol - found nothing |  |  | 2022 | Tier 3 - Extreme | Distribution Circuit | 7 | 12 | 2022-07-12 | 1754068 | Sus | Y | UnknownCause¦Patrolfoundnothing¦¦
22-0095738 | Equipment Failure/Involved | Underground | Secondary | Broken | 2022 | Tier 3 - Extreme | Distribution Circuit | 8 | 10 | 2022-08-10 | 1777673 | Sus | Y | EquipmentFailureInvolved¦Underground¦Secondary¦Broken
22-0107181 | Unknown Cause | Patrol - not conducted |  |  | 2022 | Tier 3 - Extreme | Distribution Circuit | 9 | 7 | 2022-09-07 | 1804055 | Sus | Y | UnknownCause¦Patrolnotconducted¦¦
22-0107899 | 3rd Party | Tree - cutting, 3rd party | Conductor, Overhead | Broken, wire on ground | 2022 | Tier 3 - Extreme | Distribution Circuit | 9 | 8 | 2022-09-08 | 1805752 | Sus | Y | 3rdParty¦Treecutting3rdparty¦ConductorOverhead¦Brokenwireonground
22-0111495 | Unknown Cause | Patrol - found nothing |  |  | 2022 | Tier 3 - Extreme | Distribution Circuit | 9 | 17 | 2022-09-17 | 1813338 | Sus | Y | UnknownCause¦Patrolfoundnothing¦¦
22-0111845 | Equipment Failure/Involved | Overhead | Pole-Wood | Broken | 2022 | Tier 2 - Elevated | Distribution Circuit | 9 | 18 | 2022-09-18 | 1815550 | Sus | Y | EquipmentFailureInvolved¦Overhead¦PoleWood¦Broken
22-0112980 | Equipment Failure/Involved | Overhead | Fuse | Failed/Faulted | 2022 | Tier 2 - Elevated | Transformer only | 9 | 21 | 2022-09-21 | 1818025 | Sus | Y | EquipmentFailureInvolved¦Overhead¦Fuse¦FailedFaulted
22-0116867 | Equipment Failure/Involved | Overhead | Pole-Wood | Broken | 2022 | Tier 3 - Extreme | Transformer only | 9 | 30 | 2022-09-30 | 1825325 | Sus | Y | EquipmentFailureInvolved¦Overhead¦PoleWood¦Broken
22-0116957 | Unknown Cause | Patrol - found nothing |  |  | 2022 | Tier 3 - Extreme | Transformer only | 10 | 1 | 2022-10-01 | 1825827 | Sus | Y | UnknownCause¦Patrolfoundnothing¦¦
22-0125923 | Equipment Failure/Involved | Overhead | PT/CCVT | Leaking | 2022 | Tier 3 - Extreme | Distribution Circuit | 10 | 29 | 2022-10-29 | 1848311 | Sus | Y | EquipmentFailureInvolved¦Overhead¦PTCCVT¦Leaking
22-0126940 | Environmental/External | Lightning | Transformer (OH) | Failed/Faulted | 2022 | Tier 3 - Extreme | Distribution Circuit | 11 | 1 | 2022-11-01 | 1850863 | Sus | Y | EnvironmentalExternal¦Lightning¦Transformer(OH)¦FailedFaulted
22-0129290 | Vegetation | Tree - fell into line | Conductor, Overhead | Normal | 2022 | Tier 3 - Extreme | Distribution Circuit | 11 | 8 | 2022-11-08 | 1858153 | Sus | Y | Vegetation¦Treefellintoline¦ConductorOverhead¦Normal
22-0129417 | Vegetation | Tree - fell into line | Conductor, Overhead | Broken, wire on ground | 2022 | Tier 3 - Extreme | Distribution Circuit | 11 | 9 | 2022-11-09 | 1858606 | Sus | Y | Vegetation¦Treefellintoline¦ConductorOverhead¦Brokenwireonground
22-0129569 | Equipment Failure/Involved | Overhead | Secondary | Broken | 2022 | Tier 3 - Extreme | Distribution Circuit | 11 | 9 | 2022-11-09 | 1859144 | Sus | Y | EquipmentFailureInvolved¦Overhead¦Secondary¦Broken
22-0130535 | Unknown Cause | Patrol - found nothing |  |  | 2022 | Tier 3 - Extreme | Distribution Circuit | 11 | 11 | 2022-11-11 | 1860889 | Sus | Y | UnknownCause¦Patrolfoundnothing¦¦
22-0136039 | Vegetation | Tree - branch fell on line | Conductor, Overhead | Normal | 2022 | Tier 3 - Extreme | Distribution Circuit | 12 | 2 | 2022-12-02 | 1874331 | Sus | N | Vegetation¦Treebranchfellonline¦ConductorOverhead¦Normal
22-0138994 | Vegetation | Tree - fell into line | Conductor, Overhead | On Ground | 2022 | Tier 3 - Extreme | Distribution Circuit | 12 | 10 | 2022-12-10 | 1881491 | Sus | N | Vegetation¦Treefellintoline¦ConductorOverhead¦OnGround
22-0142201 | Vegetation | Tree - fell into line | Conductor, Overhead | On Ground | 2022 | Tier 2 - Elevated | Distribution Circuit | 12 | 30 | 2022-12-30 | 1901913 | Sus | N | Vegetation¦Treefellintoline¦ConductorOverhead¦OnGround
15-0019709 | 3rd Party | Vehicle | Pole-Wood | Broken, wire on ground | 2015 | Tier 3 - Extreme | Distribution Circuit | 3 | 15 | 2015-03-15 | 1203958 | Sus | N | 3rdParty¦Vehicle¦PoleWood¦Brokenwireonground
15-0025166 | Equipment Failure/Involved | Other | Transformer | Burned/flashed | 2015 | Tier 2 - Elevated | Transformer only | 4 | 7 | 2015-04-07 | 1215509 | Sus | N | EquipmentFailureInvolved¦Other¦Transformer¦Burnedflashed
15-0034193 | Environmental/External | Lightning | Conductor, Overhead | Broken, wire on ground | 2015 | Tier 2 - Elevated | Distribution Circuit | 5 | 14 | 2015-05-14 | 1234533 | Sus | Y | EnvironmentalExternal¦Lightning¦ConductorOverhead¦Brokenwireonground
15-0038234 | Vegetation | Tree - cutting, PG&E contractor | Pole-Wood | Broken | 2015 | Tier 2 - Elevated | Distribution Circuit | 6 | 3 | 2015-06-03 | 1243163 | Sus | Y | Vegetation¦TreecuttingPG&Econtractor¦PoleWood¦Broken
15-0038975 | Equipment Failure/Involved | Overhead | Transformer (OH) | Broken | 2015 | Tier 3 - Extreme | Distribution Circuit | 6 | 5 | 2015-06-05 | 1244608 | Sus | Y | EquipmentFailureInvolved¦Overhead¦Transformer(OH)¦Broken
15-0043765 | Vegetation | Tree - fell into line | Secondary | Broken | 2015 | Tier 2 - Elevated | Transformer only | 6 | 27 | 2015-06-27 | 1257790 | Sus | Y | Vegetation¦Treefellintoline¦Secondary¦Broken
15-0044118 | Equipment Failure/Involved | Overhead | Pole-Wood | Broken | 2015 | Tier 3 - Extreme | Distribution Circuit | 6 | 30 | 2015-06-30 | 1259048 | Sus | Y | EquipmentFailureInvolved¦Overhead¦PoleWood¦Broken
15-0044598 | Vegetation | Tree - branch fell on line | Fuse | Failed/Faulted | 2015 | Tier 2 - Elevated | Distribution Circuit | 7 | 1 | 2015-07-01 | 1260374 | Sus | Y | Vegetation¦Treebranchfellonline¦Fuse¦FailedFaulted
15-0046518 | Equipment Failure/Involved | Overhead | Insulator | Broken, wire on ground | 2015 | Tier 2 - Elevated | Distribution Circuit | 7 | 9 | 2015-07-09 | 1265366 | Sus | Y | EquipmentFailureInvolved¦Overhead¦Insulator¦Brokenwireonground
15-0049352 | Environmental/External | Lightning | Transformer | Failed/Faulted | 2015 | Tier 2 - Elevated | Transformer only | 7 | 20 | 2015-07-20 | 1274302 | Sus | Y | EnvironmentalExternal¦Lightning¦Transformer¦FailedFaulted
15-0049357 | Environmental/External | Lightning | Transformer (OH) | Failed/Faulted | 2015 | Tier 2 - Elevated | Transformer only | 7 | 20 | 2015-07-20 | 1274311 | Sus | Y | EnvironmentalExternal¦Lightning¦Transformer(OH)¦FailedFaulted
15-0055982 | Vegetation | Tree - fell into line | Conductor, Overhead | Broken, wire on ground | 2015 | Tier 2 - Elevated | Distribution Circuit | 8 | 19 | 2015-08-19 | 1291286 | Sus | Y | Vegetation¦Treefellintoline¦ConductorOverhead¦Brokenwireonground
15-0059678 | Equipment Failure/Involved | Overhead | Transformer | Failed/Faulted | 2015 | Tier 3 - Extreme | Transformer only | 9 | 7 | 2015-09-07 | 1301403 | Sus | Y | EquipmentFailureInvolved¦Overhead¦Transformer¦FailedFaulted
15-0061379 | Unknown Cause | Patrol - found nothing |  |  | 2015 | Tier 2 - Elevated | Distribution Circuit | 9 | 15 | 2015-09-15 | 1305923 | Sus | Y | UnknownCause¦Patrolfoundnothing¦¦
15-0069829 | Unknown Cause | Patrol - found nothing |  |  | 2015 | Tier 3 - Extreme | Distribution Circuit | 10 | 13 | 2015-10-13 | 1320951 | Sus | Y | UnknownCause¦Patrolfoundnothing¦¦
15-0071355 | Environmental/External | Lightning | Transformer | Failed/Faulted | 2015 | Tier 2 - Elevated | Transformer only | 10 | 17 | 2015-10-17 | 1324357 | Sus | Y | EnvironmentalExternal¦Lightning¦Transformer¦FailedFaulted
15-0071525 | Environmental/External | Lightning | Transformer (OH) | Failed/Faulted | 2015 | Tier 3 - Extreme | Transformer only | 10 | 18 | 2015-10-18 | 1325311 | Sus | Y | EnvironmentalExternal¦Lightning¦Transformer(OH)¦FailedFaulted
15-0073140 | Environmental/External | Lightning | Transformer (OH) | Failed/Faulted | 2015 | Tier 2 - Elevated | Transformer only | 10 | 23 | 2015-10-23 | 1328524 | Sus | Y | EnvironmentalExternal¦Lightning¦Transformer(OH)¦FailedFaulted
15-0077977 | Environmental/External | Lightning | Fuse | Failed/Faulted | 2015 | Tier 2 - Elevated | Distribution Circuit | 11 | 15 | 2015-11-15 | 1342145 | Sus | Y | EnvironmentalExternal¦Lightning¦Fuse¦FailedFaulted
15-0078021 | Environmental/External | Lightning | Fuse | Failed/Faulted | 2015 | Tier 2 - Elevated | Distribution Circuit | 11 | 15 | 2015-11-15 | 1342147 | Sus | Y | EnvironmentalExternal¦Lightning¦Fuse¦FailedFaulted
15-0082477 | Vegetation | Tree - fell into line | Conductor, Overhead | Broken, wire on ground | 2015 | Tier 2 - Elevated | Distribution Circuit | 12 | 3 | 2015-12-03 | 1352697 | Sus | N | Vegetation¦Treefellintoline¦ConductorOverhead¦Brokenwireonground
15-0084327 | Animal | Bird found | Conductor, Overhead | Normal | 2015 | Tier 2 - Elevated | Distribution Circuit | 12 | 11 | 2015-12-11 | 1359011 | Sus | N | Animal¦Birdfound¦ConductorOverhead¦Normal
15-0086625 | Equipment Failure/Involved | Overhead | Conductor, Overhead | Broken, wire on ground | 2015 | Tier 3 - Extreme | Distribution Circuit | 12 | 22 | 2015-12-22 | 1368601 | Sus | N | EquipmentFailureInvolved¦Overhead¦ConductorOverhead¦Brokenwireonground
15-0087453 | Equipment Failure/Involved | Overhead | Other | Broken | 2015 | Tier 3 - Extreme | Transformer only | 12 | 26 | 2015-12-26 | 1372148 | Sus | N | EquipmentFailureInvolved¦Overhead¦Other¦Broken
16-0009153 | Vegetation | Tree - fell into line | Conductor, Overhead | On Ground | 2016 | Tier 3 - Extreme | Distribution Circuit | 1 | 29 | 2016-01-29 | 1394069 | Sus | N | Vegetation¦Treefellintoline¦ConductorOverhead¦OnGround
16-0009191 | Equipment Failure/Involved | Overhead | Transformer (OH) | Failed/Faulted | 2016 | Tier 2 - Elevated | Transformer only | 1 | 29 | 2016-01-29 | 1393928 | Sus | N | EquipmentFailureInvolved¦Overhead¦Transformer(OH)¦FailedFaulted
16-0009715 | Equipment Failure/Involved | Overhead | Insulator | Broken | 2016 | Tier 2 - Elevated | Transformer only | 2 | 1 | 2016-02-01 | 1396066 | Sus | N | EquipmentFailureInvolved¦Overhead¦Insulator¦Broken
16-0011481 | Equipment Failure/Involved | Underground | Bushing | Broken | 2016 | Tier 2 - Elevated | Distribution Circuit | 2 | 9 | 2016-02-09 | 1400568 | Sus | N | EquipmentFailureInvolved¦Underground¦Bushing¦Broken
16-0013919 | Equipment Failure/Involved | Electrical Overload | Fuse | Failed/Faulted | 2016 | Tier 2 - Elevated | Distribution Circuit | 2 | 18 | 2016-02-18 | 1408196 | Sus | N | EquipmentFailureInvolved¦ElectricalOverload¦Fuse¦FailedFaulted
16-0017893 | Vegetation | Tree - branch fell on line | Fuse | Normal | 2016 | Tier 2 - Elevated | Distribution Circuit | 3 | 5 | 2016-03-05 | 1417928 | Sus | N | Vegetation¦Treebranchfellonline¦Fuse¦Normal
16-0018440 | Equipment Failure/Involved | Overhead | Transformer | Failed/Faulted | 2016 | Tier 2 - Elevated | Distribution Circuit | 3 | 6 | 2016-03-06 | 1421845 | Sus | N | EquipmentFailureInvolved¦Overhead¦Transformer¦FailedFaulted
16-0019328 | Equipment Failure/Involved | Overhead | Transformer | Failed/Faulted | 2016 | Tier 2 - Elevated | Transformer only | 3 | 8 | 2016-03-08 | 1425451 | Sus | N | EquipmentFailureInvolved¦Overhead¦Transformer¦FailedFaulted
16-0021479 | Vegetation | Tree - fell into line | Conductor, Overhead | Broken, wire on ground | 2016 | Tier 2 - Elevated | Distribution Circuit | 3 | 14 | 2016-03-14 | 1431569 | Sus | N | Vegetation¦Treefellintoline¦ConductorOverhead¦Brokenwireonground
16-0024229 | Unknown Cause | Patrol - not conducted |  |  | 2016 | Tier 2 - Elevated | Distribution Circuit | 3 | 27 | 2016-03-27 | 1439304 | Sus | N | UnknownCause¦Patrolnotconducted¦¦
16-0027080 | Equipment Failure/Involved | Overhead | Transformer | Failed/Faulted | 2016 | Tier 3 - Extreme | Distribution Circuit | 4 | 8 | 2016-04-08 | 1446765 | Sus | N | EquipmentFailureInvolved¦Overhead¦Transformer¦FailedFaulted
16-0031038 | Vegetation | Tree - bark fell into line | Secondary | Broken, wire on object | 2016 | Tier 2 - Elevated | Transformer only | 4 | 24 | 2016-04-24 | 1457083 | Sus | N | Vegetation¦Treebarkfellintoline¦Secondary¦Brokenwireonobject
16-0032920 | Vegetation | Tree - fell into line | Fuse | Failed/Faulted | 2016 | Tier 3 - Extreme | Distribution Circuit | 4 | 30 | 2016-04-30 | 1462439 | Sus | N | Vegetation¦Treefellintoline¦Fuse¦FailedFaulted
16-0037232 | Unknown Cause | Patrol - found nothing |  |  | 2016 | Tier 2 - Elevated | Distribution Circuit | 5 | 19 | 2016-05-19 | 1472940 | Sus | Y | UnknownCause¦Patrolfoundnothing¦¦
16-0039501 | Equipment Failure/Involved | Overhead | Transformer | Failed/Faulted | 2016 | Tier 2 - Elevated | Transformer only | 5 | 28 | 2016-05-28 | 1478398 | Sus | Y | EquipmentFailureInvolved¦Overhead¦Transformer¦FailedFaulted
16-0043872 | Unknown Cause | Patrol - not conducted |  |  | 2016 | Tier 2 - Elevated | Distribution Circuit | 6 | 17 | 2016-06-17 | 1491102 | Sus | Y | UnknownCause¦Patrolnotconducted¦¦
16-0048686 | Equipment Failure/Involved | Overhead | Pothead(Riser Termination) | Failed/Faulted | 2016 | Tier 3 - Extreme | Distribution Circuit | 7 | 8 | 2016-07-08 | 1502945 | Sus | Y | EquipmentFailureInvolved¦Overhead¦Pothead(RiserTermination)¦FailedFaulted
16-0048686 | Equipment Failure/Involved | Overhead | Pothead(Riser Termination) | Failed/Faulted | 2016 | Tier 3 - Extreme | Distribution Circuit | 7 | 8 | 2016-07-08 | 1502945 | Sus | Y | EquipmentFailureInvolved¦Overhead¦Pothead(RiserTermination)¦FailedFaulted
16-0057430 | Animal | Other | Elbow | Failed/Faulted | 2016 | Tier 3 - Extreme | Distribution Circuit | 8 | 15 | 2016-08-15 | 1526837 | Sus | Y | Animal¦Other¦Elbow¦FailedFaulted
16-0058586 | Environmental/External | Fire, Forest/Grass | Transformer (OH) | Burned/flashed | 2016 | Tier 2 - Elevated | Transformer only | 8 | 18 | 2016-08-18 | 1529066 | Sus | Y | EnvironmentalExternal¦FireForestGrass¦Transformer(OH)¦Burnedflashed
16-0062309 | Animal | Bird found | Cutout, fuse holder | Normal | 2016 | Tier 2 - Elevated | Distribution Circuit | 9 | 4 | 2016-09-04 | 1536511 | Sus | Y | Animal¦Birdfound¦Cutoutfuseholder¦Normal
16-0064775 | Vegetation | Tree - fell into line | Conductor, Overhead | Broken, wire on ground | 2016 | Tier 2 - Elevated | Distribution Circuit | 9 | 14 | 2016-09-14 | 1541644 | Sus | Y | Vegetation¦Treefellintoline¦ConductorOverhead¦Brokenwireonground
16-0070637 | Unknown Cause | Patrol - found nothing |  |  | 2016 | Tier 2 - Elevated | Distribution Circuit | 10 | 9 | 2016-10-09 | 1555321 | Sus | Y | UnknownCause¦Patrolfoundnothing¦¦
16-0072113 | Equipment Failure/Involved | Overhead | Connector or Splice (OH) | Broken, wire on ground | 2016 | Tier 2 - Elevated | Distribution Circuit | 10 | 14 | 2016-10-14 | 1559279 | Sus | Y | EquipmentFailureInvolved¦Overhead¦ConnectororSplice(OH)¦Brokenwireonground
16-0078872 | Unknown Cause | Patrol - found nothing |  |  | 2016 | Tier 3 - Extreme | Transformer only | 11 | 9 | 2016-11-09 | 1578587 | Sus | Y | UnknownCause¦Patrolfoundnothing¦¦
16-0082231 | Unknown Cause | Patrol - found nothing |  |  | 2016 | Tier 3 - Extreme | Distribution Circuit | 11 | 25 | 2016-11-25 | 1588824 | Sus | Y | UnknownCause¦Patrolfoundnothing¦¦
16-0083523 | Unknown Cause | Patrol - found nothing |  |  | 2016 | Tier 3 - Extreme | Distribution Circuit | 12 | 2 | 2016-12-02 | 1593123 | Sus | N | UnknownCause¦Patrolfoundnothing¦¦
16-0084270 | Unknown Cause | Patrol - found nothing |  |  | 2016 | Tier 2 - Elevated | Distribution Circuit | 12 | 7 | 2016-12-07 | 1595857 | Sus | N | UnknownCause¦Patrolfoundnothing¦¦
16-0085902 | Vegetation | Tree - branch fell on line | Conductor, Overhead | Broken, wire on ground | 2016 | Tier 3 - Extreme | Distribution Circuit | 12 | 15 | 2016-12-15 | 1603706 | Sus | N | Vegetation¦Treebranchfellonline¦ConductorOverhead¦Brokenwireonground
17-0003659 | Equipment Failure/Involved | Overhead | Connector or Splice (OH) | Arcing | 2017 | Tier 3 - Extreme | Distribution Circuit | 1 | 4 | 2017-01-04 | 1618132 | Sus | N | EquipmentFailureInvolved¦Overhead¦ConnectororSplice(OH)¦Arcing
17-0005067 | Unknown Cause | Patrol - found nothing |  |  | 2017 | Tier 3 - Extreme | Distribution Circuit | 1 | 8 | 2017-01-08 | 1623090 | Sus | N | UnknownCause¦Patrolfoundnothing¦¦
17-0005315 | Equipment Failure/Involved | Overhead | Insulator | Broken | 2017 | Tier 2 - Elevated | Transmission line | 1 | 8 | 2017-01-08 | 1626530 | Sus | N | EquipmentFailureInvolved¦Overhead¦Insulator¦Broken
17-0006084 | Vegetation | Tree - fell into line | Conductor, Overhead | Together | 2017 | Tier 2 - Elevated | Distribution Circuit | 1 | 8 | 2017-01-08 | 1629776 | Sus | N | Vegetation¦Treefellintoline¦ConductorOverhead¦Together
17-0006241 | 3rd Party | Customer Equipment | Pole-Wood | On Ground | 2017 | Tier 3 - Extreme | Distribution Circuit | 1 | 9 | 2017-01-09 | 1631812 | Sus | N | 3rdParty¦CustomerEquipment¦PoleWood¦OnGround
17-0006561 | Unknown Cause | Patrol - found nothing |  |  | 2017 | Tier 3 - Extreme | Distribution Circuit | 1 | 10 | 2017-01-10 | 1632723 | Sus | N | UnknownCause¦Patrolfoundnothing¦¦
17-0006612 | Vegetation | Tree - fell into line | Conductor, Overhead | Broken, wire on ground | 2017 | Tier 2 - Elevated | Distribution Circuit | 1 | 10 | 2017-01-10 | 1633199 | Sus | N | Vegetation¦Treefellintoline¦ConductorOverhead¦Brokenwireonground
17-0009148 | Vegetation | Tree - fell into line | Secondary | Broken | 2017 | Tier 3 - Extreme | Transformer only | 1 | 14 | 2017-01-14 | 1643694 | Sus | N | Vegetation¦Treefellintoline¦Secondary¦Broken
17-0009359 | Unknown Cause | Patrol - found nothing |  |  | 2017 | Tier 2 - Elevated | Distribution Circuit | 1 | 16 | 2017-01-16 | 1644311 | Sus | N | UnknownCause¦Patrolfoundnothing¦¦
17-0010028 | Vegetation | Tree - branch fell on line | Conductor, Overhead | Normal | 2017 | Tier 2 - Elevated | Distribution Circuit | 1 | 18 | 2017-01-18 | 1646501 | Sus | N | Vegetation¦Treebranchfellonline¦ConductorOverhead¦Normal
17-0010028 | Vegetation | Tree - branch fell on line | Conductor, Overhead | Normal | 2017 | Tier 2 - Elevated | Distribution Circuit | 1 | 18 | 2017-01-18 | 1646501 | Sus | N | Vegetation¦Treebranchfellonline¦ConductorOverhead¦Normal
17-0010236 | Equipment Failure/Involved | Overhead | Conductor, Overhead | Broken, wire on ground | 2017 | Tier 2 - Elevated | Distribution Circuit | 1 | 18 | 2017-01-18 | 1646802 | Sus | N | EquipmentFailureInvolved¦Overhead¦ConductorOverhead¦Brokenwireonground
17-0010655 | Equipment Failure/Involved | Overhead | Service conductor | Broken | 2017 | Tier 2 - Elevated | Transformer only | 1 | 18 | 2017-01-18 | 1646748 | Sus | N | EquipmentFailureInvolved¦Overhead¦Serviceconductor¦Broken
17-0012077 | Equipment Failure/Involved | Overhead | Conductor, Overhead | Normal | 2017 | Tier 3 - Extreme | Distribution Circuit | 1 | 21 | 2017-01-21 | 1656729 | Sus | N | EquipmentFailureInvolved¦Overhead¦ConductorOverhead¦Normal
17-0013856 | Vegetation | Tree - branch fell on line | Conductor, Overhead | Normal | 2017 | Tier 3 - Extreme | Distribution Circuit | 1 | 23 | 2017-01-23 | 1663425 | Sus | N | Vegetation¦Treebranchfellonline¦ConductorOverhead¦Normal
17-0013889 | Vegetation | Tree - fell into line | Conductor, Overhead | Normal | 2017 | Tier 3 - Extreme | Distribution Circuit | 1 | 23 | 2017-01-23 | 1662703 | Sus | N | Vegetation¦Treefellintoline¦ConductorOverhead¦Normal
17-0014324 | Vegetation | Tree - branch fell on line | Fuse | Failed/Faulted | 2017 | Tier 3 - Extreme | Distribution Circuit | 1 | 23 | 2017-01-23 | 1665575 | Sus | N | Vegetation¦Treebranchfellonline¦Fuse¦FailedFaulted
17-0016218 | Equipment Failure/Involved | Overhead | Connector or Splice (OH) | Broken | 2017 | Tier 2 - Elevated | Transformer only | 1 | 31 | 2017-01-31 | 1670982 | Sus | N | EquipmentFailureInvolved¦Overhead¦ConnectororSplice(OH)¦Broken
17-0017698 | Vegetation | Tree - fell into line | Conductor, Overhead | Broken, wire on ground | 2017 | Tier 2 - Elevated | Distribution Circuit | 2 | 6 | 2017-02-06 | 1675873 | Sus | N | Vegetation¦Treefellintoline¦ConductorOverhead¦Brokenwireonground
17-0018266 | Equipment Failure/Involved | Overhead | Transformer | Failed/Faulted | 2017 | Tier 3 - Extreme | Transformer only | 2 | 7 | 2017-02-07 | 1677367 | Sus | N | EquipmentFailureInvolved¦Overhead¦Transformer¦FailedFaulted
17-0018660 | Equipment Failure/Involved | Overhead | Conductor, Overhead | Broken, wire on ground | 2017 | Tier 2 - Elevated | Distribution Circuit | 2 | 7 | 2017-02-07 | 1679934 | Sus | N | EquipmentFailureInvolved¦Overhead¦ConductorOverhead¦Brokenwireonground
17-0019403 | Equipment Failure/Involved | Overhead | Crossarm, Wood | Broken | 2017 | Tier 2 - Elevated | Transformer only | 2 | 9 | 2017-02-09 | 1683288 | Sus | N | EquipmentFailureInvolved¦Overhead¦CrossarmWood¦Broken
17-0019771 | Vegetation | Tree - fell into line | Crossarm, Wood | Broken, wire on object | 2017 | Tier 3 - Extreme | Distribution Circuit | 2 | 10 | 2017-02-10 | 1684519 | Sus | N | Vegetation¦Treefellintoline¦CrossarmWood¦Brokenwireonobject
17-0025068 | Environmental/External | Flood/Erosion | Anchor or Guy | Broken | 2017 | Tier 3 - Extreme | Distribution Circuit | 2 | 21 | 2017-02-21 | 1708376 | Sus | N | EnvironmentalExternal¦FloodErosion¦AnchororGuy¦Broken
17-0025083 | Vegetation | Tree - fell into line | Conductor, Overhead | Broken, wire on ground | 2017 | Tier 2 - Elevated | Distribution Circuit | 2 | 18 | 2017-02-18 | 1698931 | Sus | N | Vegetation¦Treefellintoline¦ConductorOverhead¦Brokenwireonground
17-0026706 | Equipment Failure/Involved | Overhead | Other | Broken | 2017 | Tier 2 - Elevated | Distribution Circuit | 2 | 25 | 2017-02-25 | 1713840 | Sus | N | EquipmentFailureInvolved¦Overhead¦Other¦Broken
17-0027519 | Unknown Cause | Patrol - found nothing |  |  | 2017 | Tier 2 - Elevated | Distribution Circuit | 3 | 1 | 2017-03-01 | 1716409 | Sus | N | UnknownCause¦Patrolfoundnothing¦¦
17-0027891 | Equipment Failure/Involved | Overhead | Connector or Splice (OH) | Broken | 2017 | Tier 2 - Elevated | Transformer only | 3 | 2 | 2017-03-02 | 1717353 | Sus | N | EquipmentFailureInvolved¦Overhead¦ConnectororSplice(OH)¦Broken
17-0029922 | Equipment Failure/Involved | Overhead | Crossarm, Wood | Deteriorated | 2017 | Tier 2 - Elevated | Transformer only | 3 | 10 | 2017-03-10 | 1723875 | Sus | N | EquipmentFailureInvolved¦Overhead¦CrossarmWood¦Deteriorated
17-0030883 | Equipment Failure/Involved | Overhead | Cutout, fuse holder | Burned/flashed | 2017 | Tier 2 - Elevated | Distribution Circuit | 3 | 15 | 2017-03-15 | 1727433 | Sus | N | EquipmentFailureInvolved¦Overhead¦Cutoutfuseholder¦Burnedflashed
17-0032471 | Environmental/External | Lightning | Transformer (OH) | Failed/Faulted | 2017 | Tier 2 - Elevated | Distribution Circuit | 3 | 21 | 2017-03-21 | 1732131 | Sus | N | EnvironmentalExternal¦Lightning¦Transformer(OH)¦FailedFaulted
17-0038086 | Vegetation | Tree - fell into line | Conductor, Overhead | Broken, wire on ground | 2017 | Tier 3 - Extreme | Distribution Circuit | 4 | 7 | 2017-04-07 | 1751570 | Sus | N | Vegetation¦Treefellintoline¦ConductorOverhead¦Brokenwireonground
17-0038128 | Unknown Cause | Patrol - not conducted |  |  | 2017 | Tier 3 - Extreme | Distribution Circuit | 4 | 6 | 2017-04-06 | 1751985 | Sus | N | UnknownCause¦Patrolnotconducted¦¦
17-0038207 | Vegetation | Tree - branch fell on line | Conductor, Overhead | Normal | 2017 | Tier 3 - Extreme | Distribution Circuit | 4 | 8 | 2017-04-08 | 1752227 | Sus | N | Vegetation¦Treebranchfellonline¦ConductorOverhead¦Normal
17-0043499 | 3rd Party | Vehicle | Pole-Wood | Broken | 2017 | Tier 2 - Elevated | Distribution Circuit | 4 | 27 | 2017-04-27 | 1768855 | Sus | N | 3rdParty¦Vehicle¦PoleWood¦Broken
17-0045438 | Unknown Cause | Patrol - found nothing |  |  | 2017 | Tier 2 - Elevated | Distribution Circuit | 5 | 4 | 2017-05-04 | 1775104 | Sus | Y | UnknownCause¦Patrolfoundnothing¦¦
17-0048558 | Equipment Failure/Involved | Overhead | Connector or Splice (OH) | Broken, wire on ground | 2017 | Tier 2 - Elevated | Distribution Circuit | 5 | 17 | 2017-05-17 | 1784073 | Sus | Y | EquipmentFailureInvolved¦Overhead¦ConnectororSplice(OH)¦Brokenwireonground
17-0053686 | 3rd Party | Vehicle | Pole-Wood | Broken | 2017 | Tier 2 - Elevated | Distribution Circuit | 6 | 8 | 2017-06-08 | 1799601 | Sus | Y | 3rdParty¦Vehicle¦PoleWood¦Broken
17-0054332 | Unknown Cause | Patrol - found nothing |  |  | 2017 | Tier 2 - Elevated | Distribution Circuit | 6 | 11 | 2017-06-11 | 1801847 | Sus | Y | UnknownCause¦Patrolfoundnothing¦¦
17-0059061 | Equipment Failure/Involved | Overhead | Transformer | Failed/Faulted | 2017 | Tier 2 - Elevated | Transformer only | 6 | 27 | 2017-06-27 | 1819501 | Sus | Y | EquipmentFailureInvolved¦Overhead¦Transformer¦FailedFaulted
17-0069741 | 3rd Party | Vehicle | Conductor, Overhead | Together | 2017 | Tier 3 - Extreme | Distribution Circuit | 8 | 11 | 2017-08-11 | 1850738 | Sus | Y | 3rdParty¦Vehicle¦ConductorOverhead¦Together
17-0072709 | Unknown Cause | Patrol - found nothing |  |  | 2017 | Tier 3 - Extreme | Distribution Circuit | 8 | 25 | 2017-08-25 | 1858896 | Sus | Y | UnknownCause¦Patrolfoundnothing¦¦
17-0076776 | Environmental/External | Lightning | Transformer | Failed/Faulted | 2017 | Tier 2 - Elevated | Transformer only | 9 | 7 | 2017-09-07 | 1872596 | Sus | Y | EnvironmentalExternal¦Lightning¦Transformer¦FailedFaulted
17-0079875 | Vegetation | Tree - fell into line | Pole-Wood | Broken, wire on ground | 2017 | Tier 2 - Elevated | Distribution Circuit | 9 | 19 | 2017-09-19 | 1881482 | Sus | Y | Vegetation¦Treefellintoline¦PoleWood¦Brokenwireonground
17-0081914 | Vegetation | Tree - fell into line | Conductor, Overhead | Together | 2017 | Tier 3 - Extreme | Distribution Circuit | 9 | 26 | 2017-09-26 | 1886276 | Sus | Y | Vegetation¦Treefellintoline¦ConductorOverhead¦Together
17-0085175 | Equipment Failure/Involved | Overhead | Conductor, Overhead | Broken, wire on ground | 2017 | Tier 2 - Elevated | Distribution Circuit | 10 | 8 | 2017-10-08 | 1893704 | Sus | Y | EquipmentFailureInvolved¦Overhead¦ConductorOverhead¦Brokenwireonground
17-0085445 | Unknown Cause | Patrol - found nothing |  |  | 2017 | Tier 3 - Extreme | Distribution Circuit | 10 | 9 | 2017-10-09 | 1895783 | Sus | Y | UnknownCause¦Patrolfoundnothing¦¦
17-0086481 | Environmental/External | Fire, Forest/Grass | Pole-Wood | Burned/flashed | 2017 | Tier 2 - Elevated | Distribution Circuit | 10 | 8 | 2017-10-08 | 1898927 | Sus | Y | EnvironmentalExternal¦FireForestGrass¦PoleWood¦Burnedflashed
17-0086806 | Vegetation | Tree - fell into line | Conductor, Overhead | Burned/flashed | 2017 | Tier 2 - Elevated | Distribution Circuit | 10 | 12 | 2017-10-12 | 1899442 | Sus | Y | Vegetation¦Treefellintoline¦ConductorOverhead¦Burnedflashed
17-0088005 | Environmental/External | Fire, Forest/Grass | Pole-Wood | Broken | 2017 | Tier 2 - Elevated | Distribution Circuit | 10 | 13 | 2017-10-13 | 1902615 | Sus | Y | EnvironmentalExternal¦FireForestGrass¦PoleWood¦Broken
17-0092165 | Unknown Cause | Patrol - found nothing |  |  | 2017 | Tier 2 - Elevated | Distribution Circuit | 11 | 2 | 2017-11-02 | 1914288 | Sus | Y | UnknownCause¦Patrolfoundnothing¦¦
17-0092615 | Equipment Failure/Involved | Overhead | Transformer | Failed/Faulted | 2017 | Tier 2 - Elevated | Transformer only | 11 | 4 | 2017-11-04 | 1915763 | Sus | Y | EquipmentFailureInvolved¦Overhead¦Transformer¦FailedFaulted
17-0093731 | Vegetation | Tree - fell into line | Transformer | Broken, wire on ground | 2017 | Tier 2 - Elevated | Transformer only | 11 | 9 | 2017-11-09 | 1918907 | Sus | Y | Vegetation¦Treefellintoline¦Transformer¦Brokenwireonground
17-0094299 | Vegetation | Tree - bark fell into line | Conductor, Overhead | Normal | 2017 | Tier 3 - Extreme | Distribution Circuit | 11 | 10 | 2017-11-10 | 1920096 | Sus | Y | Vegetation¦Treebarkfellintoline¦ConductorOverhead¦Normal
17-0094644 | Equipment Failure/Involved | Overhead | Conductor, Overhead | Broken | 2017 | Tier 2 - Elevated | Distribution Circuit | 11 | 13 | 2017-11-13 | 1921273 | Sus | Y | EquipmentFailureInvolved¦Overhead¦ConductorOverhead¦Broken
17-0096017 | Vegetation | Tree - fell into line | Conductor, Overhead | Broken, wire on ground | 2017 | Tier 2 - Elevated | Transformer only | 11 | 17 | 2017-11-17 | 1924922 | Sus | Y | Vegetation¦Treefellintoline¦ConductorOverhead¦Brokenwireonground
17-0098518 | Equipment Failure/Involved | Overhead | Transformer (OH) | Failed/Faulted | 2017 | Tier 2 - Elevated | Transformer only | 11 | 30 | 2017-11-30 | 1932331 | Sus | Y | EquipmentFailureInvolved¦Overhead¦Transformer(OH)¦FailedFaulted
17-0100549 | Vegetation | Tree - fell into line | Crossarm, Wood | Broken, wire on ground | 2017 | Tier 2 - Elevated | Distribution Circuit | 12 | 7 | 2017-12-07 | 1938229 | Sus | N | Vegetation¦Treefellintoline¦CrossarmWood¦Brokenwireonground
17-0100881 | Vegetation | Tree - fell into line | Pole-Wood | Broken, wire on ground | 2017 | Tier 2 - Elevated | Distribution Circuit | 12 | 8 | 2017-12-08 | 1939265 | Sus | N | Vegetation¦Treefellintoline¦PoleWood¦Brokenwireonground
17-0103636 | Equipment Failure/Involved | Electrical Overload | Transformer | Failed/Faulted | 2017 | Tier 2 - Elevated | Transformer only | 12 | 29 | 2017-12-29 | 1953152 | Sus | N | EquipmentFailureInvolved¦ElectricalOverload¦Transformer¦FailedFaulted
18-0010725 | Unknown Cause | Patrol - found nothing |  |  | 2018 | Tier 2 - Elevated | Distribution Circuit | 2 | 1 | 2018-02-01 | 17473 | Sus | N | UnknownCause¦Patrolfoundnothing¦¦
18-0011228 | Unknown Cause | Patrol - not conducted |  |  | 2018 | Tier 2 - Elevated | Distribution Circuit | 2 | 2 | 2018-02-02 | 18530 | Sus | N | UnknownCause¦Patrolnotconducted¦¦
18-0018742 | Unknown Cause | Patrol - found nothing |  |  | 2018 | Tier 2 - Elevated | Distribution Circuit | 3 | 1 | 2018-03-01 | 35264 | Sus | N | UnknownCause¦Patrolfoundnothing¦¦
18-0025324 | Vegetation | Tree - fell into line | Conductor, Overhead | Broken, wire on ground | 2018 | Tier 3 - Extreme | Distribution Circuit | 3 | 22 | 2018-03-22 | 50280 | Sus | N | Vegetation¦Treefellintoline¦ConductorOverhead¦Brokenwireonground
18-0042659 | Unknown Cause | Patrol - found nothing |  |  | 2018 | Tier 3 - Extreme | Distribution Circuit | 5 | 20 | 2018-05-20 | 90273 | Sus | Y | UnknownCause¦Patrolfoundnothing¦¦
18-0043376 | 3rd Party | Vehicle | Anchor or Guy | Broken | 2018 | Tier 2 - Elevated | Distribution Circuit | 5 | 22 | 2018-05-22 | 92123 | Sus | Y | 3rdParty¦Vehicle¦AnchororGuy¦Broken
18-0046777 | Vegetation | Tree - fell into line | Conductor, Overhead | Broken, wire on ground | 2018 | Tier 2 - Elevated | Distribution Circuit | 6 | 3 | 2018-06-03 | 100245 | Sus | Y | Vegetation¦Treefellintoline¦ConductorOverhead¦Brokenwireonground
18-0055455 | Equipment Failure/Involved | Overhead | Transformer (OH) | Failed/Faulted | 2018 | Tier 3 - Extreme | Transformer only | 6 | 28 | 2018-06-28 | 119879 | Sus | Y | EquipmentFailureInvolved¦Overhead¦Transformer(OH)¦FailedFaulted
18-0061845 | Equipment Failure/Involved | Overhead | Crossarm, Wood | Broken | 2018 | Tier 2 - Elevated | Distribution Circuit | 7 | 20 | 2018-07-20 | 136294 | Sus | Y | EquipmentFailureInvolved¦Overhead¦CrossarmWood¦Broken
18-0063041 | Equipment Failure/Involved | Overhead | Lightning Arrestor | Failed/Faulted | 2018 | Tier 3 - Extreme | Distribution Circuit | 7 | 24 | 2018-07-24 | 139055 | Sus | Y | EquipmentFailureInvolved¦Overhead¦LightningArrestor¦FailedFaulted
18-0063181 | Equipment Failure/Involved | Overhead | Transformer | Failed/Faulted | 2018 | Tier 2 - Elevated | Transformer only | 7 | 24 | 2018-07-24 | 139068 | Sus | Y | EquipmentFailureInvolved¦Overhead¦Transformer¦FailedFaulted
18-0064525 | Vegetation | Tree - fell into line | Conductor, Overhead | Broken, wire on ground | 2018 | Tier 3 - Extreme | Distribution Circuit | 7 | 27 | 2018-07-27 | 142183 | Sus | Y | Vegetation¦Treefellintoline¦ConductorOverhead¦Brokenwireonground
18-0067291 | 3rd Party | Vehicle | Pole-Wood | Normal | 2018 | Tier 2 - Elevated | Distribution Circuit | 8 | 7 | 2018-08-07 | 150363 | Sus | Y | 3rdParty¦Vehicle¦PoleWood¦Normal
18-0070633 | Animal | Squirrel | Transformer (OH) | Failed/Faulted | 2018 | Tier 3 - Extreme | Distribution Circuit | 8 | 16 | 2018-08-16 | 156283 | Sus | Y | Animal¦Squirrel¦Transformer(OH)¦FailedFaulted
18-0071267 | Vegetation | Tree - fell into line | Secondary | Normal | 2018 | Tier 3 - Extreme | Distribution Circuit | 8 | 17 | 2018-08-17 | 157344 | Sus | Y | Vegetation¦Treefellintoline¦Secondary¦Normal
18-0071351 | Equipment Failure/Involved | Overhead | Transformer | Failed/Faulted | 2018 | Tier 2 - Elevated | Transformer only | 8 | 18 | 2018-08-18 | 157583 | Sus | Y | EquipmentFailureInvolved¦Overhead¦Transformer¦FailedFaulted
18-0076764 | Equipment Failure/Involved | Overhead | Transformer | Failed/Faulted | 2018 | Tier 2 - Elevated | Transformer only | 9 | 5 | 2018-09-05 | 168470 | Sus | Y | EquipmentFailureInvolved¦Overhead¦Transformer¦FailedFaulted
18-0077740 | Vegetation | Tree - branch fell on line | Conductor, Overhead | Broken, wire on ground | 2018 | Tier 3 - Extreme | Distribution Circuit | 9 | 8 | 2018-09-08 | 170409 | Sus | Y | Vegetation¦Treebranchfellonline¦ConductorOverhead¦Brokenwireonground
18-0081034 | Equipment Failure/Involved | Overhead | Crossarm, Wood | Broken | 2018 | Tier 2 - Elevated | Transformer only | 9 | 18 | 2018-09-18 | 176869 | Sus | Y | EquipmentFailureInvolved¦Overhead¦CrossarmWood¦Broken
18-0085954 | Animal | Squirrel | Conductor, Overhead | Broken, wire on ground | 2018 | Tier 2 - Elevated | Distribution Circuit | 10 | 3 | 2018-10-03 | 186746 | Sus | Y | Animal¦Squirrel¦ConductorOverhead¦Brokenwireonground
18-0085954 | Animal | Squirrel | Conductor, Overhead | Broken, wire on ground | 2018 | Tier 2 - Elevated | Distribution Circuit | 10 | 3 | 2018-10-03 | 186746 | Sus | Y | Animal¦Squirrel¦ConductorOverhead¦Brokenwireonground
18-0090437 | Equipment Failure/Involved | Overhead | Transformer | Failed/Faulted | 2018 | Tier 2 - Elevated | Transformer only | 10 | 15 | 2018-10-15 | 195307 | Sus | Y | EquipmentFailureInvolved¦Overhead¦Transformer¦FailedFaulted
18-0090601 | Vegetation | Tree - branch fell on line | Conductor, Overhead | Normal | 2018 | Tier 3 - Extreme | Distribution Circuit | 10 | 15 | 2018-10-15 | 195701 | Sus | Y | Vegetation¦Treebranchfellonline¦ConductorOverhead¦Normal
18-0090809 | Vegetation | Tree - branch fell on line | Conductor, Overhead | Normal | 2018 | Tier 3 - Extreme | Distribution Circuit | 10 | 15 | 2018-10-15 | 195905 | Sus | Y | Vegetation¦Treebranchfellonline¦ConductorOverhead¦Normal
18-0095011 | Animal | Bird found | Conductor, Overhead | Normal | 2018 | Tier 2 - Elevated | Distribution Circuit | 10 | 29 | 2018-10-29 | 204043 | Sus | Y | Animal¦Birdfound¦ConductorOverhead¦Normal
18-0096720 | Equipment Failure/Involved | Overhead | Transformer | Failed/Faulted | 2018 | Tier 2 - Elevated | Transformer only | 11 | 2 | 2018-11-02 | 207799 | Sus | Y | EquipmentFailureInvolved¦Overhead¦Transformer¦FailedFaulted
18-0096925 | Animal | Squirrel | Transformer (OH) | Normal | 2018 | Tier 3 - Extreme | Distribution Circuit | 11 | 4 | 2018-11-04 | 208488 | Sus | Y | Animal¦Squirrel¦Transformer(OH)¦Normal
18-0096998 | Equipment Failure/Involved | Overhead | Transformer (OH) | Failed/Faulted | 2018 | Tier 2 - Elevated | Distribution Circuit | 11 | 4 | 2018-11-04 | 208660 | Sus | Y | EquipmentFailureInvolved¦Overhead¦Transformer(OH)¦FailedFaulted
18-0101786 | Environmental/External | Fire, Forest/Grass | Pole-Wood | Burned/flashed | 2018 | Tier 3 - Extreme | Distribution Circuit | 11 | 8 | 2018-11-08 | 219880 | Sus | Y | EnvironmentalExternal¦FireForestGrass¦PoleWood¦Burnedflashed
18-0102680 | Unknown Cause | Patrol - found nothing |  |  | 2018 | Tier 2 - Elevated | Distribution Circuit | 11 | 23 | 2018-11-23 | 223191 | Sus | Y | UnknownCause¦Patrolfoundnothing¦¦
18-0103702 | Environmental/External | Fire, Forest/Grass | Pole-Wood | Burned/flashed | 2018 | Tier 3 - Extreme | Distribution Circuit | 11 | 8 | 2018-11-08 | 225370 | Sus | Y | EnvironmentalExternal¦FireForestGrass¦PoleWood¦Burnedflashed
18-0105285 | Environmental/External | Lightning | Transformer (OH) | Failed/Faulted | 2018 | Tier 2 - Elevated | Distribution Circuit | 11 | 29 | 2018-11-29 | 229178 | Sus | Y | EnvironmentalExternal¦Lightning¦Transformer(OH)¦FailedFaulted
18-0107708 | Equipment Failure/Involved | Overhead | Jumper | Deteriorated | 2018 | Tier 2 - Elevated | Distribution Circuit | 12 | 6 | 2018-12-06 | 235056 | Sus | N | EquipmentFailureInvolved¦Overhead¦Jumper¦Deteriorated
19-0004864 | Vegetation | Tree - fell into line | Conductor, Overhead | Broken, wire on ground | 2019 | Tier 3 - Extreme | Distribution Circuit | 1 | 5 | 2019-01-05 | 254325 | Sus | N | Vegetation¦Treefellintoline¦ConductorOverhead¦Brokenwireonground
19-0005261 | Vegetation | Tree - fell into line | Conductor, Overhead | Broken, wire on ground | 2019 | Tier 2 - Elevated | Distribution Circuit | 1 | 6 | 2019-01-06 | 256272 | Sus | N | Vegetation¦Treefellintoline¦ConductorOverhead¦Brokenwireonground
19-0006709 | Unknown Cause | Patrol - found nothing |  |  | 2019 | Tier 2 - Elevated | Distribution Circuit | 1 | 9 | 2019-01-09 | 261261 | Sus | N | UnknownCause¦Patrolfoundnothing¦¦
19-0009846 | Vegetation | Tree - fell into line | Conductor, Overhead | Broken, wire on ground | 2019 | Tier 3 - Extreme | Distribution Circuit | 1 | 16 | 2019-01-16 | 267657 | Sus | N | Vegetation¦Treefellintoline¦ConductorOverhead¦Brokenwireonground
19-0010313 | Vegetation | Tree - fell into line | Conductor, Overhead | Broken, wire on ground | 2019 | Tier 2 - Elevated | Distribution Circuit | 1 | 16 | 2019-01-16 | 269566 | Sus | N | Vegetation¦Treefellintoline¦ConductorOverhead¦Brokenwireonground
19-0010385 | Equipment Failure/Involved | Overhead | Conductor, Overhead | Broken, wire on ground | 2019 | Tier 3 - Extreme | Distribution Circuit | 1 | 16 | 2019-01-16 | 270314 | Sus | N | EquipmentFailureInvolved¦Overhead¦ConductorOverhead¦Brokenwireonground
19-0010923 | Vegetation | Tree - fell into line | Conductor, Overhead | Together | 2019 | Tier 3 - Extreme | Distribution Circuit | 1 | 17 | 2019-01-17 | 273495 | Sus | N | Vegetation¦Treefellintoline¦ConductorOverhead¦Together
19-0017509 | Unknown Cause | Patrol - found nothing |  |  | 2019 | Tier 2 - Elevated | Distribution Circuit | 2 | 3 | 2019-02-03 | 288655 | Sus | N | UnknownCause¦Patrolfoundnothing¦¦
19-0017690 | Environmental/External | Lightning | Transformer | Failed/Faulted | 2019 | Tier 3 - Extreme | Transformer only | 2 | 3 | 2019-02-03 | 289361 | Sus | N | EnvironmentalExternal¦Lightning¦Transformer¦FailedFaulted
19-0019070 | Vegetation | Tree - fell into line | Conductor, Overhead | Broken, wire on ground | 2019 | Tier 2 - Elevated | Distribution Circuit | 2 | 5 | 2019-02-05 | 294139 | Sus | N | Vegetation¦Treefellintoline¦ConductorOverhead¦Brokenwireonground
19-0019176 | Vegetation | Tree - fell into line | Pole-Wood | Broken, wire on ground | 2019 | Tier 2 - Elevated | Distribution Circuit | 2 | 4 | 2019-02-04 | 294332 | Sus | N | Vegetation¦Treefellintoline¦PoleWood¦Brokenwireonground
19-0020538 | Vegetation | Tree - fell into line | Conductor, Overhead | Normal | 2019 | Tier 3 - Extreme | Distribution Circuit | 2 | 10 | 2019-02-10 | 297682 | Sus | N | Vegetation¦Treefellintoline¦ConductorOverhead¦Normal
19-0021026 | Vegetation | Tree - fell into line | Pole-Wood | Broken, wire on ground | 2019 | Tier 3 - Extreme | Distribution Circuit | 2 | 10 | 2019-02-10 | 298880 | Sus | N | Vegetation¦Treefellintoline¦PoleWood¦Brokenwireonground
19-0021634 | Equipment Failure/Involved | Overhead | Crossarm, Wood | Broken | 2019 | Tier 2 - Elevated | Distribution Circuit | 2 | 12 | 2019-02-12 | 301228 | Sus | N | EquipmentFailureInvolved¦Overhead¦CrossarmWood¦Broken
19-0022224 | Vegetation | Tree - branch fell on line | Conductor, Overhead | Broken, wire on ground | 2019 | Tier 2 - Elevated | Distribution Circuit | 2 | 12 | 2019-02-12 | 301209 | Sus | N | Vegetation¦Treebranchfellonline¦ConductorOverhead¦Brokenwireonground
19-0022606 | Vegetation | Tree - fell into line | Pole-Wood | Broken, wire on ground | 2019 | Tier 3 - Extreme | Distribution Circuit | 2 | 13 | 2019-02-13 | 305742 | Sus | N | Vegetation¦Treefellintoline¦PoleWood¦Brokenwireonground
19-0023326 | Vegetation | Tree - fell into line | Conductor, Overhead | Together | 2019 | Tier 3 - Extreme | Distribution Circuit | 2 | 14 | 2019-02-14 | 307397 | Sus | N | Vegetation¦Treefellintoline¦ConductorOverhead¦Together
19-0023849 | Vegetation | Tree - fell into line | Conductor, Overhead | Broken, wire on ground | 2019 | Tier 2 - Elevated | Distribution Circuit | 2 | 13 | 2019-02-13 | 311533 | Sus | N | Vegetation¦Treefellintoline¦ConductorOverhead¦Brokenwireonground
19-0024041 | Vegetation | Tree - branch fell on line | Transformer | Broken | 2019 | Tier 2 - Elevated | Transformer only | 2 | 15 | 2019-02-15 | 311448 | Sus | N | Vegetation¦Treebranchfellonline¦Transformer¦Broken
19-0026435 | Equipment Failure/Involved | Overhead | Conductor, Overhead | Broken, wire on ground | 2019 | Tier 2 - Elevated | Distribution Circuit | 2 | 20 | 2019-02-20 | 319397 | Sus | N | EquipmentFailureInvolved¦Overhead¦ConductorOverhead¦Brokenwireonground
19-0027354 | Equipment Failure/Involved | Overhead | Transformer | Failed/Faulted | 2019 | Tier 2 - Elevated | Distribution Circuit | 2 | 22 | 2019-02-22 | 321102 | Sus | N | EquipmentFailureInvolved¦Overhead¦Transformer¦FailedFaulted
19-0028995 | Vegetation | Tree - fell into line | Pole-Wood | Broken | 2019 | Tier 2 - Elevated | Distribution Circuit | 2 | 27 | 2019-02-27 | 326217 | Sus | N | Vegetation¦Treefellintoline¦PoleWood¦Broken
19-0029119 | Vegetation | Tree - fell into line | Conductor, Overhead | Normal | 2019 | Tier 2 - Elevated | Distribution Circuit | 2 | 27 | 2019-02-27 | 327004 | Sus | N | Vegetation¦Treefellintoline¦ConductorOverhead¦Normal
19-0029299 | Vegetation | Tree - fell into line | Conductor, Overhead | Broken, wire on ground | 2019 | Tier 3 - Extreme | Distribution Circuit | 2 | 26 | 2019-02-26 | 325251 | Sus | N | Vegetation¦Treefellintoline¦ConductorOverhead¦Brokenwireonground
19-0029844 | Equipment Failure/Involved | Overhead | Cutout, fuse holder | Failed/Faulted | 2019 | Tier 2 - Elevated | Distribution Circuit | 3 | 1 | 2019-03-01 | 328996 | Sus | N | EquipmentFailureInvolved¦Overhead¦Cutoutfuseholder¦FailedFaulted
19-0034355 | Equipment Failure/Involved | Overhead | Transformer | Failed/Faulted | 2019 | Tier 3 - Extreme | Transformer only | 3 | 15 | 2019-03-15 | 340556 | Sus | N | EquipmentFailureInvolved¦Overhead¦Transformer¦FailedFaulted
19-0034831 | Equipment Failure/Involved | Overhead | Transformer | Failed/Faulted | 2019 | Tier 2 - Elevated | Transformer only | 3 | 18 | 2019-03-18 | 342406 | Sus | N | EquipmentFailureInvolved¦Overhead¦Transformer¦FailedFaulted
19-0038087 | Equipment Failure/Involved | Underground | Conductor, Underground | Deteriorated | 2019 | Tier 2 - Elevated | Distribution Circuit | 3 | 28 | 2019-03-28 | 349707 | Sus | N | EquipmentFailureInvolved¦Underground¦ConductorUnderground¦Deteriorated
19-0041975 | Equipment Failure/Involved | Overhead | Crossarm, Wood | Broken | 2019 | Tier 3 - Extreme | Distribution Circuit | 4 | 12 | 2019-04-12 | 359672 | Sus | N | EquipmentFailureInvolved¦Overhead¦CrossarmWood¦Broken
19-0047112 | Equipment Failure/Involved | Overhead | Pole-Wood | Broken | 2019 | Tier 2 - Elevated | Distribution Circuit | 4 | 29 | 2019-04-29 | 370244 | Sus | N | EquipmentFailureInvolved¦Overhead¦PoleWood¦Broken
19-0050600 | Unknown Cause | Patrol - found nothing |  |  | 2019 | Tier 3 - Extreme | Distribution Circuit | 5 | 10 | 2019-05-10 | 377543 | Sus | Y | UnknownCause¦Patrolfoundnothing¦¦
19-0050819 | Environmental/External | Lightning | Transformer | Failed/Faulted | 2019 | Tier 3 - Extreme | Transformer only | 5 | 10 | 2019-05-10 | 377882 | Sus | Y | EnvironmentalExternal¦Lightning¦Transformer¦FailedFaulted
19-0052286 | Vegetation | Tree - branch fell on line | Conductor, Overhead | Broken, wire on ground | 2019 | Tier 2 - Elevated | Distribution Circuit | 5 | 15 | 2019-05-15 | 381156 | Sus | Y | Vegetation¦Treebranchfellonline¦ConductorOverhead¦Brokenwireonground
19-0053999 | Vegetation | Tree - fell into line | Conductor, Overhead | Broken, wire on ground | 2019 | Tier 2 - Elevated | Distribution Circuit | 5 | 19 | 2019-05-19 | 385460 | Sus | Y | Vegetation¦Treefellintoline¦ConductorOverhead¦Brokenwireonground
19-0054528 | Environmental/External | Lightning | Transformer | Failed/Faulted | 2019 | Tier 2 - Elevated | Transformer only | 5 | 20 | 2019-05-20 | 386404 | Sus | Y | EnvironmentalExternal¦Lightning¦Transformer¦FailedFaulted
19-0055081 | Equipment Failure/Involved | Overhead | Transformer (OH) | Failed/Faulted | 2019 | Tier 2 - Elevated | Transformer only | 5 | 21 | 2019-05-21 | 387334 | Sus | Y | EquipmentFailureInvolved¦Overhead¦Transformer(OH)¦FailedFaulted
19-0071565 | Animal | Other | Transformer (OH) | Normal | 2019 | Tier 2 - Elevated | Distribution Circuit | 6 | 24 | 2019-06-24 | 427797 | Sus | Y | Animal¦Other¦Transformer(OH)¦Normal
19-0071928 | 3rd Party | Vehicle | Conductor, Overhead | Normal | 2019 | Tier 2 - Elevated | Distribution Circuit | 6 | 25 | 2019-06-25 | 428642 | Sus | Y | 3rdParty¦Vehicle¦ConductorOverhead¦Normal
19-0072325 | Equipment Failure/Involved | Overhead | Secondary | Burned/flashed | 2019 | Tier 2 - Elevated | Transformer only | 6 | 26 | 2019-06-26 | 429754 | Sus | Y | EquipmentFailureInvolved¦Overhead¦Secondary¦Burnedflashed
19-0073885 | Equipment Failure/Involved | Overhead | Insulator | Failed/Faulted | 2019 | Tier 3 - Extreme | Distribution Circuit | 7 | 2 | 2019-07-02 | 439721 | Sus | Y | EquipmentFailureInvolved¦Overhead¦Insulator¦FailedFaulted
19-0077271 | Vegetation | Tree - branch fell on line | Conductor, Overhead | Burned/flashed | 2019 | Tier 2 - Elevated | Distribution Circuit | 7 | 14 | 2019-07-14 | 450353 | Sus | Y | Vegetation¦Treebranchfellonline¦ConductorOverhead¦Burnedflashed
19-0081866 | Vegetation | Tree - fell into line | Conductor, Overhead | Normal | 2019 | Tier 2 - Elevated | Distribution Circuit | 7 | 27 | 2019-07-27 | 473649 | Sus | Y | Vegetation¦Treefellintoline¦ConductorOverhead¦Normal
19-0084110 | Animal | Squirrel | Fuse | Normal | 2019 | Tier 3 - Extreme | Distribution Circuit | 8 | 4 | 2019-08-04 | 482254 | Sus | Y | Animal¦Squirrel¦Fuse¦Normal
19-0084121 | Unknown Cause | Patrol - found nothing |  |  | 2019 | Tier 2 - Elevated | Distribution Circuit | 8 | 4 | 2019-08-04 | 482271 | Sus | Y | UnknownCause¦Patrolfoundnothing¦¦
19-0089126 | Unknown Cause | Patrol - found nothing |  |  | 2019 | Tier 2 - Elevated | Distribution Circuit | 8 | 17 | 2019-08-17 | 521423 | Sus | Y | UnknownCause¦Patrolfoundnothing¦¦
19-0090695 | Equipment Failure/Involved | Electrical Overload | Transformer | Failed/Faulted | 2019 | Tier 3 - Extreme | Transformer only | 8 | 21 | 2019-08-21 | 529772 | Sus | Y | EquipmentFailureInvolved¦ElectricalOverload¦Transformer¦FailedFaulted
19-0095047 | Vegetation | Tree - branch fell on line | Crossarm, Wood | Broken | 2019 | Tier 2 - Elevated | Distribution Circuit | 9 | 4 | 2019-09-04 | 552070 | Sus | Y | Vegetation¦Treebranchfellonline¦CrossarmWood¦Broken
19-0099114 | Unknown Cause | Patrol - found nothing |  |  | 2019 | Tier 3 - Extreme | Distribution Circuit | 9 | 14 | 2019-09-14 | 579936 | Sus | Y | UnknownCause¦Patrolfoundnothing¦¦
19-0102160 | Unknown Cause | Patrol - found nothing |  |  | 2019 | Tier 3 - Extreme | Distribution Circuit | 9 | 21 | 2019-09-21 | 603116 | Sus | Y | UnknownCause¦Patrolfoundnothing¦¦
19-0131569 | Vegetation | Tree - branch fell on line | Conductor, Overhead | Normal | 2019 | Tier 3 - Extreme | Distribution Circuit | 11 | 30 | 2019-11-30 | 725033 | Sus | Y | Vegetation¦Treebranchfellonline¦ConductorOverhead¦Normal
19-0131934 | Equipment Failure/Involved | Overhead | Transformer | Failed/Faulted | 2019 | Tier 3 - Extreme | Transformer only | 12 | 1 | 2019-12-01 | 725711 | Sus | N | EquipmentFailureInvolved¦Overhead¦Transformer¦FailedFaulted
19-0134264 | Vegetation | Tree - branch fell on line | Conductor, Overhead | Broken, wire on ground | 2019 | Tier 2 - Elevated | Distribution Circuit | 12 | 6 | 2019-12-06 | 731323 | Sus | N | Vegetation¦Treebranchfellonline¦ConductorOverhead¦Brokenwireonground
19-0135012 | Vegetation | Tree - fell into line | Conductor, Overhead | Broken, wire on ground | 2019 | Tier 3 - Extreme | Distribution Circuit | 12 | 8 | 2019-12-08 | 733648 | Sus | N | Vegetation¦Treefellintoline¦ConductorOverhead¦Brokenwireonground
19-0135286 | Environmental/External | Ice or snow | Crossarm, Wood | Broken | 2019 | Tier 2 - Elevated | Distribution Circuit | 12 | 9 | 2019-12-09 | 734757 | Sus | N | EnvironmentalExternal¦Iceorsnow¦CrossarmWood¦Broken
19-0137211 | Vegetation | Tree - grew into line | Conductor, Overhead | Normal | 2019 | Tier 3 - Extreme | Distribution Circuit | 12 | 19 | 2019-12-19 | 746334 | Sus | N | Vegetation¦Treegrewintoline¦ConductorOverhead¦Normal
19-0137445 | Vegetation | Tree - fell into line | Conductor, Overhead | Broken, wire on ground | 2019 | Tier 3 - Extreme | Distribution Circuit | 12 | 21 | 2019-12-21 | 747813 | Sus | N | Vegetation¦Treefellintoline¦ConductorOverhead¦Brokenwireonground
20-0010945 | Vegetation | Tree - branch fell on line | Conductor, Overhead | Normal | 2020 | Tier 2 - Elevated | Distribution Circuit | 1 | 17 | 2020-01-17 | 765098 | Sus | N | Vegetation¦Treebranchfellonline¦ConductorOverhead¦Normal
20-0016385 | Equipment Failure/Involved | Overhead | Transformer | Failed/Faulted | 2020 | Tier 3 - Extreme | Transformer only | 2 | 2 | 2020-02-02 | 776019 | Sus | N | EquipmentFailureInvolved¦Overhead¦Transformer¦FailedFaulted
20-0016890 | Unknown Cause | Patrol - found nothing |  |  | 2020 | Tier 2 - Elevated | Distribution Circuit | 2 | 3 | 2020-02-03 | 777044 | Sus | N | UnknownCause¦Patrolfoundnothing¦¦
20-0017026 | Animal | Squirrel | Conductor, Overhead | Normal | 2020 | Tier 2 - Elevated | Distribution Circuit | 2 | 4 | 2020-02-04 | 777484 | Sus | N | Animal¦Squirrel¦ConductorOverhead¦Normal
20-0019236 | Unknown Cause | Patrol - found nothing |  |  | 2020 | Tier 2 - Elevated | Distribution Circuit | 2 | 9 | 2020-02-09 | 783833 | Sus | N | UnknownCause¦Patrolfoundnothing¦¦
20-0019279 | Vegetation | Tree - fell into line | Conductor, Overhead | Broken, wire on ground | 2020 | Tier 3 - Extreme | Distribution Circuit | 2 | 9 | 2020-02-09 | 783005 | Sus | N | Vegetation¦Treefellintoline¦ConductorOverhead¦Brokenwireonground
20-0024903 | 3rd Party | Customer Equipment | Secondary | Burned Open | 2020 | Tier 3 - Extreme | Transformer only | 2 | 22 | 2020-02-22 | 800595 | Sus | N | 3rdParty¦CustomerEquipment¦Secondary¦BurnedOpen
20-0026301 | 3rd Party | Vehicle | Pole-Wood | Normal | 2020 | Tier 2 - Elevated | Distribution Circuit | 2 | 26 | 2020-02-26 | 813693 | Sus | N | 3rdParty¦Vehicle¦PoleWood¦Normal
20-0028960 | Unknown Cause | Patrol - found nothing |  |  | 2020 | Tier 2 - Elevated | Distribution Circuit | 3 | 5 | 2020-03-05 | 831265 | Sus | N | UnknownCause¦Patrolfoundnothing¦¦
20-0031398 | 3rd Party | Tree - cutting, 3rd party | Secondary | Broken, wire on ground | 2020 | Tier 3 - Extreme | Distribution Circuit | 3 | 12 | 2020-03-12 | 846295 | Sus | N | 3rdParty¦Treecutting3rdparty¦Secondary¦Brokenwireonground
20-0032299 | Vegetation | Tree - fell into line | Fuse | Failed/Faulted | 2020 | Tier 3 - Extreme | Distribution Circuit | 3 | 15 | 2020-03-15 | 851830 | Sus | N | Vegetation¦Treefellintoline¦Fuse¦FailedFaulted
20-0035039 | Company Initiated | Return Circuit Normal | Conductor, Overhead | Normal | 2020 | Tier 3 - Extreme | Distribution Circuit | 3 | 22 | 2020-03-22 | 861291 | Sus | N | CompanyInitiated¦ReturnCircuitNormal¦ConductorOverhead¦Normal
20-0050640 | 3rd Party | Vehicle | Pole-Wood | Broken | 2020 | Tier 3 - Extreme | Transformer only | 5 | 15 | 2020-05-15 | 914336 | Sus | Y | 3rdParty¦Vehicle¦PoleWood¦Broken
20-0052038 | 3rd Party | Vehicle | Pole-Wood | On Ground | 2020 | Tier 2 - Elevated | Distribution Circuit | 5 | 19 | 2020-05-19 | 917789 | Sus | Y | 3rdParty¦Vehicle¦PoleWood¦OnGround
20-0054956 | Unknown Cause | Patrol - found nothing |  |  | 2020 | Tier 2 - Elevated | Distribution Circuit | 5 | 27 | 2020-05-27 | 923895 | Sus | Y | UnknownCause¦Patrolfoundnothing¦¦
20-0060838 | Environmental/External | Lightning | Transformer | Failed/Faulted | 2020 | Tier 2 - Elevated | Transformer only | 6 | 12 | 2020-06-12 | 938282 | Sus | Y | EnvironmentalExternal¦Lightning¦Transformer¦FailedFaulted
20-0061725 | Vegetation | Tree - grew into line | Conductor, Overhead | Normal | 2020 | Tier 2 - Elevated | Distribution Circuit | 6 | 16 | 2020-06-16 | 940042 | Sus | Y | Vegetation¦Treegrewintoline¦ConductorOverhead¦Normal
20-0065399 | Vegetation | Tree - branch fell on line | Conductor, Overhead | Normal | 2020 | Tier 3 - Extreme | Distribution Circuit | 6 | 26 | 2020-06-26 | 948028 | Sus | Y | Vegetation¦Treebranchfellonline¦ConductorOverhead¦Normal
20-0068867 | Unknown Cause | Patrol - found nothing |  |  | 2020 | Tier 2 - Elevated | Distribution Circuit | 7 | 6 | 2020-07-06 | 958928 | Sus | Y | UnknownCause¦Patrolfoundnothing¦¦
20-0070775 | Animal | Bird found | Insulator | Burned/flashed | 2020 | Tier 3 - Extreme | Distribution Circuit | 7 | 11 | 2020-07-11 | 962110 | Sus | Y | Animal¦Birdfound¦Insulator¦Burnedflashed
20-0070829 | Vegetation | Tree - branch fell on line | Conductor, Overhead | Broken, wire on ground | 2020 | Tier 2 - Elevated | Distribution Circuit | 7 | 11 | 2020-07-11 | 962314 | Sus | Y | Vegetation¦Treebranchfellonline¦ConductorOverhead¦Brokenwireonground
20-0085695 | Environmental/External | Lightning | Transformer (OH) | Failed/Faulted | 2020 | Tier 2 - Elevated | Distribution Circuit | 8 | 17 | 2020-08-17 | 1015833 | Sus | Y | EnvironmentalExternal¦Lightning¦Transformer(OH)¦FailedFaulted
20-0087621 | Equipment Failure/Involved | Overhead | Pole-Wood | Broken | 2020 | Tier 2 - Elevated | Distribution Circuit | 8 | 19 | 2020-08-19 | 1023116 | Sus | Y | EquipmentFailureInvolved¦Overhead¦PoleWood¦Broken
20-0090197 | Equipment Failure/Involved | Overhead | Transformer (OH) | Failed/Faulted | 2020 | Tier 2 - Elevated | Distribution Circuit | 8 | 26 | 2020-08-26 | 1032396 | Sus | Y | EquipmentFailureInvolved¦Overhead¦Transformer(OH)¦FailedFaulted
20-0091458 | Environmental/External | Fire, Forest/Grass | Conductor, Overhead | Normal | 2020 | Tier 3 - Extreme | Distribution Circuit | 8 | 19 | 2020-08-19 | 1041134 | Sus | Y | EnvironmentalExternal¦FireForestGrass¦ConductorOverhead¦Normal
20-0091920 | Environmental/External | Fire, Forest/Grass | Conductor, Overhead | Normal | 2020 | Tier 3 - Extreme | Distribution Circuit | 8 | 19 | 2020-08-19 | 1045052 | Sus | Y | EnvironmentalExternal¦FireForestGrass¦ConductorOverhead¦Normal
20-0094499 | Wildfire Mitigation | Public Safety Power Shut-off | Circuit Breaker | Normal | 2020 | Tier 2 - Elevated | Distribution Circuit | 9 | 8 | 2020-09-08 | 1059938 | Sus | Y | WildfireMitigation¦PublicSafetyPowerShutoff¦CircuitBreaker¦Normal
20-0099800 | Environmental/External | Fire, Forest/Grass | Conductor, Overhead | Burned/flashed | 2020 | Tier 3 - Extreme | Distribution Circuit | 9 | 7 | 2020-09-07 | 1086090 | Sus | Y | EnvironmentalExternal¦FireForestGrass¦ConductorOverhead¦Burnedflashed
20-0103428 | Equipment Failure/Involved | Overhead | Transformer (OH) | Normal | 2020 | Tier 3 - Extreme | Transformer only | 9 | 30 | 2020-09-30 | 1101437 | Sus | Y | EquipmentFailureInvolved¦Overhead¦Transformer(OH)¦Normal
20-0108995 | Unknown Cause | Patrol - found nothing |  |  | 2020 | Tier 3 - Extreme | Distribution Circuit | 10 | 15 | 2020-10-15 | 1118308 | Sus | Y | UnknownCause¦Patrolfoundnothing¦¦
20-0112893 | Wildfire Mitigation | Public Safety Power Shut-off | Conductor, Overhead | Normal | 2020 | Tier 2 - Elevated | Distribution Circuit | 10 | 25 | 2020-10-25 | 1127152 | Sus | Y | WildfireMitigation¦PublicSafetyPowerShutoff¦ConductorOverhead¦Normal
20-0114616 | Vegetation | Tree - branch fell on line | Conductor, Overhead | Broken, wire on ground | 2020 | Tier 2 - Elevated | Distribution Circuit | 10 | 29 | 2020-10-29 | 1131218 | Sus | Y | Vegetation¦Treebranchfellonline¦ConductorOverhead¦Brokenwireonground
20-0117222 | Animal | Squirrel | Transformer (OH) | Normal | 2020 | Tier 2 - Elevated | Distribution Circuit | 11 | 5 | 2020-11-05 | 1136256 | Sus | Y | Animal¦Squirrel¦Transformer(OH)¦Normal
20-0123643 | Equipment Failure/Involved | Overhead | Transformer (OH) | Failed/Faulted | 2020 | Tier 2 - Elevated | Transformer only | 11 | 20 | 2020-11-20 | 1150450 | Sus | Y | EquipmentFailureInvolved¦Overhead¦Transformer(OH)¦FailedFaulted
20-0123955 | Unknown Cause | Patrol - found nothing |  |  | 2020 | Tier 2 - Elevated | Distribution Circuit | 11 | 22 | 2020-11-22 | 1152848 | Sus | Y | UnknownCause¦Patrolfoundnothing¦¦
20-0124247 | Equipment Failure/Involved | Overhead | Transformer (OH) | Normal | 2020 | Tier 2 - Elevated | Transformer only | 11 | 23 | 2020-11-23 | 1153016 | Sus | Y | EquipmentFailureInvolved¦Overhead¦Transformer(OH)¦Normal
20-0130086 | Unknown Cause | Patrol - found nothing |  |  | 2020 | Tier 2 - Elevated | Distribution Circuit | 12 | 13 | 2020-12-13 | 1182308 | Sus | N | UnknownCause¦Patrolfoundnothing¦¦
20-0132131 | Equipment Failure/Involved | Overhead | Transformer | Broken | 2020 | Tier 2 - Elevated | Transformer only | 12 | 28 | 2020-12-28 | 1200503 | Sus | N | EquipmentFailureInvolved¦Overhead¦Transformer¦Broken
21-0004928 | Unknown Cause | Patrol - found nothing |  |  | 2021 | Tier 3 - Extreme | Distribution Circuit | 1 | 4 | 2021-01-04 | 1204159 | Sus | N | UnknownCause¦Patrolfoundnothing¦¦
21-0005360 | Equipment Failure/Involved | Overhead | Transformer (OH) | Broken | 2021 | Tier 2 - Elevated | Transformer only | 1 | 5 | 2021-01-05 | 1204816 | Sus | N | EquipmentFailureInvolved¦Overhead¦Transformer(OH)¦Broken
21-0006963 | Vegetation | Tree - fell into line | Conductor, Overhead | Broken, wire on ground | 2021 | Tier 3 - Extreme | Distribution Circuit | 1 | 10 | 2021-01-10 | 1207454 | Sus | N | Vegetation¦Treefellintoline¦ConductorOverhead¦Brokenwireonground
21-0007041 | Equipment Failure/Involved | Overhead | Crossarm, Wood | Broken | 2021 | Tier 2 - Elevated | Distribution Circuit | 1 | 10 | 2021-01-10 | 1207792 | Sus | N | EquipmentFailureInvolved¦Overhead¦CrossarmWood¦Broken
21-0008355 | Equipment Failure/Involved | Overhead | Cutout, fuse holder | Broken | 2021 | Tier 2 - Elevated | Transformer only | 1 | 13 | 2021-01-13 | 1209882 | Sus | N | EquipmentFailureInvolved¦Overhead¦Cutoutfuseholder¦Broken
21-0011410 | Equipment Failure/Involved | Overhead | Crossarm, Wood | Broken, wire on ground | 2021 | Tier 3 - Extreme | Distribution Circuit | 1 | 19 | 2021-01-19 | 1214532 | Sus | N | EquipmentFailureInvolved¦Overhead¦CrossarmWood¦Brokenwireonground
21-0011694 | Vegetation | Tree - branch fell on line | Conductor, Overhead | Normal | 2021 | Tier 3 - Extreme | Distribution Circuit | 1 | 19 | 2021-01-19 | 1219133 | Sus | N | Vegetation¦Treebranchfellonline¦ConductorOverhead¦Normal
21-0012283 | Unknown Cause | Patrol - found nothing |  |  | 2021 | Tier 3 - Extreme | Transformer only | 1 | 19 | 2021-01-19 | 1214817 | Sus | N | UnknownCause¦Patrolfoundnothing¦¦
21-0013868 | Unknown Cause | Patrol - found nothing |  |  | 2021 | Tier 3 - Extreme | Distribution Circuit | 1 | 25 | 2021-01-25 | 1223449 | Sus | N | UnknownCause¦Patrolfoundnothing¦¦
21-0016684 | Vegetation | Tree - fell into line | Conductor, Overhead | Broken, wire on ground | 2021 | Tier 2 - Elevated | Distribution Circuit | 1 | 27 | 2021-01-27 | 1235654 | Sus | N | Vegetation¦Treefellintoline¦ConductorOverhead¦Brokenwireonground
21-0017678 | Equipment Failure/Involved | Overhead | Pole-Wood | Broken | 2021 | Tier 2 - Elevated | Distribution Circuit | 1 | 27 | 2021-01-27 | 1233027 | Sus | N | EquipmentFailureInvolved¦Overhead¦PoleWood¦Broken
21-0018091 | Vegetation | Tree - fell into line | Conductor, Overhead | Normal | 2021 | Tier 3 - Extreme | Distribution Circuit | 1 | 29 | 2021-01-29 | 1240838 | Sus | N | Vegetation¦Treefellintoline¦ConductorOverhead¦Normal
21-0022869 | 3rd Party | Vehicle | Pole-Wood | Broken | 2021 | Tier 3 - Extreme | Distribution Circuit | 2 | 7 | 2021-02-07 | 1250317 | Sus | N | 3rdParty¦Vehicle¦PoleWood¦Broken
21-0025646 | Equipment Failure/Involved | Underground | Secondary | Broken | 2021 | Tier 2 - Elevated | Transformer only | 2 | 15 | 2021-02-15 | 1255053 | Sus | N | EquipmentFailureInvolved¦Underground¦Secondary¦Broken
21-0027231 | Equipment Failure/Involved | Overhead | Insulator | Broken | 2021 | Tier 2 - Elevated | Distribution Circuit | 2 | 19 | 2021-02-19 | 1257727 | Sus | N | EquipmentFailureInvolved¦Overhead¦Insulator¦Broken
21-0028621 | Vegetation | Tree - branch fell on line | Conductor, Overhead | Normal | 2021 | Tier 3 - Extreme | Distribution Circuit | 2 | 23 | 2021-02-23 | 1260305 | Sus | N | Vegetation¦Treebranchfellonline¦ConductorOverhead¦Normal
21-0030329 | Animal | Squirrel | Transformer (OH) | Normal | 2021 | Tier 3 - Extreme | Distribution Circuit | 2 | 27 | 2021-02-27 | 1263655 | Sus | N | Animal¦Squirrel¦Transformer(OH)¦Normal
21-0033114 | Equipment Failure/Involved | Overhead | Other | Broken, wire on object | 2021 | Tier 2 - Elevated | Distribution Circuit | 3 | 6 | 2021-03-06 | 1272648 | Sus | N | EquipmentFailureInvolved¦Overhead¦Other¦Brokenwireonobject
21-0039845 | Vegetation | Tree - branch fell on line | Conductor, Overhead | Normal | 2021 | Tier 3 - Extreme | Distribution Circuit | 3 | 23 | 2021-03-23 | 1293865 | Sus | N | Vegetation¦Treebranchfellonline¦ConductorOverhead¦Normal
21-0045162 | Unknown Cause | Patrol - found nothing |  |  | 2021 | Tier 3 - Extreme | Distribution Circuit | 4 | 6 | 2021-04-06 | 1307485 | Sus | N | UnknownCause¦Patrolfoundnothing¦¦
21-0051567 | Equipment Failure/Involved | Overhead | Connector or Splice (OH) | Broken | 2021 | Tier 2 - Elevated | Distribution Circuit | 4 | 21 | 2021-04-21 | 1327578 | Sus | N | EquipmentFailureInvolved¦Overhead¦ConnectororSplice(OH)¦Broken
21-0055861 | Unknown Cause | Patrol - found nothing |  |  | 2021 | Tier 2 - Elevated | Distribution Circuit | 5 | 2 | 2021-05-02 | 1339125 | Sus | Y | UnknownCause¦Patrolfoundnothing¦¦
21-0058624 | Vegetation | Tree - fell into line | Conductor, Overhead | Broken, wire on ground | 2021 | Tier 2 - Elevated | Distribution Circuit | 5 | 7 | 2021-05-07 | 1343486 | Sus | Y | Vegetation¦Treefellintoline¦ConductorOverhead¦Brokenwireonground
21-0064286 | Unknown Cause | Patrol - found nothing |  |  | 2021 | Tier 2 - Elevated | Distribution Circuit | 5 | 21 | 2021-05-21 | 1355399 | Sus | Y | UnknownCause¦Patrolfoundnothing¦¦
21-0066083 | Equipment Failure/Involved | Overhead | Transformer (OH) | Leaking | 2021 | Tier 2 - Elevated | Transformer only | 5 | 26 | 2021-05-26 | 1358774 | Sus | Y | EquipmentFailureInvolved¦Overhead¦Transformer(OH)¦Leaking
21-0067843 | Animal | Squirrel | Fuse | Burned Open | 2021 | Tier 2 - Elevated | Transformer only | 5 | 30 | 2021-05-30 | 1361703 | Sus | Y | Animal¦Squirrel¦Fuse¦BurnedOpen
21-0068135 | Unknown Cause | Patrol - found nothing |  |  | 2021 | Tier 2 - Elevated | Distribution Circuit | 6 | 1 | 2021-06-01 | 1362786 | Sus | Y | UnknownCause¦Patrolfoundnothing¦¦
21-0069376 | Equipment Failure/Involved | Overhead | Transformer (OH) | Leaking | 2021 | Tier 3 - Extreme | Transformer only | 6 | 3 | 2021-06-03 | 1364766 | Sus | Y | EquipmentFailureInvolved¦Overhead¦Transformer(OH)¦Leaking
21-0075601 | Unknown Cause | Patrol - not conducted |  |  | 2021 | Tier 3 - Extreme | Distribution Circuit | 6 | 17 | 2021-06-17 | 1376284 | Sus | Y | UnknownCause¦Patrolnotconducted¦¦
21-0083862 | Unknown Cause | Patrol - found nothing |  |  | 2021 | Tier 3 - Extreme | Transformer only | 7 | 1 | 2021-07-01 | 1390237 | Sus | Y | UnknownCause¦Patrolfoundnothing¦¦
21-0089327 | Unknown Cause | Patrol - found nothing |  |  | 2021 | Tier 2 - Elevated | Distribution Circuit | 7 | 14 | 2021-07-14 | 1403860 | Sus | Y | UnknownCause¦Patrolfoundnothing¦¦
21-0090985 | Vegetation | Tree - fell into line | Conductor, Overhead | Normal | 2021 | Tier 3 - Extreme | Distribution Circuit | 7 | 16 | 2021-07-16 | 1406305 | Sus | Y | Vegetation¦Treefellintoline¦ConductorOverhead¦Normal
21-0092054 | Unknown Cause | Patrol - found nothing |  |  | 2021 | Tier 2 - Elevated | Transformer only | 7 | 19 | 2021-07-19 | 1408465 | Sus | Y | UnknownCause¦Patrolfoundnothing¦¦
21-0094564 | Equipment Failure/Involved | Overhead | Crossarm, Wood | Broken | 2021 | Tier 3 - Extreme | Distribution Circuit | 7 | 24 | 2021-07-24 | 1413750 | Sus | Y | EquipmentFailureInvolved¦Overhead¦CrossarmWood¦Broken
21-0102708 | Equipment Failure/Involved | Overhead | Transformer | Failed/Faulted | 2021 | Tier 3 - Extreme | Transformer only | 8 | 10 | 2021-08-10 | 1439280 | Sus | Y | EquipmentFailureInvolved¦Overhead¦Transformer¦FailedFaulted
21-0104876 | Unknown Cause | Patrol - found nothing |  |  | 2021 | Tier 2 - Elevated | Distribution Circuit | 8 | 16 | 2021-08-16 | 1443648 | Sus | Y | UnknownCause¦Patrolfoundnothing¦¦
21-0110734 | Equipment Failure/Involved | Overhead | Connector or Splice (OH) | Burned Open | 2021 | Tier 3 - Extreme | Distribution Circuit | 8 | 28 | 2021-08-28 | 1457299 | Sus | Y | EquipmentFailureInvolved¦Overhead¦ConnectororSplice(OH)¦BurnedOpen
21-0129746 | Equipment Failure/Involved | Overhead | Secondary | Broken | 2021 | Tier 3 - Extreme | Transformer only | 10 | 12 | 2021-10-12 | 1495783 | Sus | Y | EquipmentFailureInvolved¦Overhead¦Secondary¦Broken
21-0135063 | Equipment Failure/Involved | Overhead | Transformer (OH) | Leaking | 2021 | Tier 3 - Extreme | Transformer only | 10 | 22 | 2021-10-22 | 1505567 | Sus | Y | EquipmentFailureInvolved¦Overhead¦Transformer(OH)¦Leaking
21-0136245 | Unknown Cause | Patrol - found nothing |  |  | 2021 | Tier 2 - Elevated | Distribution Circuit | 10 | 24 | 2021-10-24 | 1510864 | Sus | Y | UnknownCause¦Patrolfoundnothing¦¦
21-0138020 | Vegetation | Tree - fell into line | Connector or Splice (OH) | Normal | 2021 | Tier 2 - Elevated | Transformer only | 10 | 24 | 2021-10-24 | 1521139 | Sus | Y | Vegetation¦Treefellintoline¦ConnectororSplice(OH)¦Normal
21-0143808 | Unknown Cause | Patrol - not conducted |  |  | 2021 | Tier 2 - Elevated | Distribution Circuit | 11 | 9 | 2021-11-09 | 1538431 | Sus | Y | UnknownCause¦Patrolnotconducted¦¦
21-0154367 | Equipment Failure/Involved | Overhead | Pole-Wood | Broken | 2021 | Tier 2 - Elevated | Distribution Circuit | 12 | 2 | 2021-12-02 | 1558199 | Sus | N | EquipmentFailureInvolved¦Overhead¦PoleWood¦Broken
21-0155289 | Unknown Cause | Patrol - found nothing |  |  | 2021 | Tier 2 - Elevated | Distribution Circuit | 12 | 6 | 2021-12-06 | 1560365 | Sus | N | UnknownCause¦Patrolfoundnothing¦¦
21-0155760 | Company Initiated | Construction Activity/equip, company | Jumper | Broken | 2021 | Tier 2 - Elevated | Distribution Circuit | 12 | 8 | 2021-12-08 | 1561768 | Sus | N | CompanyInitiated¦ConstructionActivityequipcompany¦Jumper¦Broken
21-0156949 | Vegetation | Tree - fell into line | Conductor, Overhead | Broken, wire on ground | 2021 | Tier 3 - Extreme | Distribution Circuit | 12 | 13 | 2021-12-13 | 1565765 | Sus | N | Vegetation¦Treefellintoline¦ConductorOverhead¦Brokenwireonground
21-0158260 | Vegetation | Tree - fell into line | Conductor, Overhead | Together | 2021 | Tier 2 - Elevated | Distribution Circuit | 12 | 13 | 2021-12-13 | 1568536 | Sus | N | Vegetation¦Treefellintoline¦ConductorOverhead¦Together
21-0158791 | Vegetation | Tree - fell into line | Conductor, Overhead | Broken, wire on ground | 2021 | Tier 3 - Extreme | Distribution Circuit | 12 | 16 | 2021-12-16 | 1574340 | Sus | N | Vegetation¦Treefellintoline¦ConductorOverhead¦Brokenwireonground
21-0159333 | Environmental/External | Water | Other | Normal | 2021 | Tier 2 - Elevated | Transformer only | 12 | 17 | 2021-12-17 | 1575852 | Sus | N | EnvironmentalExternal¦Water¦Other¦Normal
21-0161851 | Vegetation | Tree - fell into line | Conductor, Overhead | Broken, wire on ground | 2021 | Tier 2 - Elevated | Distribution Circuit | 12 | 27 | 2021-12-27 | 1585655 | Sus | N | Vegetation¦Treefellintoline¦ConductorOverhead¦Brokenwireonground
21-0162013 | Vegetation | Tree - fell into line | Conductor, Overhead | Broken, wire on ground | 2021 | Tier 3 - Extreme | Distribution Circuit | 12 | 27 | 2021-12-27 | 1590846 | Sus | N | Vegetation¦Treefellintoline¦ConductorOverhead¦Brokenwireonground
22-0005208 | Equipment Failure/Involved | Overhead | Conductor, Overhead | Deteriorated | 2022 | Tier 3 - Extreme | Distribution Circuit | 1 | 2 | 2022-01-02 | 1592514 | Sus | N | EquipmentFailureInvolved¦Overhead¦ConductorOverhead¦Deteriorated
22-0005734 | Vegetation | Tree - branch fell on line | Conductor, Overhead | Normal | 2022 | Tier 3 - Extreme | Distribution Circuit | 1 | 3 | 2022-01-03 | 1594233 | Sus | N | Vegetation¦Treebranchfellonline¦ConductorOverhead¦Normal
22-0006592 | Unknown Cause | Patrol - found nothing |  |  | 2022 | Tier 3 - Extreme | Distribution Circuit | 1 | 5 | 2022-01-05 | 1595862 | Sus | N | UnknownCause¦Patrolfoundnothing¦¦
22-0007805 | Vegetation | Tree - fell into line | Conductor, Overhead | Normal | 2022 | Tier 2 - Elevated | Distribution Circuit | 1 | 9 | 2022-01-09 | 1598828 | Sus | N | Vegetation¦Treefellintoline¦ConductorOverhead¦Normal
22-0013150 | Animal | Bird found | Conductor, Overhead | Normal | 2022 | Tier 3 - Extreme | Distribution Circuit | 1 | 23 | 2022-01-23 | 1609787 | Sus | N | Animal¦Birdfound¦ConductorOverhead¦Normal
22-0015545 | Unknown Cause | Patrol - found nothing |  |  | 2022 | Tier 2 - Elevated | Distribution Circuit | 1 | 28 | 2022-01-28 | 1614782 | Sus | N | UnknownCause¦Patrolfoundnothing¦¦
22-0017280 | Vegetation | Tree - fell into line | Conductor, Overhead | Broken, wire on ground | 2022 | Tier 2 - Elevated | Distribution Circuit | 2 | 1 | 2022-02-01 | 1618712 | Sus | N | Vegetation¦Treefellintoline¦ConductorOverhead¦Brokenwireonground
22-0039021 | Unknown Cause | Patrol - found nothing |  |  | 2022 | Tier 2 - Elevated | Distribution Circuit | 3 | 27 | 2022-03-27 | 1656717 | Sus | N | UnknownCause¦Patrolfoundnothing¦¦
22-0039075 | Vegetation | Tree - branch fell on line | Conductor, Overhead | Broken, wire on ground | 2022 | Tier 3 - Extreme | Distribution Circuit | 3 | 27 | 2022-03-27 | 1657222 | Sus | N | Vegetation¦Treebranchfellonline¦ConductorOverhead¦Brokenwireonground
22-0052768 | Equipment Failure/Involved | Overhead | Transformer | Burned/flashed | 2022 | Tier 2 - Elevated | Transformer only | 4 | 21 | 2022-04-21 | 1678405 | Sus | N | EquipmentFailureInvolved¦Overhead¦Transformer¦Burnedflashed
22-0076695 | Company Initiated | Coordination failure | Relay | Normal | 2022 | Tier 2 - Elevated | Distribution Circuit | 6 | 21 | 2022-06-21 | 1737302 | Sus | Y | CompanyInitiated¦Coordinationfailure¦Relay¦Normal
22-0078776 | Unknown Cause | Patrol - found nothing |  |  | 2022 | Tier 3 - Extreme | Distribution Circuit | 6 | 26 | 2022-06-26 | 1742634 | Sus | Y | UnknownCause¦Patrolfoundnothing¦¦
22-0086437 | Unknown Cause | Patrol - found nothing |  |  | 2022 | Tier 2 - Elevated | Distribution Circuit | 7 | 18 | 2022-07-18 | 1759060 | Sus | Y | UnknownCause¦Patrolfoundnothing¦¦
22-0094551 | Animal | Bird found | Transformer (OH) | Normal | 2022 | Tier 2 - Elevated | Distribution Circuit | 8 | 6 | 2022-08-06 | 1774784 | Sus | Y | Animal¦Birdfound¦Transformer(OH)¦Normal
22-0099237 | Vegetation | Tree - fell into line | Conductor, Overhead | Normal | 2022 | Tier 3 - Extreme | Distribution Circuit | 8 | 18 | 2022-08-18 | 1784467 | Sus | Y | Vegetation¦Treefellintoline¦ConductorOverhead¦Normal
22-0100745 | Equipment Failure/Involved | Overhead | Secondary | Broken | 2022 | Tier 3 - Extreme | Transformer only | 8 | 23 | 2022-08-23 | 1787780 | Sus | Y | EquipmentFailureInvolved¦Overhead¦Secondary¦Broken
22-0102641 | 3rd Party | Vehicle | Pole-Wood | Broken, wire on ground | 2022 | Tier 2 - Elevated | Distribution Circuit | 8 | 27 | 2022-08-27 | 1792854 | Sus | Y | 3rdParty¦Vehicle¦PoleWood¦Brokenwireonground
22-0108497 | Equipment Failure/Involved | Overhead | Transformer (OH) | Failed/Faulted | 2022 | Tier 3 - Extreme | Transformer only | 9 | 9 | 2022-09-09 | 1806918 | Sus | Y | EquipmentFailureInvolved¦Overhead¦Transformer(OH)¦FailedFaulted
22-0111626 | Unknown Cause | Patrol - not conducted |  |  | 2022 | Tier 3 - Extreme | Distribution Circuit | 9 | 18 | 2022-09-18 | 1814336 | Sus | Y | UnknownCause¦Patrolnotconducted¦¦
22-0113579 | Equipment Failure/Involved | Overhead | Pole-Wood | Deteriorated | 2022 | Tier 2 - Elevated | Distribution Circuit | 9 | 22 | 2022-09-22 | 1818935 | Sus | Y | EquipmentFailureInvolved¦Overhead¦PoleWood¦Deteriorated
22-0114384 | Equipment Failure/Involved | Overhead | Cutout, fuse holder | Broken | 2022 | Tier 2 - Elevated | Transformer only | 9 | 23 | 2022-09-23 | 1820239 | Sus | Y | EquipmentFailureInvolved¦Overhead¦Cutoutfuseholder¦Broken
22-0117557 | Company Initiated | Personnel, company | Conductor, Overhead | Normal | 2022 | Tier 2 - Elevated | Distribution Circuit | 10 | 4 | 2022-10-04 | 1828179 | Sus | Y | CompanyInitiated¦Personnelcompany¦ConductorOverhead¦Normal
22-0117643 | Company Initiated | Construction Activity/equip, company | Conductor, Overhead | On Ground | 2022 | Tier 2 - Elevated | Distribution Circuit | 10 | 4 | 2022-10-04 | 1828438 | Sus | Y | CompanyInitiated¦ConstructionActivityequipcompany¦ConductorOverhead¦OnGround
22-0123371 | Unknown Cause | Patrol - found nothing |  |  | 2022 | Tier 2 - Elevated | Distribution Circuit | 10 | 20 | 2022-10-20 | 1841617 | Sus | Y | UnknownCause¦Patrolfoundnothing¦¦
22-0124025 | Equipment Failure/Involved | Overhead | Secondary | Broken | 2022 | Tier 2 - Elevated | Transformer only | 10 | 23 | 2022-10-23 | 1843360 | Sus | Y | EquipmentFailureInvolved¦Overhead¦Secondary¦Broken
22-0124269 | Animal | Bird found | Bus | Normal | 2022 | Tier 2 - Elevated | Substation - Transmission | 10 | 24 | 2022-10-24 | 1844263 | Sus | Y | Animal¦Birdfound¦Bus¦Normal
22-0129288 | Environmental/External | Lightning | Insulator | Burned/flashed | 2022 | Tier 2 - Elevated | Distribution Circuit | 11 | 8 | 2022-11-08 | 1858219 | Sus | Y | EnvironmentalExternal¦Lightning¦Insulator¦Burnedflashed
22-0136568 | Vegetation | Tree - branch fell on line | Cutout, fuse holder | Broken | 2022 | Tier 3 - Extreme | Transformer only | 12 | 4 | 2022-12-04 | 1876108 | Sus | N | Vegetation¦Treebranchfellonline¦Cutoutfuseholder¦Broken
22-0137450 | Equipment Failure/Involved | Overhead | Recloser | Malfunctioning | 2022 | Tier 3 - Extreme | Distribution Circuit | 12 | 7 | 2022-12-07 | 1878445 | Sus | N | EquipmentFailureInvolved¦Overhead¦Recloser¦Malfunctioning
22-0138449 | Vegetation | Tree - fell into line | Conductor, Overhead | Contaminated | 2022 | Tier 3 - Extreme | Distribution Circuit | 12 | 10 | 2022-12-10 | 1882665 | Sus | N | Vegetation¦Treefellintoline¦ConductorOverhead¦Contaminated
22-0138498 | Vegetation | Tree - fell into line | Conductor, Overhead | Broken, wire on ground | 2022 | Tier 2 - Elevated | Distribution Circuit | 12 | 10 | 2022-12-10 | 1882399 | Sus | N | Vegetation¦Treefellintoline¦ConductorOverhead¦Brokenwireonground
22-0138785 | Unknown Cause | Patrol - found nothing |  |  | 2022 | Tier 2 - Elevated | Distribution Circuit | 12 | 10 | 2022-12-10 | 1884379 | Sus | N | UnknownCause¦Patrolfoundnothing¦¦
22-0139094 | 3rd Party | Fire, house or bldg. | Other | Normal | 2022 | Tier 3 - Extreme | Distribution Circuit | 12 | 11 | 2022-12-11 | 1886454 | Sus | N | 3rdParty¦Firehouseorbldg¦Other¦Normal
22-0140243 | Equipment Failure/Involved | Overhead | Conductor, Overhead | Together | 2022 | Tier 2 - Elevated | Distribution Circuit | 12 | 16 | 2022-12-16 | 1890608 | Sus | N | EquipmentFailureInvolved¦Overhead¦ConductorOverhead¦Together
22-0142533 | Vegetation | Tree - fell into line | Conductor, Overhead | Broken | 2022 | Tier 3 - Extreme | Distribution Circuit | 12 | 31 | 2022-12-31 | 1903621 | Sus | N | Vegetation¦Treefellintoline¦ConductorOverhead¦Broken
15-0004944 | Equipment Failure/Involved | Other | Other | Broken | 2015 | Tier 3 - Extreme | Transformer only | 1 | 15 | 2015-01-15 | 1164165 | Sus | N | EquipmentFailureInvolved¦Other¦Other¦Broken
15-0009739 | 3rd Party | Vehicle | Pole-Wood | Broken | 2015 | Tier 3 - Extreme | Distribution Circuit | 2 | 5 | 2015-02-05 | 1172901 | Sus | N | 3rdParty¦Vehicle¦PoleWood¦Broken
15-0010434 | Vegetation | Tree - fell into line | Conductor, Overhead | Broken, wire on ground | 2015 | Tier 2 - Elevated | Distribution Circuit | 2 | 6 | 2015-02-06 | 1173969 | Sus | N | Vegetation¦Treefellintoline¦ConductorOverhead¦Brokenwireonground
15-0011045 | Vegetation | Tree - fell into line | Pole-Wood | Broken, wire on ground | 2015 | Tier 2 - Elevated | Distribution Circuit | 2 | 6 | 2015-02-06 | 1180532 | Sus | N | Vegetation¦Treefellintoline¦PoleWood¦Brokenwireonground
15-0012530 | Vegetation | Tree - branch fell on line | Conductor, Overhead | Broken, wire on ground | 2015 | Tier 2 - Elevated | Distribution Circuit | 2 | 10 | 2015-02-10 | 1187984 | Sus | N | Vegetation¦Treebranchfellonline¦ConductorOverhead¦Brokenwireonground
15-0017372 | Vegetation | Tree - branch fell on line | Conductor, Overhead | Burned/flashed | 2015 | Tier 3 - Extreme | Distribution Circuit | 3 | 4 | 2015-03-04 | 1199452 | Sus | N | Vegetation¦Treebranchfellonline¦ConductorOverhead¦Burnedflashed
15-0025699 | Equipment Failure/Involved | Lightning | Transformer | Failed/Faulted | 2015 | Tier 2 - Elevated | Transformer only | 4 | 9 | 2015-04-09 | 1216770 | Sus | N | EquipmentFailureInvolved¦Lightning¦Transformer¦FailedFaulted
15-0031671 | Vegetation | Tree - fell into line | Service conductor | Broken, wire on object | 2015 | Tier 2 - Elevated | Transformer only | 5 | 4 | 2015-05-04 | 1229146 | Sus | Y | Vegetation¦Treefellintoline¦Serviceconductor¦Brokenwireonobject
15-0043839 | Equipment Failure/Involved | Overhead | Cutout, fuse holder | Burned/flashed | 2015 | Tier 2 - Elevated | Distribution Circuit | 6 | 28 | 2015-06-28 | 1258161 | Sus | Y | EquipmentFailureInvolved¦Overhead¦Cutoutfuseholder¦Burnedflashed
15-0056100 | Equipment Failure/Involved | Overhead | Crossarm, Wood | Broken | 2015 | Tier 2 - Elevated | Distribution Circuit | 8 | 19 | 2015-08-19 | 1291456 | Sus | Y | EquipmentFailureInvolved¦Overhead¦CrossarmWood¦Broken
15-0063663 | Environmental/External | Fire, Forest/Grass | Pole-Wood | Burned/flashed | 2015 | Tier 3 - Extreme | Distribution Circuit | 9 | 12 | 2015-09-12 | 1312100 | Sus | Y | EnvironmentalExternal¦FireForestGrass¦PoleWood¦Burnedflashed
15-0075078 | Unknown Cause | Patrol - found nothing | Transformer | Burned/flashed | 2015 | Tier 2 - Elevated | Distribution Circuit | 11 | 2 | 2015-11-02 | 1333803 | Sus | Y | UnknownCause¦Patrolfoundnothing¦Transformer¦Burnedflashed
15-0076086 | Unknown Cause | Patrol - found nothing |  |  | 2015 | Tier 2 - Elevated | Distribution Circuit | 11 | 6 | 2015-11-06 | 1336331 | Sus | Y | UnknownCause¦Patrolfoundnothing¦¦
15-0078700 | Vegetation | Tree - branch fell on line | Secondary | Normal | 2015 | Tier 2 - Elevated | Transformer only | 11 | 17 | 2015-11-17 | 1344206 | Sus | Y | Vegetation¦Treebranchfellonline¦Secondary¦Normal
15-0079301 | Equipment Failure/Involved | Overhead | Transformer (OH) | Failed/Faulted | 2015 | Tier 2 - Elevated | Distribution Circuit | 11 | 19 | 2015-11-19 | 1345417 | Sus | Y | EquipmentFailureInvolved¦Overhead¦Transformer(OH)¦FailedFaulted
15-0079895 | Unknown Cause | Patrol - not conducted |  |  | 2015 | Tier 2 - Elevated | Distribution Circuit | 11 | 21 | 2015-11-21 | 1346588 | Sus | Y | UnknownCause¦Patrolnotconducted¦¦
15-0080640 | Vegetation | Tree - fell into line | Conductor, Overhead | On Ground | 2015 | Tier 3 - Extreme | Distribution Circuit | 11 | 24 | 2015-11-24 | 1348129 | Sus | Y | Vegetation¦Treefellintoline¦ConductorOverhead¦OnGround
15-0082050 | Equipment Failure/Involved | Overhead | Transformer (OH) | Deteriorated | 2015 | Tier 2 - Elevated | Transformer only | 12 | 1 | 2015-12-01 | 1351479 | Sus | N | EquipmentFailureInvolved¦Overhead¦Transformer(OH)¦Deteriorated
15-0083429 | Unknown Cause | Patrol - found nothing |  |  | 2015 | Tier 2 - Elevated | Transformer only | 12 | 8 | 2015-12-08 | 1355803 | Sus | N | UnknownCause¦Patrolfoundnothing¦¦
15-0083852 | Vegetation | Tree - fell into line | Conductor, Overhead | Together | 2015 | Tier 3 - Extreme | Distribution Circuit | 12 | 10 | 2015-12-10 | 1357156 | Sus | N | Vegetation¦Treefellintoline¦ConductorOverhead¦Together
15-0084693 | Vegetation | Tree - branch fell on line | Conductor, Overhead | Normal | 2015 | Tier 3 - Extreme | Distribution Circuit | 12 | 13 | 2015-12-13 | 1360027 | Sus | N | Vegetation¦Treebranchfellonline¦ConductorOverhead¦Normal
15-0084890 | Equipment Failure/Involved | Overhead | Crossarm, Wood | Broken | 2015 | Tier 2 - Elevated | Distribution Circuit | 12 | 13 | 2015-12-13 | 1362336 | Sus | N | EquipmentFailureInvolved¦Overhead¦CrossarmWood¦Broken
15-0086565 | Vegetation | Tree - fell into line | Conductor, Overhead | Normal | 2015 | Tier 3 - Extreme | Distribution Circuit | 12 | 22 | 2015-12-22 | 1368385 | Sus | N | Vegetation¦Treefellintoline¦ConductorOverhead¦Normal
15-0086822 | Animal | Squirrel | Cutout, fuse holder | Normal | 2015 | Tier 3 - Extreme | Distribution Circuit | 12 | 22 | 2015-12-22 | 1369638 | Sus | N | Animal¦Squirrel¦Cutoutfuseholder¦Normal
15-0087753 | Vegetation | Tree - fell into line | Conductor, Overhead | Normal | 2015 | Tier 2 - Elevated | Distribution Circuit | 12 | 29 | 2015-12-29 | 1373881 | Sus | N | Vegetation¦Treefellintoline¦ConductorOverhead¦Normal
16-0005766 | Unknown Cause | Patrol - not conducted |  |  | 2016 | Tier 2 - Elevated | Distribution Circuit | 1 | 16 | 2016-01-16 | 1384926 | Sus | N | UnknownCause¦Patrolnotconducted¦¦
16-0006073 | Equipment Failure/Involved | Overhead | Pole-Wood | Broken | 2016 | Tier 2 - Elevated | Distribution Circuit | 1 | 18 | 2016-01-18 | 1386399 | Sus | N | EquipmentFailureInvolved¦Overhead¦PoleWood¦Broken
16-0009248 | Vegetation | Tree - fell into line | Fuse | Failed/Faulted | 2016 | Tier 3 - Extreme | Distribution Circuit | 1 | 29 | 2016-01-29 | 1394334 | Sus | N | Vegetation¦Treefellintoline¦Fuse¦FailedFaulted
16-0010862 | Animal | Bird found | Conductor, Overhead | Normal | 2016 | Tier 2 - Elevated | Distribution Circuit | 2 | 5 | 2016-02-05 | 1398769 | Sus | N | Animal¦Birdfound¦ConductorOverhead¦Normal
16-0013196 | Vegetation | Tree - fell into line | Conductor, Overhead | Normal | 2016 | Tier 3 - Extreme | Distribution Circuit | 2 | 17 | 2016-02-17 | 1405473 | Sus | N | Vegetation¦Treefellintoline¦ConductorOverhead¦Normal
16-0013507 | Vegetation | Tree - fell into line | Conductor, Overhead | Normal | 2016 | Tier 3 - Extreme | Distribution Circuit | 2 | 17 | 2016-02-17 | 1407203 | Sus | N | Vegetation¦Treefellintoline¦ConductorOverhead¦Normal
16-0013664 | Equipment Failure/Involved | Overhead | Transformer | Failed/Faulted | 2016 | Tier 2 - Elevated | Transformer only | 2 | 18 | 2016-02-18 | 1407896 | Sus | N | EquipmentFailureInvolved¦Overhead¦Transformer¦FailedFaulted
16-0015697 | Animal | Bird found | Fuse | Failed/Faulted | 2016 | Tier 2 - Elevated | Distribution Circuit | 2 | 25 | 2016-02-25 | 1412254 | Sus | N | Animal¦Birdfound¦Fuse¦FailedFaulted
16-0017247 | Vegetation | Tree - grew into line | Secondary | Arcing | 2016 | Tier 3 - Extreme | Transformer only | 3 | 4 | 2016-03-04 | 1415834 | Sus | N | Vegetation¦Treegrewintoline¦Secondary¦Arcing
16-0023501 | Equipment Failure/Involved | Overhead | Transformer | Failed/Faulted | 2016 | Tier 3 - Extreme | Transformer only | 3 | 23 | 2016-03-23 | 1436854 | Sus | N | EquipmentFailureInvolved¦Overhead¦Transformer¦FailedFaulted
16-0024169 | Equipment Failure/Involved | Underground | Connector or Splice (UG) | Broken | 2016 | Tier 2 - Elevated | Transformer only | 3 | 26 | 2016-03-26 | 1439022 | Sus | N | EquipmentFailureInvolved¦Underground¦ConnectororSplice(UG)¦Broken
16-0028725 | Equipment Failure/Involved | Underground | Customer Equipment | Malfunctioning | 2016 | Tier 2 - Elevated | Distribution Circuit | 4 | 14 | 2016-04-14 | 1450920 | Sus | N | EquipmentFailureInvolved¦Underground¦CustomerEquipment¦Malfunctioning
16-0031097 | Unknown Cause | Patrol - not conducted |  |  | 2016 | Tier 3 - Extreme | Distribution Circuit | 4 | 24 | 2016-04-24 | 1457463 | Sus | N | UnknownCause¦Patrolnotconducted¦¦
16-0031415 | Vegetation | Tree - fell into line | Conductor, Overhead | Broken, wire on ground | 2016 | Tier 2 - Elevated | Distribution Circuit | 4 | 25 | 2016-04-25 | 1458858 | Sus | N | Vegetation¦Treefellintoline¦ConductorOverhead¦Brokenwireonground
16-0032809 | Animal | Bird found | Fuse | Failed/Faulted | 2016 | Tier 2 - Elevated | Distribution Circuit | 4 | 30 | 2016-04-30 | 1461944 | Sus | N | Animal¦Birdfound¦Fuse¦FailedFaulted
16-0034854 | Unknown Cause | Patrol - found nothing |  |  | 2016 | Tier 3 - Extreme | Distribution Circuit | 5 | 9 | 2016-05-09 | 1466895 | Sus | Y | UnknownCause¦Patrolfoundnothing¦¦
16-0038586 | Unknown Cause | Patrol - found nothing |  |  | 2016 | Tier 2 - Elevated | Distribution Circuit | 5 | 25 | 2016-05-25 | 1477282 | Sus | Y | UnknownCause¦Patrolfoundnothing¦¦
16-0038825 | Vegetation | Tree - fell into line | Conductor, Overhead | Broken, wire on ground | 2016 | Tier 3 - Extreme | Distribution Circuit | 5 | 26 | 2016-05-26 | 1477734 | Sus | Y | Vegetation¦Treefellintoline¦ConductorOverhead¦Brokenwireonground
16-0039706 | Unknown Cause | Patrol - found nothing |  |  | 2016 | Tier 3 - Extreme | Distribution Circuit | 5 | 30 | 2016-05-30 | 1479210 | Sus | Y | UnknownCause¦Patrolfoundnothing¦¦
16-0042839 | Animal | Other | Fuse | Normal | 2016 | Tier 2 - Elevated | Distribution Circuit | 6 | 13 | 2016-06-13 | 1487854 | Sus | Y | Animal¦Other¦Fuse¦Normal
16-0049365 | Unknown Cause | Patrol - found nothing |  |  | 2016 | Tier 2 - Elevated | Distribution Circuit | 7 | 12 | 2016-07-12 | 1508854 | Sus | Y | UnknownCause¦Patrolfoundnothing¦¦
16-0056060 | Equipment Failure/Involved | Overhead | Transformer (OH) | Failed/Faulted | 2016 | Tier 2 - Elevated | Distribution Circuit | 8 | 9 | 2016-08-09 | 1523753 | Sus | Y | EquipmentFailureInvolved¦Overhead¦Transformer(OH)¦FailedFaulted
16-0057745 | Environmental/External | Fire, Forest/Grass | Pole-Wood | On Ground | 2016 | Tier 2 - Elevated | Distribution Circuit | 8 | 16 | 2016-08-16 | 1527510 | Sus | Y | EnvironmentalExternal¦FireForestGrass¦PoleWood¦OnGround
16-0061453 | 3rd Party | Dig in, 3rd party | Conductor, Underground | Broken | 2016 | Tier 2 - Elevated | Distribution Circuit | 8 | 31 | 2016-08-31 | 1535120 | Sus | Y | 3rdParty¦Digin3rdparty¦ConductorUnderground¦Broken
16-0072180 | Unknown Cause | Patrol - found nothing |  |  | 2016 | Tier 3 - Extreme | Distribution Circuit | 10 | 14 | 2016-10-14 | 1558968 | Sus | Y | UnknownCause¦Patrolfoundnothing¦¦
16-0074966 | Equipment Failure/Involved | Fire, pole | Crossarm, Wood | Burned/flashed | 2016 | Tier 2 - Elevated | Distribution Circuit | 10 | 24 | 2016-10-24 | 1568429 | Sus | Y | EquipmentFailureInvolved¦Firepole¦CrossarmWood¦Burnedflashed
16-0077395 | Equipment Failure/Involved | Overhead | Transformer | Failed/Faulted | 2016 | Tier 3 - Extreme | Transformer only | 11 | 1 | 2016-11-01 | 1575005 | Sus | Y | EquipmentFailureInvolved¦Overhead¦Transformer¦FailedFaulted
16-0077831 | Equipment Failure/Involved | Overhead | Switch (OH) | Broken | 2016 | Tier 2 - Elevated | Distribution Circuit | 11 | 3 | 2016-11-03 | 1575988 | Sus | Y | EquipmentFailureInvolved¦Overhead¦Switch(OH)¦Broken
16-0078645 | Vegetation | Tree - branch fell on line | Jumper | Bent or Twisted | 2016 | Tier 3 - Extreme | Transformer only | 11 | 8 | 2016-11-08 | 1578067 | Sus | Y | Vegetation¦Treebranchfellonline¦Jumper¦BentorTwisted
16-0082120 | Vegetation | Tree - branch fell on line | Conductor, Overhead | Broken, wire on ground | 2016 | Tier 3 - Extreme | Distribution Circuit | 11 | 24 | 2016-11-24 | 1588295 | Sus | Y | Vegetation¦Treebranchfellonline¦ConductorOverhead¦Brokenwireonground
16-0083994 | Unknown Cause | Patrol - found nothing |  |  | 2016 | Tier 3 - Extreme | Distribution Circuit | 12 | 5 | 2016-12-05 | 1594932 | Sus | N | UnknownCause¦Patrolfoundnothing¦¦
16-0084387 | Equipment Failure/Involved | Overhead | Fuse | Failed/Faulted | 2016 | Tier 2 - Elevated | Distribution Circuit | 12 | 7 | 2016-12-07 | 1596266 | Sus | N | EquipmentFailureInvolved¦Overhead¦Fuse¦FailedFaulted
16-0084596 | Equipment Failure/Involved | Overhead | Connector or Splice (OH) | Broken | 2016 | Tier 3 - Extreme | Transformer only | 12 | 8 | 2016-12-08 | 1596813 | Sus | N | EquipmentFailureInvolved¦Overhead¦ConnectororSplice(OH)¦Broken
16-0085280 | Vegetation | Tree - fell into line | Pole-Wood | Broken, wire on ground | 2016 | Tier 2 - Elevated | Distribution Circuit | 12 | 12 | 2016-12-12 | 1600634 | Sus | N | Vegetation¦Treefellintoline¦PoleWood¦Brokenwireonground
16-0085843 | Vegetation | Tree - fell into line | Conductor, Overhead | Broken, wire on ground | 2016 | Tier 3 - Extreme | Distribution Circuit | 12 | 15 | 2016-12-15 | 1603571 | Sus | N | Vegetation¦Treefellintoline¦ConductorOverhead¦Brokenwireonground
16-0086182 | Equipment Failure/Involved | Other | Connector or Splice (OH) | Deteriorated | 2016 | Tier 2 - Elevated | Transformer only | 12 | 17 | 2016-12-17 | 1605795 | Sus | N | EquipmentFailureInvolved¦Other¦ConnectororSplice(OH)¦Deteriorated
16-0087204 | Unknown Cause | Patrol - not conducted |  |  | 2016 | Tier 2 - Elevated | Distribution Circuit | 12 | 27 | 2016-12-27 | 1611810 | Sus | N | UnknownCause¦Patrolnotconducted¦¦
16-0087434 | Vegetation | Tree - branch fell on line | Conductor, Overhead | Normal | 2016 | Tier 3 - Extreme | Distribution Circuit | 12 | 30 | 2016-12-30 | 1613579 | Sus | N | Vegetation¦Treebranchfellonline¦ConductorOverhead¦Normal
17-0003620 | Vegetation | Tree - fell into line | Conductor, Overhead | Broken, wire on ground | 2017 | Tier 2 - Elevated | Distribution Circuit | 1 | 3 | 2017-01-03 | 1615658 | Sus | N | Vegetation¦Treefellintoline¦ConductorOverhead¦Brokenwireonground
17-0005003 | Vegetation | Tree - branch fell on line | Conductor, Overhead | Normal | 2017 | Tier 3 - Extreme | Distribution Circuit | 1 | 8 | 2017-01-08 | 1622573 | Sus | N | Vegetation¦Treebranchfellonline¦ConductorOverhead¦Normal
17-0005307 | Environmental/External | Water | Pole-Wood | Broken, wire on ground | 2017 | Tier 2 - Elevated | Distribution Circuit | 1 | 8 | 2017-01-08 | 1626741 | Sus | N | EnvironmentalExternal¦Water¦PoleWood¦Brokenwireonground
17-0005413 | Unknown Cause | Patrol - not conducted |  |  | 2017 | Tier 3 - Extreme | Distribution Circuit | 1 | 8 | 2017-01-08 | 1626123 | Sus | N | UnknownCause¦Patrolnotconducted¦¦
17-0005459 | Vegetation | Tree - fell into line | Conductor, Overhead | Broken, wire on ground | 2017 | Tier 2 - Elevated | Distribution Circuit | 1 | 8 | 2017-01-08 | 1625132 | Sus | N | Vegetation¦Treefellintoline¦ConductorOverhead¦Brokenwireonground
17-0005565 | Vegetation | Tree - fell into line | Conductor, Overhead | Broken, wire on ground | 2017 | Tier 2 - Elevated | Distribution Circuit | 1 | 8 | 2017-01-08 | 1628465 | Sus | N | Vegetation¦Treefellintoline¦ConductorOverhead¦Brokenwireonground
17-0005622 | Vegetation | Tree - fell into line | Conductor, Overhead | Broken, wire on ground | 2017 | Tier 3 - Extreme | Distribution Circuit | 1 | 8 | 2017-01-08 | 1628395 | Sus | N | Vegetation¦Treefellintoline¦ConductorOverhead¦Brokenwireonground
17-0006187 | Vegetation | Tree - fell into line | Secondary | Broken, wire on ground | 2017 | Tier 2 - Elevated | Transformer only | 1 | 9 | 2017-01-09 | 1629895 | Sus | N | Vegetation¦Treefellintoline¦Secondary¦Brokenwireonground
17-0007171 | Equipment Failure/Involved | Overhead | Pole-Wood | Broken | 2017 | Tier 3 - Extreme | Distribution Circuit | 1 | 10 | 2017-01-10 | 1635466 | Sus | N | EquipmentFailureInvolved¦Overhead¦PoleWood¦Broken
17-0007632 | Vegetation | Tree - branch fell on line | Conductor, Overhead | Normal | 2017 | Tier 2 - Elevated | Distribution Circuit | 1 | 11 | 2017-01-11 | 1638497 | Sus | N | Vegetation¦Treebranchfellonline¦ConductorOverhead¦Normal
17-0010616 | Unknown Cause | Patrol - found nothing |  |  | 2017 | Tier 2 - Elevated | Distribution Circuit | 1 | 19 | 2017-01-19 | 1649631 | Sus | N | UnknownCause¦Patrolfoundnothing¦¦
17-0010806 | Unknown Cause | Patrol - found nothing |  |  | 2017 | Tier 2 - Elevated | Distribution Circuit | 1 | 18 | 2017-01-18 | 1649856 | Sus | N | UnknownCause¦Patrolfoundnothing¦¦
17-0011719 | Equipment Failure/Involved | Overhead | Transformer (OH) | Broken | 2017 | Tier 2 - Elevated | Transformer only | 1 | 20 | 2017-01-20 | 1654807 | Sus | N | EquipmentFailureInvolved¦Overhead¦Transformer(OH)¦Broken
17-0012540 | Equipment Failure/Involved | Overhead | Conductor, Overhead | Broken | 2017 | Tier 3 - Extreme | Distribution Circuit | 1 | 21 | 2017-01-21 | 1657703 | Sus | N | EquipmentFailureInvolved¦Overhead¦ConductorOverhead¦Broken
17-0012769 | Unknown Cause | Patrol - found nothing |  |  | 2017 | Tier 3 - Extreme | Distribution Circuit | 1 | 22 | 2017-01-22 | 1658206 | Sus | N | UnknownCause¦Patrolfoundnothing¦¦
17-0013079 | Equipment Failure/Involved | Overhead | Pole-Wood | Broken, wire on ground | 2017 | Tier 2 - Elevated | Distribution Circuit | 1 | 22 | 2017-01-22 | 1658770 | Sus | N | EquipmentFailureInvolved¦Overhead¦PoleWood¦Brokenwireonground
17-0014875 | Equipment Failure/Involved | Overhead | Jumper | Burned Open | 2017 | Tier 2 - Elevated | Distribution Circuit | 1 | 25 | 2017-01-25 | 1667327 | Sus | N | EquipmentFailureInvolved¦Overhead¦Jumper¦BurnedOpen
17-0015362 | Animal | Bird found | Transformer (OH) | Normal | 2017 | Tier 2 - Elevated | Distribution Circuit | 1 | 26 | 2017-01-26 | 1667890 | Sus | N | Animal¦Birdfound¦Transformer(OH)¦Normal
17-0019710 | Environmental/External | Flood/Erosion | Conductor, Overhead | Broken, wire on ground | 2017 | Tier 3 - Extreme | Distribution Circuit | 2 | 9 | 2017-02-09 | 1684134 | Sus | N | EnvironmentalExternal¦FloodErosion¦ConductorOverhead¦Brokenwireonground
17-0020348 | Unknown Cause | Patrol - found nothing |  |  | 2017 | Tier 2 - Elevated | Distribution Circuit | 2 | 11 | 2017-02-11 | 1685987 | Sus | N | UnknownCause¦Patrolfoundnothing¦¦
17-0022213 | Unknown Cause | Patrol - found nothing |  |  | 2017 | Tier 2 - Elevated | Distribution Circuit | 2 | 17 | 2017-02-17 | 1693183 | Sus | N | UnknownCause¦Patrolfoundnothing¦¦
17-0022979 | Vegetation | Tree - fell into line | Conductor, Overhead | Broken, wire on ground | 2017 | Tier 2 - Elevated | Distribution Circuit | 2 | 18 | 2017-02-18 | 1699402 | Sus | N | Vegetation¦Treefellintoline¦ConductorOverhead¦Brokenwireonground
17-0025671 | Vegetation | Tree - fell into line | Pole-Wood | Broken, wire on ground | 2017 | Tier 3 - Extreme | Distribution Circuit | 2 | 20 | 2017-02-20 | 1705762 | Sus | N | Vegetation¦Treefellintoline¦PoleWood¦Brokenwireonground
17-0025710 | Vegetation | Tree - fell into line | Conductor, Overhead | Broken, wire on ground | 2017 | Tier 3 - Extreme | Distribution Circuit | 2 | 22 | 2017-02-22 | 1711006 | Sus | N | Vegetation¦Treefellintoline¦ConductorOverhead¦Brokenwireonground
17-0026082 | Vegetation | Tree - fell into line | Conductor, Overhead | Broken, wire on ground | 2017 | Tier 3 - Extreme | Distribution Circuit | 2 | 23 | 2017-02-23 | 1712349 | Sus | N | Vegetation¦Treefellintoline¦ConductorOverhead¦Brokenwireonground
17-0028611 | Vegetation | Tree - branch fell on line | Conductor, Overhead | Normal | 2017 | Tier 3 - Extreme | Distribution Circuit | 3 | 6 | 2017-03-06 | 1720558 | Sus | N | Vegetation¦Treebranchfellonline¦ConductorOverhead¦Normal
17-0036805 | 3rd Party | Tree - cutting, 3rd party | Conductor, Overhead | Broken, wire on ground | 2017 | Tier 3 - Extreme | Distribution Circuit | 4 | 5 | 2017-04-05 | 1744773 | Sus | N | 3rdParty¦Treecutting3rdparty¦ConductorOverhead¦Brokenwireonground
17-0037250 | Vegetation | Tree - branch fell on line | Conductor, Overhead | Broken, wire on ground | 2017 | Tier 3 - Extreme | Distribution Circuit | 4 | 6 | 2017-04-06 | 1745918 | Sus | N | Vegetation¦Treebranchfellonline¦ConductorOverhead¦Brokenwireonground
17-0037649 | Vegetation | Tree - fell into line | Conductor, Overhead | Broken, wire on ground | 2017 | Tier 2 - Elevated | Distribution Circuit | 4 | 7 | 2017-04-07 | 1749492 | Sus | N | Vegetation¦Treefellintoline¦ConductorOverhead¦Brokenwireonground
17-0038346 | Unknown Cause | Patrol - found nothing |  |  | 2017 | Tier 3 - Extreme | Distribution Circuit | 4 | 7 | 2017-04-07 | 1751981 | Sus | N | UnknownCause¦Patrolfoundnothing¦¦
17-0044174 | Equipment Failure/Involved | Overhead | Insulator | Broken | 2017 | Tier 3 - Extreme | Distribution Circuit | 5 | 1 | 2017-05-01 | 1771930 | Sus | Y | EquipmentFailureInvolved¦Overhead¦Insulator¦Broken
17-0058090 | Vegetation | Tree - fell into line | Conductor, Overhead | Broken, wire on ground | 2017 | Tier 3 - Extreme | Distribution Circuit | 6 | 23 | 2017-06-23 | 1816046 | Sus | Y | Vegetation¦Treefellintoline¦ConductorOverhead¦Brokenwireonground
17-0060741 | Unknown Cause | Patrol - found nothing |  |  | 2017 | Tier 3 - Extreme | Distribution Circuit | 7 | 5 | 2017-07-05 | 1824223 | Sus | Y | UnknownCause¦Patrolfoundnothing¦¦
17-0061055 | Equipment Failure/Involved | Overhead | Transformer (OH) | Broken | 2017 | Tier 3 - Extreme | Transformer only | 7 | 6 | 2017-07-06 | 1824905 | Sus | Y | EquipmentFailureInvolved¦Overhead¦Transformer(OH)¦Broken
17-0063460 | Environmental/External | Fire, Forest/Grass | Pole-Wood | Broken | 2017 | Tier 2 - Elevated | Distribution Circuit | 7 | 17 | 2017-07-17 | 1833856 | Sus | Y | EnvironmentalExternal¦FireForestGrass¦PoleWood¦Broken
17-0066505 | Equipment Failure/Involved | Overhead | Conductor, Overhead | Broken, wire on ground | 2017 | Tier 3 - Extreme | Distribution Circuit | 7 | 29 | 2017-07-29 | 1842448 | Sus | Y | EquipmentFailureInvolved¦Overhead¦ConductorOverhead¦Brokenwireonground
17-0066833 | Unknown Cause | Patrol - found nothing |  |  | 2017 | Tier 2 - Elevated | Distribution Circuit | 7 | 31 | 2017-07-31 | 1843465 | Sus | Y | UnknownCause¦Patrolfoundnothing¦¦
17-0068558 | Equipment Failure/Involved | Overhead | Transformer | Deteriorated | 2017 | Tier 2 - Elevated | Transformer only | 8 | 7 | 2017-08-07 | 1847988 | Sus | Y | EquipmentFailureInvolved¦Overhead¦Transformer¦Deteriorated
17-0069646 | Vegetation | Tree - fell into line | Conductor, Overhead | Broken, wire on ground | 2017 | Tier 2 - Elevated | Distribution Circuit | 8 | 11 | 2017-08-11 | 1850479 | Sus | Y | Vegetation¦Treefellintoline¦ConductorOverhead¦Brokenwireonground
17-0071136 | Environmental/External | Fire, Forest/Grass | Conductor, Overhead | Normal | 2017 | Tier 2 - Elevated | Distribution Circuit | 8 | 17 | 2017-08-17 | 1854407 | Sus | Y | EnvironmentalExternal¦FireForestGrass¦ConductorOverhead¦Normal
17-0075249 | Equipment Failure/Involved | Underground | Transformer | Failed/Faulted | 2017 | Tier 3 - Extreme | Distribution Circuit | 9 | 2 | 2017-09-02 | 1866767 | Sus | Y | EquipmentFailureInvolved¦Underground¦Transformer¦FailedFaulted
17-0082506 | Unknown Cause | Patrol - not conducted |  |  | 2017 | Tier 2 - Elevated | Distribution Circuit | 9 | 28 | 2017-09-28 | 1887488 | Sus | Y | UnknownCause¦Patrolnotconducted¦¦
17-0085417 | Unknown Cause | Patrol - found nothing |  |  | 2017 | Tier 2 - Elevated | Distribution Circuit | 10 | 9 | 2017-10-09 | 1895498 | Sus | Y | UnknownCause¦Patrolfoundnothing¦¦
17-0085654 | Vegetation | Tree - branch fell on line | Fuse | Failed/Faulted | 2017 | Tier 3 - Extreme | Distribution Circuit | 10 | 9 | 2017-10-09 | 1896505 | Sus | Y | Vegetation¦Treebranchfellonline¦Fuse¦FailedFaulted
17-0095602 | Equipment Failure/Involved | Overhead | Conductor, Overhead | Broken, wire on ground | 2017 | Tier 3 - Extreme | Distribution Circuit | 11 | 16 | 2017-11-16 | 1923768 | Sus | Y | EquipmentFailureInvolved¦Overhead¦ConductorOverhead¦Brokenwireonground
17-0100140 | Vegetation | Tree - fell into line | Conductor, Overhead | Broken, wire on ground | 2017 | Tier 2 - Elevated | Distribution Circuit | 12 | 4 | 2017-12-04 | 1936934 | Sus | N | Vegetation¦Treefellintoline¦ConductorOverhead¦Brokenwireonground
17-0101783 | Equipment Failure/Involved | Overhead | Insulator | Broken | 2017 | Tier 2 - Elevated | Transformer only | 12 | 15 | 2017-12-15 | 1943580 | Sus | N | EquipmentFailureInvolved¦Overhead¦Insulator¦Broken
17-0101800 | 3rd Party | Other | Conductor, Overhead | Together | 2017 | Tier 3 - Extreme | Distribution Circuit | 12 | 15 | 2017-12-15 | 1943615 | Sus | N | 3rdParty¦Other¦ConductorOverhead¦Together
17-0102050 | Unknown Cause | Patrol - found nothing |  |  | 2017 | Tier 3 - Extreme | Distribution Circuit | 12 | 16 | 2017-12-16 | 1944428 | Sus | N | UnknownCause¦Patrolfoundnothing¦¦
18-0010163 | Unknown Cause | Patrol - found nothing |  |  | 2018 | Tier 3 - Extreme | Distribution Circuit | 1 | 30 | 2018-01-30 | 16367 | Sus | N | UnknownCause¦Patrolfoundnothing¦¦
18-0013578 | Equipment Failure/Involved | Overhead | Insulator | Broken | 2018 | Tier 2 - Elevated | Distribution Circuit | 2 | 12 | 2018-02-12 | 23550 | Sus | N | EquipmentFailureInvolved¦Overhead¦Insulator¦Broken
18-0016158 | Unknown Cause | Patrol - found nothing |  |  | 2018 | Tier 2 - Elevated | Distribution Circuit | 2 | 22 | 2018-02-22 | 28996 | Sus | N | UnknownCause¦Patrolfoundnothing¦¦
18-0016578 | Vegetation | Tree - branch fell on line | Conductor, Overhead | Normal | 2018 | Tier 3 - Extreme | Distribution Circuit | 2 | 22 | 2018-02-22 | 29754 | Sus | N | Vegetation¦Treebranchfellonline¦ConductorOverhead¦Normal
18-0022120 | Unknown Cause | Patrol - found nothing |  |  | 2018 | Tier 2 - Elevated | Distribution Circuit | 3 | 13 | 2018-03-13 | 43047 | Sus | N | UnknownCause¦Patrolfoundnothing¦¦
18-0026234 | Unknown Cause | Patrol - found nothing |  |  | 2018 | Tier 2 - Elevated | Distribution Circuit | 3 | 23 | 2018-03-23 | 52411 | Sus | N | UnknownCause¦Patrolfoundnothing¦¦
18-0026925 | Unknown Cause | Patrol - found nothing |  |  | 2018 | Tier 2 - Elevated | Distribution Circuit | 3 | 27 | 2018-03-27 | 54110 | Sus | N | UnknownCause¦Patrolfoundnothing¦¦
18-0040429 | Vegetation | Tree - fell into line | Conductor, Overhead | Broken, wire on ground | 2018 | Tier 3 - Extreme | Distribution Circuit | 5 | 11 | 2018-05-11 | 84346 | Sus | Y | Vegetation¦Treefellintoline¦ConductorOverhead¦Brokenwireonground
18-0044797 | Vegetation | Tree - fell into line | Secondary | Broken, wire on ground | 2018 | Tier 2 - Elevated | Distribution Circuit | 5 | 28 | 2018-05-28 | 94993 | Sus | Y | Vegetation¦Treefellintoline¦Secondary¦Brokenwireonground
18-0049366 | Equipment Failure/Involved | Underground | Conductor, Underground | Broken | 2018 | Tier 2 - Elevated | Distribution Circuit | 6 | 10 | 2018-06-10 | 105551 | Sus | Y | EquipmentFailureInvolved¦Underground¦ConductorUnderground¦Broken
18-0054845 | Equipment Failure/Involved | Overhead | Conductor, Overhead | Normal | 2018 | Tier 3 - Extreme | Distribution Circuit | 6 | 26 | 2018-06-26 | 119002 | Sus | Y | EquipmentFailureInvolved¦Overhead¦ConductorOverhead¦Normal
18-0056466 | Vegetation | Tree - branch fell on line | Transformer | Failed/Faulted | 2018 | Tier 3 - Extreme | Transformer only | 7 | 2 | 2018-07-02 | 123177 | Sus | Y | Vegetation¦Treebranchfellonline¦Transformer¦FailedFaulted
18-0059667 | Animal | Bird found | Fuse | Failed/Faulted | 2018 | Tier 2 - Elevated | Distribution Circuit | 7 | 13 | 2018-07-13 | 131041 | Sus | Y | Animal¦Birdfound¦Fuse¦FailedFaulted
18-0061585 | 3rd Party | Customer Equipment | Insulator | Broken | 2018 | Tier 2 - Elevated | Distribution Circuit | 7 | 19 | 2018-07-19 | 135778 | Sus | Y | 3rdParty¦CustomerEquipment¦Insulator¦Broken
18-0063707 | Vegetation | Tree - fell into line | Conductor, Overhead | Broken, wire on ground | 2018 | Tier 2 - Elevated | Distribution Circuit | 7 | 25 | 2018-07-25 | 140217 | Sus | Y | Vegetation¦Treefellintoline¦ConductorOverhead¦Brokenwireonground
18-0068001 | Vegetation | Tree - fell into line | Pole-Wood | Broken, wire on ground | 2018 | Tier 3 - Extreme | Distribution Circuit | 8 | 8 | 2018-08-08 | 151483 | Sus | Y | Vegetation¦Treefellintoline¦PoleWood¦Brokenwireonground
18-0088772 | 3rd Party | Tree - cutting, 3rd party | Conductor, Overhead | Broken, wire on ground | 2018 | Tier 2 - Elevated | Distribution Circuit | 10 | 9 | 2018-10-09 | 191871 | Sus | Y | 3rdParty¦Treecutting3rdparty¦ConductorOverhead¦Brokenwireonground
18-0093947 | Animal | Squirrel | Fuse | Failed/Faulted | 2018 | Tier 2 - Elevated | Distribution Circuit | 10 | 24 | 2018-10-24 | 201788 | Sus | Y | Animal¦Squirrel¦Fuse¦FailedFaulted
18-0099817 | Equipment Failure/Involved | Overhead | Cutout, fuse holder | Broken | 2018 | Tier 2 - Elevated | Transformer only | 11 | 14 | 2018-11-14 | 215377 | Sus | Y | EquipmentFailureInvolved¦Overhead¦Cutoutfuseholder¦Broken
18-0102178 | Vegetation | Tree - branch fell on line | Conductor, Overhead | Normal | 2018 | Tier 3 - Extreme | Distribution Circuit | 11 | 21 | 2018-11-21 | 220296 | Sus | Y | Vegetation¦Treebranchfellonline¦ConductorOverhead¦Normal
18-0102764 | Unknown Cause | Patrol - found nothing |  |  | 2018 | Tier 3 - Extreme | Distribution Circuit | 11 | 24 | 2018-11-24 | 223536 | Sus | Y | UnknownCause¦Patrolfoundnothing¦¦
18-0103335 | Environmental/External | Fire, Forest/Grass | Pole-Wood | Burned/flashed | 2018 | Tier 3 - Extreme | Distribution Circuit | 11 | 8 | 2018-11-08 | 224896 | Sus | Y | EnvironmentalExternal¦FireForestGrass¦PoleWood¦Burnedflashed
18-0104508 | Vegetation | Tree - fell into line | Fuse | Failed/Faulted | 2018 | Tier 2 - Elevated | Distribution Circuit | 11 | 28 | 2018-11-28 | 226792 | Sus | Y | Vegetation¦Treefellintoline¦Fuse¦FailedFaulted
18-0104871 | Vegetation | Tree - fell into line | Conductor, Overhead | Broken, wire on ground | 2018 | Tier 3 - Extreme | Distribution Circuit | 11 | 29 | 2018-11-29 | 227952 | Sus | Y | Vegetation¦Treefellintoline¦ConductorOverhead¦Brokenwireonground
18-0107138 | Vegetation | Tree - branch fell on line | Conductor, Overhead | Normal | 2018 | Tier 3 - Extreme | Distribution Circuit | 12 | 4 | 2018-12-04 | 233864 | Sus | N | Vegetation¦Treebranchfellonline¦ConductorOverhead¦Normal
18-0109019 | Unknown Cause | Patrol - found nothing |  |  | 2018 | Tier 2 - Elevated | Distribution Circuit | 12 | 13 | 2018-12-13 | 239474 | Sus | N | UnknownCause¦Patrolfoundnothing¦¦
19-0005347 | Equipment Failure/Involved | Overhead | Transformer | Failed/Faulted | 2019 | Tier 2 - Elevated | Transformer only | 1 | 6 | 2019-01-06 | 256806 | Sus | N | EquipmentFailureInvolved¦Overhead¦Transformer¦FailedFaulted
19-0007099 | Animal | Squirrel | Bushing | Broken | 2019 | Tier 3 - Extreme | Distribution Circuit | 1 | 9 | 2019-01-09 | 262019 | Sus | N | Animal¦Squirrel¦Bushing¦Broken
19-0008204 | Equipment Failure/Involved | Overhead | Transformer | Failed/Faulted | 2019 | Tier 3 - Extreme | Transformer only | 1 | 11 | 2019-01-11 | 263634 | Sus | N | EquipmentFailureInvolved¦Overhead¦Transformer¦FailedFaulted
19-0011495 | Vegetation | Tree - fell into line | Conductor, Overhead | Broken, wire on ground | 2019 | Tier 2 - Elevated | Distribution Circuit | 1 | 18 | 2019-01-18 | 275093 | Sus | N | Vegetation¦Treefellintoline¦ConductorOverhead¦Brokenwireonground
19-0011495 | Vegetation | Tree - fell into line | Conductor, Overhead | Broken, wire on ground | 2019 | Tier 2 - Elevated | Distribution Circuit | 1 | 18 | 2019-01-18 | 275093 | Sus | N | Vegetation¦Treefellintoline¦ConductorOverhead¦Brokenwireonground
19-0011858 | Unknown Cause | Patrol - found nothing |  |  | 2019 | Tier 2 - Elevated | Transformer only | 1 | 17 | 2019-01-17 | 274422 | Sus | N | UnknownCause¦Patrolfoundnothing¦¦
19-0017518 | Vegetation | Tree - fell into line | Conductor, Overhead | Broken, wire on ground | 2019 | Tier 2 - Elevated | Distribution Circuit | 2 | 3 | 2019-02-03 | 288327 | Sus | N | Vegetation¦Treefellintoline¦ConductorOverhead¦Brokenwireonground
19-0018343 | Vegetation | Tree - fell into line | Conductor, Overhead | Normal | 2019 | Tier 3 - Extreme | Distribution Circuit | 2 | 4 | 2019-02-04 | 292080 | Sus | N | Vegetation¦Treefellintoline¦ConductorOverhead¦Normal
19-0018388 | Vegetation | Tree - fell into line | Pole-Wood | Broken, wire on ground | 2019 | Tier 2 - Elevated | Distribution Circuit | 2 | 5 | 2019-02-05 | 292224 | Sus | N | Vegetation¦Treefellintoline¦PoleWood¦Brokenwireonground
19-0018733 | Vegetation | Tree - branch fell on line | Conductor, Overhead | Normal | 2019 | Tier 3 - Extreme | Distribution Circuit | 2 | 4 | 2019-02-04 | 293129 | Sus | N | Vegetation¦Treebranchfellonline¦ConductorOverhead¦Normal
19-0019232 | Vegetation | Tree - fell into line | Conductor, Overhead | Broken, wire on ground | 2019 | Tier 2 - Elevated | Distribution Circuit | 2 | 5 | 2019-02-05 | 291982 | Sus | N | Vegetation¦Treefellintoline¦ConductorOverhead¦Brokenwireonground
19-0019259 | Vegetation | Tree - fell into line | Conductor, Overhead | Normal | 2019 | Tier 3 - Extreme | Distribution Circuit | 2 | 5 | 2019-02-05 | 292461 | Sus | N | Vegetation¦Treefellintoline¦ConductorOverhead¦Normal
19-0019695 | Equipment Failure/Involved | Overhead | Transformer (OH) | Broken | 2019 | Tier 2 - Elevated | Distribution Circuit | 2 | 7 | 2019-02-07 | 294197 | Sus | N | EquipmentFailureInvolved¦Overhead¦Transformer(OH)¦Broken
19-0020000 | Vegetation | Tree - fell into line | Conductor, Overhead | Normal | 2019 | Tier 3 - Extreme | Distribution Circuit | 2 | 8 | 2019-02-08 | 296081 | Sus | N | Vegetation¦Treefellintoline¦ConductorOverhead¦Normal
19-0020158 | Vegetation | Tree - branch fell on line | Conductor, Overhead | Normal | 2019 | Tier 3 - Extreme | Distribution Circuit | 2 | 8 | 2019-02-08 | 295734 | Sus | N | Vegetation¦Treebranchfellonline¦ConductorOverhead¦Normal
19-0021037 | Unknown Cause | Patrol - found nothing |  |  | 2019 | Tier 3 - Extreme | Distribution Circuit | 2 | 10 | 2019-02-10 | 298881 | Sus | N | UnknownCause¦Patrolfoundnothing¦¦
19-0021172 | Vegetation | Tree - branch fell on line | Conductor, Overhead | Arcing | 2019 | Tier 2 - Elevated | Distribution Circuit | 2 | 10 | 2019-02-10 | 298935 | Sus | N | Vegetation¦Treebranchfellonline¦ConductorOverhead¦Arcing
19-0021739 | 3rd Party | Customer Equipment | Pole-Wood | Broken, wire on ground | 2019 | Tier 2 - Elevated | Distribution Circuit | 2 | 13 | 2019-02-13 | 301872 | Sus | N | 3rdParty¦CustomerEquipment¦PoleWood¦Brokenwireonground
19-0029702 | Unknown Cause | Patrol - found nothing |  |  | 2019 | Tier 2 - Elevated | Distribution Circuit | 3 | 1 | 2019-03-01 | 328521 | Sus | N | UnknownCause¦Patrolfoundnothing¦¦
19-0029863 | 3rd Party | Vehicle | Pole-Wood | Normal | 2019 | Tier 2 - Elevated | Distribution Circuit | 3 | 1 | 2019-03-01 | 329039 | Sus | N | 3rdParty¦Vehicle¦PoleWood¦Normal
19-0031041 | Unknown Cause | Patrol - found nothing |  |  | 2019 | Tier 3 - Extreme | Distribution Circuit | 3 | 5 | 2019-03-05 | 331881 | Sus | N | UnknownCause¦Patrolfoundnothing¦¦
19-0035115 | Equipment Failure/Involved | Overhead | Crossarm, Wood | Broken | 2019 | Tier 3 - Extreme | Transformer only | 3 | 19 | 2019-03-19 | 343062 | Sus | N | EquipmentFailureInvolved¦Overhead¦CrossarmWood¦Broken
19-0038927 | Equipment Failure/Involved | Overhead | Crossarm, Wood | Broken | 2019 | Tier 2 - Elevated | Distribution Circuit | 4 | 1 | 2019-04-01 | 352026 | Sus | N | EquipmentFailureInvolved¦Overhead¦CrossarmWood¦Broken
19-0039939 | Vegetation | Tree - grew into line | Conductor, Overhead | Together | 2019 | Tier 2 - Elevated | Distribution Circuit | 4 | 5 | 2019-04-05 | 354167 | Sus | N | Vegetation¦Treegrewintoline¦ConductorOverhead¦Together
19-0040532 | Unknown Cause | Patrol - found nothing |  |  | 2019 | Tier 3 - Extreme | Distribution Circuit | 4 | 8 | 2019-04-08 | 355699 | Sus | N | UnknownCause¦Patrolfoundnothing¦¦
19-0041764 | Animal | Bird found | Fuse | Failed/Faulted | 2019 | Tier 2 - Elevated | Distribution Circuit | 4 | 11 | 2019-04-11 | 359106 | Sus | N | Animal¦Birdfound¦Fuse¦FailedFaulted
19-0045713 | Equipment Failure/Involved | Overhead | Conductor, Overhead | Broken | 2019 | Tier 3 - Extreme | Transformer only | 4 | 24 | 2019-04-24 | 367251 | Sus | N | EquipmentFailureInvolved¦Overhead¦ConductorOverhead¦Broken
19-0047957 | Unknown Cause | Patrol - found nothing |  |  | 2019 | Tier 2 - Elevated | Distribution Circuit | 5 | 1 | 2019-05-01 | 371666 | Sus | Y | UnknownCause¦Patrolfoundnothing¦¦
19-0049326 | Equipment Failure/Involved | Overhead | Pole-Wood | Broken | 2019 | Tier 3 - Extreme | Distribution Circuit | 5 | 6 | 2019-05-06 | 374563 | Sus | Y | EquipmentFailureInvolved¦Overhead¦PoleWood¦Broken
19-0051065 | Unknown Cause | Patrol - found nothing |  |  | 2019 | Tier 3 - Extreme | Distribution Circuit | 5 | 11 | 2019-05-11 | 378552 | Sus | Y | UnknownCause¦Patrolfoundnothing¦¦
19-0051957 | Vegetation | Tree - fell into line | Conductor, Overhead | Broken, wire on ground | 2019 | Tier 2 - Elevated | Distribution Circuit | 5 | 15 | 2019-05-15 | 380539 | Sus | Y | Vegetation¦Treefellintoline¦ConductorOverhead¦Brokenwireonground
19-0052659 | Equipment Failure/Involved | Overhead | Secondary | Deteriorated | 2019 | Tier 3 - Extreme | Transformer only | 5 | 16 | 2019-05-16 | 382281 | Sus | Y | EquipmentFailureInvolved¦Overhead¦Secondary¦Deteriorated
19-0054448 | Equipment Failure/Involved | Overhead | Conductor, Overhead | Broken | 2019 | Tier 2 - Elevated | Distribution Circuit | 5 | 20 | 2019-05-20 | 386323 | Sus | Y | EquipmentFailureInvolved¦Overhead¦ConductorOverhead¦Broken
19-0056992 | Environmental/External | Lightning | Transformer (OH) | Failed/Faulted | 2019 | Tier 2 - Elevated | Distribution Circuit | 5 | 24 | 2019-05-24 | 389809 | Sus | Y | EnvironmentalExternal¦Lightning¦Transformer(OH)¦FailedFaulted
19-0061051 | Unknown Cause | Patrol - not conducted |  |  | 2019 | Tier 3 - Extreme | Distribution Circuit | 5 | 31 | 2019-05-31 | 394876 | Sus | Y | UnknownCause¦Patrolnotconducted¦¦
19-0072083 | Equipment Failure/Involved | Overhead | Crossarm, Wood | Broken | 2019 | Tier 3 - Extreme | Distribution Circuit | 6 | 26 | 2019-06-26 | 429766 | Sus | Y | EquipmentFailureInvolved¦Overhead¦CrossarmWood¦Broken
19-0077108 | Equipment Failure/Involved | Overhead | Transformer | Failed/Faulted | 2019 | Tier 2 - Elevated | Transformer only | 7 | 13 | 2019-07-13 | 449633 | Sus | Y | EquipmentFailureInvolved¦Overhead¦Transformer¦FailedFaulted
19-0080159 | Environmental/External | Lightning | Transformer (OH) | Failed/Faulted | 2019 | Tier 3 - Extreme | Distribution Circuit | 7 | 23 | 2019-07-23 | 468808 | Sus | Y | EnvironmentalExternal¦Lightning¦Transformer(OH)¦FailedFaulted
19-0089128 | Vegetation | Tree - fell into line | Conductor, Overhead | Broken | 2019 | Tier 3 - Extreme | Distribution Circuit | 8 | 17 | 2019-08-17 | 521495 | Sus | Y | Vegetation¦Treefellintoline¦ConductorOverhead¦Broken
19-0103005 | Equipment Failure/Involved | Overhead | Transformer | Failed/Faulted | 2019 | Tier 2 - Elevated | Transformer only | 9 | 24 | 2019-09-24 | 610257 | Sus | Y | EquipmentFailureInvolved¦Overhead¦Transformer¦FailedFaulted
19-0108129 | Unknown Cause | Patrol - found nothing |  |  | 2019 | Tier 2 - Elevated | Distribution Circuit | 10 | 7 | 2019-10-07 | 645766 | Sus | Y | UnknownCause¦Patrolfoundnothing¦¦
19-0120317 | Vegetation | Tree - branch fell on line | Conductor, Overhead | Normal | 2019 | Tier 2 - Elevated | Distribution Circuit | 11 | 1 | 2019-11-01 | 697917 | Sus | Y | Vegetation¦Treebranchfellonline¦ConductorOverhead¦Normal
19-0121203 | Unknown Cause | Patrol - found nothing |  |  | 2019 | Tier 2 - Elevated | Distribution Circuit | 11 | 5 | 2019-11-05 | 699789 | Sus | Y | UnknownCause¦Patrolfoundnothing¦¦
19-0125370 | Unknown Cause | Patrol - found nothing |  |  | 2019 | Tier 2 - Elevated | Distribution Circuit | 11 | 16 | 2019-11-16 | 708089 | Sus | Y | UnknownCause¦Patrolfoundnothing¦¦
19-0126150 | Wildfire Mitigation | Public Safety Power Shut-off | Switch (OH) | Normal | 2019 | Tier 3 - Extreme | Distribution Circuit | 11 | 20 | 2019-11-20 | 710897 | Sus | Y | WildfireMitigation¦PublicSafetyPowerShutoff¦Switch(OH)¦Normal
19-0129413 | Unknown Cause | Patrol - found nothing |  |  | 2019 | Tier 2 - Elevated | Distribution Circuit | 11 | 26 | 2019-11-26 | 716708 | Sus | Y | UnknownCause¦Patrolfoundnothing¦¦
19-0130138 | Unknown Cause | Patrol - not conducted |  |  | 2019 | Tier 2 - Elevated | Distribution Circuit | 11 | 27 | 2019-11-27 | 720401 | Sus | Y | UnknownCause¦Patrolnotconducted¦¦
19-0131487 | Unknown Cause | Patrol - not conducted |  |  | 2019 | Tier 3 - Extreme | Distribution Circuit | 11 | 30 | 2019-11-30 | 724600 | Sus | Y | UnknownCause¦Patrolnotconducted¦¦
19-0133914 | Unknown Cause | Patrol - not conducted |  |  | 2019 | Tier 3 - Extreme | Distribution Circuit | 12 | 5 | 2019-12-05 | 730624 | Sus | N | UnknownCause¦Patrolnotconducted¦¦
19-0134714 | Vegetation | Tree - fell into line | Conductor, Overhead | Broken, wire on ground | 2019 | Tier 2 - Elevated | Distribution Circuit | 12 | 7 | 2019-12-07 | 732287 | Sus | N | Vegetation¦Treefellintoline¦ConductorOverhead¦Brokenwireonground
19-0134758 | Equipment Failure/Involved | Overhead | Transformer | Failed/Faulted | 2019 | Tier 2 - Elevated | Transformer only | 12 | 7 | 2019-12-07 | 732332 | Sus | N | EquipmentFailureInvolved¦Overhead¦Transformer¦FailedFaulted
19-0136352 | Equipment Failure/Involved | Overhead | Transformer (OH) | Broken | 2019 | Tier 3 - Extreme | Transformer only | 12 | 13 | 2019-12-13 | 738285 | Sus | N | EquipmentFailureInvolved¦Overhead¦Transformer(OH)¦Broken
19-0137234 | Unknown Cause | Patrol - found nothing |  |  | 2019 | Tier 2 - Elevated | Distribution Circuit | 12 | 19 | 2019-12-19 | 746367 | Sus | N | UnknownCause¦Patrolfoundnothing¦¦
19-0137419 | Vegetation | Tree - fell into line | Conductor, Overhead | Normal | 2019 | Tier 2 - Elevated | Distribution Circuit | 12 | 21 | 2019-12-21 | 747649 | Sus | N | Vegetation¦Treefellintoline¦ConductorOverhead¦Normal
20-0011012 | Unknown Cause | Patrol - found nothing |  |  | 2020 | Tier 3 - Extreme | Distribution Circuit | 1 | 17 | 2020-01-17 | 765300 | Sus | N | UnknownCause¦Patrolfoundnothing¦¦
20-0011087 | Vegetation | Tree - fell into line | Connector or Splice (OH) | Broken, wire on ground | 2020 | Tier 2 - Elevated | Distribution Circuit | 1 | 18 | 2020-01-18 | 765716 | Sus | N | Vegetation¦Treefellintoline¦ConnectororSplice(OH)¦Brokenwireonground
20-0011115 | Equipment Failure/Involved | Underground | Transformer (UG) | Broken | 2020 | Tier 2 - Elevated | Distribution Circuit | 1 | 18 | 2020-01-18 | 765881 | Sus | N | EquipmentFailureInvolved¦Underground¦Transformer(UG)¦Broken
20-0018869 | Unknown Cause | Patrol - found nothing |  |  | 2020 | Tier 3 - Extreme | Distribution Circuit | 2 | 8 | 2020-02-08 | 780801 | Sus | N | UnknownCause¦Patrolfoundnothing¦¦
20-0021775 | Vegetation | Tree - branch fell on line | Conductor, Overhead | Normal | 2020 | Tier 3 - Extreme | Distribution Circuit | 2 | 13 | 2020-02-13 | 790233 | Sus | N | Vegetation¦Treebranchfellonline¦ConductorOverhead¦Normal
20-0032061 | Equipment Failure/Involved | Overhead | Anchor or Guy | Broken | 2020 | Tier 2 - Elevated | Distribution Circuit | 3 | 14 | 2020-03-14 | 851181 | Sus | N | EquipmentFailureInvolved¦Overhead¦AnchororGuy¦Broken
20-0032170 | Vegetation | Tree - fell into line | Conductor, Overhead | Together | 2020 | Tier 3 - Extreme | Distribution Circuit | 3 | 15 | 2020-03-15 | 851688 | Sus | N | Vegetation¦Treefellintoline¦ConductorOverhead¦Together
20-0032446 | Equipment Failure/Involved | Overhead | Crossarm, Wood | Broken | 2020 | Tier 2 - Elevated | Distribution Circuit | 3 | 15 | 2020-03-15 | 852905 | Sus | N | EquipmentFailureInvolved¦Overhead¦CrossarmWood¦Broken
20-0033667 | Equipment Failure/Involved | Overhead | Secondary | Broken | 2020 | Tier 3 - Extreme | Transformer only | 3 | 17 | 2020-03-17 | 856788 | Sus | N | EquipmentFailureInvolved¦Overhead¦Secondary¦Broken
20-0037704 | Vegetation | Tree - fell into line | Conductor, Overhead | Broken, wire on ground | 2020 | Tier 3 - Extreme | Distribution Circuit | 4 | 1 | 2020-04-01 | 876513 | Sus | N | Vegetation¦Treefellintoline¦ConductorOverhead¦Brokenwireonground
20-0038657 | Environmental/External | Lightning | Transformer | Failed/Faulted | 2020 | Tier 2 - Elevated | Transformer only | 4 | 5 | 2020-04-05 | 883193 | Sus | N | EnvironmentalExternal¦Lightning¦Transformer¦FailedFaulted
20-0040752 | Equipment Failure/Involved | Underground | Conductor, Underground | Deteriorated | 2020 | Tier 2 - Elevated | Distribution Circuit | 4 | 13 | 2020-04-13 | 894406 | Sus | N | EquipmentFailureInvolved¦Underground¦ConductorUnderground¦Deteriorated
20-0044974 | Unknown Cause | Patrol - found nothing |  |  | 2020 | Tier 2 - Elevated | Distribution Circuit | 4 | 27 | 2020-04-27 | 902534 | Sus | N | UnknownCause¦Patrolfoundnothing¦¦
20-0050431 | Unknown Cause | Patrol - found nothing |  |  | 2020 | Tier 2 - Elevated | Distribution Circuit | 5 | 14 | 2020-05-14 | 913969 | Sus | Y | UnknownCause¦Patrolfoundnothing¦¦
20-0054661 | Equipment Failure/Involved | Overhead | Conductor, Overhead | Broken | 2020 | Tier 3 - Extreme | Distribution Circuit | 5 | 27 | 2020-05-27 | 923176 | Sus | Y | EquipmentFailureInvolved¦Overhead¦ConductorOverhead¦Broken
20-0063005 | Equipment Failure/Involved | Overhead | Conductor, Overhead | Deteriorated | 2020 | Tier 3 - Extreme | Distribution Circuit | 6 | 19 | 2020-06-19 | 942594 | Sus | Y | EquipmentFailureInvolved¦Overhead¦ConductorOverhead¦Deteriorated
20-0068469 | Equipment Failure/Involved | Overhead | Insulator | Broken | 2020 | Tier 3 - Extreme | Distribution Circuit | 7 | 5 | 2020-07-05 | 958187 | Sus | Y | EquipmentFailureInvolved¦Overhead¦Insulator¦Broken
20-0071523 | Vegetation | Tree - branch fell on line | Transformer | Broken, wire on ground | 2020 | Tier 3 - Extreme | Transformer only | 7 | 13 | 2020-07-13 | 963930 | Sus | Y | Vegetation¦Treebranchfellonline¦Transformer¦Brokenwireonground
20-0075240 | 3rd Party | Metallic Balloon | Conductor, Overhead | Normal | 2020 | Tier 3 - Extreme | Distribution Circuit | 7 | 23 | 2020-07-23 | 970715 | Sus | Y | 3rdParty¦MetallicBalloon¦ConductorOverhead¦Normal
20-0075391 | Equipment Failure/Involved | Overhead | Transformer (OH) | Broken | 2020 | Tier 3 - Extreme | Transformer only | 7 | 23 | 2020-07-23 | 970796 | Sus | Y | EquipmentFailureInvolved¦Overhead¦Transformer(OH)¦Broken
20-0076559 | Unknown Cause | Patrol - found nothing |  |  | 2020 | Tier 2 - Elevated | Distribution Circuit | 7 | 27 | 2020-07-27 | 973206 | Sus | Y | UnknownCause¦Patrolfoundnothing¦¦
20-0079787 | Unknown Cause | Patrol - found nothing |  |  | 2020 | Tier 3 - Extreme | Distribution Circuit | 8 | 5 | 2020-08-05 | 978935 | Sus | Y | UnknownCause¦Patrolfoundnothing¦¦
20-0085412 | Vegetation | Tree - fell into line | Conductor, Overhead | Broken, wire on ground | 2020 | Tier 2 - Elevated | Distribution Circuit | 8 | 17 | 2020-08-17 | 1014482 | Sus | Y | Vegetation¦Treefellintoline¦ConductorOverhead¦Brokenwireonground
20-0085600 | Unknown Cause | Patrol - found nothing |  |  | 2020 | Tier 2 - Elevated | Distribution Circuit | 8 | 17 | 2020-08-17 | 1015722 | Sus | Y | UnknownCause¦Patrolfoundnothing¦¦
20-0086210 | Vegetation | Tree - fell into line | Conductor, Overhead | Broken, wire on ground | 2020 | Tier 2 - Elevated | Distribution Circuit | 8 | 17 | 2020-08-17 | 1017674 | Sus | Y | Vegetation¦Treefellintoline¦ConductorOverhead¦Brokenwireonground
20-0089141 | Unknown Cause | Patrol - found nothing |  |  | 2020 | Tier 2 - Elevated | Distribution Circuit | 8 | 24 | 2020-08-24 | 1028041 | Sus | Y | UnknownCause¦Patrolfoundnothing¦¦
20-0090403 | Environmental/External | Fire, Forest/Grass | Conductor, Overhead | Normal | 2020 | Tier 3 - Extreme | Distribution Circuit | 8 | 20 | 2020-08-20 | 1033270 | Sus | Y | EnvironmentalExternal¦FireForestGrass¦ConductorOverhead¦Normal
20-0097933 | Equipment Failure/Involved | Overhead | Transformer | Broken | 2020 | Tier 3 - Extreme | Transformer only | 9 | 15 | 2020-09-15 | 1073280 | Sus | Y | EquipmentFailureInvolved¦Overhead¦Transformer¦Broken
20-0100363 | Environmental/External | Fire, Forest/Grass | Conductor, Overhead | Burned/flashed | 2020 | Tier 2 - Elevated | Distribution Circuit | 9 | 7 | 2020-09-07 | 1088639 | Sus | Y | EnvironmentalExternal¦FireForestGrass¦ConductorOverhead¦Burnedflashed
20-0101888 | Unknown Cause | Patrol - found nothing |  |  | 2020 | Tier 2 - Elevated | Distribution Circuit | 9 | 26 | 2020-09-26 | 1093913 | Sus | Y | UnknownCause¦Patrolfoundnothing¦¦
20-0107272 | Unknown Cause | Patrol - found nothing |  |  | 2020 | Tier 2 - Elevated | Distribution Circuit | 10 | 10 | 2020-10-10 | 1114946 | Sus | Y | UnknownCause¦Patrolfoundnothing¦¦
20-0110079 | Unknown Cause | Patrol - found nothing |  |  | 2020 | Tier 2 - Elevated | Distribution Circuit | 10 | 18 | 2020-10-18 | 1120262 | Sus | Y | UnknownCause¦Patrolfoundnothing¦¦
20-0110649 | Animal | Squirrel | Conductor, Overhead | Normal | 2020 | Tier 2 - Elevated | Distribution Circuit | 10 | 20 | 2020-10-20 | 1121369 | Sus | Y | Animal¦Squirrel¦ConductorOverhead¦Normal
20-0113093 | Wildfire Mitigation | Public Safety Power Shut-off | Switch (OH) | Normal | 2020 | Tier 2 - Elevated | Distribution Circuit | 10 | 25 | 2020-10-25 | 1127457 | Sus | Y | WildfireMitigation¦PublicSafetyPowerShutoff¦Switch(OH)¦Normal
20-0114643 | Animal | Bird found | Conductor, Overhead | Normal | 2020 | Tier 2 - Elevated | Distribution Circuit | 10 | 29 | 2020-10-29 | 1131237 | Sus | Y | Animal¦Birdfound¦ConductorOverhead¦Normal
20-0116910 | Equipment Failure/Involved | Overhead | Pole-Wood | Broken | 2020 | Tier 3 - Extreme | Transformer only | 11 | 4 | 2020-11-04 | 1135714 | Sus | Y | EquipmentFailureInvolved¦Overhead¦PoleWood¦Broken
20-0118390 | Animal | Bird found | Conductor, Overhead | Normal | 2020 | Tier 2 - Elevated | Distribution Circuit | 11 | 8 | 2020-11-08 | 1139103 | Sus | Y | Animal¦Birdfound¦ConductorOverhead¦Normal
20-0121074 | Unknown Cause | Patrol - found nothing |  |  | 2020 | Tier 2 - Elevated | Distribution Circuit | 11 | 15 | 2020-11-15 | 1145461 | Sus | Y | UnknownCause¦Patrolfoundnothing¦¦
20-0125556 | Animal | Bird found | Recloser | Normal | 2020 | Tier 3 - Extreme | Distribution Circuit | 11 | 28 | 2020-11-28 | 1155427 | Sus | Y | Animal¦Birdfound¦Recloser¦Normal
20-0129947 | Equipment Failure/Involved | Overhead | Pole-Wood | Broken | 2020 | Tier 2 - Elevated | Transformer only | 12 | 12 | 2020-12-12 | 1181267 | Sus | N | EquipmentFailureInvolved¦Overhead¦PoleWood¦Broken
20-0131668 | Equipment Failure/Involved | Overhead | Transformer (OH) | Leaking | 2020 | Tier 3 - Extreme | Transformer only | 12 | 24 | 2020-12-24 | 1198151 | Sus | N | EquipmentFailureInvolved¦Overhead¦Transformer(OH)¦Leaking
20-0132101 | Animal | Squirrel | Conductor, Overhead | Normal | 2020 | Tier 3 - Extreme | Distribution Circuit | 12 | 28 | 2020-12-28 | 1200454 | Sus | N | Animal¦Squirrel¦ConductorOverhead¦Normal
21-0009698 | Vegetation | Tree - fell into line | Conductor, Overhead | Broken, wire on ground | 2021 | Tier 3 - Extreme | Distribution Circuit | 1 | 18 | 2021-01-18 | 1212242 | Sus | N | Vegetation¦Treefellintoline¦ConductorOverhead¦Brokenwireonground
21-0009908 | Vegetation | Tree - fell into line | Crossarm, Wood | Broken, wire on ground | 2021 | Tier 2 - Elevated | Distribution Circuit | 1 | 18 | 2021-01-18 | 1213286 | Sus | N | Vegetation¦Treefellintoline¦CrossarmWood¦Brokenwireonground
21-0009908 | Vegetation | Tree - fell into line | Crossarm, Wood | Broken, wire on ground | 2021 | Tier 2 - Elevated | Distribution Circuit | 1 | 18 | 2021-01-18 | 1213286 | Sus | N | Vegetation¦Treefellintoline¦CrossarmWood¦Brokenwireonground
21-0010036 | Vegetation | Tree - fell into line | Pole-Wood | Broken | 2021 | Tier 3 - Extreme | Distribution Circuit | 1 | 19 | 2021-01-19 | 1214099 | Sus | N | Vegetation¦Treefellintoline¦PoleWood¦Broken
21-0011030 | Equipment Failure/Involved | Overhead | Conductor, Overhead | Normal | 2021 | Tier 2 - Elevated | Distribution Circuit | 1 | 19 | 2021-01-19 | 1217642 | Sus | N | EquipmentFailureInvolved¦Overhead¦ConductorOverhead¦Normal
21-0011066 | Vegetation | Tree - branch fell on line | Fuse | Normal | 2021 | Tier 3 - Extreme | Distribution Circuit | 1 | 19 | 2021-01-19 | 1216542 | Sus | N | Vegetation¦Treebranchfellonline¦Fuse¦Normal
21-0012000 | Equipment Failure/Involved | Overhead | Crossarm, Wood | Broken | 2021 | Tier 3 - Extreme | Distribution Circuit | 1 | 19 | 2021-01-19 | 1219749 | Sus | N | EquipmentFailureInvolved¦Overhead¦CrossarmWood¦Broken
21-0016041 | Vegetation | Tree - fell into line | Conductor, Overhead | Broken, wire on ground | 2021 | Tier 3 - Extreme | Distribution Circuit | 1 | 26 | 2021-01-26 | 1230434 | Sus | N | Vegetation¦Treefellintoline¦ConductorOverhead¦Brokenwireonground
21-0017505 | Equipment Failure/Involved | Overhead | Bushing | Broken | 2021 | Tier 2 - Elevated | Distribution Circuit | 1 | 27 | 2021-01-27 | 1236209 | Sus | N | EquipmentFailureInvolved¦Overhead¦Bushing¦Broken
21-0019078 | Unknown Cause | Patrol - found nothing |  |  | 2021 | Tier 3 - Extreme | Transformer only | 1 | 29 | 2021-01-29 | 1241675 | Sus | N | UnknownCause¦Patrolfoundnothing¦¦
21-0021067 | Unknown Cause | Patrol - not conducted |  |  | 2021 | Tier 2 - Elevated | Distribution Circuit | 2 | 2 | 2021-02-02 | 1246547 | Sus | N | UnknownCause¦Patrolnotconducted¦¦
21-0024217 | Equipment Failure/Involved | Underground | Transformer (UG) | Leaking | 2021 | Tier 2 - Elevated | Distribution Circuit | 2 | 10 | 2021-02-10 | 1252699 | Sus | N | EquipmentFailureInvolved¦Underground¦Transformer(UG)¦Leaking
21-0028753 | Unknown Cause | Patrol - found nothing |  |  | 2021 | Tier 3 - Extreme | Transformer only | 2 | 23 | 2021-02-23 | 1260441 | Sus | N | UnknownCause¦Patrolfoundnothing¦¦
21-0032379 | Animal | Squirrel | Transformer (OH) | Normal | 2021 | Tier 3 - Extreme | Transformer only | 3 | 4 | 2021-03-04 | 1268141 | Sus | N | Animal¦Squirrel¦Transformer(OH)¦Normal
21-0040117 | Unknown Cause | Patrol - found nothing |  |  | 2021 | Tier 3 - Extreme | Distribution Circuit | 3 | 23 | 2021-03-23 | 1294505 | Sus | N | UnknownCause¦Patrolfoundnothing¦¦
21-0040205 | 3rd Party | Vehicle | Pole-Wood | Broken | 2021 | Tier 3 - Extreme | Distribution Circuit | 3 | 24 | 2021-03-24 | 1294914 | Sus | N | 3rdParty¦Vehicle¦PoleWood¦Broken
21-0040517 | Equipment Failure/Involved | Overhead | Pole-Wood | Broken | 2021 | Tier 2 - Elevated | Distribution Circuit | 3 | 24 | 2021-03-24 | 1295891 | Sus | N | EquipmentFailureInvolved¦Overhead¦PoleWood¦Broken
21-0044470 | Vegetation | Tree - branch fell on line | Conductor, Overhead | Normal | 2021 | Tier 3 - Extreme | Transformer only | 4 | 3 | 2021-04-03 | 1306449 | Sus | N | Vegetation¦Treebranchfellonline¦ConductorOverhead¦Normal
21-0055190 | Unknown Cause | Patrol - found nothing |  |  | 2021 | Tier 3 - Extreme | Distribution Circuit | 4 | 30 | 2021-04-30 | 1337553 | Sus | N | UnknownCause¦Patrolfoundnothing¦¦
21-0066640 | Equipment Failure/Involved | Overhead | Insulator | Broken | 2021 | Tier 2 - Elevated | Distribution Circuit | 5 | 26 | 2021-05-26 | 1359452 | Sus | Y | EquipmentFailureInvolved¦Overhead¦Insulator¦Broken
21-0068255 | Unknown Cause | Patrol - not conducted |  |  | 2021 | Tier 3 - Extreme | Distribution Circuit | 6 | 1 | 2021-06-01 | 1363030 | Sus | Y | UnknownCause¦Patrolnotconducted¦¦
21-0076663 | Equipment Failure/Involved | Overhead | Transformer (OH) | Failed/Faulted | 2021 | Tier 2 - Elevated | Transformer only | 6 | 19 | 2021-06-19 | 1379218 | Sus | Y | EquipmentFailureInvolved¦Overhead¦Transformer(OH)¦FailedFaulted
21-0089115 | Equipment Failure/Involved | Overhead | Transformer (OH) | Broken | 2021 | Tier 2 - Elevated | Transformer only | 7 | 13 | 2021-07-13 | 1403502 | Sus | Y | EquipmentFailureInvolved¦Overhead¦Transformer(OH)¦Broken
21-0093152 | Equipment Failure/Involved | Overhead | Fuse | Broken | 2021 | Tier 2 - Elevated | Distribution Circuit | 7 | 21 | 2021-07-21 | 1410319 | Sus | Y | EquipmentFailureInvolved¦Overhead¦Fuse¦Broken
21-0097326 | 3rd Party | Other | Transformer (OH) | Normal | 2021 | Tier 2 - Elevated | Transformer only | 7 | 30 | 2021-07-30 | 1421741 | Sus | Y | 3rdParty¦Other¦Transformer(OH)¦Normal
21-0100648 | Equipment Failure/Involved | Overhead | Crossarm, Wood | Broken | 2021 | Tier 3 - Extreme | Distribution Circuit | 8 | 5 | 2021-08-05 | 1435178 | Sus | Y | EquipmentFailureInvolved¦Overhead¦CrossarmWood¦Broken
21-0100851 | Company Initiated | Construction Activity/equip, company | Pole-Wood | Deteriorated | 2021 | Tier 2 - Elevated | Transformer only | 8 | 6 | 2021-08-06 | 1435558 | Sus | Y | CompanyInitiated¦ConstructionActivityequipcompany¦PoleWood¦Deteriorated
21-0102921 | Animal | Squirrel | Lightning Arrestor | Normal | 2021 | Tier 2 - Elevated | Distribution Circuit | 8 | 11 | 2021-08-11 | 1439640 | Sus | Y | Animal¦Squirrel¦LightningArrestor¦Normal
21-0107042 | Vegetation | Tree - fell into line | Conductor, Overhead | Broken | 2021 | Tier 2 - Elevated | Distribution Circuit | 8 | 19 | 2021-08-19 | 1447837 | Sus | Y | Vegetation¦Treefellintoline¦ConductorOverhead¦Broken
21-0119225 | Unknown Cause | Patrol - not conducted |  |  | 2021 | Tier 2 - Elevated | Distribution Circuit | 9 | 18 | 2021-09-18 | 1474309 | Sus | Y | UnknownCause¦Patrolnotconducted¦¦
21-0119295 | Vegetation | Tree - fell into line | Conductor, Overhead | Contaminated | 2021 | Tier 2 - Elevated | Distribution Circuit | 9 | 18 | 2021-09-18 | 1474567 | Sus | Y | Vegetation¦Treefellintoline¦ConductorOverhead¦Contaminated
21-0123019 | Equipment Failure/Involved | Overhead | Fuse | Burned Open | 2021 | Tier 2 - Elevated | Transformer only | 9 | 27 | 2021-09-27 | 1482068 | Sus | Y | EquipmentFailureInvolved¦Overhead¦Fuse¦BurnedOpen
21-0130778 | Equipment Failure/Involved | Overhead | Pole-Wood | Broken | 2021 | Tier 3 - Extreme | Distribution Circuit | 10 | 13 | 2021-10-13 | 1497181 | Sus | Y | EquipmentFailureInvolved¦Overhead¦PoleWood¦Broken
21-0136896 | Vegetation | Tree - fell into line | Conductor, Overhead | Broken | 2021 | Tier 3 - Extreme | Distribution Circuit | 10 | 24 | 2021-10-24 | 1514109 | Sus | Y | Vegetation¦Treefellintoline¦ConductorOverhead¦Broken
21-0137537 | Vegetation | Tree - branch fell on line | Conductor, Overhead | Broken, wire on ground | 2021 | Tier 3 - Extreme | Distribution Circuit | 10 | 25 | 2021-10-25 | 1518284 | Sus | Y | Vegetation¦Treebranchfellonline¦ConductorOverhead¦Brokenwireonground
21-0142020 | Vegetation | Tree - fell into line | Conductor, Overhead | Broken, wire on ground | 2021 | Tier 3 - Extreme | Distribution Circuit | 11 | 4 | 2021-11-04 | 1534300 | Sus | Y | Vegetation¦Treefellintoline¦ConductorOverhead¦Brokenwireonground
21-0144686 | Equipment Failure/Involved | Overhead | Transformer (OH) | Failed/Faulted | 2021 | Tier 2 - Elevated | Transformer only | 11 | 11 | 2021-11-11 | 1540238 | Sus | Y | EquipmentFailureInvolved¦Overhead¦Transformer(OH)¦FailedFaulted
21-0154639 | Equipment Failure/Involved | Overhead | Fuse | Burned Open | 2021 | Tier 2 - Elevated | Transformer only | 12 | 3 | 2021-12-03 | 1558664 | Sus | N | EquipmentFailureInvolved¦Overhead¦Fuse¦BurnedOpen
21-0155547 | Equipment Failure/Involved | Overhead | Lightning Arrestor | Normal | 2021 | Tier 3 - Extreme | Transformer only | 12 | 7 | 2021-12-07 | 1560965 | Sus | N | EquipmentFailureInvolved¦Overhead¦LightningArrestor¦Normal
21-0157018 | Vegetation | Tree - branch fell on line | Conductor, Overhead | Normal | 2021 | Tier 2 - Elevated | Distribution Circuit | 12 | 13 | 2021-12-13 | 1566144 | Sus | N | Vegetation¦Treebranchfellonline¦ConductorOverhead¦Normal
21-0158881 | Vegetation | Tree - fell into line | Crossarm, Wood | Broken, wire on ground | 2021 | Tier 2 - Elevated | Distribution Circuit | 12 | 15 | 2021-12-15 | 1573984 | Sus | N | Vegetation¦Treefellintoline¦CrossarmWood¦Brokenwireonground
21-0160348 | Vegetation | Tree - fell into line | Conductor, Overhead | Normal | 2021 | Tier 2 - Elevated | Distribution Circuit | 12 | 23 | 2021-12-23 | 1580216 | Sus | N | Vegetation¦Treefellintoline¦ConductorOverhead¦Normal
21-0160549 | Vegetation | Tree - fell into line | Conductor, Overhead | Broken, wire on ground | 2021 | Tier 2 - Elevated | Distribution Circuit | 12 | 25 | 2021-12-25 | 1581227 | Sus | N | Vegetation¦Treefellintoline¦ConductorOverhead¦Brokenwireonground
21-0161015 | Vegetation | Tree - fell into line | Crossarm, Wood | Broken, wire on ground | 2021 | Tier 2 - Elevated | Distribution Circuit | 12 | 27 | 2021-12-27 | 1584778 | Sus | N | Vegetation¦Treefellintoline¦CrossarmWood¦Brokenwireonground
21-0161213 | Vegetation | Tree - fell into line | Pole-Wood | Broken, wire on ground | 2021 | Tier 2 - Elevated | Distribution Circuit | 12 | 27 | 2021-12-27 | 1586177 | Sus | N | Vegetation¦Treefellintoline¦PoleWood¦Brokenwireonground
21-0161630 | Vegetation | Tree - fell into line | Conductor, Overhead | Broken, wire on ground | 2021 | Tier 3 - Extreme | Distribution Circuit | 12 | 27 | 2021-12-27 | 1588811 | Sus | N | Vegetation¦Treefellintoline¦ConductorOverhead¦Brokenwireonground
21-0161806 | Vegetation | Tree - fell into line | Conductor, Overhead | Broken | 2021 | Tier 2 - Elevated | Distribution Circuit | 12 | 27 | 2021-12-27 | 1589802 | Sus | N | Vegetation¦Treefellintoline¦ConductorOverhead¦Broken
22-0005072 | Vegetation | Tree - fell into line | Pole-Wood | Broken, wire on ground | 2021 | Tier 3 - Extreme | Distribution Circuit | 12 | 27 | 2021-12-27 | 1591707 | Sus | N | Vegetation¦Treefellintoline¦PoleWood¦Brokenwireonground
22-0005704 | Vegetation | Tree - branch fell on line | Conductor, Overhead | Normal | 2022 | Tier 3 - Extreme | Distribution Circuit | 1 | 3 | 2022-01-03 | 1594086 | Sus | N | Vegetation¦Treebranchfellonline¦ConductorOverhead¦Normal
22-0006313 | Equipment Failure/Involved | Overhead | Transformer (OH) | Failed/Faulted | 2022 | Tier 3 - Extreme | Transformer only | 1 | 5 | 2022-01-05 | 1595447 | Sus | N | EquipmentFailureInvolved¦Overhead¦Transformer(OH)¦FailedFaulted
22-0006843 | Vegetation | Tree - branch fell on line | Conductor, Overhead | Normal | 2022 | Tier 3 - Extreme | Distribution Circuit | 1 | 4 | 2022-01-04 | 1595162 | Sus | N | Vegetation¦Treebranchfellonline¦ConductorOverhead¦Normal
22-0022644 | 3rd Party | Vehicle | Pole-Wood | Broken, wire on ground | 2022 | Tier 3 - Extreme | Distribution Circuit | 2 | 15 | 2022-02-15 | 1628080 | Sus | N | 3rdParty¦Vehicle¦PoleWood¦Brokenwireonground
22-0030443 | Animal | Squirrel | Transformer (OH) | Normal | 2022 | Tier 3 - Extreme | Distribution Circuit | 3 | 6 | 2022-03-06 | 1643360 | Sus | N | Animal¦Squirrel¦Transformer(OH)¦Normal
22-0057080 | Unknown Cause | Patrol - found nothing |  |  | 2022 | Tier 2 - Elevated | Distribution Circuit | 5 | 3 | 2022-05-03 | 1686832 | Sus | Y | UnknownCause¦Patrolfoundnothing¦¦
22-0059343 | Vegetation | Tree - fell into line | Conductor, Overhead | Broken, wire on ground | 2022 | Tier 2 - Elevated | Distribution Circuit | 5 | 7 | 2022-05-07 | 1690803 | Sus | Y | Vegetation¦Treefellintoline¦ConductorOverhead¦Brokenwireonground
22-0064141 | Vegetation | Tree - fell into line | Conductor, Overhead | Broken, wire on ground | 2022 | Tier 2 - Elevated | Distribution Circuit | 5 | 19 | 2022-05-19 | 1704571 | Sus | Y | Vegetation¦Treefellintoline¦ConductorOverhead¦Brokenwireonground
22-0064742 | Equipment Failure/Involved | Overhead | Recloser | Malfunctioning | 2022 | Tier 2 - Elevated | Distribution Circuit | 5 | 21 | 2022-05-21 | 1706584 | Sus | Y | EquipmentFailureInvolved¦Overhead¦Recloser¦Malfunctioning
22-0069048 | Unknown Cause | Patrol - found nothing |  |  | 2022 | Tier 2 - Elevated | Distribution Circuit | 6 | 1 | 2022-06-01 | 1716144 | Sus | Y | UnknownCause¦Patrolfoundnothing¦¦
22-0069404 | Equipment Failure/Involved | Overhead | Transformer (OH) | Leaking | 2022 | Tier 3 - Extreme | Transformer only | 6 | 2 | 2022-06-02 | 1716760 | Sus | Y | EquipmentFailureInvolved¦Overhead¦Transformer(OH)¦Leaking
22-0070940 | Vegetation | Tree - fell into line | Conductor, Overhead | Broken, wire on ground | 2022 | Tier 2 - Elevated | Distribution Circuit | 6 | 7 | 2022-06-07 | 1721018 | Sus | Y | Vegetation¦Treefellintoline¦ConductorOverhead¦Brokenwireonground
22-0074501 | Unknown Cause | Patrol - found nothing |  |  | 2022 | Tier 2 - Elevated | Distribution Circuit | 6 | 15 | 2022-06-15 | 1731954 | Sus | Y | UnknownCause¦Patrolfoundnothing¦¦
22-0076613 | Unknown Cause | Patrol - found nothing |  |  | 2022 | Tier 2 - Elevated | Transformer only | 6 | 21 | 2022-06-21 | 1736707 | Sus | Y | UnknownCause¦Patrolfoundnothing¦¦
22-0083420 | Vegetation | Tree - fell into line | Crossarm, Wood | Broken, wire on ground | 2022 | Tier 3 - Extreme | Distribution Circuit | 7 | 8 | 2022-07-08 | 1751677 | Sus | Y | Vegetation¦Treefellintoline¦CrossarmWood¦Brokenwireonground
22-0086847 | Equipment Failure/Involved | Underground | Secondary | Broken | 2022 | Tier 2 - Elevated | Transformer only | 7 | 18 | 2022-07-18 | 1759631 | Sus | Y | EquipmentFailureInvolved¦Underground¦Secondary¦Broken
22-0096073 | Equipment Failure/Involved | Overhead | Transformer (OH) | Leaking | 2022 | Tier 2 - Elevated | Distribution Circuit | 8 | 10 | 2022-08-10 | 1778126 | Sus | Y | EquipmentFailureInvolved¦Overhead¦Transformer(OH)¦Leaking
22-0097536 | Unknown Cause | Patrol - found nothing |  |  | 2022 | Tier 2 - Elevated | Distribution Circuit | 8 | 15 | 2022-08-15 | 1781126 | Sus | Y | UnknownCause¦Patrolfoundnothing¦¦
22-0100905 | Equipment Failure/Involved | Overhead | Transformer (OH) | Failed/Faulted | 2022 | Tier 2 - Elevated | Transformer only | 8 | 23 | 2022-08-23 | 1787800 | Sus | Y | EquipmentFailureInvolved¦Overhead¦Transformer(OH)¦FailedFaulted
22-0102116 | Equipment Failure/Involved | Overhead | Transformer (OH) | Failed/Faulted | 2022 | Tier 2 - Elevated | Distribution Circuit | 8 | 25 | 2022-08-25 | 1791684 | Sus | Y | EquipmentFailureInvolved¦Overhead¦Transformer(OH)¦FailedFaulted
22-0104326 | Equipment Failure/Involved | Overhead | Transformer (OH) | Broken | 2022 | Tier 3 - Extreme | Transformer only | 8 | 31 | 2022-08-31 | 1796326 | Sus | Y | EquipmentFailureInvolved¦Overhead¦Transformer(OH)¦Broken
22-0105723 | Unknown Cause | Patrol - found nothing |  |  | 2022 | Tier 2 - Elevated | Distribution Circuit | 9 | 4 | 2022-09-04 | 1798974 | Sus | Y | UnknownCause¦Patrolfoundnothing¦¦
22-0111792 | Unknown Cause | Patrol - found nothing |  |  | 2022 | Tier 3 - Extreme | Distribution Circuit | 9 | 18 | 2022-09-18 | 1814165 | Sus | Y | UnknownCause¦Patrolfoundnothing¦¦
22-0122293 | Equipment Failure/Involved | Overhead | Pole-Wood | Broken | 2022 | Tier 2 - Elevated | Distribution Circuit | 10 | 17 | 2022-10-17 | 1839287 | Sus | Y | EquipmentFailureInvolved¦Overhead¦PoleWood¦Broken
22-0124014 | Equipment Failure/Involved | Overhead | Pole-Wood | Deteriorated | 2022 | Tier 3 - Extreme | Distribution Circuit | 10 | 23 | 2022-10-23 | 1843322 | Sus | Y | EquipmentFailureInvolved¦Overhead¦PoleWood¦Deteriorated
22-0125601 | Equipment Failure/Involved | Overhead | Cutout, fuse holder | Broken | 2022 | Tier 2 - Elevated | Distribution Circuit | 10 | 28 | 2022-10-28 | 1847404 | Sus | Y | EquipmentFailureInvolved¦Overhead¦Cutoutfuseholder¦Broken
22-0128904 | Vegetation | Tree - fell into line | Pole-Wood | Broken, wire on ground | 2022 | Tier 3 - Extreme | Distribution Circuit | 11 | 8 | 2022-11-08 | 1856968 | Sus | Y | Vegetation¦Treefellintoline¦PoleWood¦Brokenwireonground
22-0129561 | Unknown Cause | Patrol - found nothing |  |  | 2022 | Tier 2 - Elevated | Distribution Circuit | 11 | 9 | 2022-11-09 | 1858973 | Sus | Y | UnknownCause¦Patrolfoundnothing¦¦
22-0129721 | Vegetation | Tree - branch fell on line | Conductor, Overhead | Normal | 2022 | Tier 3 - Extreme | Distribution Circuit | 11 | 8 | 2022-11-08 | 1858473 | Sus | Y | Vegetation¦Treebranchfellonline¦ConductorOverhead¦Normal
22-0136042 | Equipment Failure/Involved | Underground | Transformer (UG) | Failed/Faulted | 2022 | Tier 2 - Elevated | Distribution Circuit | 12 | 2 | 2022-12-02 | 1874239 | Sus | N | EquipmentFailureInvolved¦Underground¦Transformer(UG)¦FailedFaulted
22-0137226 | Unknown Cause | Patrol - found nothing |  |  | 2022 | Tier 2 - Elevated | Transformer only | 12 | 7 | 2022-12-07 | 1877679 | Sus | N | UnknownCause¦Patrolfoundnothing¦¦
22-0138284 | Animal | Bird found | Transformer (OH) | Normal | 2022 | Tier 2 - Elevated | Distribution Circuit | 12 | 10 | 2022-12-10 | 1880528 | Sus | N | Animal¦Birdfound¦Transformer(OH)¦Normal
22-0138645 | Unknown Cause | Patrol - found nothing |  |  | 2022 | Tier 2 - Elevated | Distribution Circuit | 12 | 10 | 2022-12-10 | 1883703 | Sus | N | UnknownCause¦Patrolfoundnothing¦¦
22-0138957 | Unknown Cause | Patrol - found nothing |  |  | 2022 | Tier 3 - Extreme | Distribution Circuit | 12 | 11 | 2022-12-11 | 1885571 | Sus | N | UnknownCause¦Patrolfoundnothing¦¦
22-0141582 | Vegetation | Tree - fell into line | Conductor, Overhead | Normal | 2022 | Tier 2 - Elevated | Distribution Circuit | 12 | 27 | 2022-12-27 | 1898546 | Sus | N | Vegetation¦Treefellintoline¦ConductorOverhead¦Normal
22-0141605 | Vegetation | Tree - branch fell on line | Conductor, Overhead | Normal | 2022 | Tier 2 - Elevated | Distribution Circuit | 12 | 27 | 2022-12-27 | 1898168 | Sus | N | Vegetation¦Treebranchfellonline¦ConductorOverhead¦Normal
22-0141887 | Equipment Failure/Involved | Overhead | Lightning Arrestor | Broken | 2022 | Tier 2 - Elevated | Transformer only | 12 | 28 | 2022-12-28 | 1900189 | Sus | N | EquipmentFailureInvolved¦Overhead¦LightningArrestor¦Broken
22-0142733 | Unknown Cause | Patrol - found nothing |  |  | 2022 | Tier 2 - Elevated | Distribution Circuit | 12 | 31 | 2022-12-31 | 1903294 | Sus | N | UnknownCause¦Patrolfoundnothing¦¦
23-0004217 | Equipment Failure/Involved | Underground | Elbow | Failed/Faulted | 2022 | Tier 3 - Extreme | Distribution Circuit | 12 | 31 | 2022-12-31 | 1907517 | Sus | N | EquipmentFailureInvolved¦Underground¦Elbow¦FailedFaulted
15-0010412 | Equipment Failure/Involved | Other | Conductor, Overhead | Together | 2015 | Tier 3 - Extreme | Distribution Circuit | 2 | 6 | 2015-02-06 | 1175828 | Sus | N | EquipmentFailureInvolved¦Other¦ConductorOverhead¦Together
15-0013853 | Vegetation | Tree - fell into line | Secondary | Broken, wire on ground | 2015 | Tier 2 - Elevated | Transformer only | 2 | 18 | 2015-02-18 | 1191863 | Sus | N | Vegetation¦Treefellintoline¦Secondary¦Brokenwireonground
15-0018923 | Vegetation | Tree - branch fell on line | Conductor, Overhead | Broken, wire on ground | 2015 | Tier 2 - Elevated | Distribution Circuit | 3 | 11 | 2015-03-11 | 1202240 | Sus | N | Vegetation¦Treebranchfellonline¦ConductorOverhead¦Brokenwireonground
15-0023394 | Equipment Failure/Involved | Other | Cutout, fuse holder | Broken | 2015 | Tier 2 - Elevated | Transformer only | 3 | 31 | 2015-03-31 | 1210912 | Sus | N | EquipmentFailureInvolved¦Other¦Cutoutfuseholder¦Broken
15-0033063 | Unknown Cause | Patrol - found nothing |  |  | 2015 | Tier 3 - Extreme | Distribution Circuit | 5 | 9 | 2015-05-09 | 1231914 | Sus | Y | UnknownCause¦Patrolfoundnothing¦¦
15-0034645 | Equipment Failure/Involved | Overhead | Cutout, fuse holder | Broken | 2015 | Tier 3 - Extreme | Transformer only | 5 | 16 | 2015-05-16 | 1235584 | Sus | Y | EquipmentFailureInvolved¦Overhead¦Cutoutfuseholder¦Broken
15-0034715 | Unknown Cause | Patrol - found nothing |  |  | 2015 | Tier 2 - Elevated | Distribution Circuit | 5 | 17 | 2015-05-17 | 1235774 | Sus | Y | UnknownCause¦Patrolfoundnothing¦¦
15-0034741 | Equipment Failure/Involved | Overhead | Transformer (OH) | Broken | 2015 | Tier 2 - Elevated | Transformer only | 5 | 17 | 2015-05-17 | 1235869 | Sus | Y | EquipmentFailureInvolved¦Overhead¦Transformer(OH)¦Broken
15-0038511 | Vegetation | Tree - branch fell on line | Conductor, Overhead | Broken, wire on ground | 2015 | Tier 3 - Extreme | Distribution Circuit | 6 | 4 | 2015-06-04 | 1243634 | Sus | Y | Vegetation¦Treebranchfellonline¦ConductorOverhead¦Brokenwireonground
15-0041548 | Company Initiated | Construction Activity/equip, company | Cutout, fuse holder | Normal | 2015 | Tier 2 - Elevated | Transformer only | 6 | 17 | 2015-06-17 | 1252067 | Sus | Y | CompanyInitiated¦ConstructionActivityequipcompany¦Cutoutfuseholder¦Normal
15-0049504 | Equipment Failure/Involved | Overhead | Transformer | Failed/Faulted | 2015 | Tier 2 - Elevated | Transformer only | 7 | 21 | 2015-07-21 | 1274532 | Sus | Y | EquipmentFailureInvolved¦Overhead¦Transformer¦FailedFaulted
15-0049599 | Equipment Failure/Involved | Overhead | Transformer | Deteriorated | 2015 | Tier 2 - Elevated | Transformer only | 7 | 21 | 2015-07-21 | 1274700 | Sus | Y | EquipmentFailureInvolved¦Overhead¦Transformer¦Deteriorated
15-0049918 | Vegetation | Tree - fell into line | Conductor, Overhead | Normal | 2015 | Tier 3 - Extreme | Distribution Circuit | 7 | 22 | 2015-07-22 | 1275658 | Sus | Y | Vegetation¦Treefellintoline¦ConductorOverhead¦Normal
15-0053347 | Vegetation | Tree - branch fell on line | Conductor, Overhead | Broken, wire on ground | 2015 | Tier 3 - Extreme | Distribution Circuit | 8 | 6 | 2015-08-06 | 1283762 | Sus | Y | Vegetation¦Treebranchfellonline¦ConductorOverhead¦Brokenwireonground
15-0057005 | Unknown Cause | Patrol - found nothing |  |  | 2015 | Tier 2 - Elevated | Distribution Circuit | 8 | 24 | 2015-08-24 | 1293741 | Sus | Y | UnknownCause¦Patrolfoundnothing¦¦
15-0058643 | Unknown Cause | Patrol - not conducted |  |  | 2015 | Tier 2 - Elevated | Distribution Circuit | 9 | 1 | 2015-09-01 | 1298349 | Sus | Y | UnknownCause¦Patrolnotconducted¦¦
15-0062042 | Equipment Failure/Involved | Overhead | Transformer | Malfunctioning | 2015 | Tier 3 - Extreme | Transformer only | 9 | 17 | 2015-09-17 | 1307889 | Sus | Y | EquipmentFailureInvolved¦Overhead¦Transformer¦Malfunctioning
15-0062139 | Environmental/External | Fire, Forest/Grass | Pole-Wood | Burned/flashed | 2015 | Tier 3 - Extreme | Distribution Circuit | 9 | 12 | 2015-09-12 | 1308107 | Sus | Y | EnvironmentalExternal¦FireForestGrass¦PoleWood¦Burnedflashed
15-0062705 | Environmental/External | Fire, Forest/Grass | Pole-Wood | Normal | 2015 | Tier 2 - Elevated | Distribution Circuit | 9 | 22 | 2015-09-22 | 1310143 | Sus | Y | EnvironmentalExternal¦FireForestGrass¦PoleWood¦Normal
15-0067367 | Unknown Cause | Patrol - found nothing |  |  | 2015 | Tier 2 - Elevated | Distribution Circuit | 10 | 2 | 2015-10-02 | 1315284 | Sus | Y | UnknownCause¦Patrolfoundnothing¦¦
15-0071326 | Environmental/External | Lightning | Transformer (OH) | Failed/Faulted | 2015 | Tier 2 - Elevated | Transformer only | 10 | 17 | 2015-10-17 | 1324376 | Sus | Y | EnvironmentalExternal¦Lightning¦Transformer(OH)¦FailedFaulted
15-0076189 | 3rd Party | Tree - cutting, 3rd party | Conductor, Overhead | Together | 2015 | Tier 3 - Extreme | Distribution Circuit | 11 | 6 | 2015-11-06 | 1336590 | Sus | Y | 3rdParty¦Treecutting3rdparty¦ConductorOverhead¦Together
15-0084060 | Unknown Cause | Patrol - found nothing |  |  | 2015 | Tier 3 - Extreme | Distribution Circuit | 12 | 10 | 2015-12-10 | 1358062 | Sus | N | UnknownCause¦Patrolfoundnothing¦¦
15-0085679 | Equipment Failure/Involved | Underground | Conductor, Underground | Burned/flashed | 2015 | Tier 3 - Extreme | Distribution Circuit | 12 | 16 | 2015-12-16 | 1365102 | Sus | N | EquipmentFailureInvolved¦Underground¦ConductorUnderground¦Burnedflashed
15-0086254 | Vegetation | Tree - branch fell on line | Conductor, Overhead | Broken, wire on ground | 2015 | Tier 3 - Extreme | Distribution Circuit | 12 | 19 | 2015-12-19 | 1366881 | Sus | N | Vegetation¦Treebranchfellonline¦ConductorOverhead¦Brokenwireonground
15-0086563 | Vegetation | Tree - fell into line | Conductor, Overhead | Broken, wire on ground | 2015 | Tier 3 - Extreme | Distribution Circuit | 12 | 22 | 2015-12-22 | 1368367 | Sus | N | Vegetation¦Treefellintoline¦ConductorOverhead¦Brokenwireonground
16-0002536 | Unknown Cause | Patrol - found nothing |  |  | 2016 | Tier 3 - Extreme | Distribution Circuit | 1 | 2 | 2016-01-02 | 1376044 | Sus | N | UnknownCause¦Patrolfoundnothing¦¦
16-0003729 | Environmental/External | Flood/Erosion | Pole-Wood | Normal | 2016 | Tier 3 - Extreme | Distribution Circuit | 1 | 7 | 2016-01-07 | 1379361 | Sus | N | EnvironmentalExternal¦FloodErosion¦PoleWood¦Normal
16-0007555 | Vegetation | Tree - fell into line | Conductor, Overhead | Broken, wire on ground | 2016 | Tier 3 - Extreme | Distribution Circuit | 1 | 22 | 2016-01-22 | 1390230 | Sus | N | Vegetation¦Treefellintoline¦ConductorOverhead¦Brokenwireonground
16-0012489 | Equipment Failure/Involved | Overhead | Cutout, fuse holder | Broken | 2016 | Tier 2 - Elevated | Transformer only | 2 | 13 | 2016-02-13 | 1402982 | Sus | N | EquipmentFailureInvolved¦Overhead¦Cutoutfuseholder¦Broken
16-0017747 | Unknown Cause | Patrol - not conducted |  |  | 2016 | Tier 2 - Elevated | Transformer only | 3 | 5 | 2016-03-05 | 1417023 | Sus | N | UnknownCause¦Patrolnotconducted¦¦
16-0020757 | Vegetation | Tree - bark fell into line | Transformer | Broken | 2016 | Tier 2 - Elevated | Transformer only | 3 | 12 | 2016-03-12 | 1429266 | Sus | N | Vegetation¦Treebarkfellintoline¦Transformer¦Broken
16-0021811 | Vegetation | Tree - fell into line | Conductor, Overhead | Broken, wire on ground | 2016 | Tier 2 - Elevated | Distribution Circuit | 3 | 16 | 2016-03-16 | 1432319 | Sus | N | Vegetation¦Treefellintoline¦ConductorOverhead¦Brokenwireonground
16-0029107 | Equipment Failure/Involved | Overhead | Fuse | Normal | 2016 | Tier 3 - Extreme | Distribution Circuit | 4 | 16 | 2016-04-16 | 1451889 | Sus | N | EquipmentFailureInvolved¦Overhead¦Fuse¦Normal
16-0030699 | 3rd Party | Vehicle | Pole-Wood | Broken | 2016 | Tier 2 - Elevated | Distribution Circuit | 4 | 22 | 2016-04-22 | 1455894 | Sus | N | 3rdParty¦Vehicle¦PoleWood¦Broken
16-0031134 | Unknown Cause | Patrol - found nothing |  |  | 2016 | Tier 2 - Elevated | Distribution Circuit | 4 | 24 | 2016-04-24 | 1457735 | Sus | N | UnknownCause¦Patrolfoundnothing¦¦
16-0031883 | Equipment Failure/Involved | Overhead | Secondary | Broken | 2016 | Tier 3 - Extreme | Transformer only | 4 | 27 | 2016-04-27 | 1459955 | Sus | N | EquipmentFailureInvolved¦Overhead¦Secondary¦Broken
16-0032050 | Unknown Cause | Patrol - found nothing |  |  | 2016 | Tier 3 - Extreme | Distribution Circuit | 4 | 27 | 2016-04-27 | 1460293 | Sus | N | UnknownCause¦Patrolfoundnothing¦¦
16-0035435 | Unknown Cause | Patrol - found nothing |  |  | 2016 | Tier 2 - Elevated | Distribution Circuit | 5 | 11 | 2016-05-11 | 1468248 | Sus | Y | UnknownCause¦Patrolfoundnothing¦¦
16-0037211 | Vegetation | Tree - branch fell on line | Fuse | Failed/Faulted | 2016 | Tier 2 - Elevated | Distribution Circuit | 5 | 19 | 2016-05-19 | 1472902 | Sus | Y | Vegetation¦Treebranchfellonline¦Fuse¦FailedFaulted
16-0038587 | Equipment Failure/Involved | Overhead | Transformer | Failed/Faulted | 2016 | Tier 2 - Elevated | Transformer only | 5 | 25 | 2016-05-25 | 1477062 | Sus | Y | EquipmentFailureInvolved¦Overhead¦Transformer¦FailedFaulted
16-0041029 | Vegetation | Tree - fell into line | Conductor, Overhead | Broken, wire on ground | 2016 | Tier 3 - Extreme | Distribution Circuit | 6 | 4 | 2016-06-04 | 1482665 | Sus | Y | Vegetation¦Treefellintoline¦ConductorOverhead¦Brokenwireonground
16-0042805 | Animal | Squirrel | Fuse | Failed/Faulted | 2016 | Tier 3 - Extreme | Distribution Circuit | 6 | 13 | 2016-06-13 | 1487885 | Sus | Y | Animal¦Squirrel¦Fuse¦FailedFaulted
16-0042884 | 3rd Party | Vehicle | Pole-Wood | Broken | 2016 | Tier 3 - Extreme | Distribution Circuit | 6 | 13 | 2016-06-13 | 1488068 | Sus | Y | 3rdParty¦Vehicle¦PoleWood¦Broken
16-0043225 | Equipment Failure/Involved | Overhead | Secondary | Burned Open | 2016 | Tier 2 - Elevated | Transformer only | 6 | 14 | 2016-06-14 | 1488833 | Sus | Y | EquipmentFailureInvolved¦Overhead¦Secondary¦BurnedOpen
16-0050472 | Vegetation | Tree - branch fell on line | Conductor, Overhead | Broken, wire on ground | 2016 | Tier 2 - Elevated | Distribution Circuit | 7 | 17 | 2016-07-17 | 1511481 | Sus | Y | Vegetation¦Treebranchfellonline¦ConductorOverhead¦Brokenwireonground
16-0051020 | Unknown Cause | Patrol - found nothing |  |  | 2016 | Tier 3 - Extreme | Distribution Circuit | 7 | 19 | 2016-07-19 | 1512649 | Sus | Y | UnknownCause¦Patrolfoundnothing¦¦
16-0062974 | Equipment Failure/Involved | Electrical Overload | Transformer | Failed/Faulted | 2016 | Tier 2 - Elevated | Transformer only | 9 | 7 | 2016-09-07 | 1537899 | Sus | Y | EquipmentFailureInvolved¦ElectricalOverload¦Transformer¦FailedFaulted
16-0064401 | Equipment Failure/Involved | Overhead | Connector or Splice (OH) | Arcing | 2016 | Tier 2 - Elevated | Transformer only | 9 | 13 | 2016-09-13 | 1541209 | Sus | Y | EquipmentFailureInvolved¦Overhead¦ConnectororSplice(OH)¦Arcing
16-0069852 | Equipment Failure/Involved | Overhead | Crossarm, Wood | Broken | 2016 | Tier 2 - Elevated | Distribution Circuit | 10 | 5 | 2016-10-05 | 1553443 | Sus | Y | EquipmentFailureInvolved¦Overhead¦CrossarmWood¦Broken
16-0070996 | 3rd Party | Vehicle | Pole-Wood | Broken | 2016 | Tier 3 - Extreme | Distribution Circuit | 10 | 11 | 2016-10-11 | 1556231 | Sus | Y | 3rdParty¦Vehicle¦PoleWood¦Broken
16-0072912 | Unknown Cause | Patrol - found nothing |  |  | 2016 | Tier 2 - Elevated | Distribution Circuit | 10 | 16 | 2016-10-16 | 1562950 | Sus | Y | UnknownCause¦Patrolfoundnothing¦¦
16-0074731 | Animal | Squirrel | Fuse | Normal | 2016 | Tier 3 - Extreme | Distribution Circuit | 10 | 22 | 2016-10-22 | 1567422 | Sus | Y | Animal¦Squirrel¦Fuse¦Normal
16-0079109 | Equipment Failure/Involved | Overhead | Connector or Splice (OH) | Broken, wire on object | 2016 | Tier 2 - Elevated | Distribution Circuit | 11 | 10 | 2016-11-10 | 1579187 | Sus | Y | EquipmentFailureInvolved¦Overhead¦ConnectororSplice(OH)¦Brokenwireonobject
16-0079162 | Equipment Failure/Involved | Overhead | Crossarm, Wood | Broken | 2016 | Tier 2 - Elevated | Distribution Circuit | 11 | 10 | 2016-11-10 | 1579336 | Sus | Y | EquipmentFailureInvolved¦Overhead¦CrossarmWood¦Broken
16-0080328 | Vegetation | Tree - branch fell on line | Fuse | Failed/Faulted | 2016 | Tier 3 - Extreme | Distribution Circuit | 11 | 16 | 2016-11-16 | 1582357 | Sus | Y | Vegetation¦Treebranchfellonline¦Fuse¦FailedFaulted
16-0085008 | Equipment Failure/Involved | Overhead | Transformer | Failed/Faulted | 2016 | Tier 2 - Elevated | Transformer only | 12 | 10 | 2016-12-10 | 1599362 | Sus | N | EquipmentFailureInvolved¦Overhead¦Transformer¦FailedFaulted
16-0085642 | Vegetation | Tree - fell into line | Conductor, Overhead | Normal | 2016 | Tier 3 - Extreme | Distribution Circuit | 12 | 15 | 2016-12-15 | 1602272 | Sus | N | Vegetation¦Treefellintoline¦ConductorOverhead¦Normal
17-0005028 | Environmental/External | Lightning | Transformer | Failed/Faulted | 2017 | Tier 2 - Elevated | Transformer only | 1 | 8 | 2017-01-08 | 1623813 | Sus | N | EnvironmentalExternal¦Lightning¦Transformer¦FailedFaulted
17-0005594 | Vegetation | Tree - fell into line | Conductor, Overhead | Broken, wire on ground | 2017 | Tier 3 - Extreme | Distribution Circuit | 1 | 8 | 2017-01-08 | 1625342 | Sus | N | Vegetation¦Treefellintoline¦ConductorOverhead¦Brokenwireonground
17-0006005 | Vegetation | Tree - fell into line | Pole-Wood | Broken, wire on ground | 2017 | Tier 2 - Elevated | Distribution Circuit | 1 | 9 | 2017-01-09 | 1630242 | Sus | N | Vegetation¦Treefellintoline¦PoleWood¦Brokenwireonground
17-0006212 | Vegetation | Tree - fell into line | Conductor, Overhead | Broken, wire on ground | 2017 | Tier 2 - Elevated | Distribution Circuit | 1 | 9 | 2017-01-09 | 1631664 | Sus | N | Vegetation¦Treefellintoline¦ConductorOverhead¦Brokenwireonground
17-0006349 | Unknown Cause | Patrol - not conducted |  |  | 2017 | Tier 2 - Elevated | Distribution Circuit | 1 | 9 | 2017-01-09 | 1632373 | Sus | N | UnknownCause¦Patrolnotconducted¦¦
17-0006562 | Vegetation | Tree - branch fell on line | Conductor, Overhead | Normal | 2017 | Tier 3 - Extreme | Distribution Circuit | 1 | 10 | 2017-01-10 | 1632851 | Sus | N | Vegetation¦Treebranchfellonline¦ConductorOverhead¦Normal
17-0007612 | Vegetation | Tree - fell into line | Conductor, Overhead | Normal | 2017 | Tier 2 - Elevated | Distribution Circuit | 1 | 11 | 2017-01-11 | 1639691 | Sus | N | Vegetation¦Treefellintoline¦ConductorOverhead¦Normal
17-0008277 | Equipment Failure/Involved | Overhead | Conductor, Overhead | Together | 2017 | Tier 2 - Elevated | Distribution Circuit | 1 | 12 | 2017-01-12 | 1640935 | Sus | N | EquipmentFailureInvolved¦Overhead¦ConductorOverhead¦Together
17-0008321 | Unknown Cause | Patrol - found nothing |  |  | 2017 | Tier 2 - Elevated | Distribution Circuit | 1 | 12 | 2017-01-12 | 1640966 | Sus | N | UnknownCause¦Patrolfoundnothing¦¦
17-0017637 | Vegetation | Tree - fell into line | Transformer (OH) | Leaking | 2017 | Tier 3 - Extreme | Distribution Circuit | 2 | 5 | 2017-02-05 | 1675694 | Sus | N | Vegetation¦Treefellintoline¦Transformer(OH)¦Leaking
17-0019199 | Vegetation | Tree - grew into line | Conductor, Overhead | Together | 2017 | Tier 3 - Extreme | Distribution Circuit | 2 | 8 | 2017-02-08 | 1682616 | Sus | N | Vegetation¦Treegrewintoline¦ConductorOverhead¦Together
17-0020844 | 3rd Party | Vehicle | Pole-Wood | Broken | 2017 | Tier 3 - Extreme | Distribution Circuit | 2 | 13 | 2017-02-13 | 1687811 | Sus | N | 3rdParty¦Vehicle¦PoleWood¦Broken
17-0021448 | Unknown Cause | Patrol - found nothing |  |  | 2017 | Tier 3 - Extreme | Distribution Circuit | 2 | 16 | 2017-02-16 | 1689890 | Sus | N | UnknownCause¦Patrolfoundnothing¦¦
17-0025308 | Unknown Cause | Patrol - not conducted |  |  | 2017 | Tier 3 - Extreme | Distribution Circuit | 2 | 20 | 2017-02-20 | 1709475 | Sus | N | UnknownCause¦Patrolnotconducted¦¦
17-0028175 | 3rd Party | Tree - cutting, 3rd party | Conductor, Overhead | Broken, wire on object | 2017 | Tier 3 - Extreme | Distribution Circuit | 3 | 3 | 2017-03-03 | 1718680 | Sus | N | 3rdParty¦Treecutting3rdparty¦ConductorOverhead¦Brokenwireonobject
17-0028863 | Unknown Cause | Patrol - not conducted |  |  | 2017 | Tier 2 - Elevated | Distribution Circuit | 3 | 6 | 2017-03-06 | 1721002 | Sus | N | UnknownCause¦Patrolnotconducted¦¦
17-0035632 | 3rd Party | Tree - cutting, 3rd party | Conductor, Overhead | Normal | 2017 | Tier 2 - Elevated | Distribution Circuit | 3 | 31 | 2017-03-31 | 1741443 | Sus | N | 3rdParty¦Treecutting3rdparty¦ConductorOverhead¦Normal
17-0037322 | Unknown Cause | Patrol - found nothing |  |  | 2017 | Tier 3 - Extreme | Distribution Circuit | 4 | 6 | 2017-04-06 | 1746132 | Sus | N | UnknownCause¦Patrolfoundnothing¦¦
17-0039474 | Vegetation | Tree - fell into line | Conductor, Overhead | Broken, wire on ground | 2017 | Tier 3 - Extreme | Distribution Circuit | 4 | 12 | 2017-04-12 | 1755880 | Sus | N | Vegetation¦Treefellintoline¦ConductorOverhead¦Brokenwireonground
17-0039587 | Equipment Failure/Involved | Overhead | Jumper | Broken | 2017 | Tier 2 - Elevated | Distribution Circuit | 4 | 12 | 2017-04-12 | 1756233 | Sus | N | EquipmentFailureInvolved¦Overhead¦Jumper¦Broken
17-0041573 | Animal | Other | Fuse | Normal | 2017 | Tier 2 - Elevated | Distribution Circuit | 4 | 20 | 2017-04-20 | 1761515 | Sus | N | Animal¦Other¦Fuse¦Normal
17-0043872 | Equipment Failure/Involved | Overhead | Lightning Arrestor | Arcing | 2017 | Tier 2 - Elevated | Transformer only | 4 | 29 | 2017-04-29 | 1770273 | Sus | N | EquipmentFailureInvolved¦Overhead¦LightningArrestor¦Arcing
17-0046020 | 3rd Party | Vehicle | Pole-Wood | Broken, wire on object | 2017 | Tier 2 - Elevated | Distribution Circuit | 5 | 7 | 2017-05-07 | 1777106 | Sus | Y | 3rdParty¦Vehicle¦PoleWood¦Brokenwireonobject
17-0047387 | 3rd Party | Vehicle | Conductor, Overhead | Broken, wire on ground | 2017 | Tier 3 - Extreme | Distribution Circuit | 5 | 11 | 2017-05-11 | 1780278 | Sus | Y | 3rdParty¦Vehicle¦ConductorOverhead¦Brokenwireonground
17-0051312 | Environmental/External | Lightning | Transformer (OH) | Failed/Faulted | 2017 | Tier 2 - Elevated | Transformer only | 5 | 29 | 2017-05-29 | 1792729 | Sus | Y | EnvironmentalExternal¦Lightning¦Transformer(OH)¦FailedFaulted
17-0064664 | Animal | Bird found | Transformer (OH) | Normal | 2017 | Tier 2 - Elevated | Distribution Circuit | 7 | 21 | 2017-07-21 | 1837288 | Sus | Y | Animal¦Birdfound¦Transformer(OH)¦Normal
17-0073040 | Equipment Failure/Involved | Overhead | Other | Broken | 2017 | Tier 2 - Elevated | Transformer only | 8 | 26 | 2017-08-26 | 1859796 | Sus | Y | EquipmentFailureInvolved¦Overhead¦Other¦Broken
17-0084043 | Animal | Squirrel |  | Failed/Faulted | 2017 | Tier 2 - Elevated | Transformer only | 10 | 4 | 2017-10-04 | 1890579 | Sus | Y | Animal¦Squirrel¦¦FailedFaulted
17-0087473 | Environmental/External | Fire, Forest/Grass | Pole-Wood | Broken, wire on ground | 2017 | Tier 3 - Extreme | Distribution Circuit | 10 | 9 | 2017-10-09 | 1901218 | Sus | Y | EnvironmentalExternal¦FireForestGrass¦PoleWood¦Brokenwireonground
17-0088719 | Equipment Failure/Involved | Overhead | Crossarm, Wood | Burned/flashed | 2017 | Tier 2 - Elevated | Distribution Circuit | 10 | 19 | 2017-10-19 | 1904520 | Sus | Y | EquipmentFailureInvolved¦Overhead¦CrossarmWood¦Burnedflashed
17-0092106 | Unknown Cause | Patrol - found nothing |  |  | 2017 | Tier 2 - Elevated | Distribution Circuit | 11 | 2 | 2017-11-02 | 1914419 | Sus | Y | UnknownCause¦Patrolfoundnothing¦¦
17-0102001 | Unknown Cause | Patrol - found nothing |  |  | 2017 | Tier 3 - Extreme | Distribution Circuit | 12 | 16 | 2017-12-16 | 1944481 | Sus | N | UnknownCause¦Patrolfoundnothing¦¦
17-0103668 | Equipment Failure/Involved | Overhead | Transformer | Failed/Faulted | 2017 | Tier 3 - Extreme | Transformer only | 12 | 30 | 2017-12-30 | 1953310 | Sus | N | EquipmentFailureInvolved¦Overhead¦Transformer¦FailedFaulted
18-0003744 | Equipment Failure/Involved | Overhead | Jumper | Burned Open | 2018 | Tier 2 - Elevated | Distribution Circuit | 1 | 4 | 2018-01-04 | 2348 | Sus | N | EquipmentFailureInvolved¦Overhead¦Jumper¦BurnedOpen
18-0004872 | Unknown Cause | Patrol - found nothing |  |  | 2018 | Tier 3 - Extreme | Distribution Circuit | 1 | 9 | 2018-01-09 | 5433 | Sus | N | UnknownCause¦Patrolfoundnothing¦¦
18-0017252 | Unknown Cause | Patrol - found nothing |  |  | 2018 | Tier 2 - Elevated | Distribution Circuit | 2 | 26 | 2018-02-26 | 31555 | Sus | N | UnknownCause¦Patrolfoundnothing¦¦
18-0020293 | Equipment Failure/Involved | Overhead | Transformer (OH) | Failed/Faulted | 2018 | Tier 2 - Elevated | Distribution Circuit | 3 | 6 | 2018-03-06 | 39232 | Sus | N | EquipmentFailureInvolved¦Overhead¦Transformer(OH)¦FailedFaulted
18-0023737 | Equipment Failure/Involved | Overhead | Transformer | Failed/Faulted | 2018 | Tier 3 - Extreme | Transformer only | 3 | 17 | 2018-03-17 | 46554 | Sus | N | EquipmentFailureInvolved¦Overhead¦Transformer¦FailedFaulted
18-0023876 | Equipment Failure/Involved | Overhead | Pole-Wood | Broken | 2018 | Tier 2 - Elevated | Distribution Circuit | 3 | 18 | 2018-03-18 | 47225 | Sus | N | EquipmentFailureInvolved¦Overhead¦PoleWood¦Broken
18-0024685 | Vegetation | Tree - branch fell on line | Conductor, Overhead | Normal | 2018 | Tier 2 - Elevated | Distribution Circuit | 3 | 21 | 2018-03-21 | 49162 | Sus | N | Vegetation¦Treebranchfellonline¦ConductorOverhead¦Normal
18-0024685 | Vegetation | Tree - branch fell on line | Conductor, Overhead | Normal | 2018 | Tier 2 - Elevated | Distribution Circuit | 3 | 21 | 2018-03-21 | 49162 | Sus | N | Vegetation¦Treebranchfellonline¦ConductorOverhead¦Normal
18-0024849 | Equipment Failure/Involved | Overhead | Crossarm, Wood | Broken | 2018 | Tier 3 - Extreme | Distribution Circuit | 3 | 21 | 2018-03-21 | 49363 | Sus | N | EquipmentFailureInvolved¦Overhead¦CrossarmWood¦Broken
18-0025153 | Unknown Cause | Patrol - not conducted |  |  | 2018 | Tier 2 - Elevated | Distribution Circuit | 3 | 21 | 2018-03-21 | 49748 | Sus | N | UnknownCause¦Patrolnotconducted¦¦
18-0026288 | Unknown Cause | Patrol - not conducted |  |  | 2018 | Tier 2 - Elevated | Distribution Circuit | 3 | 24 | 2018-03-24 | 52613 | Sus | N | UnknownCause¦Patrolnotconducted¦¦
18-0030458 | Unknown Cause | Patrol - found nothing |  |  | 2018 | Tier 2 - Elevated | Distribution Circuit | 4 | 9 | 2018-04-09 | 62790 | Sus | N | UnknownCause¦Patrolfoundnothing¦¦
18-0032093 | Equipment Failure/Involved | Overhead | Transformer | Failed/Faulted | 2018 | Tier 2 - Elevated | Transformer only | 4 | 13 | 2018-04-13 | 66067 | Sus | N | EquipmentFailureInvolved¦Overhead¦Transformer¦FailedFaulted
18-0041569 | Environmental/External | Fire, Forest/Grass | Secondary | Broken, wire on ground | 2018 | Tier 3 - Extreme | Transformer only | 5 | 16 | 2018-05-16 | 87304 | Sus | Y | EnvironmentalExternal¦FireForestGrass¦Secondary¦Brokenwireonground
18-0044746 | 3rd Party | Vehicle | Pole-Wood | Broken | 2018 | Tier 3 - Extreme | Distribution Circuit | 5 | 27 | 2018-05-27 | 94828 | Sus | Y | 3rdParty¦Vehicle¦PoleWood¦Broken
18-0049305 | Vegetation | Tree - branch fell on line | Secondary | Broken | 2018 | Tier 3 - Extreme | Transformer only | 6 | 9 | 2018-06-09 | 105479 | Sus | Y | Vegetation¦Treebranchfellonline¦Secondary¦Broken
18-0051030 | Equipment Failure/Involved | Overhead | Transformer | Failed/Faulted | 2018 | Tier 3 - Extreme | Transformer only | 6 | 14 | 2018-06-14 | 109060 | Sus | Y | EquipmentFailureInvolved¦Overhead¦Transformer¦FailedFaulted
18-0051069 | Equipment Failure/Involved | Overhead | Other | Broken | 2018 | Tier 2 - Elevated | Distribution Circuit | 6 | 14 | 2018-06-14 | 109256 | Sus | Y | EquipmentFailureInvolved¦Overhead¦Other¦Broken
18-0054069 | Equipment Failure/Involved | Overhead | Lightning Arrestor | Failed/Faulted | 2018 | Tier 2 - Elevated | Distribution Circuit | 6 | 24 | 2018-06-24 | 117138 | Sus | Y | EquipmentFailureInvolved¦Overhead¦LightningArrestor¦FailedFaulted
18-0056493 | Vegetation | Tree - branch fell on line | Conductor, Overhead | Normal | 2018 | Tier 2 - Elevated | Distribution Circuit | 7 | 2 | 2018-07-02 | 123218 | Sus | Y | Vegetation¦Treebranchfellonline¦ConductorOverhead¦Normal
18-0059401 | 3rd Party | Vehicle | Pole-Wood | Broken | 2018 | Tier 3 - Extreme | Distribution Circuit | 7 | 13 | 2018-07-13 | 130362 | Sus | Y | 3rdParty¦Vehicle¦PoleWood¦Broken
18-0059955 | Environmental/External | Lightning | Transformer | Failed/Faulted | 2018 | Tier 2 - Elevated | Transformer only | 7 | 15 | 2018-07-15 | 132084 | Sus | Y | EnvironmentalExternal¦Lightning¦Transformer¦FailedFaulted
18-0061227 | 3rd Party | Tree - cutting, 3rd party | Conductor, Overhead | Broken, wire on ground | 2018 | Tier 2 - Elevated | Distribution Circuit | 7 | 18 | 2018-07-18 | 134995 | Sus | Y | 3rdParty¦Treecutting3rdparty¦ConductorOverhead¦Brokenwireonground
18-0061270 | Equipment Failure/Involved | Electrical Overload | Fuse | Failed/Faulted | 2018 | Tier 3 - Extreme | Distribution Circuit | 7 | 18 | 2018-07-18 | 135130 | Sus | Y | EquipmentFailureInvolved¦ElectricalOverload¦Fuse¦FailedFaulted
18-0062375 | Vegetation | Tree - branch fell on line | Conductor, Overhead | Together | 2018 | Tier 2 - Elevated | Distribution Circuit | 7 | 21 | 2018-07-21 | 137274 | Sus | Y | Vegetation¦Treebranchfellonline¦ConductorOverhead¦Together
18-0066272 | Environmental/External | Fire, Forest/Grass | Pole-Wood | Burned/flashed | 2018 | Tier 3 - Extreme | Distribution Circuit | 7 | 26 | 2018-07-26 | 147838 | Sus | Y | EnvironmentalExternal¦FireForestGrass¦PoleWood¦Burnedflashed
18-0066826 | 3rd Party | Vehicle | Pole-Wood | Broken | 2018 | Tier 3 - Extreme | Transformer only | 8 | 5 | 2018-08-05 | 149159 | Sus | Y | 3rdParty¦Vehicle¦PoleWood¦Broken
18-0080433 | Company Initiated | Return Circuit Normal | Conductor, Underground | Normal | 2018 | Tier 3 - Extreme | Distribution Circuit | 9 | 20 | 2018-09-20 | 177955 | Sus | Y | CompanyInitiated¦ReturnCircuitNormal¦ConductorUnderground¦Normal
18-0081684 | Wildfire Mitigation | CWSP - Vegetation Removal |  |  | 2018 | Tier 3 - Extreme | Distribution Circuit | 10 | 3 | 2018-10-03 | 186856 | Sus | Y | WildfireMitigation¦CWSPVegetationRemoval¦¦
18-0082210 | Equipment Failure/Involved | Overhead | Crossarm, Wood | Broken | 2018 | Tier 3 - Extreme | Distribution Circuit | 9 | 21 | 2018-09-21 | 178953 | Sus | Y | EquipmentFailureInvolved¦Overhead¦CrossarmWood¦Broken
18-0082258 | Vegetation | Tree - branch fell on line | Conductor, Overhead | Together | 2018 | Tier 3 - Extreme | Distribution Circuit | 9 | 21 | 2018-09-21 | 179061 | Sus | Y | Vegetation¦Treebranchfellonline¦ConductorOverhead¦Together
18-0086351 | Environmental/External | Lightning | Capacitor | Burned/flashed | 2018 | Tier 2 - Elevated | Distribution Circuit | 10 | 3 | 2018-10-03 | 187540 | Sus | Y | EnvironmentalExternal¦Lightning¦Capacitor¦Burnedflashed
18-0086544 | Vegetation | Tree - fell into line | Fuse | Failed/Faulted | 2018 | Tier 3 - Extreme | Distribution Circuit | 10 | 3 | 2018-10-03 | 187863 | Sus | Y | Vegetation¦Treefellintoline¦Fuse¦FailedFaulted
18-0087904 | Vegetation | Tree - fell into line | Pole-Wood | Broken, wire on ground | 2018 | Tier 2 - Elevated | Distribution Circuit | 10 | 7 | 2018-10-07 | 190049 | Sus | Y | Vegetation¦Treefellintoline¦PoleWood¦Brokenwireonground
18-0090350 | Unknown Cause | Patrol - found nothing |  |  | 2018 | Tier 2 - Elevated | Distribution Circuit | 10 | 15 | 2018-10-15 | 195205 | Sus | Y | UnknownCause¦Patrolfoundnothing¦¦
18-0092568 | Unknown Cause | Patrol - found nothing |  |  | 2018 | Tier 2 - Elevated | Distribution Circuit | 10 | 21 | 2018-10-21 | 199564 | Sus | Y | UnknownCause¦Patrolfoundnothing¦¦
18-0096096 | Equipment Failure/Involved | Overhead | Insulator | Failed/Faulted | 2018 | Tier 3 - Extreme | Distribution Circuit | 10 | 31 | 2018-10-31 | 206628 | Sus | Y | EquipmentFailureInvolved¦Overhead¦Insulator¦FailedFaulted
18-0099862 | Equipment Failure/Involved | Overhead | Service conductor | Broken, wire on ground | 2018 | Tier 3 - Extreme | Transformer only | 11 | 15 | 2018-11-15 | 215634 | Sus | Y | EquipmentFailureInvolved¦Overhead¦Serviceconductor¦Brokenwireonground
18-0102111 | Environmental/External | Fire, Forest/Grass | Pole-Wood | Burned/flashed | 2018 | Tier 3 - Extreme | Distribution Circuit | 11 | 8 | 2018-11-08 | 221081 | Sus | Y | EnvironmentalExternal¦FireForestGrass¦PoleWood¦Burnedflashed
18-0103749 | Environmental/External | Fire, Forest/Grass | Pole-Wood | Burned/flashed | 2018 | Tier 3 - Extreme | Distribution Circuit | 11 | 8 | 2018-11-08 | 225457 | Sus | Y | EnvironmentalExternal¦FireForestGrass¦PoleWood¦Burnedflashed
18-0104608 | Equipment Failure/Involved | Overhead | Transformer | Failed/Faulted | 2018 | Tier 3 - Extreme | Distribution Circuit | 11 | 28 | 2018-11-28 | 226957 | Sus | Y | EquipmentFailureInvolved¦Overhead¦Transformer¦FailedFaulted
18-0105445 | Environmental/External | Lightning | Transformer | Failed/Faulted | 2018 | Tier 2 - Elevated | Transformer only | 11 | 30 | 2018-11-30 | 229821 | Sus | Y | EnvironmentalExternal¦Lightning¦Transformer¦FailedFaulted
19-0003408 | Equipment Failure/Involved | Overhead | Conductor, Overhead | Together | 2019 | Tier 3 - Extreme | Distribution Circuit | 1 | 1 | 2019-01-01 | 251312 | Sus | N | EquipmentFailureInvolved¦Overhead¦ConductorOverhead¦Together
19-0005554 | Vegetation | Tree - fell into line | Conductor, Overhead | Broken, wire on ground | 2019 | Tier 3 - Extreme | Distribution Circuit | 1 | 6 | 2019-01-06 | 258155 | Sus | N | Vegetation¦Treefellintoline¦ConductorOverhead¦Brokenwireonground
19-0005709 | Vegetation | Tree - branch fell on line | Conductor, Overhead | On Ground | 2019 | Tier 2 - Elevated | Distribution Circuit | 1 | 7 | 2019-01-07 | 258802 | Sus | N | Vegetation¦Treebranchfellonline¦ConductorOverhead¦OnGround
19-0006634 | Vegetation | Tree - fell into line | Crossarm, Wood | Broken, wire on ground | 2019 | Tier 3 - Extreme | Distribution Circuit | 1 | 9 | 2019-01-09 | 261218 | Sus | N | Vegetation¦Treefellintoline¦CrossarmWood¦Brokenwireonground
19-0006953 | Vegetation | Tree - branch fell on line | Conductor, Overhead | Normal | 2019 | Tier 2 - Elevated | Distribution Circuit | 1 | 9 | 2019-01-09 | 261706 | Sus | N | Vegetation¦Treebranchfellonline¦ConductorOverhead¦Normal
19-0007939 | Unknown Cause | Patrol - found nothing |  |  | 2019 | Tier 3 - Extreme | Distribution Circuit | 1 | 11 | 2019-01-11 | 263183 | Sus | N | UnknownCause¦Patrolfoundnothing¦¦
19-0008310 | Animal | Other | Conductor, Overhead | Together | 2019 | Tier 2 - Elevated | Distribution Circuit | 1 | 12 | 2019-01-12 | 264064 | Sus | N | Animal¦Other¦ConductorOverhead¦Together
19-0010123 | Vegetation | Tree - fell into line | Conductor, Overhead | Normal | 2019 | Tier 2 - Elevated | Distribution Circuit | 1 | 16 | 2019-01-16 | 268635 | Sus | N | Vegetation¦Treefellintoline¦ConductorOverhead¦Normal
19-0011486 | Unknown Cause | Patrol - not conducted |  |  | 2019 | Tier 2 - Elevated | Distribution Circuit | 1 | 17 | 2019-01-17 | 275082 | Sus | N | UnknownCause¦Patrolnotconducted¦¦
19-0018042 | Unknown Cause | Patrol - found nothing |  |  | 2019 | Tier 2 - Elevated | Distribution Circuit | 2 | 4 | 2019-02-04 | 289399 | Sus | N | UnknownCause¦Patrolfoundnothing¦¦
19-0018562 | Vegetation | Tree - bark fell into line | Conductor, Overhead | Normal | 2019 | Tier 2 - Elevated | Distribution Circuit | 2 | 5 | 2019-02-05 | 292755 | Sus | N | Vegetation¦Treebarkfellintoline¦ConductorOverhead¦Normal
19-0018637 | Vegetation | Tree - fell into line | Conductor, Overhead | Normal | 2019 | Tier 2 - Elevated | Distribution Circuit | 2 | 5 | 2019-02-05 | 292924 | Sus | N | Vegetation¦Treefellintoline¦ConductorOverhead¦Normal
19-0019189 | Unknown Cause | Patrol - found nothing |  |  | 2019 | Tier 2 - Elevated | Distribution Circuit | 2 | 4 | 2019-02-04 | 290893 | Sus | N | UnknownCause¦Patrolfoundnothing¦¦
19-0019240 | Vegetation | Tree - fell into line | Conductor, Overhead | Broken, wire on ground | 2019 | Tier 2 - Elevated | Distribution Circuit | 2 | 5 | 2019-02-05 | 294448 | Sus | N | Vegetation¦Treefellintoline¦ConductorOverhead¦Brokenwireonground
19-0019532 | Vegetation | Tree - fell into line | Conductor, Overhead | Normal | 2019 | Tier 3 - Extreme | Distribution Circuit | 2 | 5 | 2019-02-05 | 291592 | Sus | N | Vegetation¦Treefellintoline¦ConductorOverhead¦Normal
19-0020450 | Vegetation | Tree - fell into line | Conductor, Overhead | Broken, wire on ground | 2019 | Tier 2 - Elevated | Distribution Circuit | 2 | 9 | 2019-02-09 | 297407 | Sus | N | Vegetation¦Treefellintoline¦ConductorOverhead¦Brokenwireonground
19-0020705 | Vegetation | Tree - fell into line | Conductor, Overhead | Normal | 2019 | Tier 3 - Extreme | Distribution Circuit | 2 | 10 | 2019-02-10 | 298093 | Sus | N | Vegetation¦Treefellintoline¦ConductorOverhead¦Normal
19-0021368 | Animal | Bird found | Conductor, Overhead | Normal | 2019 | Tier 2 - Elevated | Distribution Circuit | 2 | 12 | 2019-02-12 | 300380 | Sus | N | Animal¦Birdfound¦ConductorOverhead¦Normal
19-0021938 | Vegetation | Tree - branch fell on line | Conductor, Overhead | Broken, wire on ground | 2019 | Tier 2 - Elevated | Distribution Circuit | 2 | 13 | 2019-02-13 | 302878 | Sus | N | Vegetation¦Treebranchfellonline¦ConductorOverhead¦Brokenwireonground
19-0022764 | Equipment Failure/Involved | Underground | Connector or Splice (UG) | Failed/Faulted | 2019 | Tier 2 - Elevated | Distribution Circuit | 2 | 14 | 2019-02-14 | 306495 | Sus | N | EquipmentFailureInvolved¦Underground¦ConnectororSplice(UG)¦FailedFaulted
19-0024698 | Vegetation | Tree - fell into line | Conductor, Overhead | Broken, wire on ground | 2019 | Tier 3 - Extreme | Distribution Circuit | 2 | 16 | 2019-02-16 | 314873 | Sus | N | Vegetation¦Treefellintoline¦ConductorOverhead¦Brokenwireonground
19-0028915 | Vegetation | Tree - branch fell on line | Conductor, Overhead | Normal | 2019 | Tier 2 - Elevated | Distribution Circuit | 2 | 27 | 2019-02-27 | 325966 | Sus | N | Vegetation¦Treebranchfellonline¦ConductorOverhead¦Normal
19-0029716 | Animal | Squirrel | Pothead(Riser Termination) | Normal | 2019 | Tier 2 - Elevated | Distribution Circuit | 3 | 1 | 2019-03-01 | 328621 | Sus | N | Animal¦Squirrel¦Pothead(RiserTermination)¦Normal
19-0029839 | Equipment Failure/Involved | Overhead | Transformer (OH) | Failed/Faulted | 2019 | Tier 2 - Elevated | Transformer only | 3 | 1 | 2019-03-01 | 328888 | Sus | N | EquipmentFailureInvolved¦Overhead¦Transformer(OH)¦FailedFaulted
19-0038440 | Equipment Failure/Involved | Underground | Elbow | Failed/Faulted | 2019 | Tier 2 - Elevated | Distribution Circuit | 3 | 30 | 2019-03-30 | 350518 | Sus | N | EquipmentFailureInvolved¦Underground¦Elbow¦FailedFaulted
19-0038638 | Equipment Failure/Involved | Overhead | Transformer (OH) | Broken | 2019 | Tier 3 - Extreme | Transformer only | 3 | 31 | 2019-03-31 | 351250 | Sus | N | EquipmentFailureInvolved¦Overhead¦Transformer(OH)¦Broken
19-0039084 | Vegetation | Tree - fell into line | Secondary | Bent or Twisted | 2019 | Tier 2 - Elevated | Transformer only | 4 | 1 | 2019-04-01 | 352027 | Sus | N | Vegetation¦Treefellintoline¦Secondary¦BentorTwisted
19-0040402 | Unknown Cause | Patrol - found nothing |  |  | 2019 | Tier 2 - Elevated | Distribution Circuit | 4 | 7 | 2019-04-07 | 355346 | Sus | N | UnknownCause¦Patrolfoundnothing¦¦
19-0043104 | Company Initiated | Construction Activity/equip, company | Pole-Wood | Deteriorated | 2019 | Tier 2 - Elevated | Distribution Circuit | 4 | 17 | 2019-04-17 | 362394 | Sus | N | CompanyInitiated¦ConstructionActivityequipcompany¦PoleWood¦Deteriorated
19-0051153 | Equipment Failure/Involved | Overhead | Conductor, Overhead | Broken | 2019 | Tier 3 - Extreme | Distribution Circuit | 5 | 12 | 2019-05-12 | 378961 | Sus | Y | EquipmentFailureInvolved¦Overhead¦ConductorOverhead¦Broken
19-0052211 | Vegetation | Tree - fell into line | Conductor, Overhead | Broken, wire on object | 2019 | Tier 3 - Extreme | Distribution Circuit | 5 | 15 | 2019-05-15 | 381010 | Sus | Y | Vegetation¦Treefellintoline¦ConductorOverhead¦Brokenwireonobject
19-0061526 | Vegetation | Tree - fell into line | Pole-Wood | Broken, wire on ground | 2019 | Tier 3 - Extreme | Distribution Circuit | 6 | 2 | 2019-06-02 | 395829 | Sus | Y | Vegetation¦Treefellintoline¦PoleWood¦Brokenwireonground
19-0063124 | Equipment Failure/Involved | Overhead | Crossarm, Wood | Broken | 2019 | Tier 2 - Elevated | Distribution Circuit | 6 | 5 | 2019-06-05 | 398410 | Sus | Y | EquipmentFailureInvolved¦Overhead¦CrossarmWood¦Broken
19-0064528 | Equipment Failure/Involved | Overhead | Pole-Wood | Deteriorated | 2019 | Tier 2 - Elevated | Distribution Circuit | 6 | 8 | 2019-06-08 | 401229 | Sus | Y | EquipmentFailureInvolved¦Overhead¦PoleWood¦Deteriorated
19-0066559 | Unknown Cause | Patrol - found nothing |  |  | 2019 | Tier 2 - Elevated | Distribution Circuit | 6 | 12 | 2019-06-12 | 407171 | Sus | Y | UnknownCause¦Patrolfoundnothing¦¦
19-0066926 | Vegetation | Tree - branch fell on line | Conductor, Overhead | Normal | 2019 | Tier 2 - Elevated | Distribution Circuit | 6 | 12 | 2019-06-12 | 408101 | Sus | Y | Vegetation¦Treebranchfellonline¦ConductorOverhead¦Normal
19-0072980 | Unknown Cause | Patrol - found nothing |  |  | 2019 | Tier 3 - Extreme | Distribution Circuit | 6 | 28 | 2019-06-28 | 432884 | Sus | Y | UnknownCause¦Patrolfoundnothing¦¦
19-0073395 | Unknown Cause | Patrol - found nothing |  |  | 2019 | Tier 2 - Elevated | Distribution Circuit | 6 | 29 | 2019-06-29 | 437063 | Sus | Y | UnknownCause¦Patrolfoundnothing¦¦
19-0075372 | Equipment Failure/Involved | Overhead | Transformer | Failed/Faulted | 2019 | Tier 2 - Elevated | Transformer only | 7 | 8 | 2019-07-08 | 442877 | Sus | Y | EquipmentFailureInvolved¦Overhead¦Transformer¦FailedFaulted
19-0076807 | Company Initiated | Return Circuit Normal | Conductor, Underground | Normal | 2019 | Tier 3 - Extreme | Distribution Circuit | 7 | 12 | 2019-07-12 | 446473 | Sus | Y | CompanyInitiated¦ReturnCircuitNormal¦ConductorUnderground¦Normal
19-0083334 | Animal | Squirrel | Pothead(Riser Termination) | Normal | 2019 | Tier 3 - Extreme | Distribution Circuit | 8 | 1 | 2019-08-01 | 476898 | Sus | Y | Animal¦Squirrel¦Pothead(RiserTermination)¦Normal
19-0084024 | Equipment Failure/Involved | Overhead | Crossarm, Wood | Broken | 2019 | Tier 3 - Extreme | Distribution Circuit | 8 | 3 | 2019-08-03 | 479693 | Sus | Y | EquipmentFailureInvolved¦Overhead¦CrossarmWood¦Broken
19-0084159 | Unknown Cause | Patrol - not conducted |  |  | 2019 | Tier 2 - Elevated | Distribution Circuit | 8 | 4 | 2019-08-04 | 482391 | Sus | Y | UnknownCause¦Patrolnotconducted¦¦
19-0086581 | Environmental/External | Lightning | Transformer | Failed/Faulted | 2019 | Tier 2 - Elevated | Transformer only | 8 | 10 | 2019-08-10 | 501600 | Sus | Y | EnvironmentalExternal¦Lightning¦Transformer¦FailedFaulted
19-0088106 | Vegetation | Tree - bark fell into line | Conductor, Overhead | Normal | 2019 | Tier 2 - Elevated | Distribution Circuit | 8 | 15 | 2019-08-15 | 511462 | Sus | Y | Vegetation¦Treebarkfellintoline¦ConductorOverhead¦Normal
19-0099328 | Vegetation | Tree - branch fell on line | Conductor, Overhead | Normal | 2019 | Tier 3 - Extreme | Distribution Circuit | 9 | 16 | 2019-09-16 | 583557 | Sus | Y | Vegetation¦Treebranchfellonline¦ConductorOverhead¦Normal
19-0102122 | Vegetation | Tree - branch fell on line | Conductor, Overhead | Normal | 2019 | Tier 2 - Elevated | Distribution Circuit | 9 | 21 | 2019-09-21 | 602353 | Sus | Y | Vegetation¦Treebranchfellonline¦ConductorOverhead¦Normal
19-0102930 | Animal | Squirrel | Conductor, Overhead | Normal | 2019 | Tier 2 - Elevated | Distribution Circuit | 9 | 24 | 2019-09-24 | 608777 | Sus | Y | Animal¦Squirrel¦ConductorOverhead¦Normal
19-0107098 | Environmental/External | Fire, Forest/Grass | Pole-Wood | Normal | 2019 | Tier 2 - Elevated | Distribution Circuit | 10 | 3 | 2019-10-03 | 641033 | Sus | Y | EnvironmentalExternal¦FireForestGrass¦PoleWood¦Normal
19-0117626 | Unknown Cause | Patrol - found nothing |  |  | 2019 | Tier 2 - Elevated | Distribution Circuit | 10 | 27 | 2019-10-27 | 690025 | Sus | Y | UnknownCause¦Patrolfoundnothing¦¦
19-0118485 | Equipment Failure/Involved | Overhead | Crossarm, Wood | Broken | 2019 | Tier 2 - Elevated | Distribution Circuit | 10 | 29 | 2019-10-29 | 693729 | Sus | Y | EquipmentFailureInvolved¦Overhead¦CrossarmWood¦Broken
19-0120851 | Vegetation | Tree - branch fell on line | Conductor, Overhead | Normal | 2019 | Tier 3 - Extreme | Distribution Circuit | 11 | 4 | 2019-11-04 | 699340 | Sus | Y | Vegetation¦Treebranchfellonline¦ConductorOverhead¦Normal
19-0129638 | Vegetation | Tree - branch fell on line | Conductor, Overhead | Normal | 2019 | Tier 3 - Extreme | Distribution Circuit | 11 | 26 | 2019-11-26 | 718810 | Sus | Y | Vegetation¦Treebranchfellonline¦ConductorOverhead¦Normal
19-0130010 | Vegetation | Tree - fell into line | Conductor, Overhead | Broken, wire on ground | 2019 | Tier 2 - Elevated | Distribution Circuit | 11 | 26 | 2019-11-26 | 720605 | Sus | Y | Vegetation¦Treefellintoline¦ConductorOverhead¦Brokenwireonground
19-0130012 | Vegetation | Tree - branch fell on line | Conductor, Overhead | Normal | 2019 | Tier 2 - Elevated | Distribution Circuit | 11 | 27 | 2019-11-27 | 719664 | Sus | Y | Vegetation¦Treebranchfellonline¦ConductorOverhead¦Normal
19-0130357 | Unknown Cause | Patrol - not conducted |  |  | 2019 | Tier 3 - Extreme | Distribution Circuit | 11 | 26 | 2019-11-26 | 721674 | Sus | Y | UnknownCause¦Patrolnotconducted¦¦
19-0130476 | Vegetation | Tree - branch fell on line | Fuse | Failed/Faulted | 2019 | Tier 2 - Elevated | Distribution Circuit | 11 | 27 | 2019-11-27 | 721546 | Sus | Y | Vegetation¦Treebranchfellonline¦Fuse¦FailedFaulted
19-0130683 | Vegetation | Tree - branch fell on line | Conductor, Overhead | Together | 2019 | Tier 3 - Extreme | Distribution Circuit | 11 | 27 | 2019-11-27 | 722306 | Sus | Y | Vegetation¦Treebranchfellonline¦ConductorOverhead¦Together
19-0131981 | Vegetation | Tree - branch fell on line | Switch (OH) | Normal | 2019 | Tier 3 - Extreme | Distribution Circuit | 12 | 1 | 2019-12-01 | 726158 | Sus | N | Vegetation¦Treebranchfellonline¦Switch(OH)¦Normal
19-0132024 | Vegetation | Tree - fell into line | Conductor, Overhead | Broken, wire on ground | 2019 | Tier 3 - Extreme | Distribution Circuit | 12 | 1 | 2019-12-01 | 726139 | Sus | N | Vegetation¦Treefellintoline¦ConductorOverhead¦Brokenwireonground
19-0137556 | Vegetation | Tree - branch fell on line | Anchor or Guy | Broken | 2019 | Tier 2 - Elevated | Distribution Circuit | 12 | 22 | 2019-12-22 | 748215 | Sus | N | Vegetation¦Treebranchfellonline¦AnchororGuy¦Broken
19-0137665 | Vegetation | Tree - branch fell on line | Conductor, Overhead | Broken | 2019 | Tier 2 - Elevated | Distribution Circuit | 12 | 22 | 2019-12-22 | 748834 | Sus | N | Vegetation¦Treebranchfellonline¦ConductorOverhead¦Broken
20-0013734 | Unknown Cause | Patrol - found nothing |  |  | 2020 | Tier 3 - Extreme | Distribution Circuit | 1 | 26 | 2020-01-26 | 770211 | Sus | N | UnknownCause¦Patrolfoundnothing¦¦
20-0019167 | Vegetation | Tree - branch fell on line | Conductor, Overhead | Normal | 2020 | Tier 3 - Extreme | Distribution Circuit | 2 | 9 | 2020-02-09 | 781075 | Sus | N | Vegetation¦Treebranchfellonline¦ConductorOverhead¦Normal
20-0019436 | Vegetation | Tree - fell into line | Conductor, Overhead | Broken, wire on ground | 2020 | Tier 2 - Elevated | Distribution Circuit | 2 | 9 | 2020-02-09 | 784800 | Sus | N | Vegetation¦Treefellintoline¦ConductorOverhead¦Brokenwireonground
20-0020075 | Vegetation | Tree - branch fell on line | Transformer | Broken, wire on ground | 2020 | Tier 3 - Extreme | Transformer only | 2 | 9 | 2020-02-09 | 787672 | Sus | N | Vegetation¦Treebranchfellonline¦Transformer¦Brokenwireonground
20-0020802 | Equipment Failure/Involved | Overhead | Transformer (OH) | Failed/Faulted | 2020 | Tier 3 - Extreme | Distribution Circuit | 2 | 11 | 2020-02-11 | 789197 | Sus | N | EquipmentFailureInvolved¦Overhead¦Transformer(OH)¦FailedFaulted
20-0022685 | Unknown Cause | Patrol - found nothing |  |  | 2020 | Tier 2 - Elevated | Distribution Circuit | 2 | 16 | 2020-02-16 | 792245 | Sus | N | UnknownCause¦Patrolfoundnothing¦¦
20-0024368 | Equipment Failure/Involved | Overhead | Transformer | Failed/Faulted | 2020 | Tier 2 - Elevated | Transformer only | 2 | 20 | 2020-02-20 | 797265 | Sus | N | EquipmentFailureInvolved¦Overhead¦Transformer¦FailedFaulted
20-0027772 | Vegetation | Tree - fell into line | Transformer | Leaking | 2020 | Tier 2 - Elevated | Transformer only | 3 | 2 | 2020-03-02 | 822943 | Sus | N | Vegetation¦Treefellintoline¦Transformer¦Leaking
20-0032116 | Unknown Cause | Patrol - found nothing |  |  | 2020 | Tier 3 - Extreme | Distribution Circuit | 3 | 14 | 2020-03-14 | 851475 | Sus | N | UnknownCause¦Patrolfoundnothing¦¦
20-0032839 | Vegetation | Tree - branch fell on line | Conductor, Overhead | Normal | 2020 | Tier 3 - Extreme | Distribution Circuit | 3 | 16 | 2020-03-16 | 855170 | Sus | N | Vegetation¦Treebranchfellonline¦ConductorOverhead¦Normal
20-0033445 | Vegetation | Tree - fell into line | Crossarm, Wood | Broken, wire on ground | 2020 | Tier 2 - Elevated | Distribution Circuit | 3 | 16 | 2020-03-16 | 856884 | Sus | N | Vegetation¦Treefellintoline¦CrossarmWood¦Brokenwireonground
20-0033752 | Equipment Failure/Involved | Overhead | Conductor, Overhead | Broken, wire on ground | 2020 | Tier 2 - Elevated | Distribution Circuit | 3 | 18 | 2020-03-18 | 857732 | Sus | N | EquipmentFailureInvolved¦Overhead¦ConductorOverhead¦Brokenwireonground
20-0035041 | Equipment Failure/Involved | Overhead | Fuse | Failed/Faulted | 2020 | Tier 2 - Elevated | Distribution Circuit | 3 | 22 | 2020-03-22 | 861294 | Sus | N | EquipmentFailureInvolved¦Overhead¦Fuse¦FailedFaulted
20-0037870 | Unknown Cause | Patrol - found nothing |  |  | 2020 | Tier 2 - Elevated | Distribution Circuit | 4 | 2 | 2020-04-02 | 878133 | Sus | N | UnknownCause¦Patrolfoundnothing¦¦
20-0038826 | Vegetation | Tree - branch fell on line | Conductor, Overhead | Normal | 2020 | Tier 3 - Extreme | Distribution Circuit | 4 | 6 | 2020-04-06 | 883815 | Sus | N | Vegetation¦Treebranchfellonline¦ConductorOverhead¦Normal
20-0039044 | Vegetation | Tree - fell into line | Conductor, Overhead | Normal | 2020 | Tier 2 - Elevated | Distribution Circuit | 4 | 6 | 2020-04-06 | 886246 | Sus | N | Vegetation¦Treefellintoline¦ConductorOverhead¦Normal
20-0045963 | Equipment Failure/Involved | Overhead | Pole-Wood | Broken | 2020 | Tier 2 - Elevated | Transformer only | 4 | 30 | 2020-04-30 | 904573 | Sus | N | EquipmentFailureInvolved¦Overhead¦PoleWood¦Broken
20-0046522 | Animal | Squirrel | Transformer (OH) | Failed/Faulted | 2020 | Tier 2 - Elevated | Distribution Circuit | 5 | 1 | 2020-05-01 | 905568 | Sus | Y | Animal¦Squirrel¦Transformer(OH)¦FailedFaulted
20-0050903 | Unknown Cause | Patrol - found nothing |  |  | 2020 | Tier 2 - Elevated | Transformer only | 5 | 16 | 2020-05-16 | 914910 | Sus | Y | UnknownCause¦Patrolfoundnothing¦¦
20-0051144 | Animal | Bird found | Conductor, Overhead | Normal | 2020 | Tier 2 - Elevated | Distribution Circuit | 5 | 18 | 2020-05-18 | 915677 | Sus | Y | Animal¦Birdfound¦ConductorOverhead¦Normal
20-0051427 | Vegetation | Tree - branch fell on line | Service conductor | Broken, wire on ground | 2020 | Tier 3 - Extreme | Transformer only | 5 | 18 | 2020-05-18 | 916089 | Sus | Y | Vegetation¦Treebranchfellonline¦Serviceconductor¦Brokenwireonground
20-0056330 | 3rd Party | Vehicle | Pole-Wood | Broken | 2020 | Tier 2 - Elevated | Distribution Circuit | 6 | 1 | 2020-06-01 | 927544 | Sus | Y | 3rdParty¦Vehicle¦PoleWood¦Broken
20-0058635 | Unknown Cause | Patrol - found nothing |  |  | 2020 | Tier 2 - Elevated | Distribution Circuit | 6 | 7 | 2020-06-07 | 933616 | Sus | Y | UnknownCause¦Patrolfoundnothing¦¦
20-0062858 | Environmental/External | Fire, Forest/Grass | Conductor, Underground | Burned/flashed | 2020 | Tier 2 - Elevated | Distribution Circuit | 6 | 18 | 2020-06-18 | 942140 | Sus | Y | EnvironmentalExternal¦FireForestGrass¦ConductorUnderground¦Burnedflashed
20-0064099 | Equipment Failure/Involved | Overhead | Pothead(Riser Termination) | Failed/Faulted | 2020 | Tier 2 - Elevated | Distribution Circuit | 6 | 23 | 2020-06-23 | 945437 | Sus | Y | EquipmentFailureInvolved¦Overhead¦Pothead(RiserTermination)¦FailedFaulted
20-0064164 | Unknown Cause | Patrol - found nothing |  |  | 2020 | Tier 2 - Elevated | Distribution Circuit | 6 | 23 | 2020-06-23 | 945682 | Sus | Y | UnknownCause¦Patrolfoundnothing¦¦
20-0065318 | Equipment Failure/Involved | Overhead | Crossarm, Wood | Broken | 2020 | Tier 2 - Elevated | Distribution Circuit | 6 | 26 | 2020-06-26 | 947985 | Sus | Y | EquipmentFailureInvolved¦Overhead¦CrossarmWood¦Broken
20-0068427 | Animal | Squirrel | Conductor, Overhead | Normal | 2020 | Tier 3 - Extreme | Distribution Circuit | 7 | 4 | 2020-07-04 | 957965 | Sus | Y | Animal¦Squirrel¦ConductorOverhead¦Normal
20-0068438 | Unknown Cause | Patrol - found nothing |  |  | 2020 | Tier 2 - Elevated | Distribution Circuit | 7 | 5 | 2020-07-05 | 958008 | Sus | Y | UnknownCause¦Patrolfoundnothing¦¦
20-0078791 | Animal | Squirrel | Fuse | Burned Open | 2020 | Tier 2 - Elevated | Distribution Circuit | 8 | 2 | 2020-08-02 | 976928 | Sus | Y | Animal¦Squirrel¦Fuse¦BurnedOpen
20-0082773 | Animal | Bird found | Transformer (OH) | Burned/flashed | 2020 | Tier 2 - Elevated | Distribution Circuit | 8 | 12 | 2020-08-12 | 994447 | Sus | Y | Animal¦Birdfound¦Transformer(OH)¦Burnedflashed
20-0083612 | Environmental/External | Fire, Forest/Grass | Conductor, Overhead | Normal | 2020 | Tier 2 - Elevated | Distribution Circuit | 8 | 14 | 2020-08-14 | 998579 | Sus | Y | EnvironmentalExternal¦FireForestGrass¦ConductorOverhead¦Normal
20-0084775 | Vegetation | Tree - fell into line | Conductor, Overhead | Broken, wire on ground | 2020 | Tier 3 - Extreme | Distribution Circuit | 8 | 16 | 2020-08-16 | 1011479 | Sus | Y | Vegetation¦Treefellintoline¦ConductorOverhead¦Brokenwireonground
20-0085168 | Unknown Cause | Patrol - found nothing |  |  | 2020 | Tier 2 - Elevated | Distribution Circuit | 8 | 16 | 2020-08-16 | 1013639 | Sus | Y | UnknownCause¦Patrolfoundnothing¦¦
20-0086663 | Equipment Failure/Involved | Underground | Transformer (UG) | Broken | 2020 | Tier 2 - Elevated | Distribution Circuit | 8 | 18 | 2020-08-18 | 1018736 | Sus | Y | EquipmentFailureInvolved¦Underground¦Transformer(UG)¦Broken
20-0089506 | Equipment Failure/Involved | Overhead | Transformer | Failed/Faulted | 2020 | Tier 2 - Elevated | Transformer only | 8 | 24 | 2020-08-24 | 1028753 | Sus | Y | EquipmentFailureInvolved¦Overhead¦Transformer¦FailedFaulted
20-0091295 | Vegetation | Tree - branch fell on line | Conductor, Overhead | Normal | 2020 | Tier 3 - Extreme | Distribution Circuit | 8 | 29 | 2020-08-29 | 1038935 | Sus | Y | Vegetation¦Treebranchfellonline¦ConductorOverhead¦Normal
20-0100069 | Environmental/External | Fire, Forest/Grass | Conductor, Overhead | Burned/flashed | 2020 | Tier 3 - Extreme | Distribution Circuit | 9 | 7 | 2020-09-07 | 1087036 | Sus | Y | EnvironmentalExternal¦FireForestGrass¦ConductorOverhead¦Burnedflashed
20-0102147 | Animal | Bird found | Conductor, Overhead | Normal | 2020 | Tier 2 - Elevated | Distribution Circuit | 9 | 27 | 2020-09-27 | 1095774 | Sus | Y | Animal¦Birdfound¦ConductorOverhead¦Normal
20-0102262 | Animal | Other | Conductor, Overhead | Normal | 2020 | Tier 2 - Elevated | Distribution Circuit | 9 | 28 | 2020-09-28 | 1096012 | Sus | Y | Animal¦Other¦ConductorOverhead¦Normal
20-0102635 | Unknown Cause | Patrol - found nothing |  |  | 2020 | Tier 2 - Elevated | Transmission line | 9 | 28 | 2020-09-28 | 1097211 | Sus | Y | UnknownCause¦Patrolfoundnothing¦¦
20-0106591 | Equipment Failure/Involved | Overhead | Connector or Splice (OH) | Broken | 2020 | Tier 2 - Elevated | Transformer only | 10 | 8 | 2020-10-08 | 1113651 | Sus | Y | EquipmentFailureInvolved¦Overhead¦ConnectororSplice(OH)¦Broken
20-0108129 | Wildfire Mitigation | Public Safety Power Shut-off | Conductor, Overhead | Normal | 2020 | Tier 3 - Extreme | Distribution Circuit | 10 | 14 | 2020-10-14 | 1117856 | Sus | Y | WildfireMitigation¦PublicSafetyPowerShutoff¦ConductorOverhead¦Normal
20-0112793 | Wildfire Mitigation | Public Safety Power Shut-off | Conductor, Overhead | Normal | 2020 | Tier 2 - Elevated | Distribution Circuit | 10 | 25 | 2020-10-25 | 1125932 | Sus | Y | WildfireMitigation¦PublicSafetyPowerShutoff¦ConductorOverhead¦Normal
20-0114128 | Unknown Cause | Patrol - found nothing |  |  | 2020 | Tier 2 - Elevated | Distribution Circuit | 10 | 27 | 2020-10-27 | 1130412 | Sus | Y | UnknownCause¦Patrolfoundnothing¦¦
20-0114512 | Vegetation | Tree - bark fell into line | Transformer | Failed/Faulted | 2020 | Tier 3 - Extreme | Transformer only | 10 | 28 | 2020-10-28 | 1130773 | Sus | Y | Vegetation¦Treebarkfellintoline¦Transformer¦FailedFaulted
20-0114718 | Unknown Cause | Patrol - found nothing |  |  | 2020 | Tier 2 - Elevated | Distribution Circuit | 10 | 29 | 2020-10-29 | 1131259 | Sus | Y | UnknownCause¦Patrolfoundnothing¦¦
20-0116281 | Environmental/External | Fire, Forest/Grass | Pole-Wood | Burned/flashed | 2020 | Tier 3 - Extreme | Distribution Circuit | 9 | 27 | 2020-09-27 | 1134779 | Sus | Y | EnvironmentalExternal¦FireForestGrass¦PoleWood¦Burnedflashed
20-0118367 | Vegetation | Tree - branch fell on line | Conductor, Overhead | Normal | 2020 | Tier 2 - Elevated | Distribution Circuit | 11 | 7 | 2020-11-07 | 1139019 | Sus | Y | Vegetation¦Treebranchfellonline¦ConductorOverhead¦Normal
20-0120573 | Vegetation | Tree - fell into line | Conductor, Overhead | Together | 2020 | Tier 2 - Elevated | Distribution Circuit | 11 | 13 | 2020-11-13 | 1143517 | Sus | Y | Vegetation¦Treefellintoline¦ConductorOverhead¦Together
20-0128545 | Equipment Failure/Involved | Overhead | Jumper | Burned Open | 2020 | Tier 2 - Elevated | Distribution Circuit | 12 | 7 | 2020-12-07 | 1168643 | Sus | N | EquipmentFailureInvolved¦Overhead¦Jumper¦BurnedOpen
21-0006271 | Equipment Failure/Involved | Overhead | Transformer | Failed/Faulted | 2021 | Tier 2 - Elevated | Transformer only | 1 | 7 | 2021-01-07 | 1206352 | Sus | N | EquipmentFailureInvolved¦Overhead¦Transformer¦FailedFaulted
21-0009508 | Unknown Cause | Patrol - found nothing |  |  | 2021 | Tier 2 - Elevated | Distribution Circuit | 1 | 17 | 2021-01-17 | 1211822 | Sus | N | UnknownCause¦Patrolfoundnothing¦¦
21-0010130 | Unknown Cause | Patrol - found nothing |  |  | 2021 | Tier 2 - Elevated | Distribution Circuit | 1 | 19 | 2021-01-19 | 1214280 | Sus | N | UnknownCause¦Patrolfoundnothing¦¦
21-0011210 | Vegetation | Tree - fell into line | Conductor, Overhead | Broken, wire on ground | 2021 | Tier 3 - Extreme | Distribution Circuit | 1 | 19 | 2021-01-19 | 1218127 | Sus | N | Vegetation¦Treefellintoline¦ConductorOverhead¦Brokenwireonground
21-0011816 | Vegetation | Tree - branch fell on line | Conductor, Overhead | Normal | 2021 | Tier 3 - Extreme | Distribution Circuit | 1 | 18 | 2021-01-18 | 1219381 | Sus | N | Vegetation¦Treebranchfellonline¦ConductorOverhead¦Normal
21-0013404 | Unknown Cause | Patrol - found nothing |  |  | 2021 | Tier 2 - Elevated | Distribution Circuit | 1 | 24 | 2021-01-24 | 1222299 | Sus | N | UnknownCause¦Patrolfoundnothing¦¦
21-0014638 | Equipment Failure/Involved | Overhead | Crossarm, Wood | Broken | 2021 | Tier 2 - Elevated | Distribution Circuit | 1 | 26 | 2021-01-26 | 1225997 | Sus | N | EquipmentFailureInvolved¦Overhead¦CrossarmWood¦Broken
21-0015686 | Vegetation | Tree - fell into line | Conductor, Overhead | Broken, wire on ground | 2021 | Tier 3 - Extreme | Distribution Circuit | 1 | 27 | 2021-01-27 | 1232322 | Sus | N | Vegetation¦Treefellintoline¦ConductorOverhead¦Brokenwireonground
21-0016440 | Vegetation | Tree - branch fell on line | Conductor, Overhead | Broken, wire on ground | 2021 | Tier 2 - Elevated | Distribution Circuit | 1 | 27 | 2021-01-27 | 1235969 | Sus | N | Vegetation¦Treebranchfellonline¦ConductorOverhead¦Brokenwireonground
21-0018147 | Equipment Failure/Involved | Overhead | Conductor, Overhead | Broken, wire on ground | 2021 | Tier 3 - Extreme | Distribution Circuit | 1 | 26 | 2021-01-26 | 1241042 | Sus | N | EquipmentFailureInvolved¦Overhead¦ConductorOverhead¦Brokenwireonground
21-0026857 | Unknown Cause | Patrol - found nothing |  |  | 2021 | Tier 2 - Elevated | Transformer only | 2 | 18 | 2021-02-18 | 1257063 | Sus | N | UnknownCause¦Patrolfoundnothing¦¦
21-0027561 | Unknown Cause | Patrol - found nothing |  |  | 2021 | Tier 3 - Extreme | Distribution Circuit | 2 | 19 | 2021-02-19 | 1258187 | Sus | N | UnknownCause¦Patrolfoundnothing¦¦
21-0030109 | 3rd Party | Vehicle | Pole-Wood | Broken, wire on ground | 2021 | Tier 3 - Extreme | Distribution Circuit | 2 | 26 | 2021-02-26 | 1263164 | Sus | N | 3rdParty¦Vehicle¦PoleWood¦Brokenwireonground
21-0034184 | Equipment Failure/Involved | Overhead | Transformer (OH) | Broken | 2021 | Tier 2 - Elevated | Distribution Circuit | 3 | 9 | 2021-03-09 | 1276109 | Sus | N | EquipmentFailureInvolved¦Overhead¦Transformer(OH)¦Broken
21-0036267 | Vegetation | Tree - fell into line | Conductor, Overhead | Broken, wire on ground | 2021 | Tier 2 - Elevated | Transmission line | 3 | 14 | 2021-03-14 | 1282278 | Sus | N | Vegetation¦Treefellintoline¦ConductorOverhead¦Brokenwireonground
21-0045797 | Unknown Cause | Patrol - found nothing |  |  | 2021 | Tier 3 - Extreme | Distribution Circuit | 4 | 7 | 2021-04-07 | 1309016 | Sus | N | UnknownCause¦Patrolfoundnothing¦¦
21-0052168 | Equipment Failure/Involved | Overhead | Conductor, Overhead | Deteriorated | 2021 | Tier 3 - Extreme | Transmission line | 4 | 22 | 2021-04-22 | 1329242 | Sus | N | EquipmentFailureInvolved¦Overhead¦ConductorOverhead¦Deteriorated
21-0052881 | Equipment Failure/Involved | Overhead | Transformer (OH) | Failed/Faulted | 2021 | Tier 2 - Elevated | Transformer only | 4 | 25 | 2021-04-25 | 1333494 | Sus | N | EquipmentFailureInvolved¦Overhead¦Transformer(OH)¦FailedFaulted
21-0053125 | Unknown Cause | Patrol - not conducted |  |  | 2021 | Tier 2 - Elevated | Transformer only | 4 | 26 | 2021-04-26 | 1334004 | Sus | N | UnknownCause¦Patrolnotconducted¦¦
21-0054181 | Equipment Failure/Involved | Overhead | Crossarm, Wood | Deteriorated | 2021 | Tier 3 - Extreme | Distribution Circuit | 4 | 28 | 2021-04-28 | 1336014 | Sus | N | EquipmentFailureInvolved¦Overhead¦CrossarmWood¦Deteriorated
21-0057893 | 3rd Party | Customer Equipment | Relay | Malfunctioning | 2021 | Tier 2 - Elevated | Generation | 5 | 3 | 2021-05-03 | 1342514 | Sus | Y | 3rdParty¦CustomerEquipment¦Relay¦Malfunctioning
21-0065168 | Equipment Failure/Involved | Overhead | Transformer (OH) | Broken | 2021 | Tier 3 - Extreme | Transformer only | 5 | 24 | 2021-05-24 | 1357411 | Sus | Y | EquipmentFailureInvolved¦Overhead¦Transformer(OH)¦Broken
21-0066744 | Equipment Failure/Involved | Overhead | Connector or Splice (OH) | Broken, wire on ground | 2021 | Tier 2 - Elevated | Distribution Circuit | 5 | 27 | 2021-05-27 | 1359633 | Sus | Y | EquipmentFailureInvolved¦Overhead¦ConnectororSplice(OH)¦Brokenwireonground
21-0068067 | Equipment Failure/Involved | Underground | Elbow | Burned/flashed | 2021 | Tier 2 - Elevated | Distribution Circuit | 5 | 31 | 2021-05-31 | 1362482 | Sus | Y | EquipmentFailureInvolved¦Underground¦Elbow¦Burnedflashed
21-0071760 | Unknown Cause | Patrol - found nothing |  |  | 2021 | Tier 2 - Elevated | Distribution Circuit | 6 | 8 | 2021-06-08 | 1368818 | Sus | Y | UnknownCause¦Patrolfoundnothing¦¦
21-0080328 | 3rd Party | Metallic Balloon | Conductor, Overhead | Normal | 2021 | Tier 2 - Elevated | Distribution Circuit | 6 | 26 | 2021-06-26 | 1385763 | Sus | Y | 3rdParty¦MetallicBalloon¦ConductorOverhead¦Normal
21-0086031 | Equipment Failure/Involved | Overhead | Transformer (OH) | Broken | 2021 | Tier 3 - Extreme | Transformer only | 7 | 7 | 2021-07-07 | 1393880 | Sus | Y | EquipmentFailureInvolved¦Overhead¦Transformer(OH)¦Broken
21-0087638 | Unknown Cause | Patrol - found nothing |  |  | 2021 | Tier 3 - Extreme | Distribution Circuit | 7 | 10 | 2021-07-10 | 1398754 | Sus | Y | UnknownCause¦Patrolfoundnothing¦¦
21-0088998 | Equipment Failure/Involved | Overhead | Crossarm, Wood | Broken | 2021 | Tier 2 - Elevated | Distribution Circuit | 7 | 13 | 2021-07-13 | 1403459 | Sus | Y | EquipmentFailureInvolved¦Overhead¦CrossarmWood¦Broken
21-0091389 | Environmental/External | Fire, Forest/Grass | Pole-Wood | Broken, wire on ground | 2021 | Tier 3 - Extreme | Distribution Circuit | 7 | 18 | 2021-07-18 | 1407367 | Sus | Y | EnvironmentalExternal¦FireForestGrass¦PoleWood¦Brokenwireonground
21-0094422 | Unknown Cause | Patrol - found nothing |  |  | 2021 | Tier 3 - Extreme | Distribution Circuit | 7 | 24 | 2021-07-24 | 1413219 | Sus | Y | UnknownCause¦Patrolfoundnothing¦¦
21-0107735 | Equipment Failure/Involved | Overhead | Pole-Wood | Deteriorated | 2021 | Tier 2 - Elevated | Distribution Circuit | 8 | 21 | 2021-08-21 | 1449538 | Sus | Y | EquipmentFailureInvolved¦Overhead¦PoleWood¦Deteriorated
21-0111323 | Environmental/External | Fire, Forest/Grass | Secondary | Arcing | 2021 | Tier 3 - Extreme | Distribution Circuit | 8 | 30 | 2021-08-30 | 1458531 | Sus | Y | EnvironmentalExternal¦FireForestGrass¦Secondary¦Arcing
21-0113973 | Unknown Cause | Patrol - found nothing |  |  | 2021 | Tier 3 - Extreme | Distribution Circuit | 9 | 7 | 2021-09-07 | 1463351 | Sus | Y | UnknownCause¦Patrolfoundnothing¦¦
21-0123308 | Equipment Failure/Involved | Overhead | Transformer (OH) | Failed/Faulted | 2021 | Tier 2 - Elevated | Transformer only | 9 | 28 | 2021-09-28 | 1482380 | Sus | Y | EquipmentFailureInvolved¦Overhead¦Transformer(OH)¦FailedFaulted
21-0132188 | Equipment Failure/Involved | Overhead | Conductor, Overhead | Broken, wire on ground | 2021 | Tier 3 - Extreme | Distribution Circuit | 10 | 17 | 2021-10-17 | 1500244 | Sus | Y | EquipmentFailureInvolved¦Overhead¦ConductorOverhead¦Brokenwireonground
21-0137176 | Equipment Failure/Involved | Overhead | Pole-Wood | Broken | 2021 | Tier 2 - Elevated | Distribution Circuit | 10 | 24 | 2021-10-24 | 1515976 | Sus | Y | EquipmentFailureInvolved¦Overhead¦PoleWood¦Broken
21-0137200 | Equipment Failure/Involved | Overhead | Conductor, Overhead | Broken, wire on ground | 2021 | Tier 2 - Elevated | Distribution Circuit | 10 | 25 | 2021-10-25 | 1518529 | Sus | Y | EquipmentFailureInvolved¦Overhead¦ConductorOverhead¦Brokenwireonground
21-0142479 | Unknown Cause | Patrol - found nothing |  |  | 2021 | Tier 2 - Elevated | Distribution Circuit | 11 | 4 | 2021-11-04 | 1535036 | Sus | Y | UnknownCause¦Patrolfoundnothing¦¦
21-0143670 | Equipment Failure/Involved | Overhead | Insulator | Broken | 2021 | Tier 2 - Elevated | Distribution Circuit | 11 | 9 | 2021-11-09 | 1538293 | Sus | Y | EquipmentFailureInvolved¦Overhead¦Insulator¦Broken
21-0157079 | Equipment Failure/Involved | Overhead | Conductor, Overhead | Together | 2021 | Tier 3 - Extreme | Distribution Circuit | 12 | 13 | 2021-12-13 | 1566512 | Sus | N | EquipmentFailureInvolved¦Overhead¦ConductorOverhead¦Together
21-0157558 | Unknown Cause | Patrol - found nothing |  |  | 2021 | Tier 3 - Extreme | Distribution Circuit | 12 | 13 | 2021-12-13 | 1568672 | Sus | N | UnknownCause¦Patrolfoundnothing¦¦
21-0157808 | Vegetation | Tree - fell into line | Conductor, Overhead | Broken, wire on ground | 2021 | Tier 3 - Extreme | Distribution Circuit | 12 | 14 | 2021-12-14 | 1569157 | Sus | N | Vegetation¦Treefellintoline¦ConductorOverhead¦Brokenwireonground
21-0157899 | Vegetation | Tree - fell into line | Conductor, Overhead | Broken, wire on ground | 2021 | Tier 3 - Extreme | Distribution Circuit | 12 | 13 | 2021-12-13 | 1568493 | Sus | N | Vegetation¦Treefellintoline¦ConductorOverhead¦Brokenwireonground
21-0158041 | Unknown Cause | Patrol - found nothing |  |  | 2021 | Tier 2 - Elevated | Distribution Circuit | 12 | 14 | 2021-12-14 | 1569176 | Sus | N | UnknownCause¦Patrolfoundnothing¦¦
21-0158212 | Vegetation | Tree - fell into line | Pole-Wood | Broken | 2021 | Tier 2 - Elevated | Distribution Circuit | 12 | 14 | 2021-12-14 | 1569361 | Sus | N | Vegetation¦Treefellintoline¦PoleWood¦Broken
21-0158953 | Vegetation | Tree - branch fell on line | Conductor, Overhead | Normal | 2021 | Tier 2 - Elevated | Distribution Circuit | 12 | 16 | 2021-12-16 | 1574152 | Sus | N | Vegetation¦Treebranchfellonline¦ConductorOverhead¦Normal
21-0159313 | Vegetation | Tree - fell into line | Conductor, Overhead | Normal | 2021 | Tier 2 - Elevated | Distribution Circuit | 12 | 17 | 2021-12-17 | 1575675 | Sus | N | Vegetation¦Treefellintoline¦ConductorOverhead¦Normal
21-0160610 | Unknown Cause | Patrol - not conducted |  |  | 2021 | Tier 3 - Extreme | Distribution Circuit | 12 | 25 | 2021-12-25 | 1581516 | Sus | N | UnknownCause¦Patrolnotconducted¦¦
21-0160700 | Unknown Cause | Patrol - found nothing |  |  | 2021 | Tier 3 - Extreme | Distribution Circuit | 12 | 26 | 2021-12-26 | 1582116 | Sus | N | UnknownCause¦Patrolfoundnothing¦¦
21-0161232 | Vegetation | Tree - fell into line | Conductor, Overhead | Normal | 2021 | Tier 3 - Extreme | Distribution Circuit | 12 | 27 | 2021-12-27 | 1584029 | Sus | N | Vegetation¦Treefellintoline¦ConductorOverhead¦Normal
21-0162053 | Equipment Failure/Involved | Overhead | Transformer (OH) | Failed/Faulted | 2021 | Tier 2 - Elevated | Transformer only | 12 | 31 | 2021-12-31 | 1590895 | Sus | N | EquipmentFailureInvolved¦Overhead¦Transformer(OH)¦FailedFaulted
22-0005725 | Vegetation | Tree - fell into line | Jumper | Broken | 2022 | Tier 3 - Extreme | Transformer only | 1 | 1 | 2022-01-01 | 1591910 | Sus | N | Vegetation¦Treefellintoline¦Jumper¦Broken
22-0013778 | Equipment Failure/Involved | Overhead | Pole-Wood | Broken | 2022 | Tier 2 - Elevated | Distribution Circuit | 1 | 25 | 2022-01-25 | 1611994 | Sus | N | EquipmentFailureInvolved¦Overhead¦PoleWood¦Broken
22-0016846 | Vegetation | Tree - branch fell on line | Conductor, Overhead | Broken, wire on ground | 2022 | Tier 3 - Extreme | Distribution Circuit | 2 | 1 | 2022-02-01 | 1617855 | Sus | N | Vegetation¦Treebranchfellonline¦ConductorOverhead¦Brokenwireonground
22-0023868 | Unknown Cause | Patrol - found nothing |  |  | 2022 | Tier 3 - Extreme | Distribution Circuit | 2 | 17 | 2022-02-17 | 1631590 | Sus | N | UnknownCause¦Patrolfoundnothing¦¦
22-0024574 | Equipment Failure/Involved | Overhead | Anchor or Guy | Broken | 2022 | Tier 2 - Elevated | Distribution Circuit | 2 | 20 | 2022-02-20 | 1632845 | Sus | N | EquipmentFailureInvolved¦Overhead¦AnchororGuy¦Broken
22-0025126 | Animal | Squirrel | Fuse | Burned Open | 2022 | Tier 2 - Elevated | Distribution Circuit | 2 | 22 | 2022-02-22 | 1633900 | Sus | N | Animal¦Squirrel¦Fuse¦BurnedOpen
22-0025222 | Vegetation | Tree - branch fell on line | Conductor, Overhead | Normal | 2022 | Tier 2 - Elevated | Distribution Circuit | 2 | 22 | 2022-02-22 | 1634056 | Sus | N | Vegetation¦Treebranchfellonline¦ConductorOverhead¦Normal
22-0025829 | Equipment Failure/Involved | Underground | Transformer (UG) | Deteriorated | 2022 | Tier 2 - Elevated | Distribution Circuit | 2 | 23 | 2022-02-23 | 1634847 | Sus | N | EquipmentFailureInvolved¦Underground¦Transformer(UG)¦Deteriorated
22-0026533 | Equipment Failure/Involved | Overhead | Regulator | Failed/Faulted | 2022 | Tier 2 - Elevated | Distribution Circuit | 2 | 24 | 2022-02-24 | 1636184 | Sus | N | EquipmentFailureInvolved¦Overhead¦Regulator¦FailedFaulted
22-0036565 | Equipment Failure/Involved | Overhead | Transformer | Broken | 2022 | Tier 3 - Extreme | Transformer only | 3 | 21 | 2022-03-21 | 1652722 | Sus | N | EquipmentFailureInvolved¦Overhead¦Transformer¦Broken
22-0045085 | Unknown Cause | Patrol - found nothing |  |  | 2022 | Tier 2 - Elevated | Distribution Circuit | 4 | 10 | 2022-04-10 | 1667252 | Sus | N | UnknownCause¦Patrolfoundnothing¦¦
22-0045793 | Animal | Other | Transformer (OH) | Normal | 2022 | Tier 2 - Elevated | Distribution Circuit | 4 | 11 | 2022-04-11 | 1669707 | Sus | N | Animal¦Other¦Transformer(OH)¦Normal
22-0072432 | Unknown Cause | Patrol - found nothing |  |  | 2022 | Tier 2 - Elevated | Distribution Circuit | 6 | 9 | 2022-06-09 | 1726703 | Sus | Y | UnknownCause¦Patrolfoundnothing¦¦
22-0076048 | Equipment Failure/Involved | Overhead | Crossarm, Wood | Broken | 2022 | Tier 2 - Elevated | Distribution Circuit | 6 | 19 | 2022-06-19 | 1735390 | Sus | Y | EquipmentFailureInvolved¦Overhead¦CrossarmWood¦Broken
22-0081737 | Unknown Cause | Patrol - found nothing |  |  | 2022 | Tier 2 - Elevated | Distribution Circuit | 7 | 5 | 2022-07-05 | 1749049 | Sus | Y | UnknownCause¦Patrolfoundnothing¦¦
22-0081906 | Unknown Cause | Patrol - found nothing |  |  | 2022 | Tier 3 - Extreme | Transformer only | 7 | 5 | 2022-07-05 | 1749194 | Sus | Y | UnknownCause¦Patrolfoundnothing¦¦
22-0083497 | Vegetation | Tree - fell into line | Pole-Wood | Broken, wire on ground | 2022 | Tier 2 - Elevated | Distribution Circuit | 7 | 9 | 2022-07-09 | 1752034 | Sus | Y | Vegetation¦Treefellintoline¦PoleWood¦Brokenwireonground
22-0086900 | Equipment Failure/Involved | Overhead | Insulator | Broken | 2022 | Tier 2 - Elevated | Distribution Circuit | 7 | 19 | 2022-07-19 | 1759867 | Sus | Y | EquipmentFailureInvolved¦Overhead¦Insulator¦Broken
22-0098918 | Animal | Bird found | Conductor, Overhead | Normal | 2022 | Tier 2 - Elevated | Distribution Circuit | 8 | 17 | 2022-08-17 | 1783892 | Sus | Y | Animal¦Birdfound¦ConductorOverhead¦Normal
22-0099811 | Animal | Other | Pole-Wood | Deteriorated | 2022 | Tier 2 - Elevated | Distribution Circuit | 8 | 19 | 2022-08-19 | 1785303 | Sus | Y | Animal¦Other¦PoleWood¦Deteriorated
22-0099964 | Equipment Failure/Involved | Overhead | Customer Equipment | Arcing | 2022 | Tier 2 - Elevated | Transformer only | 8 | 19 | 2022-08-19 | 1785548 | Sus | Y | EquipmentFailureInvolved¦Overhead¦CustomerEquipment¦Arcing
22-0100266 | Equipment Failure/Involved | Overhead | Fuse | Failed/Faulted | 2022 | Tier 3 - Extreme | Transformer only | 8 | 21 | 2022-08-21 | 1786798 | Sus | Y | EquipmentFailureInvolved¦Overhead¦Fuse¦FailedFaulted
22-0108838 | Unknown Cause | Patrol - not conducted |  |  | 2022 | Tier 2 - Elevated | Distribution Circuit | 9 | 10 | 2022-09-10 | 1808009 | Sus | Y | UnknownCause¦Patrolnotconducted¦¦
22-0109554 | Animal | Bird found | Conductor, Overhead | Normal | 2022 | Tier 2 - Elevated | Distribution Circuit | 9 | 13 | 2022-09-13 | 1809689 | Sus | Y | Animal¦Birdfound¦ConductorOverhead¦Normal
22-0114704 | Unknown Cause | Patrol - found nothing |  |  | 2022 | Tier 3 - Extreme | Distribution Circuit | 9 | 26 | 2022-09-26 | 1821494 | Sus | Y | UnknownCause¦Patrolfoundnothing¦¦
22-0117928 | Vegetation | Tree - fell into line | Conductor, Overhead | Broken, wire on ground | 2022 | Tier 2 - Elevated | Distribution Circuit | 10 | 4 | 2022-10-04 | 1828802 | Sus | Y | Vegetation¦Treefellintoline¦ConductorOverhead¦Brokenwireonground
22-0121954 | 3rd Party | Vehicle | Pole-Wood | Broken, wire on ground | 2022 | Tier 3 - Extreme | Distribution Circuit | 10 | 17 | 2022-10-17 | 1838602 | Sus | Y | 3rdParty¦Vehicle¦PoleWood¦Brokenwireonground
22-0126697 | Equipment Failure/Involved | Underground | Conductor, Underground | Broken | 2022 | Tier 2 - Elevated | Distribution Circuit | 11 | 1 | 2022-11-01 | 1850572 | Sus | Y | EquipmentFailureInvolved¦Underground¦ConductorUnderground¦Broken
22-0128751 | Equipment Failure/Involved | Overhead | Connector or Splice (OH) | Broken, wire on ground | 2022 | Tier 2 - Elevated | Distribution Circuit | 11 | 7 | 2022-11-07 | 1856489 | Sus | Y | EquipmentFailureInvolved¦Overhead¦ConnectororSplice(OH)¦Brokenwireonground
22-0128774 | Vegetation | Tree - fell into line | Conductor, Overhead | Bent or Twisted | 2022 | Tier 2 - Elevated | Distribution Circuit | 11 | 8 | 2022-11-08 | 1856639 | Sus | Y | Vegetation¦Treefellintoline¦ConductorOverhead¦BentorTwisted
22-0138654 | Vegetation | Tree - branch fell on line | Conductor, Overhead | Broken | 2022 | Tier 3 - Extreme | Transformer only | 12 | 10 | 2022-12-10 | 1883260 | Sus | N | Vegetation¦Treebranchfellonline¦ConductorOverhead¦Broken
22-0140588 | Vegetation | Tree - branch fell on line | Conductor, Overhead | Normal | 2022 | Tier 3 - Extreme | Distribution Circuit | 12 | 19 | 2022-12-19 | 1892394 | Sus | N | Vegetation¦Treebranchfellonline¦ConductorOverhead¦Normal
22-0142403 | Equipment Failure/Involved | Overhead | Conductor, Overhead | On Ground | 2022 | Tier 3 - Extreme | Distribution Circuit | 12 | 30 | 2022-12-30 | 1902729 | Sus | N | EquipmentFailureInvolved¦Overhead¦ConductorOverhead¦OnGround
15-0010655 | Vegetation | Tree - branch fell on line | Conductor, Overhead | Broken, wire on ground | 2015 | Tier 3 - Extreme | Distribution Circuit | 2 | 6 | 2015-02-06 | 1176717 | Sus | N | Vegetation¦Treebranchfellonline¦ConductorOverhead¦Brokenwireonground
15-0017366 | Equipment Failure/Involved | Other | Transformer |  | 2015 | Tier 3 - Extreme | Transformer only | 3 | 4 | 2015-03-04 | 1199395 | Sus | N | EquipmentFailureInvolved¦Other¦Transformer¦
15-0018903 | Vegetation | Tree - fell into line | Conductor, Overhead | Bent or Twisted | 2015 | Tier 3 - Extreme | Distribution Circuit | 3 | 11 | 2015-03-11 | 1202207 | Sus | N | Vegetation¦Treefellintoline¦ConductorOverhead¦BentorTwisted
15-0024214 | Vegetation | Tree - fell into line | Conductor, Overhead | Broken, wire on ground | 2015 | Tier 2 - Elevated | Distribution Circuit | 4 | 4 | 2015-04-04 | 1212694 | Sus | N | Vegetation¦Treefellintoline¦ConductorOverhead¦Brokenwireonground
15-0030573 | Vegetation | Tree - fell into line | Conductor, Overhead | Normal | 2015 | Tier 3 - Extreme | Distribution Circuit | 4 | 29 | 2015-04-29 | 1226987 | Sus | N | Vegetation¦Treefellintoline¦ConductorOverhead¦Normal
15-0035585 | Environmental/External | Lightning | Transformer (OH) | Failed/Faulted | 2015 | Tier 2 - Elevated | Transformer only | 5 | 20 | 2015-05-20 | 1237625 | Sus | Y | EnvironmentalExternal¦Lightning¦Transformer(OH)¦FailedFaulted
15-0039478 | Vegetation | Tree - branch fell on line | Crossarm, Wood | Broken | 2015 | Tier 3 - Extreme | Distribution Circuit | 6 | 8 | 2015-06-08 | 1245984 | Sus | Y | Vegetation¦Treebranchfellonline¦CrossarmWood¦Broken
15-0039489 | Unknown Cause | Patrol - not conducted |  |  | 2015 | Tier 2 - Elevated | Distribution Circuit | 6 | 8 | 2015-06-08 | 1246222 | Sus | Y | UnknownCause¦Patrolnotconducted¦¦
15-0040223 | Equipment Failure/Involved | Overhead | Conductor, Overhead | Broken, wire on ground | 2015 | Tier 3 - Extreme | Distribution Circuit | 6 | 10 | 2015-06-10 | 1248575 | Sus | Y | EquipmentFailureInvolved¦Overhead¦ConductorOverhead¦Brokenwireonground
15-0044116 | Equipment Failure/Involved | Overhead | Crossarm, Wood | Broken | 2015 | Tier 2 - Elevated | Distribution Circuit | 6 | 30 | 2015-06-30 | 1259038 | Sus | Y | EquipmentFailureInvolved¦Overhead¦CrossarmWood¦Broken
15-0047581 | Vegetation | Tree - fell into line | Conductor, Overhead | Broken, wire on ground | 2015 | Tier 2 - Elevated | Distribution Circuit | 7 | 15 | 2015-07-15 | 1268384 | Sus | Y | Vegetation¦Treefellintoline¦ConductorOverhead¦Brokenwireonground
15-0047774 | Unknown Cause | Patrol - not conducted |  |  | 2015 | Tier 2 - Elevated | Distribution Circuit | 7 | 15 | 2015-07-15 | 1268786 | Sus | Y | UnknownCause¦Patrolnotconducted¦¦
15-0048802 | Environmental/External | Lightning | Transformer | Failed/Faulted | 2015 | Tier 2 - Elevated | Transformer only | 7 | 19 | 2015-07-19 | 1272804 | Sus | Y | EnvironmentalExternal¦Lightning¦Transformer¦FailedFaulted
15-0049497 | Animal | Squirrel | Fuse | Failed/Faulted | 2015 | Tier 3 - Extreme | Distribution Circuit | 7 | 21 | 2015-07-21 | 1274549 | Sus | Y | Animal¦Squirrel¦Fuse¦FailedFaulted
15-0056724 | Animal | Bird found | Conductor, Overhead | Normal | 2015 | Tier 2 - Elevated | Distribution Circuit | 8 | 22 | 2015-08-22 | 1292930 | Sus | Y | Animal¦Birdfound¦ConductorOverhead¦Normal
15-0057305 | Equipment Failure/Involved | Overhead | Transformer (OH) | Broken | 2015 | Tier 3 - Extreme | Transformer only | 8 | 25 | 2015-08-25 | 1294345 | Sus | Y | EquipmentFailureInvolved¦Overhead¦Transformer(OH)¦Broken
15-0057617 | Environmental/External | Fire, Forest/Grass | Secondary | Burned Open | 2015 | Tier 3 - Extreme | Distribution Circuit | 8 | 27 | 2015-08-27 | 1295254 | Sus | Y | EnvironmentalExternal¦FireForestGrass¦Secondary¦BurnedOpen
15-0058080 | Environmental/External | Fire, Forest/Grass | Conductor, Overhead | Normal | 2015 | Tier 2 - Elevated | Distribution Circuit | 8 | 28 | 2015-08-28 | 1296304 | Sus | Y | EnvironmentalExternal¦FireForestGrass¦ConductorOverhead¦Normal
15-0059380 | Equipment Failure/Involved | Overhead | Transformer (OH) | Deteriorated | 2015 | Tier 2 - Elevated | Transformer only | 9 | 4 | 2015-09-04 | 1300190 | Sus | Y | EquipmentFailureInvolved¦Overhead¦Transformer(OH)¦Deteriorated
15-0060634 | Vegetation | Tree - branch fell on line | Conductor, Overhead | Normal | 2015 | Tier 2 - Elevated | Distribution Circuit | 9 | 10 | 2015-09-10 | 1303784 | Sus | Y | Vegetation¦Treebranchfellonline¦ConductorOverhead¦Normal
15-0061700 | Animal | Squirrel | Conductor, Overhead | Normal | 2015 | Tier 2 - Elevated | Distribution Circuit | 9 | 16 | 2015-09-16 | 1306803 | Sus | Y | Animal¦Squirrel¦ConductorOverhead¦Normal
15-0062200 | Unknown Cause | Patrol - found nothing |  |  | 2015 | Tier 2 - Elevated | Distribution Circuit | 9 | 18 | 2015-09-18 | 1308246 | Sus | Y | UnknownCause¦Patrolfoundnothing¦¦
15-0071196 | Environmental/External | Lightning | Circuit Breaker | Normal | 2015 | Tier 3 - Extreme | Generation | 10 | 17 | 2015-10-17 | 1324038 | Sus | Y | EnvironmentalExternal¦Lightning¦CircuitBreaker¦Normal
15-0073143 | Equipment Failure/Involved | Other | Transformer | Failed/Faulted | 2015 | Tier 2 - Elevated | Transformer only | 10 | 24 | 2015-10-24 | 1328697 | Sus | Y | EquipmentFailureInvolved¦Other¦Transformer¦FailedFaulted
15-0081495 | 3rd Party | Vehicle | Transformer (UG) | Broken | 2015 | Tier 2 - Elevated | Distribution Circuit | 11 | 28 | 2015-11-28 | 1349791 | Sus | Y | 3rdParty¦Vehicle¦Transformer(UG)¦Broken
15-0082730 | Equipment Failure/Involved | Overhead | Conductor, Overhead | Deteriorated | 2015 | Tier 2 - Elevated | Distribution Circuit | 12 | 4 | 2015-12-04 | 1353718 | Sus | N | EquipmentFailureInvolved¦Overhead¦ConductorOverhead¦Deteriorated
15-0083165 | Unknown Cause | Patrol - found nothing |  |  | 2015 | Tier 3 - Extreme | Distribution Circuit | 12 | 7 | 2015-12-07 | 1354909 | Sus | N | UnknownCause¦Patrolfoundnothing¦¦
15-0085511 | Unknown Cause | Patrol - found nothing |  |  | 2015 | Tier 3 - Extreme | Distribution Circuit | 12 | 15 | 2015-12-15 | 1364279 | Sus | N | UnknownCause¦Patrolfoundnothing¦¦
15-0086436 | Vegetation | Tree - branch fell on line | Fuse | Normal | 2015 | Tier 2 - Elevated | Distribution Circuit | 12 | 21 | 2015-12-21 | 1367710 | Sus | N | Vegetation¦Treebranchfellonline¦Fuse¦Normal
16-0013967 | Equipment Failure/Involved | Electrical Overload | Transformer | Failed/Faulted | 2016 | Tier 2 - Elevated | Transformer only | 2 | 18 | 2016-02-18 | 1408737 | Sus | N | EquipmentFailureInvolved¦ElectricalOverload¦Transformer¦FailedFaulted
16-0017319 | Vegetation | Tree - fell into line | Conductor, Overhead | Broken, wire on ground | 2016 | Tier 3 - Extreme | Distribution Circuit | 3 | 4 | 2016-03-04 | 1416029 | Sus | N | Vegetation¦Treefellintoline¦ConductorOverhead¦Brokenwireonground
16-0017706 | 3rd Party | Vehicle | Pole-Wood | Broken | 2016 | Tier 3 - Extreme | Transformer only | 3 | 5 | 2016-03-05 | 1418298 | Sus | N | 3rdParty¦Vehicle¦PoleWood¦Broken
16-0018197 | Vegetation | Tree - fell into line | Conductor, Overhead | Broken, wire on ground | 2016 | Tier 2 - Elevated | Distribution Circuit | 3 | 5 | 2016-03-05 | 1419887 | Sus | N | Vegetation¦Treefellintoline¦ConductorOverhead¦Brokenwireonground
16-0018615 | Vegetation | Tree - fell into line | Conductor, Overhead | Broken, wire on ground | 2016 | Tier 3 - Extreme | Distribution Circuit | 3 | 6 | 2016-03-06 | 1422900 | Sus | N | Vegetation¦Treefellintoline¦ConductorOverhead¦Brokenwireonground
16-0018853 | Vegetation | Tree - branch fell on line | Conductor, Overhead | Broken, wire on ground | 2016 | Tier 2 - Elevated | Distribution Circuit | 3 | 5 | 2016-03-05 | 1423823 | Sus | N | Vegetation¦Treebranchfellonline¦ConductorOverhead¦Brokenwireonground
16-0022351 | Unknown Cause | Patrol - found nothing |  |  | 2016 | Tier 2 - Elevated | Distribution Circuit | 3 | 17 | 2016-03-17 | 1433529 | Sus | N | UnknownCause¦Patrolfoundnothing¦¦
16-0024392 | Vegetation | Tree - fell into line | Cutout, fuse holder | Broken | 2016 | Tier 2 - Elevated | Distribution Circuit | 3 | 28 | 2016-03-28 | 1439698 | Sus | N | Vegetation¦Treefellintoline¦Cutoutfuseholder¦Broken
16-0028906 | Equipment Failure/Involved | Overhead | Transformer (OH) | Broken | 2016 | Tier 2 - Elevated | Distribution Circuit | 4 | 15 | 2016-04-15 | 1451150 | Sus | N | EquipmentFailureInvolved¦Overhead¦Transformer(OH)¦Broken
16-0030153 | Unknown Cause | Patrol - found nothing |  |  | 2016 | Tier 2 - Elevated | Distribution Circuit | 4 | 21 | 2016-04-21 | 1454834 | Sus | N | UnknownCause¦Patrolfoundnothing¦¦
16-0038692 | Vegetation | Tree - grew into line | Secondary | Normal | 2016 | Tier 3 - Extreme | Transformer only | 5 | 26 | 2016-05-26 | 1477532 | Sus | Y | Vegetation¦Treegrewintoline¦Secondary¦Normal
16-0039774 | Equipment Failure/Involved | Overhead | Conductor, Overhead | Together | 2016 | Tier 2 - Elevated | Distribution Circuit | 5 | 31 | 2016-05-31 | 1479381 | Sus | Y | EquipmentFailureInvolved¦Overhead¦ConductorOverhead¦Together
16-0050400 | Vegetation | Tree - fell into line | Secondary | Normal | 2016 | Tier 3 - Extreme | Transformer only | 7 | 16 | 2016-07-16 | 1511255 | Sus | Y | Vegetation¦Treefellintoline¦Secondary¦Normal
16-0053846 | Equipment Failure/Involved | Overhead | Transformer | Failed/Faulted | 2016 | Tier 3 - Extreme | Transformer only | 7 | 30 | 2016-07-30 | 1518990 | Sus | Y | EquipmentFailureInvolved¦Overhead¦Transformer¦FailedFaulted
16-0057532 | Vegetation | Tree - branch fell on line | Conductor, Overhead | Normal | 2016 | Tier 2 - Elevated | Distribution Circuit | 8 | 16 | 2016-08-16 | 1527048 | Sus | Y | Vegetation¦Treebranchfellonline¦ConductorOverhead¦Normal
16-0066352 | 3rd Party | Tree - cutting, 3rd party | Conductor, Overhead | Broken, wire on ground | 2016 | Tier 3 - Extreme | Distribution Circuit | 9 | 21 | 2016-09-21 | 1545540 | Sus | Y | 3rdParty¦Treecutting3rdparty¦ConductorOverhead¦Brokenwireonground
16-0072865 | Unknown Cause | Patrol - found nothing |  |  | 2016 | Tier 2 - Elevated | Distribution Circuit | 10 | 16 | 2016-10-16 | 1562756 | Sus | Y | UnknownCause¦Patrolfoundnothing¦¦
16-0073065 | Vegetation | Tree - fell into line | Crossarm, Wood | Broken, wire on ground | 2016 | Tier 2 - Elevated | Distribution Circuit | 10 | 16 | 2016-10-16 | 1563691 | Sus | Y | Vegetation¦Treefellintoline¦CrossarmWood¦Brokenwireonground
16-0073076 | Equipment Failure/Involved | Overhead | Pole-Wood | Burned/flashed | 2016 | Tier 2 - Elevated | Transformer only | 10 | 16 | 2016-10-16 | 1563816 | Sus | Y | EquipmentFailureInvolved¦Overhead¦PoleWood¦Burnedflashed
16-0082264 | Unknown Cause | Patrol - found nothing |  | Failed/Faulted | 2016 | Tier 2 - Elevated | Distribution Circuit | 11 | 26 | 2016-11-26 | 1588956 | Sus | Y | UnknownCause¦Patrolfoundnothing¦¦FailedFaulted
16-0082445 | Vegetation | Tree - branch fell on line | Conductor, Overhead | Normal | 2016 | Tier 3 - Extreme | Distribution Circuit | 11 | 27 | 2016-11-27 | 1589778 | Sus | Y | Vegetation¦Treebranchfellonline¦ConductorOverhead¦Normal
16-0085155 | Vegetation | Tree - fell into line | Transformer (OH) | Broken | 2016 | Tier 3 - Extreme | Distribution Circuit | 12 | 11 | 2016-12-11 | 1600005 | Sus | N | Vegetation¦Treefellintoline¦Transformer(OH)¦Broken
16-0085233 | Unknown Cause | Patrol - found nothing |  |  | 2016 | Tier 2 - Elevated | Distribution Circuit | 12 | 12 | 2016-12-12 | 1600426 | Sus | N | UnknownCause¦Patrolfoundnothing¦¦
16-0085266 | Animal | Squirrel | Fuse | Failed/Faulted | 2016 | Tier 2 - Elevated | Distribution Circuit | 12 | 12 | 2016-12-12 | 1600489 | Sus | N | Animal¦Squirrel¦Fuse¦FailedFaulted
16-0086840 | Unknown Cause | Patrol - found nothing |  |  | 2016 | Tier 2 - Elevated | Distribution Circuit | 12 | 23 | 2016-12-23 | 1609932 | Sus | N | UnknownCause¦Patrolfoundnothing¦¦
16-0087415 | Equipment Failure/Involved | Overhead | Transformer (OH) | Failed/Faulted | 2016 | Tier 2 - Elevated | Distribution Circuit | 12 | 30 | 2016-12-30 | 1613447 | Sus | N | EquipmentFailureInvolved¦Overhead¦Transformer(OH)¦FailedFaulted
17-0003251 | Unknown Cause | Patrol - found nothing |  |  | 2017 | Tier 2 - Elevated | Distribution Circuit | 1 | 3 | 2017-01-03 | 1615976 | Sus | N | UnknownCause¦Patrolfoundnothing¦¦
17-0003656 | Unknown Cause | Patrol - found nothing |  |  | 2017 | Tier 3 - Extreme | Distribution Circuit | 1 | 4 | 2017-01-04 | 1618173 | Sus | N | UnknownCause¦Patrolfoundnothing¦¦
17-0003763 | Equipment Failure/Involved | Overhead | Cutout, fuse holder | Broken | 2017 | Tier 3 - Extreme | Transformer only | 1 | 4 | 2017-01-04 | 1618508 | Sus | N | EquipmentFailureInvolved¦Overhead¦Cutoutfuseholder¦Broken
17-0005902 | Vegetation | Tree - fell into line | Conductor, Overhead | Broken | 2017 | Tier 2 - Elevated | Distribution Circuit | 1 | 8 | 2017-01-08 | 1629164 | Sus | N | Vegetation¦Treefellintoline¦ConductorOverhead¦Broken
17-0006063 | Vegetation | Tree - fell into line | Conductor, Overhead | Normal | 2017 | Tier 2 - Elevated | Distribution Circuit | 1 | 9 | 2017-01-09 | 1630965 | Sus | N | Vegetation¦Treefellintoline¦ConductorOverhead¦Normal
17-0006094 | Vegetation | Tree - fell into line | Pole-Wood | Broken, wire on ground | 2017 | Tier 2 - Elevated | Distribution Circuit | 1 | 8 | 2017-01-08 | 1631135 | Sus | N | Vegetation¦Treefellintoline¦PoleWood¦Brokenwireonground
17-0006144 | Unknown Cause | Patrol - found nothing |  |  | 2017 | Tier 2 - Elevated | Distribution Circuit | 1 | 8 | 2017-01-08 | 1631367 | Sus | N | UnknownCause¦Patrolfoundnothing¦¦
17-0006576 | Vegetation | Tree - fell into line | Conductor, Overhead | Broken, wire on ground | 2017 | Tier 3 - Extreme | Distribution Circuit | 1 | 10 | 2017-01-10 | 1632952 | Sus | N | Vegetation¦Treefellintoline¦ConductorOverhead¦Brokenwireonground
17-0010994 | Environmental/External | Flood/Erosion | Conductor, Overhead | Normal | 2017 | Tier 2 - Elevated | Distribution Circuit | 1 | 19 | 2017-01-19 | 1651543 | Sus | N | EnvironmentalExternal¦FloodErosion¦ConductorOverhead¦Normal
17-0011743 | Unknown Cause | Patrol - not conducted |  |  | 2017 | Tier 2 - Elevated | Distribution Circuit | 1 | 20 | 2017-01-20 | 1654915 | Sus | N | UnknownCause¦Patrolnotconducted¦¦
17-0012044 | Vegetation | Tree - branch fell on line | Conductor, Overhead | Normal | 2017 | Tier 2 - Elevated | Distribution Circuit | 1 | 21 | 2017-01-21 | 1656543 | Sus | N | Vegetation¦Treebranchfellonline¦ConductorOverhead¦Normal
17-0012542 | Vegetation | Tree - fell into line | Conductor, Overhead | Broken, wire on ground | 2017 | Tier 3 - Extreme | Distribution Circuit | 1 | 21 | 2017-01-21 | 1657097 | Sus | N | Vegetation¦Treefellintoline¦ConductorOverhead¦Brokenwireonground
17-0012820 | Vegetation | Tree - fell into line | Pole-Wood | Broken, wire on ground | 2017 | Tier 3 - Extreme | Distribution Circuit | 1 | 22 | 2017-01-22 | 1659021 | Sus | N | Vegetation¦Treefellintoline¦PoleWood¦Brokenwireonground
17-0012934 | Vegetation | Tree - fell into line | Conductor, Overhead | Broken, wire on ground | 2017 | Tier 2 - Elevated | Distribution Circuit | 1 | 22 | 2017-01-22 | 1659595 | Sus | N | Vegetation¦Treefellintoline¦ConductorOverhead¦Brokenwireonground
17-0013406 | Vegetation | Tree - fell into line | Conductor, Overhead | Broken, wire on ground | 2017 | Tier 3 - Extreme | Distribution Circuit | 1 | 22 | 2017-01-22 | 1662203 | Sus | N | Vegetation¦Treefellintoline¦ConductorOverhead¦Brokenwireonground
17-0013774 | Vegetation | Tree - fell into line | Pole-Wood | Broken, wire on ground | 2017 | Tier 2 - Elevated | Distribution Circuit | 1 | 23 | 2017-01-23 | 1663374 | Sus | N | Vegetation¦Treefellintoline¦PoleWood¦Brokenwireonground
17-0017657 | Vegetation | Tree - fell into line | Conductor, Overhead | Broken, wire on ground | 2017 | Tier 2 - Elevated | Distribution Circuit | 2 | 6 | 2017-02-06 | 1675776 | Sus | N | Vegetation¦Treefellintoline¦ConductorOverhead¦Brokenwireonground
17-0018790 | Equipment Failure/Involved | Underground | Conductor, Underground | Broken | 2017 | Tier 3 - Extreme | Distribution Circuit | 2 | 7 | 2017-02-07 | 1680867 | Sus | N | EquipmentFailureInvolved¦Underground¦ConductorUnderground¦Broken
17-0018840 | Vegetation | Tree - branch fell on line | Fuse | Failed/Faulted | 2017 | Tier 2 - Elevated | Distribution Circuit | 2 | 8 | 2017-02-08 | 1681260 | Sus | N | Vegetation¦Treebranchfellonline¦Fuse¦FailedFaulted
17-0023601 | Unknown Cause | Patrol - found nothing |  |  | 2017 | Tier 2 - Elevated | Distribution Circuit | 2 | 19 | 2017-02-19 | 1702176 | Sus | N | UnknownCause¦Patrolfoundnothing¦¦
17-0023786 | Unknown Cause | Patrol - found nothing |  |  | 2017 | Tier 2 - Elevated | Distribution Circuit | 2 | 20 | 2017-02-20 | 1702830 | Sus | N | UnknownCause¦Patrolfoundnothing¦¦
17-0025293 | Equipment Failure/Involved | Overhead | Conductor, Overhead | Broken | 2017 | Tier 2 - Elevated | Distribution Circuit | 2 | 20 | 2017-02-20 | 1705885 | Sus | N | EquipmentFailureInvolved¦Overhead¦ConductorOverhead¦Broken
17-0028416 | Vegetation | Tree - fell into line | Conductor, Overhead | Broken, wire on ground | 2017 | Tier 2 - Elevated | Distribution Circuit | 3 | 5 | 2017-03-05 | 1719686 | Sus | N | Vegetation¦Treefellintoline¦ConductorOverhead¦Brokenwireonground
17-0029389 | Vegetation | Tree - fell into line | Conductor, Overhead | Broken, wire on ground | 2017 | Tier 3 - Extreme | Distribution Circuit | 3 | 8 | 2017-03-08 | 1722369 | Sus | N | Vegetation¦Treefellintoline¦ConductorOverhead¦Brokenwireonground
17-0029985 | Animal | Squirrel | Fuse | Failed/Faulted | 2017 | Tier 3 - Extreme | Distribution Circuit | 3 | 10 | 2017-03-10 | 1723800 | Sus | N | Animal¦Squirrel¦Fuse¦FailedFaulted
17-0032900 | Equipment Failure/Involved | Overhead | Transformer (OH) | Deteriorated | 2017 | Tier 2 - Elevated | Transformer only | 3 | 22 | 2017-03-22 | 1732664 | Sus | N | EquipmentFailureInvolved¦Overhead¦Transformer(OH)¦Deteriorated
17-0032947 | Animal | Bird found | Conductor, Overhead | Normal | 2017 | Tier 2 - Elevated | Distribution Circuit | 3 | 22 | 2017-03-22 | 1733326 | Sus | N | Animal¦Birdfound¦ConductorOverhead¦Normal
17-0033249 | Vegetation | Tree - fell into line | Conductor, Overhead | Broken, wire on ground | 2017 | Tier 3 - Extreme | Transformer only | 3 | 23 | 2017-03-23 | 1734122 | Sus | N | Vegetation¦Treefellintoline¦ConductorOverhead¦Brokenwireonground
17-0033664 | Equipment Failure/Involved | Overhead | Jumper | Burned Open | 2017 | Tier 2 - Elevated | Distribution Circuit | 3 | 25 | 2017-03-25 | 1735119 | Sus | N | EquipmentFailureInvolved¦Overhead¦Jumper¦BurnedOpen
17-0034245 | Unknown Cause | Patrol - found nothing |  |  | 2017 | Tier 2 - Elevated | Distribution Circuit | 3 | 27 | 2017-03-27 | 1737019 | Sus | N | UnknownCause¦Patrolfoundnothing¦¦
17-0038349 | Equipment Failure/Involved | Overhead | Conductor, Overhead | Broken, wire on ground | 2017 | Tier 2 - Elevated | Distribution Circuit | 4 | 8 | 2017-04-08 | 1753122 | Sus | N | EquipmentFailureInvolved¦Overhead¦ConductorOverhead¦Brokenwireonground
17-0038958 | Vegetation | Tree - fell into line | Pole-Wood | Broken, wire on ground | 2017 | Zone 1 - HHZ | Distribution Circuit | 4 | 10 | 2017-04-10 | 1754701 | Sus | N | Vegetation¦Treefellintoline¦PoleWood¦Brokenwireonground
17-0039420 | Unknown Cause | Patrol - found nothing |  |  | 2017 | Tier 2 - Elevated | Distribution Circuit | 4 | 12 | 2017-04-12 | 1755820 | Sus | N | UnknownCause¦Patrolfoundnothing¦¦
17-0052125 | Equipment Failure/Involved | Overhead | Other | Broken | 2017 | Tier 2 - Elevated | Distribution Circuit | 6 | 1 | 2017-06-01 | 1795009 | Sus | Y | EquipmentFailureInvolved¦Overhead¦Other¦Broken
17-0053267 | Unknown Cause | Patrol - found nothing |  |  | 2017 | Tier 2 - Elevated | Distribution Circuit | 6 | 7 | 2017-06-07 | 1798521 | Sus | Y | UnknownCause¦Patrolfoundnothing¦¦
17-0054324 | Equipment Failure/Involved | Overhead |  | Failed/Faulted | 2017 | Tier 2 - Elevated | Transformer only | 6 | 11 | 2017-06-11 | 1801833 | Sus | Y | EquipmentFailureInvolved¦Overhead¦¦FailedFaulted
17-0054383 | Environmental/External | Lightning | Transformer (OH) | Broken | 2017 | Tier 2 - Elevated | Distribution Circuit | 6 | 11 | 2017-06-11 | 1802099 | Sus | Y | EnvironmentalExternal¦Lightning¦Transformer(OH)¦Broken
17-0058750 | Vegetation | Tree - fell into line | Conductor, Overhead | Broken, wire on ground | 2017 | Tier 3 - Extreme | Distribution Circuit | 6 | 26 | 2017-06-26 | 1818679 | Sus | Y | Vegetation¦Treefellintoline¦ConductorOverhead¦Brokenwireonground
17-0065162 | Unknown Cause | Patrol - found nothing |  |  | 2017 | Tier 2 - Elevated | Distribution Circuit | 7 | 24 | 2017-07-24 | 1839183 | Sus | Y | UnknownCause¦Patrolfoundnothing¦¦
17-0070585 | Equipment Failure/Involved | Overhead | Other | Broken | 2017 | Tier 2 - Elevated | Distribution Circuit | 8 | 15 | 2017-08-15 | 1853222 | Sus | Y | EquipmentFailureInvolved¦Overhead¦Other¦Broken
17-0073066 | Equipment Failure/Involved | Overhead | Regulator | Failed/Faulted | 2017 | Tier 3 - Extreme | Distribution Circuit | 8 | 26 | 2017-08-26 | 1859979 | Sus | Y | EquipmentFailureInvolved¦Overhead¦Regulator¦FailedFaulted
17-0076379 | Unknown Cause | Patrol - found nothing |  |  | 2017 | Tier 3 - Extreme | Distribution Circuit | 9 | 6 | 2017-09-06 | 1871331 | Sus | Y | UnknownCause¦Patrolfoundnothing¦¦
17-0079859 | Vegetation | Tree - fell into line | Conductor, Overhead | Normal | 2017 | Tier 2 - Elevated | Distribution Circuit | 9 | 19 | 2017-09-19 | 1881421 | Sus | Y | Vegetation¦Treefellintoline¦ConductorOverhead¦Normal
17-0080093 | Equipment Failure/Involved | Underground | Transformer (UG) | Leaking | 2017 | Tier 2 - Elevated | Distribution Circuit | 9 | 22 | 2017-09-22 | 1883850 | Sus | Y | EquipmentFailureInvolved¦Underground¦Transformer(UG)¦Leaking
17-0085469 | Unknown Cause | Patrol - found nothing |  | Failed/Faulted | 2017 | Tier 2 - Elevated | Distribution Circuit | 10 | 9 | 2017-10-09 | 1895791 | Sus | Y | UnknownCause¦Patrolfoundnothing¦¦FailedFaulted
17-0086677 | Environmental/External | Fire, Forest/Grass | Conductor, Overhead | Normal | 2017 | Tier 2 - Elevated | Distribution Circuit | 10 | 12 | 2017-10-12 | 1899156 | Sus | Y | EnvironmentalExternal¦FireForestGrass¦ConductorOverhead¦Normal
17-0087559 | Environmental/External | Fire, Forest/Grass | Transformer (OH) | Normal | 2017 | Tier 3 - Extreme | Transformer only | 10 | 9 | 2017-10-09 | 1901387 | Sus | Y | EnvironmentalExternal¦FireForestGrass¦Transformer(OH)¦Normal
17-0088262 | Vegetation | Tree - fell into line | Conductor, Overhead | Broken, wire on ground | 2017 | Tier 2 - Elevated | Distribution Circuit | 10 | 18 | 2017-10-18 | 1903217 | Sus | Y | Vegetation¦Treefellintoline¦ConductorOverhead¦Brokenwireonground
17-0089752 | Unknown Cause | Patrol - found nothing |  |  | 2017 | Tier 2 - Elevated | Distribution Circuit | 10 | 23 | 2017-10-23 | 1907983 | Sus | Y | UnknownCause¦Patrolfoundnothing¦¦
17-0094665 | Equipment Failure/Involved | Overhead | Pole-Wood | Burned/flashed | 2017 | Tier 3 - Extreme | Distribution Circuit | 11 | 13 | 2017-11-13 | 1921212 | Sus | Y | EquipmentFailureInvolved¦Overhead¦PoleWood¦Burnedflashed
17-0094794 | Equipment Failure/Involved | Overhead | Conductor, Overhead | On Ground | 2017 | Tier 3 - Extreme | Distribution Circuit | 11 | 13 | 2017-11-13 | 1921777 | Sus | Y | EquipmentFailureInvolved¦Overhead¦ConductorOverhead¦OnGround
17-0097374 | Unknown Cause | Patrol - found nothing |  |  | 2017 | Tier 3 - Extreme | Distribution Circuit | 11 | 24 | 2017-11-24 | 1928593 | Sus | Y | UnknownCause¦Patrolfoundnothing¦¦
17-0098955 | Equipment Failure/Involved | Overhead | Secondary | Burned/flashed | 2017 | Tier 2 - Elevated | Transformer only | 12 | 1 | 2017-12-01 | 1933148 | Sus | N | EquipmentFailureInvolved¦Overhead¦Secondary¦Burnedflashed
17-0100513 | Equipment Failure/Involved | Overhead | Transformer | Failed/Faulted | 2017 | Tier 2 - Elevated | Transformer only | 12 | 7 | 2017-12-07 | 1937982 | Sus | N | EquipmentFailureInvolved¦Overhead¦Transformer¦FailedFaulted
17-0102033 | Vegetation | Tree - branch fell on line | Crossarm, Wood | Broken | 2017 | Tier 3 - Extreme | Distribution Circuit | 12 | 16 | 2017-12-16 | 1944209 | Sus | N | Vegetation¦Treebranchfellonline¦CrossarmWood¦Broken
17-0102101 | Vegetation | Tree - fell into line | Conductor, Overhead | Broken, wire on ground | 2017 | Tier 3 - Extreme | Distribution Circuit | 12 | 16 | 2017-12-16 | 1945058 | Sus | N | Vegetation¦Treefellintoline¦ConductorOverhead¦Brokenwireonground
18-0011276 | Vegetation | Tree - fell into line | Conductor, Overhead | Normal | 2018 | Tier 3 - Extreme | Distribution Circuit | 2 | 3 | 2018-02-03 | 18762 | Sus | N | Vegetation¦Treefellintoline¦ConductorOverhead¦Normal
18-0016575 | Vegetation | Tree - fell into line | Conductor, Overhead | Normal | 2018 | Tier 3 - Extreme | Distribution Circuit | 2 | 22 | 2018-02-22 | 29730 | Sus | N | Vegetation¦Treefellintoline¦ConductorOverhead¦Normal
18-0017450 | Unknown Cause | Patrol - not conducted |  |  | 2018 | Tier 3 - Extreme | Distribution Circuit | 2 | 26 | 2018-02-26 | 31848 | Sus | N | UnknownCause¦Patrolnotconducted¦¦
18-0019250 | Equipment Failure/Involved | Overhead | Conductor, Overhead | Broken, wire on ground | 2018 | Tier 3 - Extreme | Distribution Circuit | 3 | 2 | 2018-03-02 | 36756 | Sus | N | EquipmentFailureInvolved¦Overhead¦ConductorOverhead¦Brokenwireonground
18-0023214 | Unknown Cause | Patrol - not conducted |  |  | 2018 | Tier 3 - Extreme | Distribution Circuit | 3 | 15 | 2018-03-15 | 45110 | Sus | N | UnknownCause¦Patrolnotconducted¦¦
18-0028196 | Vegetation | Tree - fell into line | Conductor, Overhead | Together | 2018 | Tier 2 - Elevated | Distribution Circuit | 3 | 31 | 2018-03-31 | 57167 | Sus | N | Vegetation¦Treefellintoline¦ConductorOverhead¦Together
18-0030162 | 3rd Party | Vehicle | Anchor or Guy | Broken | 2018 | Tier 2 - Elevated | Distribution Circuit | 4 | 6 | 2018-04-06 | 61364 | Sus | N | 3rdParty¦Vehicle¦AnchororGuy¦Broken
18-0031673 | Equipment Failure/Involved | Overhead | Transformer (OH) | Broken | 2018 | Tier 2 - Elevated | Transformer only | 4 | 12 | 2018-04-12 | 65318 | Sus | N | EquipmentFailureInvolved¦Overhead¦Transformer(OH)¦Broken
18-0036544 | Vegetation | Tree - fell into line | Conductor, Overhead | Broken, wire on ground | 2018 | Tier 3 - Extreme | Distribution Circuit | 4 | 28 | 2018-04-28 | 76057 | Sus | N | Vegetation¦Treefellintoline¦ConductorOverhead¦Brokenwireonground
18-0041881 | Vegetation | Tree - fell into line | Service conductor | Broken, wire on object | 2018 | Tier 2 - Elevated | Distribution Circuit | 5 | 17 | 2018-05-17 | 88317 | Sus | Y | Vegetation¦Treefellintoline¦Serviceconductor¦Brokenwireonobject
18-0044676 | Unknown Cause | Patrol - found nothing |  |  | 2018 | Tier 2 - Elevated | Distribution Circuit | 5 | 26 | 2018-05-26 | 94622 | Sus | Y | UnknownCause¦Patrolfoundnothing¦¦
18-0052642 | Equipment Failure/Involved | Overhead | Pole-Wood | Broken | 2018 | Tier 2 - Elevated | Distribution Circuit | 6 | 20 | 2018-06-20 | 113505 | Sus | Y | EquipmentFailureInvolved¦Overhead¦PoleWood¦Broken
18-0053765 | Equipment Failure/Involved | Overhead | Transformer | Failed/Faulted | 2018 | Tier 3 - Extreme | Transformer only | 6 | 23 | 2018-06-23 | 115894 | Sus | Y | EquipmentFailureInvolved¦Overhead¦Transformer¦FailedFaulted
18-0054740 | 3rd Party | Contact with High Voltage, 3rd party | Fuse | Failed/Faulted | 2018 | Tier 3 - Extreme | Distribution Circuit | 6 | 26 | 2018-06-26 | 118785 | Sus | Y | 3rdParty¦ContactwithHighVoltage3rdparty¦Fuse¦FailedFaulted
18-0059737 | Equipment Failure/Involved | Overhead | Crossarm, Wood | Broken | 2018 | Tier 2 - Elevated | Distribution Circuit | 7 | 14 | 2018-07-14 | 131472 | Sus | Y | EquipmentFailureInvolved¦Overhead¦CrossarmWood¦Broken
18-0061267 | Vegetation | Tree - fell into line | Pole-Wood | Broken, wire on ground | 2018 | Tier 3 - Extreme | Distribution Circuit | 7 | 18 | 2018-07-18 | 135169 | Sus | Y | Vegetation¦Treefellintoline¦PoleWood¦Brokenwireonground
18-0068086 | Unknown Cause | Patrol - not conducted |  |  | 2018 | Tier 3 - Extreme | Transformer only | 8 | 8 | 2018-08-08 | 151643 | Sus | Y | UnknownCause¦Patrolnotconducted¦¦
18-0069266 | Vegetation | Tree - fell into line | Conductor, Overhead | Normal | 2018 | Tier 3 - Extreme | Distribution Circuit | 8 | 13 | 2018-08-13 | 154382 | Sus | Y | Vegetation¦Treefellintoline¦ConductorOverhead¦Normal
18-0073408 | 3rd Party | Metallic Balloon | Fuse | Failed/Faulted | 2018 | Tier 3 - Extreme | Distribution Circuit | 8 | 25 | 2018-08-25 | 162195 | Sus | Y | 3rdParty¦MetallicBalloon¦Fuse¦FailedFaulted
18-0075993 | Vegetation | Tree - branch fell on line | Conductor, Overhead | Broken, wire on ground | 2018 | Tier 2 - Elevated | Distribution Circuit | 9 | 3 | 2018-09-03 | 167457 | Sus | Y | Vegetation¦Treebranchfellonline¦ConductorOverhead¦Brokenwireonground
18-0077817 | Unknown Cause | Patrol - found nothing |  |  | 2018 | Tier 3 - Extreme | Distribution Circuit | 9 | 8 | 2018-09-08 | 170863 | Sus | Y | UnknownCause¦Patrolfoundnothing¦¦
18-0079382 | 3rd Party | Vehicle | Pole-Wood | Broken | 2018 | Tier 2 - Elevated | Distribution Circuit | 9 | 13 | 2018-09-13 | 173752 | Sus | Y | 3rdParty¦Vehicle¦PoleWood¦Broken
18-0080664 | Unknown Cause | Patrol - found nothing |  |  | 2018 | Tier 3 - Extreme | Distribution Circuit | 9 | 17 | 2018-09-17 | 176102 | Sus | Y | UnknownCause¦Patrolfoundnothing¦¦
18-0096086 | Unknown Cause | Patrol - found nothing |  |  | 2018 | Tier 2 - Elevated | Distribution Circuit | 10 | 31 | 2018-10-31 | 206498 | Sus | Y | UnknownCause¦Patrolfoundnothing¦¦
18-0097427 | Vegetation | Tree - cutting, PG&E contractor | Other | Normal | 2018 | Tier 2 - Elevated | Distribution Circuit | 11 | 6 | 2018-11-06 | 209797 | Sus | Y | Vegetation¦TreecuttingPG&Econtractor¦Other¦Normal
18-0100493 | Environmental/External | Fire, Forest/Grass | Transformer (OH) | Burned/flashed | 2018 | Tier 3 - Extreme | Transformer only | 11 | 8 | 2018-11-08 | 217012 | Sus | Y | EnvironmentalExternal¦FireForestGrass¦Transformer(OH)¦Burnedflashed
18-0101480 | Environmental/External | Fire, Forest/Grass | Pole-Wood | Burned/flashed | 2018 | Tier 3 - Extreme | Distribution Circuit | 11 | 8 | 2018-11-08 | 219123 | Sus | Y | EnvironmentalExternal¦FireForestGrass¦PoleWood¦Burnedflashed
18-0101754 | Environmental/External | Fire, Forest/Grass | Pole-Wood | Burned/flashed | 2018 | Tier 3 - Extreme | Distribution Circuit | 11 | 8 | 2018-11-08 | 219768 | Sus | Y | EnvironmentalExternal¦FireForestGrass¦PoleWood¦Burnedflashed
18-0102287 | Environmental/External | Lightning | Transformer | Failed/Faulted | 2018 | Tier 2 - Elevated | Transformer only | 11 | 22 | 2018-11-22 | 221867 | Sus | Y | EnvironmentalExternal¦Lightning¦Transformer¦FailedFaulted
18-0108078 | 3rd Party | Customer Equipment | Customer Equipment | Deteriorated | 2018 | Tier 2 - Elevated | Distribution Circuit | 12 | 8 | 2018-12-08 | 236318 | Sus | N | 3rdParty¦CustomerEquipment¦CustomerEquipment¦Deteriorated
18-0109138 | Unknown Cause | Patrol - found nothing |  |  | 2018 | Tier 2 - Elevated | Distribution Circuit | 12 | 14 | 2018-12-14 | 239839 | Sus | N | UnknownCause¦Patrolfoundnothing¦¦
18-0109802 | Vegetation | Tree - fell into line | Conductor, Overhead | Broken, wire on ground | 2018 | Tier 3 - Extreme | Distribution Circuit | 12 | 17 | 2018-12-17 | 242746 | Sus | N | Vegetation¦Treefellintoline¦ConductorOverhead¦Brokenwireonground
19-0004805 | Equipment Failure/Involved | Electrical Overload | Transformer (OH) | Failed/Faulted | 2019 | Tier 2 - Elevated | Transformer only | 1 | 5 | 2019-01-05 | 254098 | Sus | N | EquipmentFailureInvolved¦ElectricalOverload¦Transformer(OH)¦FailedFaulted
19-0006776 | Vegetation | Tree - branch fell on line | Fuse | Failed/Faulted | 2019 | Tier 3 - Extreme | Distribution Circuit | 1 | 9 | 2019-01-09 | 261470 | Sus | N | Vegetation¦Treebranchfellonline¦Fuse¦FailedFaulted
19-0007964 | Equipment Failure/Involved | Overhead | Insulator | Broken | 2019 | Tier 3 - Extreme | Distribution Circuit | 1 | 11 | 2019-01-11 | 263327 | Sus | N | EquipmentFailureInvolved¦Overhead¦Insulator¦Broken
19-0008090 | Vegetation | Tree - fell into line | Conductor, Overhead | Normal | 2019 | Tier 3 - Extreme | Distribution Circuit | 1 | 11 | 2019-01-11 | 263515 | Sus | N | Vegetation¦Treefellintoline¦ConductorOverhead¦Normal
19-0009293 | Vegetation | Tree - fell into line | Conductor, Overhead | Normal | 2019 | Tier 3 - Extreme | Distribution Circuit | 1 | 15 | 2019-01-15 | 266072 | Sus | N | Vegetation¦Treefellintoline¦ConductorOverhead¦Normal
19-0011166 | Vegetation | Tree - fell into line | Conductor, Overhead | Broken, wire on ground | 2019 | Tier 2 - Elevated | Distribution Circuit | 1 | 16 | 2019-01-16 | 271875 | Sus | N | Vegetation¦Treefellintoline¦ConductorOverhead¦Brokenwireonground
19-0011477 | Equipment Failure/Involved | Overhead |  | Failed/Faulted | 2019 | Tier 3 - Extreme | Transformer only | 1 | 17 | 2019-01-17 | 274799 | Sus | N | EquipmentFailureInvolved¦Overhead¦¦FailedFaulted
19-0011948 | Equipment Failure/Involved | Overhead | Secondary | Bent or Twisted | 2019 | Tier 3 - Extreme | Transformer only | 1 | 18 | 2019-01-18 | 276162 | Sus | N | EquipmentFailureInvolved¦Overhead¦Secondary¦BentorTwisted
19-0012817 | Animal | Bird found | Conductor, Overhead | Bent or Twisted | 2019 | Tier 2 - Elevated | Distribution Circuit | 1 | 21 | 2019-01-21 | 278030 | Sus | N | Animal¦Birdfound¦ConductorOverhead¦BentorTwisted
19-0017180 | Equipment Failure/Involved | Overhead | Transformer | Failed/Faulted | 2019 | Tier 2 - Elevated | Transformer only | 2 | 2 | 2019-02-02 | 287368 | Sus | N | EquipmentFailureInvolved¦Overhead¦Transformer¦FailedFaulted
19-0017513 | Equipment Failure/Involved | Overhead | Pole-Wood | Broken | 2019 | Tier 3 - Extreme | Distribution Circuit | 2 | 3 | 2019-02-03 | 288651 | Sus | N | EquipmentFailureInvolved¦Overhead¦PoleWood¦Broken
19-0018635 | Vegetation | Tree - fell into line | Conductor, Overhead | Together | 2019 | Tier 3 - Extreme | Distribution Circuit | 2 | 4 | 2019-02-04 | 292922 | Sus | N | Vegetation¦Treefellintoline¦ConductorOverhead¦Together
19-0020704 | Unknown Cause | Patrol - found nothing |  |  | 2019 | Tier 2 - Elevated | Distribution Circuit | 2 | 10 | 2019-02-10 | 297879 | Sus | N | UnknownCause¦Patrolfoundnothing¦¦
19-0020713 | Vegetation | Tree - branch fell on line | Conductor, Overhead | Normal | 2019 | Tier 3 - Extreme | Distribution Circuit | 2 | 10 | 2019-02-10 | 298695 | Sus | N | Vegetation¦Treebranchfellonline¦ConductorOverhead¦Normal
19-0022511 | Vegetation | Tree - fell into line | Transformer | Broken | 2019 | Tier 2 - Elevated | Transformer only | 2 | 13 | 2019-02-13 | 305194 | Sus | N | Vegetation¦Treefellintoline¦Transformer¦Broken
19-0023358 | Unknown Cause | Patrol - found nothing |  |  | 2019 | Tier 3 - Extreme | Distribution Circuit | 2 | 14 | 2019-02-14 | 307263 | Sus | N | UnknownCause¦Patrolfoundnothing¦¦
19-0024085 | Vegetation | Tree - fell into line | Conductor, Overhead | Broken, wire on ground | 2019 | Tier 2 - Elevated | Distribution Circuit | 2 | 15 | 2019-02-15 | 312173 | Sus | N | Vegetation¦Treefellintoline¦ConductorOverhead¦Brokenwireonground
19-0024449 | Vegetation | Tree - fell into line | Conductor, Overhead | Broken, wire on ground | 2019 | Tier 3 - Extreme | Distribution Circuit | 2 | 14 | 2019-02-14 | 306571 | Sus | N | Vegetation¦Treefellintoline¦ConductorOverhead¦Brokenwireonground
19-0024467 | Equipment Failure/Involved | Overhead | Conductor, Overhead | Broken, wire on ground | 2019 | Tier 3 - Extreme | Distribution Circuit | 2 | 16 | 2019-02-16 | 313840 | Sus | N | EquipmentFailureInvolved¦Overhead¦ConductorOverhead¦Brokenwireonground
19-0025212 | Vegetation | Tree - fell into line | Conductor, Overhead | Normal | 2019 | Tier 3 - Extreme | Distribution Circuit | 2 | 17 | 2019-02-17 | 315973 | Sus | N | Vegetation¦Treefellintoline¦ConductorOverhead¦Normal
19-0025632 | Vegetation | Tree - fell into line | Conductor, Overhead | Normal | 2019 | Tier 3 - Extreme | Distribution Circuit | 2 | 18 | 2019-02-18 | 317137 | Sus | N | Vegetation¦Treefellintoline¦ConductorOverhead¦Normal
19-0028090 | Vegetation | Tree - fell into line | Conductor, Overhead | Together | 2019 | Tier 2 - Elevated | Transmission line | 2 | 26 | 2019-02-26 | 323888 | Sus | N | Vegetation¦Treefellintoline¦ConductorOverhead¦Together
19-0028735 | Vegetation | Tree - fell into line | Conductor, Overhead | Broken, wire on ground | 2019 | Tier 3 - Extreme | Distribution Circuit | 2 | 27 | 2019-02-27 | 326371 | Sus | N | Vegetation¦Treefellintoline¦ConductorOverhead¦Brokenwireonground
19-0028809 | Vegetation | Tree - fell into line | Conductor, Overhead | Broken, wire on ground | 2019 | Tier 2 - Elevated | Distribution Circuit | 2 | 26 | 2019-02-26 | 325718 | Sus | N | Vegetation¦Treefellintoline¦ConductorOverhead¦Brokenwireonground
19-0031443 | Equipment Failure/Involved | Overhead | Conductor, Overhead | Together | 2019 | Tier 2 - Elevated | Distribution Circuit | 3 | 6 | 2019-03-06 | 332108 | Sus | N | EquipmentFailureInvolved¦Overhead¦ConductorOverhead¦Together
19-0033128 | Vegetation | Tree - fell into line | Conductor, Overhead | Broken, wire on ground | 2019 | Tier 3 - Extreme | Distribution Circuit | 3 | 12 | 2019-03-12 | 337517 | Sus | N | Vegetation¦Treefellintoline¦ConductorOverhead¦Brokenwireonground
19-0033247 | Unknown Cause | Patrol - found nothing |  |  | 2019 | Tier 3 - Extreme | Distribution Circuit | 3 | 12 | 2019-03-12 | 337430 | Sus | N | UnknownCause¦Patrolfoundnothing¦¦
19-0037635 | Equipment Failure/Involved | Overhead | Transformer (OH) | Failed/Faulted | 2019 | Tier 2 - Elevated | Transformer only | 3 | 27 | 2019-03-27 | 348924 | Sus | N | EquipmentFailureInvolved¦Overhead¦Transformer(OH)¦FailedFaulted
19-0037830 | Equipment Failure/Involved | Overhead | Transformer | Failed/Faulted | 2019 | Tier 2 - Elevated | Transformer only | 3 | 28 | 2019-03-28 | 349194 | Sus | N | EquipmentFailureInvolved¦Overhead¦Transformer¦FailedFaulted
19-0038050 | Equipment Failure/Involved | Overhead | Connector or Splice (OH) | Contaminated | 2019 | Tier 2 - Elevated | Transformer only | 3 | 28 | 2019-03-28 | 349479 | Sus | N | EquipmentFailureInvolved¦Overhead¦ConnectororSplice(OH)¦Contaminated
19-0040993 | Vegetation | Tree - branch fell on line | Conductor, Overhead | Normal | 2019 | Tier 2 - Elevated | Distribution Circuit | 4 | 9 | 2019-04-09 | 356838 | Sus | N | Vegetation¦Treebranchfellonline¦ConductorOverhead¦Normal
19-0041516 | Unknown Cause | Patrol - found nothing |  |  | 2019 | Tier 2 - Elevated | Distribution Circuit | 4 | 11 | 2019-04-11 | 358540 | Sus | N | UnknownCause¦Patrolfoundnothing¦¦
19-0044627 | Environmental/External | Lightning | Transformer | Failed/Faulted | 2019 | Tier 2 - Elevated | Transformer only | 4 | 20 | 2019-04-20 | 364571 | Sus | N | EnvironmentalExternal¦Lightning¦Transformer¦FailedFaulted
19-0044747 | Unknown Cause | Patrol - not conducted |  |  | 2019 | Tier 2 - Elevated | Distribution Circuit | 4 | 22 | 2019-04-22 | 365083 | Sus | N | UnknownCause¦Patrolnotconducted¦¦
19-0045030 | Equipment Failure/Involved | Overhead | Crossarm, Wood | Deteriorated | 2019 | Tier 2 - Elevated | Distribution Circuit | 4 | 22 | 2019-04-22 | 365816 | Sus | N | EquipmentFailureInvolved¦Overhead¦CrossarmWood¦Deteriorated
19-0047282 | Equipment Failure/Involved | Overhead | Conductor, Overhead | Broken, wire on ground | 2019 | Tier 2 - Elevated | Distribution Circuit | 4 | 30 | 2019-04-30 | 370603 | Sus | N | EquipmentFailureInvolved¦Overhead¦ConductorOverhead¦Brokenwireonground
19-0052456 | Vegetation | Tree - fell into line | Conductor, Overhead | Broken, wire on ground | 2019 | Tier 2 - Elevated | Distribution Circuit | 5 | 15 | 2019-05-15 | 381504 | Sus | Y | Vegetation¦Treefellintoline¦ConductorOverhead¦Brokenwireonground
19-0052463 | Equipment Failure/Involved | Overhead | Fuse | Failed/Faulted | 2019 | Tier 3 - Extreme | Distribution Circuit | 5 | 15 | 2019-05-15 | 381637 | Sus | Y | EquipmentFailureInvolved¦Overhead¦Fuse¦FailedFaulted
19-0053716 | Vegetation | Tree - fell into line | Conductor, Overhead | Broken, wire on ground | 2019 | Tier 3 - Extreme | Distribution Circuit | 5 | 18 | 2019-05-18 | 384486 | Sus | Y | Vegetation¦Treefellintoline¦ConductorOverhead¦Brokenwireonground
19-0061536 | Equipment Failure/Involved | Overhead | Transformer | Failed/Faulted | 2019 | Tier 3 - Extreme | Transformer only | 6 | 2 | 2019-06-02 | 395822 | Sus | Y | EquipmentFailureInvolved¦Overhead¦Transformer¦FailedFaulted
19-0066114 | Vegetation | Tree - grew into line | Conductor, Overhead | Arcing | 2019 | Tier 3 - Extreme | Distribution Circuit | 6 | 11 | 2019-06-11 | 405913 | Sus | Y | Vegetation¦Treegrewintoline¦ConductorOverhead¦Arcing
19-0070826 | Vegetation | Tree - fell into line | Conductor, Overhead | Normal | 2019 | Tier 3 - Extreme | Distribution Circuit | 6 | 21 | 2019-06-21 | 425918 | Sus | Y | Vegetation¦Treefellintoline¦ConductorOverhead¦Normal
19-0080918 | Vegetation | Tree - branch fell on line | Conductor, Overhead | Normal | 2019 | Tier 2 - Elevated | Distribution Circuit | 7 | 24 | 2019-07-24 | 470790 | Sus | Y | Vegetation¦Treebranchfellonline¦ConductorOverhead¦Normal
19-0083304 | Equipment Failure/Involved | Overhead | Pole-Wood | Broken | 2019 | Tier 2 - Elevated | Distribution Circuit | 8 | 1 | 2019-08-01 | 476893 | Sus | Y | EquipmentFailureInvolved¦Overhead¦PoleWood¦Broken
19-0083796 | Equipment Failure/Involved | Underground | Conductor, Underground | Deteriorated | 2019 | Tier 3 - Extreme | Distribution Circuit | 8 | 2 | 2019-08-02 | 478094 | Sus | Y | EquipmentFailureInvolved¦Underground¦ConductorUnderground¦Deteriorated
19-0108472 | 3rd Party | Vehicle | Pole-Wood | Normal | 2019 | Tier 2 - Elevated | Distribution Circuit | 10 | 7 | 2019-10-07 | 646952 | Sus | Y | 3rdParty¦Vehicle¦PoleWood¦Normal
19-0110816 | Unknown Cause | Patrol - found nothing |  |  | 2019 | Tier 3 - Extreme | Distribution Circuit | 10 | 12 | 2019-10-12 | 655129 | Sus | Y | UnknownCause¦Patrolfoundnothing¦¦
19-0113616 | 3rd Party | Vehicle | Pole-Wood | Broken, wire on ground | 2019 | Tier 3 - Extreme | Distribution Circuit | 10 | 18 | 2019-10-18 | 670813 | Sus | Y | 3rdParty¦Vehicle¦PoleWood¦Brokenwireonground
19-0114247 | Unknown Cause | Patrol - found nothing |  |  | 2019 | Tier 2 - Elevated | Distribution Circuit | 10 | 21 | 2019-10-21 | 676514 | Sus | Y | UnknownCause¦Patrolfoundnothing¦¦
19-0125293 | Equipment Failure/Involved | Overhead | Transformer (OH) | Failed/Faulted | 2019 | Tier 2 - Elevated | Transformer only | 11 | 15 | 2019-11-15 | 707909 | Sus | Y | EquipmentFailureInvolved¦Overhead¦Transformer(OH)¦FailedFaulted
19-0129629 | Unknown Cause | Patrol - found nothing |  |  | 2019 | Tier 2 - Elevated | Distribution Circuit | 11 | 26 | 2019-11-26 | 716968 | Sus | Y | UnknownCause¦Patrolfoundnothing¦¦
19-0129985 | Equipment Failure/Involved | Overhead | Connector or Splice (OH) | Broken | 2019 | Tier 2 - Elevated | Distribution Circuit | 11 | 27 | 2019-11-27 | 719751 | Sus | Y | EquipmentFailureInvolved¦Overhead¦ConnectororSplice(OH)¦Broken
19-0130563 | Equipment Failure/Involved | Overhead | Jumper | Burned Open | 2019 | Tier 3 - Extreme | Transformer only | 11 | 26 | 2019-11-26 | 717592 | Sus | Y | EquipmentFailureInvolved¦Overhead¦Jumper¦BurnedOpen
19-0130950 | Vegetation | Tree - fell into line | Crossarm, Wood | Broken, wire on ground | 2019 | Tier 3 - Extreme | Distribution Circuit | 11 | 27 | 2019-11-27 | 720073 | Sus | Y | Vegetation¦Treefellintoline¦CrossarmWood¦Brokenwireonground
19-0131766 | Vegetation | Tree - branch fell on line | Transformer (OH) | Failed/Faulted | 2019 | Tier 3 - Extreme | Distribution Circuit | 11 | 30 | 2019-11-30 | 725205 | Sus | Y | Vegetation¦Treebranchfellonline¦Transformer(OH)¦FailedFaulted
19-0134898 | Unknown Cause | Patrol - found nothing |  |  | 2019 | Tier 2 - Elevated | Distribution Circuit | 12 | 7 | 2019-12-07 | 733211 | Sus | N | UnknownCause¦Patrolfoundnothing¦¦
19-0135451 | 3rd Party | Other | Transformer (UG) | Broken | 2019 | Tier 2 - Elevated | Distribution Circuit | 12 | 9 | 2019-12-09 | 735011 | Sus | N | 3rdParty¦Other¦Transformer(UG)¦Broken
19-0137158 | Unknown Cause | Patrol - found nothing |  |  | 2019 | Tier 2 - Elevated | Distribution Circuit | 12 | 18 | 2019-12-18 | 745623 | Sus | N | UnknownCause¦Patrolfoundnothing¦¦
20-0004256 | Vegetation | Tree - fell into line | Conductor, Overhead | Normal | 2020 | Tier 3 - Extreme | Distribution Circuit | 1 | 1 | 2020-01-01 | 753419 | Sus | N | Vegetation¦Treefellintoline¦ConductorOverhead¦Normal
20-0010275 | Unknown Cause | Patrol - found nothing |  |  | 2020 | Tier 2 - Elevated | Distribution Circuit | 1 | 16 | 2020-01-16 | 763290 | Sus | N | UnknownCause¦Patrolfoundnothing¦¦
20-0010625 | Vegetation | Tree - fell into line | Conductor, Overhead | Broken, wire on ground | 2020 | Tier 3 - Extreme | Distribution Circuit | 1 | 16 | 2020-01-16 | 763499 | Sus | N | Vegetation¦Treefellintoline¦ConductorOverhead¦Brokenwireonground
20-0010985 | 3rd Party | Tree - cutting, 3rd party | Conductor, Overhead | Broken, wire on ground | 2020 | Tier 2 - Elevated | Distribution Circuit | 1 | 17 | 2020-01-17 | 765201 | Sus | N | 3rdParty¦Treecutting3rdparty¦ConductorOverhead¦Brokenwireonground
20-0019129 | Vegetation | Tree - fell into line | Fuse | Failed/Faulted | 2020 | Tier 3 - Extreme | Distribution Circuit | 2 | 9 | 2020-02-09 | 781010 | Sus | N | Vegetation¦Treefellintoline¦Fuse¦FailedFaulted
20-0019132 | Vegetation | Tree - fell into line | Conductor, Overhead | Broken, wire on ground | 2020 | Tier 2 - Elevated | Distribution Circuit | 2 | 9 | 2020-02-09 | 782348 | Sus | N | Vegetation¦Treefellintoline¦ConductorOverhead¦Brokenwireonground
20-0019692 | Vegetation | Tree - fell into line | Secondary | Broken, wire on ground | 2020 | Tier 2 - Elevated | Distribution Circuit | 2 | 9 | 2020-02-09 | 782753 | Sus | N | Vegetation¦Treefellintoline¦Secondary¦Brokenwireonground
20-0020492 | Vegetation | Tree - fell into line | Transformer | On Ground | 2020 | Tier 3 - Extreme | Transformer only | 2 | 9 | 2020-02-09 | 784814 | Sus | N | Vegetation¦Treefellintoline¦Transformer¦OnGround
20-0022722 | Vegetation | Tree - fell into line | Pole-Wood | Broken, wire on ground | 2020 | Tier 3 - Extreme | Distribution Circuit | 2 | 17 | 2020-02-17 | 792360 | Sus | N | Vegetation¦Treefellintoline¦PoleWood¦Brokenwireonground
20-0022968 | 3rd Party | Vehicle | Pole-Wood | Broken | 2020 | Tier 2 - Elevated | Distribution Circuit | 2 | 17 | 2020-02-17 | 793052 | Sus | N | 3rdParty¦Vehicle¦PoleWood¦Broken
20-0027631 | Unknown Cause | Patrol - found nothing |  |  | 2020 | Tier 2 - Elevated | Distribution Circuit | 3 | 2 | 2020-03-02 | 821154 | Sus | N | UnknownCause¦Patrolfoundnothing¦¦
20-0029854 | Equipment Failure/Involved | Overhead | Crossarm, Wood | Broken | 2020 | Tier 2 - Elevated | Distribution Circuit | 3 | 8 | 2020-03-08 | 838459 | Sus | N | EquipmentFailureInvolved¦Overhead¦CrossarmWood¦Broken
20-0033065 | Vegetation | Tree - fell into line | Conductor, Overhead | Broken, wire on ground | 2020 | Tier 3 - Extreme | Distribution Circuit | 3 | 14 | 2020-03-14 | 855954 | Sus | N | Vegetation¦Treefellintoline¦ConductorOverhead¦Brokenwireonground
20-0034925 | Vegetation | Tree - fell into line | Conductor, Overhead | Together | 2020 | Tier 3 - Extreme | Distribution Circuit | 3 | 16 | 2020-03-16 | 856521 | Sus | N | Vegetation¦Treefellintoline¦ConductorOverhead¦Together
20-0035591 | Unknown Cause | Patrol - found nothing |  |  | 2020 | Tier 3 - Extreme | Distribution Circuit | 3 | 24 | 2020-03-24 | 862818 | Sus | N | UnknownCause¦Patrolfoundnothing¦¦
20-0036539 | Animal | Bird found | Conductor, Overhead | Normal | 2020 | Tier 3 - Extreme | Distribution Circuit | 3 | 27 | 2020-03-27 | 867898 | Sus | N | Animal¦Birdfound¦ConductorOverhead¦Normal
20-0037556 | Equipment Failure/Involved | Overhead | Transformer | Failed/Faulted | 2020 | Tier 2 - Elevated | Transformer only | 3 | 31 | 2020-03-31 | 874534 | Sus | N | EquipmentFailureInvolved¦Overhead¦Transformer¦FailedFaulted
20-0039953 | Unknown Cause | Patrol - found nothing |  |  | 2020 | Tier 2 - Elevated | Distribution Circuit | 4 | 9 | 2020-04-09 | 892752 | Sus | N | UnknownCause¦Patrolfoundnothing¦¦
20-0040764 | 3rd Party | Customer Equipment | Transformer | Failed/Faulted | 2020 | Tier 2 - Elevated | Transformer only | 4 | 13 | 2020-04-13 | 894344 | Sus | N | 3rdParty¦CustomerEquipment¦Transformer¦FailedFaulted
20-0057307 | 3rd Party | Vehicle | Pole-Wood | Broken | 2020 | Tier 3 - Extreme | Distribution Circuit | 6 | 3 | 2020-06-03 | 929887 | Sus | Y | 3rdParty¦Vehicle¦PoleWood¦Broken
20-0065098 | Unknown Cause | Patrol - found nothing |  |  | 2020 | Tier 2 - Elevated | Distribution Circuit | 6 | 25 | 2020-06-25 | 947480 | Sus | Y | UnknownCause¦Patrolfoundnothing¦¦
20-0068343 | Equipment Failure/Involved | Underground | Conductor, Underground | Broken | 2020 | Tier 2 - Elevated | Distribution Circuit | 7 | 4 | 2020-07-04 | 957700 | Sus | Y | EquipmentFailureInvolved¦Underground¦ConductorUnderground¦Broken
20-0070881 | Environmental/External | Fire, Forest/Grass | Fuse | Normal | 2020 | Tier 3 - Extreme | Distribution Circuit | 7 | 11 | 2020-07-11 | 962547 | Sus | Y | EnvironmentalExternal¦FireForestGrass¦Fuse¦Normal
20-0072344 | Vegetation | Tree - fell into line | Conductor, Overhead | Normal | 2020 | Tier 2 - Elevated | Distribution Circuit | 7 | 15 | 2020-07-15 | 965531 | Sus | Y | Vegetation¦Treefellintoline¦ConductorOverhead¦Normal
20-0073414 | Unknown Cause | Patrol - found nothing |  |  | 2020 | Tier 2 - Elevated | Distribution Circuit | 7 | 19 | 2020-07-19 | 967643 | Sus | Y | UnknownCause¦Patrolfoundnothing¦¦
20-0079352 | Equipment Failure/Involved | Overhead | Transformer | Failed/Faulted | 2020 | Tier 2 - Elevated | Transformer only | 8 | 4 | 2020-08-04 | 978248 | Sus | Y | EquipmentFailureInvolved¦Overhead¦Transformer¦FailedFaulted
20-0082709 | Environmental/External | Fire, Forest/Grass | Conductor, Overhead | Normal | 2020 | Tier 2 - Elevated | Transmission line | 8 | 12 | 2020-08-12 | 994364 | Sus | Y | EnvironmentalExternal¦FireForestGrass¦ConductorOverhead¦Normal
20-0084940 | Vegetation | Tree - branch fell on line | Fuse | Failed/Faulted | 2020 | Tier 3 - Extreme | Distribution Circuit | 8 | 16 | 2020-08-16 | 1010151 | Sus | Y | Vegetation¦Treebranchfellonline¦Fuse¦FailedFaulted
20-0085171 | Equipment Failure/Involved | Overhead | Transformer (OH) | Failed/Faulted | 2020 | Tier 2 - Elevated | Distribution Circuit | 8 | 16 | 2020-08-16 | 1013666 | Sus | Y | EquipmentFailureInvolved¦Overhead¦Transformer(OH)¦FailedFaulted
20-0085625 | Unknown Cause | Patrol - found nothing |  |  | 2020 | Tier 2 - Elevated | Transmission line | 8 | 17 | 2020-08-17 | 1015753 | Sus | Y | UnknownCause¦Patrolfoundnothing¦¦
20-0085692 | Vegetation | Tree - branch fell on line | Conductor, Overhead | Normal | 2020 | Tier 3 - Extreme | Distribution Circuit | 8 | 16 | 2020-08-16 | 1013940 | Sus | Y | Vegetation¦Treebranchfellonline¦ConductorOverhead¦Normal
20-0085980 | Unknown Cause | Patrol - found nothing |  |  | 2020 | Tier 2 - Elevated | Transmission line | 8 | 17 | 2020-08-17 | 1017323 | Sus | Y | UnknownCause¦Patrolfoundnothing¦¦
20-0086187 | Vegetation | Tree - branch fell on line | Conductor, Overhead | Normal | 2020 | Tier 3 - Extreme | Distribution Circuit | 8 | 16 | 2020-08-16 | 1013483 | Sus | Y | Vegetation¦Treebranchfellonline¦ConductorOverhead¦Normal
20-0088924 | Equipment Failure/Involved | Overhead | Transformer | Failed/Faulted | 2020 | Tier 2 - Elevated | Transformer only | 8 | 22 | 2020-08-22 | 1027033 | Sus | Y | EquipmentFailureInvolved¦Overhead¦Transformer¦FailedFaulted
20-0089092 | Environmental/External | Fire, Forest/Grass | Conductor, Overhead | Broken, wire on ground | 2020 | Tier 3 - Extreme | Distribution Circuit | 8 | 23 | 2020-08-23 | 1027834 | Sus | Y | EnvironmentalExternal¦FireForestGrass¦ConductorOverhead¦Brokenwireonground
20-0090425 | Environmental/External | Fire, Forest/Grass | Conductor, Overhead | Normal | 2020 | Tier 3 - Extreme | Distribution Circuit | 8 | 19 | 2020-08-19 | 1033304 | Sus | Y | EnvironmentalExternal¦FireForestGrass¦ConductorOverhead¦Normal
20-0092261 | Environmental/External | Fire, Forest/Grass | Pole-Wood | Broken | 2020 | Tier 3 - Extreme | Distribution Circuit | 8 | 19 | 2020-08-19 | 1046777 | Sus | Y | EnvironmentalExternal¦FireForestGrass¦PoleWood¦Broken
20-0092643 | Environmental/External | Fire, Forest/Grass | Pole-Wood | Burned/flashed | 2020 | Tier 3 - Extreme | Transformer only | 9 | 2 | 2020-09-02 | 1049500 | Sus | Y | EnvironmentalExternal¦FireForestGrass¦PoleWood¦Burnedflashed
20-0093900 | Equipment Failure/Involved | Overhead | Pole-Wood | Deteriorated | 2020 | Tier 2 - Elevated | Distribution Circuit | 9 | 6 | 2020-09-06 | 1057002 | Sus | Y | EquipmentFailureInvolved¦Overhead¦PoleWood¦Deteriorated
20-0094082 | Equipment Failure/Involved | Overhead | Transformer (OH) | Failed/Faulted | 2020 | Tier 2 - Elevated | Distribution Circuit | 9 | 6 | 2020-09-06 | 1057984 | Sus | Y | EquipmentFailureInvolved¦Overhead¦Transformer(OH)¦FailedFaulted
20-0094333 | Wildfire Mitigation | Public Safety Power Shut-off | Conductor, Overhead | Normal | 2020 | Tier 3 - Extreme | Distribution Circuit | 9 | 7 | 2020-09-07 | 1059793 | Sus | Y | WildfireMitigation¦PublicSafetyPowerShutoff¦ConductorOverhead¦Normal
20-0095003 | Environmental/External | Fire, Forest/Grass | Conductor, Overhead | Normal | 2020 | Tier 2 - Elevated | Distribution Circuit | 8 | 18 | 2020-08-18 | 1061058 | Sus | Y | EnvironmentalExternal¦FireForestGrass¦ConductorOverhead¦Normal
20-0099660 | Environmental/External | Fire, Forest/Grass | Conductor, Overhead | Burned/flashed | 2020 | Tier 3 - Extreme | Distribution Circuit | 9 | 7 | 2020-09-07 | 1085734 | Sus | Y | EnvironmentalExternal¦FireForestGrass¦ConductorOverhead¦Burnedflashed
20-0100191 | Environmental/External | Fire, Forest/Grass | Conductor, Overhead | Burned/flashed | 2020 | Tier 3 - Extreme | Distribution Circuit | 9 | 7 | 2020-09-07 | 1087900 | Sus | Y | EnvironmentalExternal¦FireForestGrass¦ConductorOverhead¦Burnedflashed
20-0100218 | Environmental/External | Fire, Forest/Grass | Conductor, Overhead | Burned/flashed | 2020 | Tier 3 - Extreme | Distribution Circuit | 9 | 7 | 2020-09-07 | 1088003 | Sus | Y | EnvironmentalExternal¦FireForestGrass¦ConductorOverhead¦Burnedflashed
20-0101867 | Unknown Cause | Patrol - found nothing |  |  | 2020 | Tier 2 - Elevated | Distribution Circuit | 9 | 26 | 2020-09-26 | 1094053 | Sus | Y | UnknownCause¦Patrolfoundnothing¦¦
20-0102188 | Unknown Cause | Patrol - found nothing |  |  | 2020 | Tier 2 - Elevated | Distribution Circuit | 9 | 28 | 2020-09-28 | 1095977 | Sus | Y | UnknownCause¦Patrolfoundnothing¦¦
20-0109997 | Animal | Squirrel | Fuse | Normal | 2020 | Tier 2 - Elevated | Distribution Circuit | 10 | 17 | 2020-10-17 | 1119860 | Sus | Y | Animal¦Squirrel¦Fuse¦Normal
20-0110696 | Equipment Failure/Involved | Overhead | Crossarm, Wood | Broken | 2020 | Tier 2 - Elevated | Distribution Circuit | 10 | 20 | 2020-10-20 | 1121532 | Sus | Y | EquipmentFailureInvolved¦Overhead¦CrossarmWood¦Broken
20-0110982 | Equipment Failure/Involved | Overhead | Other | Broken | 2020 | Tier 3 - Extreme | Distribution Circuit | 10 | 20 | 2020-10-20 | 1121969 | Sus | Y | EquipmentFailureInvolved¦Overhead¦Other¦Broken
20-0115390 | Vegetation | Tree - fell into line | Conductor, Overhead | Broken, wire on ground | 2020 | Tier 2 - Elevated | Distribution Circuit | 10 | 30 | 2020-10-30 | 1132280 | Sus | Y | Vegetation¦Treefellintoline¦ConductorOverhead¦Brokenwireonground
20-0117321 | 3rd Party | Gun Shot | Conductor, Overhead | Broken | 2020 | Tier 2 - Elevated | Transmission line | 11 | 5 | 2020-11-05 | 1136726 | Sus | Y | 3rdParty¦GunShot¦ConductorOverhead¦Broken
20-0118766 | Equipment Failure/Involved | Overhead | Fuse | Failed/Faulted | 2020 | Tier 2 - Elevated | Transformer only | 11 | 9 | 2020-11-09 | 1140177 | Sus | Y | EquipmentFailureInvolved¦Overhead¦Fuse¦FailedFaulted
20-0123348 | Equipment Failure/Involved | Overhead | Pole-Wood | Broken | 2020 | Tier 3 - Extreme | Distribution Circuit | 11 | 20 | 2020-11-20 | 1150199 | Sus | Y | EquipmentFailureInvolved¦Overhead¦PoleWood¦Broken
20-0125857 | 3rd Party | Vehicle | Anchor or Guy | Broken, wire on ground | 2020 | Tier 2 - Elevated | Distribution Circuit | 11 | 30 | 2020-11-30 | 1156235 | Sus | Y | 3rdParty¦Vehicle¦AnchororGuy¦Brokenwireonground
20-0131443 | 3rd Party | Vehicle | Pole-Wood | Broken | 2020 | Tier 2 - Elevated | Distribution Circuit | 12 | 22 | 2020-12-22 | 1196948 | Sus | N | 3rdParty¦Vehicle¦PoleWood¦Broken
21-0004674 | Vegetation | Tree - branch fell on line | Conductor, Overhead | Normal | 2021 | Tier 3 - Extreme | Distribution Circuit | 1 | 4 | 2021-01-04 | 1203200 | Sus | N | Vegetation¦Treebranchfellonline¦ConductorOverhead¦Normal
21-0008146 | Equipment Failure/Involved | Overhead | Connector or Splice (OH) | Normal | 2021 | Tier 2 - Elevated | Distribution Circuit | 1 | 13 | 2021-01-13 | 1209746 | Sus | N | EquipmentFailureInvolved¦Overhead¦ConnectororSplice(OH)¦Normal
21-0009300 | 3rd Party | Customer Equipment | Customer Equipment | Arcing | 2021 | Tier 2 - Elevated | Transformer only | 1 | 15 | 2021-01-15 | 1211216 | Sus | N | 3rdParty¦CustomerEquipment¦CustomerEquipment¦Arcing
21-0009622 | Equipment Failure/Involved | Overhead | Crossarm, Wood | Broken | 2021 | Tier 3 - Extreme | Distribution Circuit | 1 | 18 | 2021-01-18 | 1212241 | Sus | N | EquipmentFailureInvolved¦Overhead¦CrossarmWood¦Broken
21-0010709 | Vegetation | Tree - fell into line | Crossarm, Wood | Broken, wire on ground | 2021 | Tier 2 - Elevated | Distribution Circuit | 1 | 19 | 2021-01-19 | 1216804 | Sus | N | Vegetation¦Treefellintoline¦CrossarmWood¦Brokenwireonground
21-0011010 | Vegetation | Tree - branch fell on line | Conductor, Overhead | Broken, wire on ground | 2021 | Tier 3 - Extreme | Distribution Circuit | 1 | 19 | 2021-01-19 | 1217674 | Sus | N | Vegetation¦Treebranchfellonline¦ConductorOverhead¦Brokenwireonground
21-0011032 | Unknown Cause | Patrol - found nothing |  |  | 2021 | Tier 2 - Elevated | Distribution Circuit | 1 | 19 | 2021-01-19 | 1216487 | Sus | N | UnknownCause¦Patrolfoundnothing¦¦
21-0011048 | Equipment Failure/Involved | Overhead | Fuse | Normal | 2021 | Tier 2 - Elevated | Transformer only | 1 | 19 | 2021-01-19 | 1215101 | Sus | N | EquipmentFailureInvolved¦Overhead¦Fuse¦Normal
21-0015870 | Unknown Cause | Patrol - found nothing |  |  | 2021 | Tier 3 - Extreme | Distribution Circuit | 1 | 26 | 2021-01-26 | 1234141 | Sus | N | UnknownCause¦Patrolfoundnothing¦¦
21-0016365 | Unknown Cause | Patrol - found nothing |  |  | 2021 | Tier 2 - Elevated | Distribution Circuit | 1 | 27 | 2021-01-27 | 1235852 | Sus | N | UnknownCause¦Patrolfoundnothing¦¦
21-0023597 | Equipment Failure/Involved | Overhead | Street Light Equipment | On Ground | 2021 | Tier 2 - Elevated | Distribution Circuit | 2 | 9 | 2021-02-09 | 1251659 | Sus | N | EquipmentFailureInvolved¦Overhead¦StreetLightEquipment¦OnGround
21-0027230 | Unknown Cause | Patrol - found nothing |  |  | 2021 | Tier 2 - Elevated | Distribution Circuit | 2 | 19 | 2021-02-19 | 1257642 | Sus | N | UnknownCause¦Patrolfoundnothing¦¦
21-0029510 | Vegetation | Tree - branch fell on line | Conductor, Overhead | Normal | 2021 | Tier 3 - Extreme | Distribution Circuit | 2 | 24 | 2021-02-24 | 1261568 | Sus | N | Vegetation¦Treebranchfellonline¦ConductorOverhead¦Normal
21-0032876 | Vegetation | Tree - fell into line | Conductor, Overhead | Broken, wire on ground | 2021 | Tier 3 - Extreme | Distribution Circuit | 3 | 5 | 2021-03-05 | 1270599 | Sus | N | Vegetation¦Treefellintoline¦ConductorOverhead¦Brokenwireonground
21-0037599 | Vegetation | Tree - branch fell on line | Other | Normal | 2021 | Tier 2 - Elevated | Transformer only | 3 | 17 | 2021-03-17 | 1286150 | Sus | N | Vegetation¦Treebranchfellonline¦Other¦Normal
21-0038474 | 3rd Party | Customer Equipment | Pole-Wood | Broken | 2021 | Tier 2 - Elevated | Distribution Circuit | 3 | 19 | 2021-03-19 | 1288464 | Sus | N | 3rdParty¦CustomerEquipment¦PoleWood¦Broken
21-0039615 | Vegetation | Tree - branch fell on line | Conductor, Overhead | Normal | 2021 | Tier 2 - Elevated | Distribution Circuit | 3 | 22 | 2021-03-22 | 1292708 | Sus | N | Vegetation¦Treebranchfellonline¦ConductorOverhead¦Normal
21-0041732 | Equipment Failure/Involved | Overhead | Crossarm, Wood | Broken | 2021 | Tier 2 - Elevated | Distribution Circuit | 3 | 27 | 2021-03-27 | 1300262 | Sus | N | EquipmentFailureInvolved¦Overhead¦CrossarmWood¦Broken
21-0041973 | Equipment Failure/Involved | Overhead | Transformer (OH) | Broken | 2021 | Tier 2 - Elevated | Distribution Circuit | 3 | 28 | 2021-03-28 | 1302044 | Sus | N | EquipmentFailureInvolved¦Overhead¦Transformer(OH)¦Broken
21-0050069 | Vegetation | Tree - branch fell on line | Conductor, Overhead | Broken, wire on ground | 2021 | Tier 2 - Elevated | Distribution Circuit | 4 | 18 | 2021-04-18 | 1322035 | Sus | N | Vegetation¦Treebranchfellonline¦ConductorOverhead¦Brokenwireonground
21-0051070 | Animal | Bird found | Cutout, fuse holder | Broken | 2021 | Tier 2 - Elevated | Distribution Circuit | 4 | 20 | 2021-04-20 | 1325656 | Sus | N | Animal¦Birdfound¦Cutoutfuseholder¦Broken
21-0052735 | 3rd Party | Vehicle | Pole-Wood | Broken | 2021 | Tier 2 - Elevated | Distribution Circuit | 4 | 24 | 2021-04-24 | 1331596 | Sus | N | 3rdParty¦Vehicle¦PoleWood¦Broken
21-0053485 | Equipment Failure/Involved | Fire, pole | Pole-Wood | Broken, wire on ground | 2021 | Tier 2 - Elevated | Distribution Circuit | 4 | 26 | 2021-04-26 | 1334838 | Sus | N | EquipmentFailureInvolved¦Firepole¦PoleWood¦Brokenwireonground
21-0056975 | Vegetation | Tree - fell into line | Conductor, Overhead | Broken, wire on ground | 2021 | Tier 3 - Extreme | Distribution Circuit | 5 | 4 | 2021-05-04 | 1341015 | Sus | Y | Vegetation¦Treefellintoline¦ConductorOverhead¦Brokenwireonground
21-0061968 | 3rd Party | Vehicle | Pole-Wood | Broken, wire on object | 2021 | Tier 2 - Elevated | Distribution Circuit | 5 | 16 | 2021-05-16 | 1350729 | Sus | Y | 3rdParty¦Vehicle¦PoleWood¦Brokenwireonobject
21-0065630 | Equipment Failure/Involved | Overhead | Secondary | Broken | 2021 | Tier 3 - Extreme | Distribution Circuit | 5 | 25 | 2021-05-25 | 1358244 | Sus | Y | EquipmentFailureInvolved¦Overhead¦Secondary¦Broken
21-0073521 | Equipment Failure/Involved | Overhead | Transformer | Failed/Faulted | 2021 | Tier 3 - Extreme | Transformer only | 6 | 12 | 2021-06-12 | 1371555 | Sus | Y | EquipmentFailureInvolved¦Overhead¦Transformer¦FailedFaulted
21-0076872 | Unknown Cause | Patrol - found nothing |  |  | 2021 | Tier 2 - Elevated | Distribution Circuit | 6 | 21 | 2021-06-21 | 1380721 | Sus | Y | UnknownCause¦Patrolfoundnothing¦¦
21-0084794 | 3rd Party | Vehicle | Pole-Wood | Broken | 2021 | Tier 3 - Extreme | Distribution Circuit | 7 | 4 | 2021-07-04 | 1391982 | Sus | Y | 3rdParty¦Vehicle¦PoleWood¦Broken
21-0106388 | Vegetation | Tree - fell into line | Conductor, Overhead | Normal | 2021 | Tier 2 - Elevated | Distribution Circuit | 8 | 18 | 2021-08-18 | 1446672 | Sus | Y | Vegetation¦Treefellintoline¦ConductorOverhead¦Normal
21-0106584 | Equipment Failure/Involved | Overhead | Insulator | Failed/Faulted | 2021 | Tier 2 - Elevated | Distribution Circuit | 8 | 18 | 2021-08-18 | 1446976 | Sus | Y | EquipmentFailureInvolved¦Overhead¦Insulator¦FailedFaulted
21-0113865 | Unknown Cause | Patrol - found nothing |  |  | 2021 | Tier 3 - Extreme | Distribution Circuit | 9 | 6 | 2021-09-06 | 1463038 | Sus | Y | UnknownCause¦Patrolfoundnothing¦¦
21-0113908 | Unknown Cause | Patrol - not conducted |  |  | 2021 | Tier 2 - Elevated | Distribution Circuit | 9 | 6 | 2021-09-06 | 1463217 | Sus | Y | UnknownCause¦Patrolnotconducted¦¦
21-0118836 | Vegetation | Tree - fell into line | Conductor, Overhead | Broken, wire on ground | 2021 | Tier 2 - Elevated | Distribution Circuit | 9 | 17 | 2021-09-17 | 1473864 | Sus | Y | Vegetation¦Treefellintoline¦ConductorOverhead¦Brokenwireonground
21-0119379 | Equipment Failure/Involved | Underground | Conductor, Underground | Normal | 2021 | Tier 2 - Elevated | Distribution Circuit | 9 | 18 | 2021-09-18 | 1474735 | Sus | Y | EquipmentFailureInvolved¦Underground¦ConductorUnderground¦Normal
21-0125201 | 3rd Party | Vehicle | Anchor or Guy | Broken | 2021 | Tier 3 - Extreme | Distribution Circuit | 10 | 2 | 2021-10-02 | 1485584 | Sus | Y | 3rdParty¦Vehicle¦AnchororGuy¦Broken
21-0129446 | Animal | Squirrel | Transformer (OH) | Normal | 2021 | Tier 3 - Extreme | Transformer only | 10 | 11 | 2021-10-11 | 1494889 | Sus | Y | Animal¦Squirrel¦Transformer(OH)¦Normal
21-0133135 | Unknown Cause | Patrol - found nothing |  |  | 2021 | Tier 2 - Elevated | Distribution Circuit | 10 | 19 | 2021-10-19 | 1502002 | Sus | Y | UnknownCause¦Patrolfoundnothing¦¦
21-0133745 | Vegetation | Tree - fell into line | Conductor, Overhead | Broken, wire on ground | 2021 | Tier 3 - Extreme | Distribution Circuit | 10 | 20 | 2021-10-20 | 1503148 | Sus | Y | Vegetation¦Treefellintoline¦ConductorOverhead¦Brokenwireonground
21-0135530 | Vegetation | Tree - branch fell on line |  | Failed/Faulted | 2021 | Tier 2 - Elevated | Transformer only | 10 | 23 | 2021-10-23 | 1507009 | Sus | Y | Vegetation¦Treebranchfellonline¦¦FailedFaulted
21-0135971 | Unknown Cause | Patrol - found nothing |  |  | 2021 | Tier 2 - Elevated | Distribution Circuit | 10 | 24 | 2021-10-24 | 1509037 | Sus | Y | UnknownCause¦Patrolfoundnothing¦¦
21-0139062 | Equipment Failure/Involved | Overhead | Transformer (OH) | Failed/Faulted | 2021 | Tier 2 - Elevated | Transformer only | 10 | 27 | 2021-10-27 | 1523389 | Sus | Y | EquipmentFailureInvolved¦Overhead¦Transformer(OH)¦FailedFaulted
21-0143085 | Unknown Cause | Patrol - found nothing |  |  | 2021 | Tier 2 - Elevated | Transformer only | 11 | 6 | 2021-11-06 | 1536552 | Sus | Y | UnknownCause¦Patrolfoundnothing¦¦
21-0144086 | Vegetation | Tree - fell into line | Conductor, Overhead | Broken | 2021 | Tier 2 - Elevated | Distribution Circuit | 11 | 9 | 2021-11-09 | 1538948 | Sus | Y | Vegetation¦Treefellintoline¦ConductorOverhead¦Broken
21-0144581 | 3rd Party | Customer Equipment | PT/CCVT | Failed/Faulted | 2021 | Tier 2 - Elevated | Distribution Circuit | 11 | 10 | 2021-11-10 | 1540114 | Sus | Y | 3rdParty¦CustomerEquipment¦PTCCVT¦FailedFaulted
21-0149130 | Vegetation | Tree - fell into line | Conductor, Overhead | Broken, wire on ground | 2021 | Tier 3 - Extreme | Distribution Circuit | 11 | 20 | 2021-11-20 | 1552216 | Sus | Y | Vegetation¦Treefellintoline¦ConductorOverhead¦Brokenwireonground
21-0152602 | Vegetation | Tree - cutting, PG&E contractor | Conductor, Overhead | Broken, wire on ground | 2021 | Tier 3 - Extreme | Distribution Circuit | 11 | 29 | 2021-11-29 | 1555769 | Sus | Y | Vegetation¦TreecuttingPG&Econtractor¦ConductorOverhead¦Brokenwireonground
21-0157115 | Vegetation | Tree - fell into line | Conductor, Overhead | Broken, wire on ground | 2021 | Tier 3 - Extreme | Distribution Circuit | 12 | 13 | 2021-12-13 | 1566736 | Sus | N | Vegetation¦Treefellintoline¦ConductorOverhead¦Brokenwireonground
21-0157376 | Unknown Cause | Patrol - found nothing |  |  | 2021 | Tier 2 - Elevated | Distribution Circuit | 12 | 13 | 2021-12-13 | 1566855 | Sus | N | UnknownCause¦Patrolfoundnothing¦¦
21-0159257 | Equipment Failure/Involved | Overhead | Transformer (OH) | Failed/Faulted | 2021 | Tier 2 - Elevated | Transformer only | 12 | 16 | 2021-12-16 | 1575257 | Sus | N | EquipmentFailureInvolved¦Overhead¦Transformer(OH)¦FailedFaulted
21-0159531 | Animal | Squirrel | Transformer | Burned Open | 2021 | Tier 2 - Elevated | Transformer only | 12 | 18 | 2021-12-18 | 1576635 | Sus | N | Animal¦Squirrel¦Transformer¦BurnedOpen
21-0159716 | Unknown Cause | Patrol - found nothing |  |  | 2021 | Tier 2 - Elevated | Transformer only | 12 | 19 | 2021-12-19 | 1577222 | Sus | N | UnknownCause¦Patrolfoundnothing¦¦
21-0160567 | Vegetation | Tree - branch fell on line | Conductor, Overhead | Normal | 2021 | Tier 2 - Elevated | Distribution Circuit | 12 | 25 | 2021-12-25 | 1581338 | Sus | N | Vegetation¦Treebranchfellonline¦ConductorOverhead¦Normal
21-0160670 | Vegetation | Tree - fell into line | Conductor, Overhead | Normal | 2021 | Tier 3 - Extreme | Distribution Circuit | 12 | 25 | 2021-12-25 | 1581983 | Sus | N | Vegetation¦Treefellintoline¦ConductorOverhead¦Normal
21-0161089 | Equipment Failure/Involved | Overhead | Pole-Wood | Broken, wire on ground | 2021 | Tier 3 - Extreme | Distribution Circuit | 12 | 27 | 2021-12-27 | 1585679 | Sus | N | EquipmentFailureInvolved¦Overhead¦PoleWood¦Brokenwireonground
21-0161105 | Equipment Failure/Involved | Overhead | Pole-Wood | Broken | 2021 | Tier 2 - Elevated | Distribution Circuit | 12 | 27 | 2021-12-27 | 1585519 | Sus | N | EquipmentFailureInvolved¦Overhead¦PoleWood¦Broken
21-0161349 | Vegetation | Tree - fell into line | Conductor, Overhead | Broken, wire on ground | 2021 | Tier 2 - Elevated | Distribution Circuit | 12 | 27 | 2021-12-27 | 1587033 | Sus | N | Vegetation¦Treefellintoline¦ConductorOverhead¦Brokenwireonground
22-0005065 | Vegetation | Tree - fell into line | Pole-Wood | Broken, wire on ground | 2021 | Tier 2 - Elevated | Distribution Circuit | 12 | 26 | 2021-12-26 | 1591695 | Sus | N | Vegetation¦Treefellintoline¦PoleWood¦Brokenwireonground
22-0016149 | Animal | Squirrel | Conductor, Overhead | Normal | 2022 | Tier 3 - Extreme | Distribution Circuit | 1 | 30 | 2022-01-30 | 1616688 | Sus | N | Animal¦Squirrel¦ConductorOverhead¦Normal
22-0021831 | Vegetation | Tree - fell into line | Pole-Wood | Broken | 2022 | Tier 2 - Elevated | Distribution Circuit | 2 | 13 | 2022-02-13 | 1626448 | Sus | N | Vegetation¦Treefellintoline¦PoleWood¦Broken
22-0023450 | Animal | Squirrel |  | Failed/Faulted | 2022 | Tier 2 - Elevated | Transformer only | 2 | 17 | 2022-02-17 | 1629828 | Sus | N | Animal¦Squirrel¦¦FailedFaulted
22-0025420 | Equipment Failure/Involved | Overhead | Cutout, fuse holder | Burned/flashed | 2022 | Tier 3 - Extreme | Transformer only | 2 | 23 | 2022-02-23 | 1634483 | Sus | N | EquipmentFailureInvolved¦Overhead¦Cutoutfuseholder¦Burnedflashed
22-0038042 | Equipment Failure/Involved | Overhead | Transformer (OH) | Burned/flashed | 2022 | Tier 2 - Elevated | Transformer only | 3 | 24 | 2022-03-24 | 1655116 | Sus | N | EquipmentFailureInvolved¦Overhead¦Transformer(OH)¦Burnedflashed
22-0038309 | Animal | Squirrel | Cutout, fuse holder | Normal | 2022 | Tier 3 - Extreme | Distribution Circuit | 3 | 25 | 2022-03-25 | 1655494 | Sus | N | Animal¦Squirrel¦Cutoutfuseholder¦Normal
22-0039096 | Unknown Cause | Patrol - found nothing |  |  | 2022 | Tier 2 - Elevated | Distribution Circuit | 3 | 27 | 2022-03-27 | 1657243 | Sus | N | UnknownCause¦Patrolfoundnothing¦¦
22-0043378 | Unknown Cause | Patrol - found nothing |  |  | 2022 | Tier 3 - Extreme | Distribution Circuit | 4 | 6 | 2022-04-06 | 1664050 | Sus | N | UnknownCause¦Patrolfoundnothing¦¦
22-0054795 | Vegetation | Tree - fell into line | Conductor, Overhead | Normal | 2022 | Tier 2 - Elevated | Distribution Circuit | 4 | 26 | 2022-04-26 | 1682095 | Sus | N | Vegetation¦Treefellintoline¦ConductorOverhead¦Normal
22-0060308 | Equipment Failure/Involved | Overhead | Jumper | Broken | 2022 | Tier 3 - Extreme | Distribution Circuit | 5 | 10 | 2022-05-10 | 1693073 | Sus | Y | EquipmentFailureInvolved¦Overhead¦Jumper¦Broken
22-0062468 | 3rd Party | Vehicle | Pole-Wood | Broken | 2022 | Tier 3 - Extreme | Distribution Circuit | 5 | 16 | 2022-05-16 | 1697268 | Sus | Y | 3rdParty¦Vehicle¦PoleWood¦Broken
22-0066333 | Equipment Failure/Involved | Overhead | Transformer (OH) | Leaking | 2022 | Tier 2 - Elevated | Transformer only | 5 | 25 | 2022-05-25 | 1710214 | Sus | Y | EquipmentFailureInvolved¦Overhead¦Transformer(OH)¦Leaking
22-0068815 | Equipment Failure/Involved | Overhead | Conductor, Overhead | Normal | 2022 | Tier 2 - Elevated | Distribution Circuit | 6 | 1 | 2022-06-01 | 1715655 | Sus | Y | EquipmentFailureInvolved¦Overhead¦ConductorOverhead¦Normal
22-0069664 | Animal | Bird found | Conductor, Overhead | Normal | 2022 | Tier 2 - Elevated | Distribution Circuit | 6 | 3 | 2022-06-03 | 1717124 | Sus | Y | Animal¦Birdfound¦ConductorOverhead¦Normal
22-0073161 | Unknown Cause | Patrol - found nothing |  |  | 2022 | Tier 2 - Elevated | Distribution Circuit | 6 | 11 | 2022-06-11 | 1728280 | Sus | Y | UnknownCause¦Patrolfoundnothing¦¦
22-0075905 | Equipment Failure/Involved | Overhead | Connector or Splice (OH) | Burned/flashed | 2022 | Tier 3 - Extreme | Transformer only | 6 | 18 | 2022-06-18 | 1734689 | Sus | Y | EquipmentFailureInvolved¦Overhead¦ConnectororSplice(OH)¦Burnedflashed
22-0077037 | Vegetation | Tree - branch fell on line | Pole-Wood | Broken | 2022 | Tier 3 - Extreme | Distribution Circuit | 6 | 22 | 2022-06-22 | 1737888 | Sus | Y | Vegetation¦Treebranchfellonline¦PoleWood¦Broken
22-0077341 | Equipment Failure/Involved | Overhead | Transformer | Failed/Faulted | 2022 | Tier 2 - Elevated | Transformer only | 6 | 22 | 2022-06-22 | 1738474 | Sus | Y | EquipmentFailureInvolved¦Overhead¦Transformer¦FailedFaulted
22-0083685 | Unknown Cause | Patrol - found nothing |  |  | 2022 | Tier 2 - Elevated | Distribution Circuit | 7 | 10 | 2022-07-10 | 1752801 | Sus | Y | UnknownCause¦Patrolfoundnothing¦¦
22-0085016 | 3rd Party | Tree - cutting, 3rd party | Conductor, Overhead | Normal | 2022 | Tier 3 - Extreme | Distribution Circuit | 7 | 13 | 2022-07-13 | 1755709 | Sus | Y | 3rdParty¦Treecutting3rdparty¦ConductorOverhead¦Normal
22-0086678 | Equipment Failure/Involved | Overhead | Crossarm, Wood | Broken | 2022 | Tier 3 - Extreme | Distribution Circuit | 7 | 18 | 2022-07-18 | 1759479 | Sus | Y | EquipmentFailureInvolved¦Overhead¦CrossarmWood¦Broken
22-0091775 | Unknown Cause | Patrol - found nothing |  |  | 2022 | Tier 2 - Elevated | Distribution Circuit | 7 | 31 | 2022-07-31 | 1769415 | Sus | Y | UnknownCause¦Patrolfoundnothing¦¦
22-0096906 | Company Initiated | Personnel, company | Fuse | Normal | 2022 | Tier 2 - Elevated | Distribution Circuit | 8 | 12 | 2022-08-12 | 1779511 | Sus | Y | CompanyInitiated¦Personnelcompany¦Fuse¦Normal
22-0102892 | Equipment Failure/Involved | Overhead | Secondary | Together | 2022 | Tier 3 - Extreme | Transformer only | 8 | 28 | 2022-08-28 | 1793712 | Sus | Y | EquipmentFailureInvolved¦Overhead¦Secondary¦Together
22-0103153 | Vegetation | Tree - fell into line | Conductor, Overhead | Normal | 2022 | Tier 2 - Elevated | Distribution Circuit | 8 | 29 | 2022-08-29 | 1794235 | Sus | Y | Vegetation¦Treefellintoline¦ConductorOverhead¦Normal
22-0105418 | Unknown Cause | Patrol - found nothing |  |  | 2022 | Tier 2 - Elevated | Distribution Circuit | 9 | 3 | 2022-09-03 | 1798058 | Sus | Y | UnknownCause¦Patrolfoundnothing¦¦
22-0107961 | Unknown Cause | Patrol - found nothing |  |  | 2022 | Tier 3 - Extreme | Distribution Circuit | 9 | 8 | 2022-09-08 | 1805817 | Sus | Y | UnknownCause¦Patrolfoundnothing¦¦
22-0110989 | Animal | Squirrel | Cutout, fuse holder | Normal | 2022 | Tier 2 - Elevated | Distribution Circuit | 9 | 16 | 2022-09-16 | 1812291 | Sus | Y | Animal¦Squirrel¦Cutoutfuseholder¦Normal
22-0111410 | Unknown Cause | Patrol - found nothing |  |  | 2022 | Tier 2 - Elevated | Transformer only | 9 | 16 | 2022-09-16 | 1812960 | Sus | Y | UnknownCause¦Patrolfoundnothing¦¦
22-0115463 | Equipment Failure/Involved | Overhead | Transformer (OH) | Leaking | 2022 | Tier 3 - Extreme | Transformer only | 9 | 27 | 2022-09-27 | 1822883 | Sus | Y | EquipmentFailureInvolved¦Overhead¦Transformer(OH)¦Leaking
22-0115516 | Unknown Cause | Patrol - found nothing |  |  | 2022 | Tier 2 - Elevated | Distribution Circuit | 9 | 27 | 2022-09-27 | 1822947 | Sus | Y | UnknownCause¦Patrolfoundnothing¦¦
22-0125227 | 3rd Party | Fire, house or bldg. | Conductor, Overhead | Normal | 2022 | Tier 3 - Extreme | Distribution Circuit | 10 | 27 | 2022-10-27 | 1846624 | Sus | Y | 3rdParty¦Firehouseorbldg¦ConductorOverhead¦Normal
22-0129698 | Vegetation | Tree - branch fell on line | Pole-Wood | Broken | 2022 | Tier 3 - Extreme | Distribution Circuit | 11 | 8 | 2022-11-08 | 1858505 | Sus | Y | Vegetation¦Treebranchfellonline¦PoleWood¦Broken
22-0131524 | Equipment Failure/Involved | Overhead | Crossarm, Wood | Broken, wire on ground | 2022 | Tier 2 - Elevated | Distribution Circuit | 11 | 16 | 2022-11-16 | 1863867 | Sus | Y | EquipmentFailureInvolved¦Overhead¦CrossarmWood¦Brokenwireonground
22-0135497 | Unknown Cause | Patrol - not conducted |  |  | 2022 | Tier 2 - Elevated | Distribution Circuit | 12 | 1 | 2022-12-01 | 1873012 | Sus | N | UnknownCause¦Patrolnotconducted¦¦
22-0138463 | Vegetation | Tree - branch fell on line | Conductor, Overhead | Broken, wire on ground | 2022 | Tier 3 - Extreme | Distribution Circuit | 12 | 10 | 2022-12-10 | 1881312 | Sus | N | Vegetation¦Treebranchfellonline¦ConductorOverhead¦Brokenwireonground
22-0138533 | Vegetation | Tree - fell into line | Conductor, Overhead | Broken, wire on ground | 2022 | Tier 3 - Extreme | Distribution Circuit | 12 | 10 | 2022-12-10 | 1882752 | Sus | N | Vegetation¦Treefellintoline¦ConductorOverhead¦Brokenwireonground
22-0139554 | Unknown Cause | Patrol - not conducted |  |  | 2022 | Tier 2 - Elevated | Distribution Circuit | 12 | 13 | 2022-12-13 | 1888529 | Sus | N | UnknownCause¦Patrolnotconducted¦¦
22-0141629 | Unknown Cause | Patrol - found nothing |  |  | 2022 | Tier 2 - Elevated | Transformer only | 12 | 27 | 2022-12-27 | 1897941 | Sus | N | UnknownCause¦Patrolfoundnothing¦¦
22-0141793 | Unknown Cause | Patrol - found nothing |  |  | 2022 | Tier 3 - Extreme | Distribution Circuit | 12 | 27 | 2022-12-27 | 1898662 | Sus | N | UnknownCause¦Patrolfoundnothing¦¦
22-0142827 | Unknown Cause | Patrol - found nothing |  |  | 2022 | Tier 2 - Elevated | Distribution Circuit | 12 | 31 | 2022-12-31 | 1905720 | Sus | N | UnknownCause¦Patrolfoundnothing¦¦
23-0004635 | Equipment Failure/Involved | Overhead | Transformer (OH) | Broken | 2022 | Tier 3 - Extreme | Transformer only | 12 | 31 | 2022-12-31 | 1906435 | Sus | N | EquipmentFailureInvolved¦Overhead¦Transformer(OH)¦Broken
15-0005559 | Equipment Failure/Involved | Other | Cutout, fuse holder | Broken | 2015 | Tier 2 - Elevated | Transformer only | 1 | 19 | 2015-01-19 | 1165821 | Sus | N | EquipmentFailureInvolved¦Other¦Cutoutfuseholder¦Broken
15-0011884 | 3rd Party | Customer Equipment | Customer Equipment | Broken | 2015 | Tier 2 - Elevated | Distribution Circuit | 2 | 8 | 2015-02-08 | 1185318 | Sus | N | 3rdParty¦CustomerEquipment¦CustomerEquipment¦Broken
15-0012006 | Equipment Failure/Involved | Other | Conductor, Underground | Failed/Faulted | 2015 | Tier 2 - Elevated | Distribution Circuit | 2 | 9 | 2015-02-09 | 1185695 | Sus | N | EquipmentFailureInvolved¦Other¦ConductorUnderground¦FailedFaulted
15-0013500 | Unknown Cause | Patrol - not conducted |  |  | 2015 | Tier 3 - Extreme | Distribution Circuit | 2 | 16 | 2015-02-16 | 1190811 | Sus | N | UnknownCause¦Patrolnotconducted¦¦
15-0014082 | Equipment Failure/Involved | Other | Insulator | Broken | 2015 | Tier 2 - Elevated | Distribution Circuit | 2 | 18 | 2015-02-18 | 1192270 | Sus | N | EquipmentFailureInvolved¦Other¦Insulator¦Broken
15-0015635 | Vegetation | Tree - fell into line | Conductor, Overhead | Normal | 2015 | Tier 2 - Elevated | Distribution Circuit | 2 | 25 | 2015-02-25 | 1195748 | Sus | N | Vegetation¦Treefellintoline¦ConductorOverhead¦Normal
15-0017975 | Vegetation | Tree - fell into line | Conductor, Overhead | Normal | 2015 | Tier 3 - Extreme | Distribution Circuit | 3 | 7 | 2015-03-07 | 1200417 | Sus | N | Vegetation¦Treefellintoline¦ConductorOverhead¦Normal
15-0025176 | Equipment Failure/Involved | Lightning | Transformer | Burned/flashed | 2015 | Tier 2 - Elevated | Transformer only | 4 | 7 | 2015-04-07 | 1215667 | Sus | N | EquipmentFailureInvolved¦Lightning¦Transformer¦Burnedflashed
15-0029214 | Equipment Failure/Involved | Other | Transformer | Malfunctioning | 2015 | Tier 2 - Elevated | Transformer only | 4 | 24 | 2015-04-24 | 1224151 | Sus | N | EquipmentFailureInvolved¦Other¦Transformer¦Malfunctioning
15-0030491 | Equipment Failure/Involved | Electrical Overload | Transformer | Leaking | 2015 | Tier 3 - Extreme | Transformer only | 4 | 29 | 2015-04-29 | 1226958 | Sus | N | EquipmentFailureInvolved¦ElectricalOverload¦Transformer¦Leaking
15-0032645 | Equipment Failure/Involved | Overhead | Pole-Wood | Deteriorated | 2015 | Tier 2 - Elevated | Distribution Circuit | 5 | 7 | 2015-05-07 | 1230998 | Sus | Y | EquipmentFailureInvolved¦Overhead¦PoleWood¦Deteriorated
15-0033286 | Animal | Squirrel | Fuse | Normal | 2015 | Tier 2 - Elevated | Distribution Circuit | 5 | 11 | 2015-05-11 | 1232588 | Sus | Y | Animal¦Squirrel¦Fuse¦Normal
15-0035723 | Equipment Failure/Involved | Underground | Transformer (UG) | Deteriorated | 2015 | Tier 3 - Extreme | Distribution Circuit | 5 | 21 | 2015-05-21 | 1238162 | Sus | Y | EquipmentFailureInvolved¦Underground¦Transformer(UG)¦Deteriorated
15-0035810 | 3rd Party | Other | Anchor or Guy | Broken | 2015 | Tier 3 - Extreme | Distribution Circuit | 5 | 21 | 2015-05-21 | 1238096 | Sus | Y | 3rdParty¦Other¦AnchororGuy¦Broken
15-0042353 | Unknown Cause | Patrol - found nothing |  |  | 2015 | Tier 2 - Elevated | Distribution Circuit | 6 | 21 | 2015-06-21 | 1254164 | Sus | Y | UnknownCause¦Patrolfoundnothing¦¦
15-0043518 | Vegetation | Tree - fell into line | Conductor, Overhead | Broken, wire on ground | 2015 | Tier 2 - Elevated | Distribution Circuit | 6 | 26 | 2015-06-26 | 1256891 | Sus | Y | Vegetation¦Treefellintoline¦ConductorOverhead¦Brokenwireonground
15-0045775 | Animal | Squirrel | Transformer | Failed/Faulted | 2015 | Tier 2 - Elevated | Transformer only | 7 | 6 | 2015-07-06 | 1263664 | Sus | Y | Animal¦Squirrel¦Transformer¦FailedFaulted
15-0050235 | Unknown Cause | Patrol - found nothing |  |  | 2015 | Tier 2 - Elevated | Transformer only | 7 | 24 | 2015-07-24 | 1276445 | Sus | Y | UnknownCause¦Patrolfoundnothing¦¦
15-0050454 | Unknown Cause | Patrol - found nothing |  |  | 2015 | Tier 3 - Extreme | Distribution Circuit | 7 | 25 | 2015-07-25 | 1276913 | Sus | Y | UnknownCause¦Patrolfoundnothing¦¦
15-0059913 | Unknown Cause | Patrol - found nothing |  |  | 2015 | Tier 2 - Elevated | Distribution Circuit | 9 | 8 | 2015-09-08 | 1301918 | Sus | Y | UnknownCause¦Patrolfoundnothing¦¦
15-0061564 | Environmental/External | Fire, Forest/Grass | Pole - Tower, steel | Broken, wire on ground | 2015 | Tier 2 - Elevated | Distribution Circuit | 9 | 13 | 2015-09-13 | 1304873 | Sus | Y | EnvironmentalExternal¦FireForestGrass¦PoleTowersteel¦Brokenwireonground
15-0062369 | Unknown Cause | Patrol - found nothing |  |  | 2015 | Tier 2 - Elevated | Distribution Circuit | 9 | 20 | 2015-09-20 | 1308876 | Sus | Y | UnknownCause¦Patrolfoundnothing¦¦
15-0068545 | Animal | Bird found | Cutout, fuse holder | Failed/Faulted | 2015 | Tier 3 - Extreme | Distribution Circuit | 10 | 7 | 2015-10-07 | 1318058 | Sus | Y | Animal¦Birdfound¦Cutoutfuseholder¦FailedFaulted
15-0078754 | Vegetation | Tree - fell into line | Conductor, Overhead | Normal | 2015 | Tier 3 - Extreme | Distribution Circuit | 11 | 17 | 2015-11-17 | 1344387 | Sus | Y | Vegetation¦Treefellintoline¦ConductorOverhead¦Normal
15-0082334 | Vegetation | Tree - fell into line | Conductor, Overhead | Broken, wire on ground | 2015 | Tier 2 - Elevated | Distribution Circuit | 12 | 3 | 2015-12-03 | 1352187 | Sus | N | Vegetation¦Treefellintoline¦ConductorOverhead¦Brokenwireonground
15-0082874 | 3rd Party | Dig in, 3rd party | Conductor, Underground | Broken | 2015 | Tier 2 - Elevated | Transformer only | 12 | 4 | 2015-12-04 | 1353961 | Sus | N | 3rdParty¦Digin3rdparty¦ConductorUnderground¦Broken
15-0084489 | Equipment Failure/Involved | Overhead | Conductor, Overhead | Broken, wire on ground | 2015 | Tier 2 - Elevated | Distribution Circuit | 12 | 13 | 2015-12-13 | 1359885 | Sus | N | EquipmentFailureInvolved¦Overhead¦ConductorOverhead¦Brokenwireonground
15-0084969 | Vegetation | Tree - fell into line | Conductor, Overhead | Broken, wire on ground | 2015 | Tier 2 - Elevated | Distribution Circuit | 12 | 13 | 2015-12-13 | 1362196 | Sus | N | Vegetation¦Treefellintoline¦ConductorOverhead¦Brokenwireonground
15-0086262 | Vegetation | Tree - fell into line | Conductor, Overhead | Normal | 2015 | Tier 2 - Elevated | Distribution Circuit | 12 | 19 | 2015-12-19 | 1366951 | Sus | N | Vegetation¦Treefellintoline¦ConductorOverhead¦Normal
15-0087111 | Environmental/External | Ice or snow | Pole-Wood | Broken, wire on ground | 2015 | Tier 2 - Elevated | Distribution Circuit | 12 | 24 | 2015-12-24 | 1370999 | Sus | N | EnvironmentalExternal¦Iceorsnow¦PoleWood¦Brokenwireonground
15-0087829 | Vegetation | Tree - branch fell on line | Conductor, Overhead | Normal | 2015 | Tier 2 - Elevated | Distribution Circuit | 12 | 30 | 2015-12-30 | 1374536 | Sus | N | Vegetation¦Treebranchfellonline¦ConductorOverhead¦Normal
16-0018102 | Vegetation | Tree - fell into line | Service conductor | Broken, wire on ground | 2016 | Tier 2 - Elevated | Transformer only | 3 | 5 | 2016-03-05 | 1418712 | Sus | N | Vegetation¦Treefellintoline¦Serviceconductor¦Brokenwireonground
16-0018562 | Vegetation | Tree - branch fell on line | Conductor, Overhead | Normal | 2016 | Tier 2 - Elevated | Transmission line | 3 | 6 | 2016-03-06 | 1422700 | Sus | N | Vegetation¦Treebranchfellonline¦ConductorOverhead¦Normal
16-0018702 | Vegetation | Tree - branch fell on line | Conductor, Overhead | Broken, wire on ground | 2016 | Tier 2 - Elevated | Distribution Circuit | 3 | 7 | 2016-03-07 | 1423231 | Sus | N | Vegetation¦Treebranchfellonline¦ConductorOverhead¦Brokenwireonground
16-0025234 | Unknown Cause | Patrol - found nothing |  |  | 2016 | Tier 2 - Elevated | Distribution Circuit | 3 | 31 | 2016-03-31 | 1442047 | Sus | N | UnknownCause¦Patrolfoundnothing¦¦
16-0025912 | Unknown Cause | Patrol - found nothing |  |  | 2016 | Tier 3 - Extreme | Distribution Circuit | 4 | 4 | 2016-04-04 | 1443890 | Sus | N | UnknownCause¦Patrolfoundnothing¦¦
16-0027419 | Equipment Failure/Involved | Overhead | Transformer | Failed/Faulted | 2016 | Tier 2 - Elevated | Transformer only | 4 | 9 | 2016-04-09 | 1447436 | Sus | N | EquipmentFailureInvolved¦Overhead¦Transformer¦FailedFaulted
16-0027571 | Vegetation | Tree - fell into line | Conductor, Overhead | Broken, wire on ground | 2016 | Tier 2 - Elevated | Distribution Circuit | 4 | 10 | 2016-04-10 | 1448100 | Sus | N | Vegetation¦Treefellintoline¦ConductorOverhead¦Brokenwireonground
16-0029610 | Vegetation | Tree - fell into line | Conductor, Overhead | Normal | 2016 | Tier 3 - Extreme | Distribution Circuit | 4 | 19 | 2016-04-19 | 1453724 | Sus | N | Vegetation¦Treefellintoline¦ConductorOverhead¦Normal
16-0032267 | Vegetation | Tree - fell into line | Conductor, Overhead | Broken, wire on ground | 2016 | Tier 3 - Extreme | Distribution Circuit | 4 | 28 | 2016-04-28 | 1460687 | Sus | N | Vegetation¦Treefellintoline¦ConductorOverhead¦Brokenwireonground
16-0038802 | Vegetation | Tree - fell into line | Conductor, Overhead | Broken, wire on ground | 2016 | Tier 2 - Elevated | Distribution Circuit | 5 | 26 | 2016-05-26 | 1477492 | Sus | Y | Vegetation¦Treefellintoline¦ConductorOverhead¦Brokenwireonground
16-0047073 | Vegetation | Tree - fell into line | Transformer | Broken, wire on ground | 2016 | Tier 2 - Elevated | Transformer only | 6 | 30 | 2016-06-30 | 7371576 | Sus | Y | Vegetation¦Treefellintoline¦Transformer¦Brokenwireonground
16-0048963 | Vegetation | Tree - fell into line | Conductor, Overhead | Broken, wire on ground | 2016 | Tier 2 - Elevated | Distribution Circuit | 7 | 11 | 2016-07-11 | 1507974 | Sus | Y | Vegetation¦Treefellintoline¦ConductorOverhead¦Brokenwireonground
16-0058769 | Vegetation | Tree - fell into line | Conductor, Overhead | Together | 2016 | Tier 3 - Extreme | Distribution Circuit | 8 | 20 | 2016-08-20 | 1529431 | Sus | Y | Vegetation¦Treefellintoline¦ConductorOverhead¦Together
16-0072458 | Vegetation | Tree - branch fell on line | Conductor, Overhead | Normal | 2016 | Tier 2 - Elevated | Distribution Circuit | 10 | 15 | 2016-10-15 | 1560700 | Sus | Y | Vegetation¦Treebranchfellonline¦ConductorOverhead¦Normal
16-0073569 | Vegetation | Tree - fell into line | Conductor, Overhead | On Ground | 2016 | Tier 3 - Extreme | Distribution Circuit | 10 | 18 | 2016-10-18 | 1565005 | Sus | Y | Vegetation¦Treefellintoline¦ConductorOverhead¦OnGround
16-0075882 | Equipment Failure/Involved | Overhead | Crossarm, Wood | Broken | 2016 | Tier 3 - Extreme | Distribution Circuit | 10 | 27 | 2016-10-27 | 1570710 | Sus | Y | EquipmentFailureInvolved¦Overhead¦CrossarmWood¦Broken
16-0084544 | Vegetation | Tree - fell into line | Transformer | Broken, wire on ground | 2016 | Tier 2 - Elevated | Transformer only | 12 | 8 | 2016-12-08 | 1596578 | Sus | N | Vegetation¦Treefellintoline¦Transformer¦Brokenwireonground
16-0084985 | Equipment Failure/Involved | Overhead | Transformer | Failed/Faulted | 2016 | Tier 2 - Elevated | Transformer only | 12 | 10 | 2016-12-10 | 1599074 | Sus | N | EquipmentFailureInvolved¦Overhead¦Transformer¦FailedFaulted
16-0085014 | Vegetation | Tree - fell into line | Conductor, Overhead | Broken, wire on ground | 2016 | Tier 2 - Elevated | Distribution Circuit | 12 | 10 | 2016-12-10 | 1599453 | Sus | N | Vegetation¦Treefellintoline¦ConductorOverhead¦Brokenwireonground
16-0085573 | Vegetation | Tree - fell into line | Conductor, Overhead | Broken, wire on ground | 2016 | Tier 2 - Elevated | Distribution Circuit | 12 | 14 | 2016-12-14 | 1601899 | Sus | N | Vegetation¦Treefellintoline¦ConductorOverhead¦Brokenwireonground
16-0087178 | Vegetation | Tree - branch fell on line | Conductor, Overhead | Normal | 2016 | Tier 3 - Extreme | Distribution Circuit | 12 | 27 | 2016-12-27 | 1611802 | Sus | N | Vegetation¦Treebranchfellonline¦ConductorOverhead¦Normal
17-0002873 | Vegetation | Tree - fell into line | Conductor, Overhead | Broken, wire on ground | 2017 | Tier 3 - Extreme | Distribution Circuit | 1 | 2 | 2017-01-02 | 1615207 | Sus | N | Vegetation¦Treefellintoline¦ConductorOverhead¦Brokenwireonground
17-0004649 | Vegetation | Tree - fell into line | Conductor, Overhead | Together | 2017 | Tier 3 - Extreme | Distribution Circuit | 1 | 7 | 2017-01-07 | 1621506 | Sus | N | Vegetation¦Treefellintoline¦ConductorOverhead¦Together
17-0004922 | Equipment Failure/Involved | Overhead | Pole-Wood | Broken, wire on ground | 2017 | Tier 2 - Elevated | Transmission line | 1 | 8 | 2017-01-08 | 1622611 | Sus | N | EquipmentFailureInvolved¦Overhead¦PoleWood¦Brokenwireonground
17-0004936 | Vegetation | Tree - fell into line | Conductor, Overhead | Broken, wire on ground | 2017 | Tier 3 - Extreme | Distribution Circuit | 1 | 8 | 2017-01-08 | 1622784 | Sus | N | Vegetation¦Treefellintoline¦ConductorOverhead¦Brokenwireonground
17-0004947 | Vegetation | Tree - branch fell on line | Fuse | Failed/Faulted | 2017 | Tier 2 - Elevated | Distribution Circuit | 1 | 8 | 2017-01-08 | 1622568 | Sus | N | Vegetation¦Treebranchfellonline¦Fuse¦FailedFaulted
17-0005037 | Environmental/External | Lightning | Transformer | Failed/Faulted | 2017 | Tier 2 - Elevated | Transformer only | 1 | 8 | 2017-01-08 | 1623797 | Sus | N | EnvironmentalExternal¦Lightning¦Transformer¦FailedFaulted
17-0005297 | Vegetation | Tree - fell into line | Conductor, Overhead | Normal | 2017 | Tier 2 - Elevated | Distribution Circuit | 1 | 8 | 2017-01-08 | 1626333 | Sus | N | Vegetation¦Treefellintoline¦ConductorOverhead¦Normal
17-0005360 | Vegetation | Tree - fell into line | Conductor, Overhead | Broken, wire on ground | 2017 | Tier 2 - Elevated | Distribution Circuit | 1 | 8 | 2017-01-08 | 1626941 | Sus | N | Vegetation¦Treefellintoline¦ConductorOverhead¦Brokenwireonground
17-0005569 | Vegetation | Tree - fell into line | Conductor, Overhead | Broken, wire on ground | 2017 | Tier 3 - Extreme | Distribution Circuit | 1 | 8 | 2017-01-08 | 1628065 | Sus | N | Vegetation¦Treefellintoline¦ConductorOverhead¦Brokenwireonground
17-0005800 | Equipment Failure/Involved | Overhead | Jumper | Burned Open | 2017 | Tier 2 - Elevated | Distribution Circuit | 1 | 8 | 2017-01-08 | 1626749 | Sus | N | EquipmentFailureInvolved¦Overhead¦Jumper¦BurnedOpen
17-0006759 | Vegetation | Tree - fell into line | Connector or Splice (OH) | Broken | 2017 | Tier 3 - Extreme | Distribution Circuit | 1 | 10 | 2017-01-10 | 1633946 | Sus | N | Vegetation¦Treefellintoline¦ConnectororSplice(OH)¦Broken
17-0007210 | Unknown Cause | Patrol - found nothing |  |  | 2017 | Tier 3 - Extreme | Distribution Circuit | 1 | 10 | 2017-01-10 | 1635377 | Sus | N | UnknownCause¦Patrolfoundnothing¦¦
17-0007231 | Vegetation | Tree - fell into line | Conductor, Overhead | Broken, wire on ground | 2017 | Tier 2 - Elevated | Distribution Circuit | 1 | 10 | 2017-01-10 | 1634687 | Sus | N | Vegetation¦Treefellintoline¦ConductorOverhead¦Brokenwireonground
17-0007389 | Vegetation | Tree - fell into line | Conductor, Overhead | Broken, wire on ground | 2017 | Tier 2 - Elevated | Distribution Circuit | 1 | 11 | 2017-01-11 | 1638293 | Sus | N | Vegetation¦Treefellintoline¦ConductorOverhead¦Brokenwireonground
17-0007451 | Vegetation | Tree - bark fell into line | Fuse | Failed/Faulted | 2017 | Tier 2 - Elevated | Distribution Circuit | 1 | 11 | 2017-01-11 | 1638978 | Sus | N | Vegetation¦Treebarkfellintoline¦Fuse¦FailedFaulted
17-0007581 | Vegetation | Tree - fell into line | Pole-Wood | Broken, wire on ground | 2017 | Tier 2 - Elevated | Distribution Circuit | 1 | 11 | 2017-01-11 | 1639368 | Sus | N | Vegetation¦Treefellintoline¦PoleWood¦Brokenwireonground
17-0007663 | Vegetation | Tree - fell into line | Conductor, Overhead | Broken, wire on ground | 2017 | Tier 2 - Elevated | Distribution Circuit | 1 | 10 | 2017-01-10 | 1635461 | Sus | N | Vegetation¦Treefellintoline¦ConductorOverhead¦Brokenwireonground
17-0011157 | Vegetation | Tree - branch fell on line | Transformer |  | 2017 | Tier 3 - Extreme | Transformer only | 1 | 20 | 2017-01-20 | 1652029 | Sus | N | Vegetation¦Treebranchfellonline¦Transformer¦
17-0011216 | Unknown Cause | Patrol - found nothing |  |  | 2017 | Tier 3 - Extreme | Distribution Circuit | 1 | 20 | 2017-01-20 | 1652268 | Sus | N | UnknownCause¦Patrolfoundnothing¦¦
17-0011635 | Unknown Cause | Patrol - found nothing |  |  | 2017 | Tier 3 - Extreme | Distribution Circuit | 1 | 20 | 2017-01-20 | 1654281 | Sus | N | UnknownCause¦Patrolfoundnothing¦¦
17-0012978 | Vegetation | Tree - branch fell on line | Conductor, Overhead | Broken, wire on ground | 2017 | Tier 2 - Elevated | Distribution Circuit | 1 | 21 | 2017-01-21 | 1657750 | Sus | N | Vegetation¦Treebranchfellonline¦ConductorOverhead¦Brokenwireonground
17-0013877 | Environmental/External | Ice or snow | Conductor, Overhead | Normal | 2017 | Tier 2 - Elevated | Distribution Circuit | 1 | 23 | 2017-01-23 | 1664340 | Sus | N | EnvironmentalExternal¦Iceorsnow¦ConductorOverhead¦Normal
17-0014229 | Equipment Failure/Involved | Overhead | Cutout, fuse holder | Broken | 2017 | Tier 3 - Extreme | Distribution Circuit | 1 | 23 | 2017-01-23 | 1663773 | Sus | N | EquipmentFailureInvolved¦Overhead¦Cutoutfuseholder¦Broken
17-0014500 | Vegetation | Tree - branch fell on line | Conductor, Overhead | Normal | 2017 | Tier 2 - Elevated | Distribution Circuit | 1 | 24 | 2017-01-24 | 1666106 | Sus | N | Vegetation¦Treebranchfellonline¦ConductorOverhead¦Normal
17-0018119 | Vegetation | Tree - fell into line | Crossarm, Wood | Broken, wire on ground | 2017 | Tier 2 - Elevated | Distribution Circuit | 2 | 7 | 2017-02-07 | 1677401 | Sus | N | Vegetation¦Treefellintoline¦CrossarmWood¦Brokenwireonground
17-0019505 | Unknown Cause | Patrol - not conducted |  |  | 2017 | Tier 2 - Elevated | Distribution Circuit | 2 | 9 | 2017-02-09 | 1683548 | Sus | N | UnknownCause¦Patrolnotconducted¦¦
17-0019764 | Vegetation | Tree - fell into line | Conductor, Overhead | Broken, wire on ground | 2017 | Tier 2 - Elevated | Distribution Circuit | 2 | 10 | 2017-02-10 | 1684476 | Sus | N | Vegetation¦Treefellintoline¦ConductorOverhead¦Brokenwireonground
17-0020897 | Unknown Cause | Patrol - found nothing |  |  | 2017 | Tier 2 - Elevated | Distribution Circuit | 2 | 14 | 2017-02-14 | 1688024 | Sus | N | UnknownCause¦Patrolfoundnothing¦¦
17-0023958 | Unknown Cause | Patrol - found nothing |  |  | 2017 | Tier 2 - Elevated | Distribution Circuit | 2 | 20 | 2017-02-20 | 1703667 | Sus | N | UnknownCause¦Patrolfoundnothing¦¦
17-0024097 | Unknown Cause | Patrol - not conducted |  |  | 2017 | Tier 2 - Elevated | Distribution Circuit | 2 | 20 | 2017-02-20 | 1705302 | Sus | N | UnknownCause¦Patrolnotconducted¦¦
17-0024763 | Vegetation | Tree - fell into line | Conductor, Overhead | Together | 2017 | Tier 2 - Elevated | Distribution Circuit | 2 | 20 | 2017-02-20 | 1705856 | Sus | N | Vegetation¦Treefellintoline¦ConductorOverhead¦Together
17-0024779 | Unknown Cause | Patrol - found nothing |  |  | 2017 | Tier 2 - Elevated | Transmission line | 2 | 21 | 2017-02-21 | 1707023 | Sus | N | UnknownCause¦Patrolfoundnothing¦¦
17-0024935 | Vegetation | Tree - fell into line | Pole-Wood | Broken, wire on ground | 2017 | Tier 2 - Elevated | Distribution Circuit | 2 | 20 | 2017-02-20 | 1704611 | Sus | N | Vegetation¦Treefellintoline¦PoleWood¦Brokenwireonground
17-0025208 | Vegetation | Tree - fell into line | Conductor, Overhead | Broken, wire on ground | 2017 | Tier 2 - Elevated | Distribution Circuit | 2 | 21 | 2017-02-21 | 1706854 | Sus | N | Vegetation¦Treefellintoline¦ConductorOverhead¦Brokenwireonground
17-0028728 | Vegetation | Tree - branch fell on line | Conductor, Overhead | Normal | 2017 | Tier 2 - Elevated | Distribution Circuit | 3 | 6 | 2017-03-06 | 1720643 | Sus | N | Vegetation¦Treebranchfellonline¦ConductorOverhead¦Normal
17-0029324 | Equipment Failure/Involved | Overhead | Cutout, fuse holder | Broken | 2017 | Zone 1 - HHZ | Transformer only | 3 | 8 | 2017-03-08 | 1722352 | Sus | N | EquipmentFailureInvolved¦Overhead¦Cutoutfuseholder¦Broken
17-0037675 | Vegetation | Tree - fell into line | Conductor, Overhead | Broken, wire on ground | 2017 | Tier 2 - Elevated | Distribution Circuit | 4 | 7 | 2017-04-07 | 1750085 | Sus | N | Vegetation¦Treefellintoline¦ConductorOverhead¦Brokenwireonground
17-0038115 | Equipment Failure/Involved | Overhead | Insulator | Failed/Faulted | 2017 | Tier 2 - Elevated | Distribution Circuit | 4 | 7 | 2017-04-07 | 1751918 | Sus | N | EquipmentFailureInvolved¦Overhead¦Insulator¦FailedFaulted
17-0045285 | Equipment Failure/Involved | Overhead | Transformer | Failed/Faulted | 2017 | Tier 2 - Elevated | Transformer only | 5 | 4 | 2017-05-04 | 1774344 | Sus | Y | EquipmentFailureInvolved¦Overhead¦Transformer¦FailedFaulted
17-0049335 | Equipment Failure/Involved | Overhead | Transformer | Failed/Faulted | 2017 | Tier 2 - Elevated | Transformer only | 5 | 20 | 2017-05-20 | 1785961 | Sus | Y | EquipmentFailureInvolved¦Overhead¦Transformer¦FailedFaulted
17-0056575 | Equipment Failure/Involved | Overhead | Transformer | Failed/Faulted | 2017 | Tier 3 - Extreme | Transformer only | 6 | 19 | 2017-06-19 | 1809665 | Sus | Y | EquipmentFailureInvolved¦Overhead¦Transformer¦FailedFaulted
17-0063235 | Unknown Cause | Patrol - found nothing |  |  | 2017 | Tier 2 - Elevated | Distribution Circuit | 7 | 16 | 2017-07-16 | 1832721 | Sus | Y | UnknownCause¦Patrolfoundnothing¦¦
17-0063253 | Equipment Failure/Involved | Overhead | Transformer (OH) | Broken | 2017 | Tier 2 - Elevated | Transformer only | 7 | 16 | 2017-07-16 | 1832676 | Sus | Y | EquipmentFailureInvolved¦Overhead¦Transformer(OH)¦Broken
17-0077760 | Equipment Failure/Involved | Overhead | Transformer | Failed/Faulted | 2017 | Tier 2 - Elevated | Transformer only | 9 | 11 | 2017-09-11 | 1875415 | Sus | Y | EquipmentFailureInvolved¦Overhead¦Transformer¦FailedFaulted
17-0078262 | Equipment Failure/Involved | Overhead | Transformer | Failed/Faulted | 2017 | Tier 2 - Elevated | Transformer only | 9 | 12 | 2017-09-12 | 1877365 | Sus | Y | EquipmentFailureInvolved¦Overhead¦Transformer¦FailedFaulted
17-0082689 | Equipment Failure/Involved | Overhead | Transformer (OH) | Leaking | 2017 | Tier 2 - Elevated | Transformer only | 9 | 28 | 2017-09-28 | 1887828 | Sus | Y | EquipmentFailureInvolved¦Overhead¦Transformer(OH)¦Leaking
17-0083547 | 3rd Party | Vehicle | Pole-Wood | Broken, wire on ground | 2017 | Tier 3 - Extreme | Distribution Circuit | 10 | 2 | 2017-10-02 | 1889629 | Sus | Y | 3rdParty¦Vehicle¦PoleWood¦Brokenwireonground
17-0085310 | Unknown Cause | Patrol - found nothing |  |  | 2017 | Tier 2 - Elevated | Distribution Circuit | 10 | 8 | 2017-10-08 | 1894436 | Sus | Y | UnknownCause¦Patrolfoundnothing¦¦
17-0085862 | Animal | Squirrel | Fuse | Failed/Faulted | 2017 | Tier 2 - Elevated | Distribution Circuit | 10 | 10 | 2017-10-10 | 1897139 | Sus | Y | Animal¦Squirrel¦Fuse¦FailedFaulted
17-0086287 | Environmental/External | Fire, Forest/Grass | Pole-Wood | Burned/flashed | 2017 | Tier 2 - Elevated | Distribution Circuit | 10 | 8 | 2017-10-08 | 1898327 | Sus | Y | EnvironmentalExternal¦FireForestGrass¦PoleWood¦Burnedflashed
17-0086467 | Environmental/External | Fire, Forest/Grass | Pole-Wood | Burned/flashed | 2017 | Tier 2 - Elevated | Distribution Circuit | 10 | 8 | 2017-10-08 | 1898896 | Sus | Y | EnvironmentalExternal¦FireForestGrass¦PoleWood¦Burnedflashed
17-0086837 | Environmental/External | Fire, Forest/Grass | Pole-Wood | Broken, wire on ground | 2017 | Tier 2 - Elevated | Distribution Circuit | 10 | 8 | 2017-10-08 | 1899520 | Sus | Y | EnvironmentalExternal¦FireForestGrass¦PoleWood¦Brokenwireonground
17-0086883 | Environmental/External | Fire, Forest/Grass | Pole-Wood | Burned/flashed | 2017 | Tier 2 - Elevated | Distribution Circuit | 10 | 8 | 2017-10-08 | 1899612 | Sus | Y | EnvironmentalExternal¦FireForestGrass¦PoleWood¦Burnedflashed
17-0087211 | Environmental/External | Fire, Forest/Grass | Conductor, Overhead | Contaminated | 2017 | Tier 3 - Extreme | Distribution Circuit | 10 | 8 | 2017-10-08 | 1900360 | Sus | Y | EnvironmentalExternal¦FireForestGrass¦ConductorOverhead¦Contaminated
17-0087232 | Equipment Failure/Involved | Overhead | Transformer | Failed/Faulted | 2017 | Tier 2 - Elevated | Transformer only | 10 | 10 | 2017-10-10 | 1897676 | Sus | Y | EquipmentFailureInvolved¦Overhead¦Transformer¦FailedFaulted
17-0087552 | Environmental/External | Fire, Forest/Grass | Pole-Wood | Burned/flashed | 2017 | Tier 3 - Extreme | Distribution Circuit | 10 | 9 | 2017-10-09 | 1901379 | Sus | Y | EnvironmentalExternal¦FireForestGrass¦PoleWood¦Burnedflashed
17-0088020 | Environmental/External | Fire, Forest/Grass | Pole-Wood | Broken | 2017 | Tier 2 - Elevated | Distribution Circuit | 10 | 8 | 2017-10-08 | 1902670 | Sus | Y | EnvironmentalExternal¦FireForestGrass¦PoleWood¦Broken
17-0089754 | Animal | Squirrel | Fuse | Normal | 2017 | Tier 2 - Elevated | Distribution Circuit | 10 | 23 | 2017-10-23 | 1908028 | Sus | Y | Animal¦Squirrel¦Fuse¦Normal
17-0092191 | Equipment Failure/Involved | Other | Customer Equipment | Malfunctioning | 2017 | Tier 2 - Elevated | Transformer only | 11 | 2 | 2017-11-02 | 1914404 | Sus | Y | EquipmentFailureInvolved¦Other¦CustomerEquipment¦Malfunctioning
17-0096691 | 3rd Party | Vehicle | Fuse | Failed/Faulted | 2017 | Tier 3 - Extreme | Distribution Circuit | 11 | 20 | 2017-11-20 | 1926968 | Sus | Y | 3rdParty¦Vehicle¦Fuse¦FailedFaulted
17-0097829 | Unknown Cause | Patrol - found nothing |  |  | 2017 | Tier 2 - Elevated | Distribution Circuit | 11 | 27 | 2017-11-27 | 1930155 | Sus | Y | UnknownCause¦Patrolfoundnothing¦¦
17-0099624 | Vegetation | Tree - fell into line | Conductor, Overhead | Broken, wire on ground | 2017 | Tier 3 - Extreme | Distribution Circuit | 12 | 4 | 2017-12-04 | 1934978 | Sus | N | Vegetation¦Treefellintoline¦ConductorOverhead¦Brokenwireonground
17-0099810 | Vegetation | Tree - branch fell on line | Conductor, Overhead | Broken, wire on ground | 2017 | Tier 3 - Extreme | Distribution Circuit | 12 | 4 | 2017-12-04 | 1935939 | Sus | N | Vegetation¦Treebranchfellonline¦ConductorOverhead¦Brokenwireonground
17-0103320 | Unknown Cause | Patrol - found nothing |  |  | 2017 | Tier 3 - Extreme | Distribution Circuit | 12 | 26 | 2017-12-26 | 1951206 | Sus | N | UnknownCause¦Patrolfoundnothing¦¦
18-0004712 | Equipment Failure/Involved | Overhead | Transformer (OH) | Broken | 2018 | Tier 2 - Elevated | Transformer only | 1 | 9 | 2018-01-09 | 4625 | Sus | N | EquipmentFailureInvolved¦Overhead¦Transformer(OH)¦Broken
18-0006310 | Unknown Cause | Patrol - found nothing |  |  | 2018 | Tier 3 - Extreme | Distribution Circuit | 1 | 16 | 2018-01-16 | 8699 | Sus | N | UnknownCause¦Patrolfoundnothing¦¦
18-0012301 | Equipment Failure/Involved | Overhead | Pole-Wood | Broken | 2018 | Tier 2 - Elevated | Distribution Circuit | 2 | 7 | 2018-02-07 | 21038 | Sus | N | EquipmentFailureInvolved¦Overhead¦PoleWood¦Broken
18-0017069 | Vegetation | Tree - branch fell on line | Conductor, Overhead | Arcing | 2018 | Tier 2 - Elevated | Distribution Circuit | 2 | 25 | 2018-02-25 | 31243 | Sus | N | Vegetation¦Treebranchfellonline¦ConductorOverhead¦Arcing
18-0023279 | Vegetation | Tree - branch fell on line | Crossarm, Wood | Broken, wire on object | 2018 | Tier 3 - Extreme | Distribution Circuit | 3 | 16 | 2018-03-16 | 45315 | Sus | N | Vegetation¦Treebranchfellonline¦CrossarmWood¦Brokenwireonobject
18-0029757 | Equipment Failure/Involved | Overhead | Fuse | Normal | 2018 | Tier 3 - Extreme | Distribution Circuit | 4 | 6 | 2018-04-06 | 60565 | Sus | N | EquipmentFailureInvolved¦Overhead¦Fuse¦Normal
18-0031596 | Unknown Cause | Patrol - found nothing |  |  | 2018 | Tier 2 - Elevated | Distribution Circuit | 4 | 12 | 2018-04-12 | 65351 | Sus | N | UnknownCause¦Patrolfoundnothing¦¦
18-0031901 | Equipment Failure/Involved | Underground | Secondary | Broken | 2018 | Tier 3 - Extreme | Transformer only | 4 | 12 | 2018-04-12 | 65993 | Sus | N | EquipmentFailureInvolved¦Underground¦Secondary¦Broken
18-0040407 | Unknown Cause | Patrol - found nothing |  |  | 2018 | Tier 3 - Extreme | Distribution Circuit | 5 | 11 | 2018-05-11 | 84175 | Sus | Y | UnknownCause¦Patrolfoundnothing¦¦
18-0045439 | Unknown Cause | Patrol - found nothing |  |  | 2018 | Tier 2 - Elevated | Distribution Circuit | 5 | 29 | 2018-05-29 | 96404 | Sus | Y | UnknownCause¦Patrolfoundnothing¦¦
18-0056110 | Unknown Cause | Patrol - found nothing |  |  | 2018 | Tier 3 - Extreme | Distribution Circuit | 7 | 1 | 2018-07-01 | 122471 | Sus | Y | UnknownCause¦Patrolfoundnothing¦¦
18-0056950 | Equipment Failure/Involved | Overhead | Transformer | Failed/Faulted | 2018 | Tier 2 - Elevated | Transformer only | 7 | 4 | 2018-07-04 | 124309 | Sus | Y | EquipmentFailureInvolved¦Overhead¦Transformer¦FailedFaulted
18-0058831 | Equipment Failure/Involved | Overhead | Transformer | Leaking | 2018 | Tier 2 - Elevated | Transformer only | 7 | 11 | 2018-07-11 | 129099 | Sus | Y | EquipmentFailureInvolved¦Overhead¦Transformer¦Leaking
18-0058898 | Equipment Failure/Involved | Overhead | Switch (OH) | Broken | 2018 | Tier 2 - Elevated | Distribution Circuit | 9 | 18 | 2018-09-18 | 177059 | Sus | Y | EquipmentFailureInvolved¦Overhead¦Switch(OH)¦Broken
18-0062101 | Environmental/External | Fire, Forest/Grass | Switch (OH) | Normal | 2018 | Tier 2 - Elevated | Distribution Circuit | 7 | 20 | 2018-07-20 | 136607 | Sus | Y | EnvironmentalExternal¦FireForestGrass¦Switch(OH)¦Normal
18-0069934 | Vegetation | Tree - fell into line | Conductor, Overhead | Together | 2018 | Tier 2 - Elevated | Distribution Circuit | 8 | 14 | 2018-08-14 | 155535 | Sus | Y | Vegetation¦Treefellintoline¦ConductorOverhead¦Together
18-0077205 | Vegetation | Tree - cutting, PG&E contractor | Conductor, Overhead | Normal | 2018 | Tier 2 - Elevated | Distribution Circuit | 9 | 6 | 2018-09-06 | 169438 | Sus | Y | Vegetation¦TreecuttingPG&Econtractor¦ConductorOverhead¦Normal
18-0090212 | Wildfire Mitigation | Public Safety Power Shut-off |  |  | 2018 | Tier 2 - Elevated | Distribution Circuit | 10 | 14 | 2018-10-14 | 195051 | Sus | Y | WildfireMitigation¦PublicSafetyPowerShutoff¦¦
18-0090287 | Vegetation | Tree - fell into line | Conductor, Overhead | Broken, wire on ground | 2018 | Tier 2 - Elevated | Distribution Circuit | 10 | 14 | 2018-10-14 | 194986 | Sus | Y | Vegetation¦Treefellintoline¦ConductorOverhead¦Brokenwireonground
18-0092475 | Vegetation | Tree - fell into line | Conductor, Overhead | Broken, wire on ground | 2018 | Tier 3 - Extreme | Distribution Circuit | 10 | 20 | 2018-10-20 | 199151 | Sus | Y | Vegetation¦Treefellintoline¦ConductorOverhead¦Brokenwireonground
18-0100664 | Equipment Failure/Involved | Overhead | Conductor, Overhead | Broken, wire on ground | 2018 | Tier 2 - Elevated | Distribution Circuit | 11 | 17 | 2018-11-17 | 217295 | Sus | Y | EquipmentFailureInvolved¦Overhead¦ConductorOverhead¦Brokenwireonground
18-0102445 | Unknown Cause | Patrol - found nothing |  |  | 2018 | Tier 3 - Extreme | Distribution Circuit | 11 | 22 | 2018-11-22 | 222459 | Sus | Y | UnknownCause¦Patrolfoundnothing¦¦
18-0102765 | Vegetation | Tree - fell into line | Conductor, Overhead | Broken, wire on ground | 2018 | Tier 2 - Elevated | Distribution Circuit | 11 | 24 | 2018-11-24 | 223478 | Sus | Y | Vegetation¦Treefellintoline¦ConductorOverhead¦Brokenwireonground
18-0104088 | Vegetation | Tree - branch fell on line | Conductor, Overhead | Normal | 2018 | Tier 3 - Extreme | Distribution Circuit | 11 | 27 | 2018-11-27 | 226077 | Sus | Y | Vegetation¦Treebranchfellonline¦ConductorOverhead¦Normal
18-0107972 | Animal | Bird found | Conductor, Overhead | Normal | 2018 | Tier 3 - Extreme | Distribution Circuit | 12 | 7 | 2018-12-07 | 235993 | Sus | N | Animal¦Birdfound¦ConductorOverhead¦Normal
18-0109743 | Equipment Failure/Involved | Electrical Overload | Transformer | Failed/Faulted | 2018 | Tier 3 - Extreme | Transformer only | 12 | 17 | 2018-12-17 | 242626 | Sus | N | EquipmentFailureInvolved¦ElectricalOverload¦Transformer¦FailedFaulted
18-0110853 | Unknown Cause | Patrol - found nothing |  |  | 2018 | Tier 3 - Extreme | Distribution Circuit | 12 | 27 | 2018-12-27 | 248165 | Sus | N | UnknownCause¦Patrolfoundnothing¦¦
19-0004087 | Unknown Cause | Patrol - not conducted |  |  | 2019 | Tier 3 - Extreme | Distribution Circuit | 1 | 3 | 2019-01-03 | 252491 | Sus | N | UnknownCause¦Patrolnotconducted¦¦
19-0004831 | Vegetation | Tree - branch fell on line | Secondary | Broken, wire on ground | 2019 | Tier 3 - Extreme | Transformer only | 1 | 5 | 2019-01-05 | 254380 | Sus | N | Vegetation¦Treebranchfellonline¦Secondary¦Brokenwireonground
19-0009073 | Company Initiated | Construction Activity/equip, company | Conductor, Overhead | Arcing | 2019 | Tier 2 - Elevated | Distribution Circuit | 1 | 15 | 2019-01-15 | 265694 | Sus | N | CompanyInitiated¦ConstructionActivityequipcompany¦ConductorOverhead¦Arcing
19-0010091 | Vegetation | Tree - fell into line | Conductor, Overhead | Broken, wire on ground | 2019 | Tier 2 - Elevated | Distribution Circuit | 1 | 16 | 2019-01-16 | 268538 | Sus | N | Vegetation¦Treefellintoline¦ConductorOverhead¦Brokenwireonground
19-0010176 | Equipment Failure/Involved | Overhead | Pole-Wood | Broken, wire on ground | 2019 | Tier 2 - Elevated | Distribution Circuit | 1 | 16 | 2019-01-16 | 270405 | Sus | N | EquipmentFailureInvolved¦Overhead¦PoleWood¦Brokenwireonground
19-0010772 | Unknown Cause | Patrol - found nothing |  |  | 2019 | Tier 3 - Extreme | Distribution Circuit | 1 | 16 | 2019-01-16 | 271878 | Sus | N | UnknownCause¦Patrolfoundnothing¦¦
19-0015289 | Equipment Failure/Involved | Overhead | Conductor, Overhead | Broken, wire on ground | 2019 | Tier 2 - Elevated | Distribution Circuit | 1 | 28 | 2019-01-28 | 282898 | Sus | N | EquipmentFailureInvolved¦Overhead¦ConductorOverhead¦Brokenwireonground
19-0017117 | 3rd Party | Vehicle | Pole-Wood | Broken | 2019 | Tier 2 - Elevated | Distribution Circuit | 2 | 2 | 2019-02-02 | 287237 | Sus | N | 3rdParty¦Vehicle¦PoleWood¦Broken
19-0017117 | 3rd Party | Vehicle | Pole-Wood | Broken | 2019 | Tier 2 - Elevated | Distribution Circuit | 2 | 2 | 2019-02-02 | 287237 | Sus | N | 3rdParty¦Vehicle¦PoleWood¦Broken
19-0017195 | Equipment Failure/Involved | Overhead | Transformer | Failed/Faulted | 2019 | Tier 2 - Elevated | Transformer only | 2 | 2 | 2019-02-02 | 287400 | Sus | N | EquipmentFailureInvolved¦Overhead¦Transformer¦FailedFaulted
19-0017217 | Vegetation | Tree - fell into line | Conductor, Overhead | Broken, wire on ground | 2019 | Tier 2 - Elevated | Distribution Circuit | 2 | 2 | 2019-02-02 | 287686 | Sus | N | Vegetation¦Treefellintoline¦ConductorOverhead¦Brokenwireonground
19-0017506 | Vegetation | Tree - fell into line | Conductor, Overhead | Broken, wire on object | 2019 | Tier 3 - Extreme | Distribution Circuit | 2 | 3 | 2019-02-03 | 288631 | Sus | N | Vegetation¦Treefellintoline¦ConductorOverhead¦Brokenwireonobject
19-0018659 | Vegetation | Tree - fell into line | Conductor, Overhead | Broken, wire on ground | 2019 | Tier 3 - Extreme | Distribution Circuit | 2 | 5 | 2019-02-05 | 291615 | Sus | N | Vegetation¦Treefellintoline¦ConductorOverhead¦Brokenwireonground
19-0019027 | Vegetation | Tree - fell into line | Conductor, Overhead | Broken, wire on ground | 2019 | Tier 2 - Elevated | Distribution Circuit | 2 | 4 | 2019-02-04 | 294010 | Sus | N | Vegetation¦Treefellintoline¦ConductorOverhead¦Brokenwireonground
19-0019318 | Vegetation | Tree - branch fell on line | Conductor, Overhead | Normal | 2019 | Tier 3 - Extreme | Distribution Circuit | 2 | 4 | 2019-02-04 | 294596 | Sus | N | Vegetation¦Treebranchfellonline¦ConductorOverhead¦Normal
19-0019767 | Unknown Cause | Patrol - found nothing |  |  | 2019 | Tier 2 - Elevated | Distribution Circuit | 2 | 7 | 2019-02-07 | 295442 | Sus | N | UnknownCause¦Patrolfoundnothing¦¦
19-0020544 | Vegetation | Tree - fell into line | Pole-Wood | Broken, wire on ground | 2019 | Tier 2 - Elevated | Distribution Circuit | 2 | 9 | 2019-02-09 | 297491 | Sus | N | Vegetation¦Treefellintoline¦PoleWood¦Brokenwireonground
19-0022828 | Vegetation | Tree - fell into line | Crossarm, Wood | Broken | 2019 | Tier 2 - Elevated | Distribution Circuit | 2 | 14 | 2019-02-14 | 306433 | Sus | N | Vegetation¦Treefellintoline¦CrossarmWood¦Broken
19-0023439 | Vegetation | Tree - branch fell on line | Conductor, Overhead | Normal | 2019 | Tier 3 - Extreme | Distribution Circuit | 2 | 14 | 2019-02-14 |  | Sus | N | Vegetation¦Treebranchfellonline¦ConductorOverhead¦Normal
19-0024236 | Vegetation | Tree - fell into line | Conductor, Overhead | Broken, wire on ground | 2019 | Tier 3 - Extreme | Distribution Circuit | 2 | 15 | 2019-02-15 | 312728 | Sus | N | Vegetation¦Treefellintoline¦ConductorOverhead¦Brokenwireonground
19-0024415 | Unknown Cause | Patrol - found nothing |  |  | 2019 | Tier 3 - Extreme | Distribution Circuit | 2 | 16 | 2019-02-16 | 313566 | Sus | N | UnknownCause¦Patrolfoundnothing¦¦
19-0025064 | Unknown Cause | Patrol - found nothing |  |  | 2019 | Tier 2 - Elevated | Distribution Circuit | 2 | 12 | 2019-02-12 | 315475 | Sus | N | UnknownCause¦Patrolfoundnothing¦¦
19-0025685 | Unknown Cause | Patrol - not conducted |  |  | 2019 | Tier 3 - Extreme | Distribution Circuit | 2 | 17 | 2019-02-17 | 315636 | Sus | N | UnknownCause¦Patrolnotconducted¦¦
19-0028092 | Vegetation | Tree - fell into line | Conductor, Overhead | Broken, wire on ground | 2019 | Tier 3 - Extreme | Distribution Circuit | 2 | 26 | 2019-02-26 | 323868 | Sus | N | Vegetation¦Treefellintoline¦ConductorOverhead¦Brokenwireonground
19-0028431 | Vegetation | Tree - fell into line | Conductor, Overhead | Broken | 2019 | Tier 2 - Elevated | Distribution Circuit | 2 | 26 | 2019-02-26 | 324405 | Sus | N | Vegetation¦Treefellintoline¦ConductorOverhead¦Broken
19-0029877 | Equipment Failure/Involved | Overhead | Transformer (OH) | Failed/Faulted | 2019 | Tier 3 - Extreme | Distribution Circuit | 3 | 1 | 2019-03-01 | 329034 | Sus | N | EquipmentFailureInvolved¦Overhead¦Transformer(OH)¦FailedFaulted
19-0031826 | Vegetation | Tree - fell into line | Pole-Wood | Broken, wire on ground | 2019 | Tier 3 - Extreme | Distribution Circuit | 3 | 7 | 2019-03-07 | 333881 | Sus | N | Vegetation¦Treefellintoline¦PoleWood¦Brokenwireonground
19-0032010 | Vegetation | Tree - fell into line | Conductor, Overhead | Broken, wire on ground | 2019 | Tier 3 - Extreme | Distribution Circuit | 3 | 8 | 2019-03-08 | 334336 | Sus | N | Vegetation¦Treefellintoline¦ConductorOverhead¦Brokenwireonground
19-0032894 | Equipment Failure/Involved | Overhead | Insulator | Broken | 2019 | Tier 3 - Extreme | Distribution Circuit | 3 | 12 | 2019-03-12 | 336971 | Sus | N | EquipmentFailureInvolved¦Overhead¦Insulator¦Broken
19-0032983 | Vegetation | Tree - fell into line | Conductor, Overhead | Normal | 2019 | Tier 2 - Elevated | Distribution Circuit | 3 | 12 | 2019-03-12 | 336907 | Sus | N | Vegetation¦Treefellintoline¦ConductorOverhead¦Normal
19-0037161 | Equipment Failure/Involved | Overhead | Transformer | Failed/Faulted | 2019 | Tier 2 - Elevated | Transformer only | 3 | 26 | 2019-03-26 | 347818 | Sus | N | EquipmentFailureInvolved¦Overhead¦Transformer¦FailedFaulted
19-0037691 | Environmental/External | Lightning | Transformer | Failed/Faulted | 2019 | Tier 2 - Elevated | Transformer only | 3 | 27 | 2019-03-27 | 348816 | Sus | N | EnvironmentalExternal¦Lightning¦Transformer¦FailedFaulted
19-0038084 | Equipment Failure/Involved | Overhead | Transformer | Failed/Faulted | 2019 | Tier 3 - Extreme | Distribution Circuit | 3 | 28 | 2019-03-28 | 349614 | Sus | N | EquipmentFailureInvolved¦Overhead¦Transformer¦FailedFaulted
19-0040672 | Unknown Cause | Patrol - found nothing |  |  | 2019 | Tier 2 - Elevated | Distribution Circuit | 4 | 8 | 2019-04-08 | 356032 | Sus | N | UnknownCause¦Patrolfoundnothing¦¦
19-0047200 | Equipment Failure/Involved | Overhead | Connector or Splice (OH) | Broken | 2019 | Tier 3 - Extreme | Distribution Circuit | 4 | 29 | 2019-04-29 | 370408 | Sus | N | EquipmentFailureInvolved¦Overhead¦ConnectororSplice(OH)¦Broken
19-0048648 | Equipment Failure/Involved | Overhead | Pole-Wood | Deteriorated | 2019 | Tier 2 - Elevated | Distribution Circuit | 5 | 3 | 2019-05-03 | 373214 | Sus | Y | EquipmentFailureInvolved¦Overhead¦PoleWood¦Deteriorated
19-0050852 | Environmental/External | Lightning | Transformer | Failed/Faulted | 2019 | Tier 3 - Extreme | Transformer only | 5 | 10 | 2019-05-10 | 378040 | Sus | Y | EnvironmentalExternal¦Lightning¦Transformer¦FailedFaulted
19-0051234 | Equipment Failure/Involved | Overhead | Transformer (OH) | Failed/Faulted | 2019 | Tier 2 - Elevated | Transformer only | 5 | 13 | 2019-05-13 | 379118 | Sus | Y | EquipmentFailureInvolved¦Overhead¦Transformer(OH)¦FailedFaulted
19-0056985 | Unknown Cause | Patrol - found nothing |  |  | 2019 | Tier 2 - Elevated | Distribution Circuit | 5 | 24 | 2019-05-24 | 389787 | Sus | Y | UnknownCause¦Patrolfoundnothing¦¦
19-0064140 | Equipment Failure/Involved | Overhead | Pole-Wood | Broken | 2019 | Tier 2 - Elevated | Distribution Circuit | 6 | 7 | 2019-06-07 | 400493 | Sus | Y | EquipmentFailureInvolved¦Overhead¦PoleWood¦Broken
19-0066944 | Vegetation | Tree - branch fell on line | Fuse | Failed/Faulted | 2019 | Tier 3 - Extreme | Distribution Circuit | 6 | 12 | 2019-06-12 | 408167 | Sus | Y | Vegetation¦Treebranchfellonline¦Fuse¦FailedFaulted
19-0071472 | Unknown Cause | Patrol - found nothing |  |  | 2019 | Tier 2 - Elevated | Distribution Circuit | 6 | 24 | 2019-06-24 | 427315 | Sus | Y | UnknownCause¦Patrolfoundnothing¦¦
19-0072262 | Vegetation | Tree - cutting, PG&E contractor | Conductor, Overhead | Normal | 2019 | Tier 3 - Extreme | Distribution Circuit | 6 | 26 | 2019-06-26 | 429729 | Sus | Y | Vegetation¦TreecuttingPG&Econtractor¦ConductorOverhead¦Normal
19-0077165 | Unknown Cause | Patrol - found nothing |  |  | 2019 | Tier 3 - Extreme | Distribution Circuit | 7 | 14 | 2019-07-14 | 450082 | Sus | Y | UnknownCause¦Patrolfoundnothing¦¦
19-0080439 | Equipment Failure/Involved | Overhead | Transformer | Failed/Faulted | 2019 | Tier 2 - Elevated | Transformer only | 7 | 23 | 2019-07-23 | 469512 | Sus | Y | EquipmentFailureInvolved¦Overhead¦Transformer¦FailedFaulted
19-0089629 | Equipment Failure/Involved | Overhead | Conductor, Overhead | Broken, wire on ground | 2019 | Tier 3 - Extreme | Distribution Circuit | 8 | 19 | 2019-08-19 | 523858 | Sus | Y | EquipmentFailureInvolved¦Overhead¦ConductorOverhead¦Brokenwireonground
19-0093293 | Equipment Failure/Involved | Overhead | Pole-Wood | Broken | 2019 | Tier 3 - Extreme | Distribution Circuit | 8 | 28 | 2019-08-28 | 545786 | Sus | Y | EquipmentFailureInvolved¦Overhead¦PoleWood¦Broken
19-0094525 | Equipment Failure/Involved | Overhead | Crossarm, Wood | Broken | 2019 | Tier 3 - Extreme | Transformer only | 9 | 2 | 2019-09-02 | 550760 | Sus | Y | EquipmentFailureInvolved¦Overhead¦CrossarmWood¦Broken
19-0097092 | Equipment Failure/Involved | Overhead | Conductor, Overhead | Broken | 2019 | Tier 2 - Elevated | Distribution Circuit | 9 | 9 | 2019-09-09 | 566017 | Sus | Y | EquipmentFailureInvolved¦Overhead¦ConductorOverhead¦Broken
19-0099423 | Environmental/External | Lightning | Transformer (OH) | Failed/Faulted | 2019 | Tier 2 - Elevated | Distribution Circuit | 9 | 16 | 2019-09-16 | 583624 | Sus | Y | EnvironmentalExternal¦Lightning¦Transformer(OH)¦FailedFaulted
19-0099883 | Vegetation | Tree - fell into line | Conductor, Overhead | Broken, wire on ground | 2019 | Tier 3 - Extreme | Distribution Circuit | 9 | 16 | 2019-09-16 | 585380 | Sus | Y | Vegetation¦Treefellintoline¦ConductorOverhead¦Brokenwireonground
19-0102826 | Equipment Failure/Involved | Overhead | Crossarm, Wood | Broken | 2019 | Tier 2 - Elevated | Transformer only | 9 | 24 | 2019-09-24 | 608713 | Sus | Y | EquipmentFailureInvolved¦Overhead¦CrossarmWood¦Broken
19-0108640 | Equipment Failure/Involved | Overhead | Transformer | Failed/Faulted | 2019 | Tier 3 - Extreme | Transformer only | 10 | 8 | 2019-10-08 | 647355 | Sus | Y | EquipmentFailureInvolved¦Overhead¦Transformer¦FailedFaulted
19-0121655 | Unknown Cause | Patrol - found nothing |  |  | 2019 | Tier 2 - Elevated | Distribution Circuit | 11 | 5 | 2019-11-05 | 700446 | Sus | Y | UnknownCause¦Patrolfoundnothing¦¦
19-0123592 | Unknown Cause | Patrol - not conducted |  |  | 2019 | Tier 3 - Extreme | Distribution Circuit | 11 | 11 | 2019-11-11 | 704487 | Sus | Y | UnknownCause¦Patrolnotconducted¦¦
19-0128820 | Unknown Cause | Patrol - found nothing |  |  | 2019 | Tier 2 - Elevated | Distribution Circuit | 11 | 26 | 2019-11-26 | 715187 | Sus | Y | UnknownCause¦Patrolfoundnothing¦¦
19-0130355 | Vegetation | Tree - fell into line | Conductor, Overhead | Normal | 2019 | Tier 3 - Extreme | Distribution Circuit | 11 | 27 | 2019-11-27 | 720262 | Sus | Y | Vegetation¦Treefellintoline¦ConductorOverhead¦Normal
19-0130730 | Vegetation | Tree - fell into line | Conductor, Overhead | Normal | 2019 | Tier 3 - Extreme | Distribution Circuit | 11 | 26 | 2019-11-26 | 719686 | Sus | Y | Vegetation¦Treefellintoline¦ConductorOverhead¦Normal
19-0130802 | Vegetation | Tree - fell into line | Conductor, Overhead | Broken, wire on ground | 2019 | Tier 2 - Elevated | Distribution Circuit | 11 | 27 | 2019-11-27 | 721988 | Sus | Y | Vegetation¦Treefellintoline¦ConductorOverhead¦Brokenwireonground
19-0131917 | Vegetation | Tree - branch fell on line | Conductor, Overhead | Broken, wire on ground | 2019 | Tier 2 - Elevated | Distribution Circuit | 11 | 30 | 2019-11-30 | 725063 | Sus | Y | Vegetation¦Treebranchfellonline¦ConductorOverhead¦Brokenwireonground
19-0132433 | Equipment Failure/Involved | Overhead | Transformer | Failed/Faulted | 2019 | Tier 2 - Elevated | Transformer only | 12 | 2 | 2019-12-02 | 727351 | Sus | N | EquipmentFailureInvolved¦Overhead¦Transformer¦FailedFaulted
19-0132630 | Vegetation | Tree - branch fell on line | Conductor, Overhead | Broken, wire on ground | 2019 | Tier 2 - Elevated | Distribution Circuit | 12 | 2 | 2019-12-02 | 727997 | Sus | N | Vegetation¦Treebranchfellonline¦ConductorOverhead¦Brokenwireonground
19-0135243 | Unknown Cause | Patrol - found nothing |  |  | 2019 | Tier 2 - Elevated | Distribution Circuit | 12 | 8 | 2019-12-08 | 733887 | Sus | N | UnknownCause¦Patrolfoundnothing¦¦
19-0135249 | Equipment Failure/Involved | Overhead | Transformer | Failed/Faulted | 2019 | Tier 3 - Extreme | Transformer only | 12 | 9 | 2019-12-09 | 734357 | Sus | N | EquipmentFailureInvolved¦Overhead¦Transformer¦FailedFaulted
19-0136649 | Vegetation | Tree - fell into line | Conductor, Overhead | Broken, wire on ground | 2019 | Tier 2 - Elevated | Distribution Circuit | 12 | 15 | 2019-12-15 | 740295 | Sus | N | Vegetation¦Treefellintoline¦ConductorOverhead¦Brokenwireonground
20-0005105 | Equipment Failure/Involved | Overhead | Transformer | Failed/Faulted | 2020 | Tier 3 - Extreme | Transformer only | 1 | 3 | 2020-01-03 | 754562 | Sus | N | EquipmentFailureInvolved¦Overhead¦Transformer¦FailedFaulted
20-0005504 | Equipment Failure/Involved | Overhead | Crossarm, Wood | Broken | 2020 | Tier 2 - Elevated | Transformer only | 1 | 6 | 2020-01-06 | 755632 | Sus | N | EquipmentFailureInvolved¦Overhead¦CrossarmWood¦Broken
20-0009525 | Vegetation | Tree - fell into line | Conductor, Overhead | Broken, wire on ground | 2020 | Tier 2 - Elevated | Distribution Circuit | 1 | 16 | 2020-01-16 | 762125 | Sus | N | Vegetation¦Treefellintoline¦ConductorOverhead¦Brokenwireonground
20-0010119 | Vegetation | Tree - fell into line | Conductor, Overhead | Broken | 2020 | Tier 3 - Extreme | Distribution Circuit | 1 | 16 | 2020-01-16 | 763038 | Sus | N | Vegetation¦Treefellintoline¦ConductorOverhead¦Broken
20-0010340 | Equipment Failure/Involved | Overhead | Insulator | Broken | 2020 | Tier 2 - Elevated | Distribution Circuit | 1 | 16 | 2020-01-16 | 763675 | Sus | N | EquipmentFailureInvolved¦Overhead¦Insulator¦Broken
20-0019214 | Unknown Cause | Patrol - found nothing |  |  | 2020 | Tier 2 - Elevated | Distribution Circuit | 2 | 9 | 2020-02-09 | 782648 | Sus | N | UnknownCause¦Patrolfoundnothing¦¦
20-0020180 | Animal | Squirrel | Conductor, Overhead | Normal | 2020 | Tier 3 - Extreme | Distribution Circuit | 2 | 10 | 2020-02-10 | 787721 | Sus | N | Animal¦Squirrel¦ConductorOverhead¦Normal
20-0023009 | Animal | Other | Conductor, Overhead | Normal | 2020 | Tier 2 - Elevated | Distribution Circuit | 2 | 18 | 2020-02-18 | 793094 | Sus | N | Animal¦Other¦ConductorOverhead¦Normal
20-0031244 | Unknown Cause | Patrol - found nothing |  |  | 2020 | Tier 2 - Elevated | Distribution Circuit | 3 | 12 | 2020-03-12 | 845029 | Sus | N | UnknownCause¦Patrolfoundnothing¦¦
20-0032316 | Vegetation | Tree - fell into line | Pole-Wood | Broken, wire on ground | 2020 | Tier 3 - Extreme | Distribution Circuit | 3 | 14 | 2020-03-14 | 851552 | Sus | N | Vegetation¦Treefellintoline¦PoleWood¦Brokenwireonground
20-0034758 | Vegetation | Tree - fell into line | Conductor, Overhead | Normal | 2020 | Tier 3 - Extreme | Distribution Circuit | 3 | 20 | 2020-03-20 | 859886 | Sus | N | Vegetation¦Treefellintoline¦ConductorOverhead¦Normal
20-0035349 | Vegetation | Tree - fell into line | Conductor, Overhead | Together | 2020 | Tier 2 - Elevated | Distribution Circuit | 3 | 23 | 2020-03-23 | 862155 | Sus | N | Vegetation¦Treefellintoline¦ConductorOverhead¦Together
20-0036490 | Vegetation | Tree - branch fell on line | Conductor, Overhead | Normal | 2020 | Tier 3 - Extreme | Distribution Circuit | 3 | 26 | 2020-03-26 | 867781 | Sus | N | Vegetation¦Treebranchfellonline¦ConductorOverhead¦Normal
20-0038780 | Vegetation | Tree - fell into line | Conductor, Overhead | Normal | 2020 | Tier 3 - Extreme | Distribution Circuit | 4 | 6 | 2020-04-06 | 883574 | Sus | N | Vegetation¦Treefellintoline¦ConductorOverhead¦Normal
20-0040735 | Unknown Cause | Patrol - found nothing |  |  | 2020 | Tier 2 - Elevated | Distribution Circuit | 4 | 13 | 2020-04-13 | 894336 | Sus | N | UnknownCause¦Patrolfoundnothing¦¦
20-0048671 | Equipment Failure/Involved | Overhead | Insulator | Broken | 2020 | Tier 3 - Extreme | Distribution Circuit | 5 | 8 | 2020-05-08 | 909895 | Sus | Y | EquipmentFailureInvolved¦Overhead¦Insulator¦Broken
20-0049267 | Vegetation | Tree - fell into line | Secondary | Normal | 2020 | Tier 3 - Extreme | Distribution Circuit | 5 | 11 | 2020-05-11 | 911720 | Sus | Y | Vegetation¦Treefellintoline¦Secondary¦Normal
20-0056087 | Animal | Bird found | Transformer (OH) | Normal | 2020 | Tier 2 - Elevated | Distribution Circuit | 5 | 31 | 2020-05-31 | 926950 | Sus | Y | Animal¦Birdfound¦Transformer(OH)¦Normal
20-0060541 | Environmental/External | Fire, Forest/Grass | Conductor, Overhead | Burned/flashed | 2020 | Tier 2 - Elevated | Distribution Circuit | 6 | 12 | 2020-06-12 | 937750 | Sus | Y | EnvironmentalExternal¦FireForestGrass¦ConductorOverhead¦Burnedflashed
20-0060623 | Equipment Failure/Involved | Overhead | Service conductor | Deteriorated | 2020 | Tier 3 - Extreme | Transformer only | 6 | 12 | 2020-06-12 | 937856 | Sus | Y | EquipmentFailureInvolved¦Overhead¦Serviceconductor¦Deteriorated
20-0061631 | Equipment Failure/Involved | Electrical Overload | Transformer | Failed/Faulted | 2020 | Tier 2 - Elevated | Transformer only | 6 | 15 | 2020-06-15 | 939868 | Sus | Y | EquipmentFailureInvolved¦ElectricalOverload¦Transformer¦FailedFaulted
20-0063413 | Vegetation | Tree - fell into line | Secondary | Broken, wire on ground | 2020 | Tier 2 - Elevated | Transformer only | 6 | 21 | 2020-06-21 | 943726 | Sus | Y | Vegetation¦Treefellintoline¦Secondary¦Brokenwireonground
20-0064426 | Equipment Failure/Involved | Overhead | Switch (OH) | Broken | 2020 | Tier 3 - Extreme | Distribution Circuit | 6 | 24 | 2020-06-24 | 946256 | Sus | Y | EquipmentFailureInvolved¦Overhead¦Switch(OH)¦Broken
20-0073223 | Animal | Bird found | Conductor, Overhead | Normal | 2020 | Tier 2 - Elevated | Distribution Circuit | 7 | 17 | 2020-07-17 | 966847 | Sus | Y | Animal¦Birdfound¦ConductorOverhead¦Normal
20-0075492 | Animal | Other | Transformer (OH) | Normal | 2020 | Tier 3 - Extreme | Distribution Circuit | 7 | 24 | 2020-07-24 | 970968 | Sus | Y | Animal¦Other¦Transformer(OH)¦Normal
20-0077669 | Animal | Squirrel | Insulator | Burned/flashed | 2020 | Tier 2 - Elevated | Distribution Circuit | 7 | 29 | 2020-07-29 | 974931 | Sus | Y | Animal¦Squirrel¦Insulator¦Burnedflashed
20-0078365 | Equipment Failure/Involved | Overhead | Cutout, fuse holder | Broken | 2020 | Tier 2 - Elevated | Distribution Circuit | 7 | 31 | 2020-07-31 | 975848 | Sus | Y | EquipmentFailureInvolved¦Overhead¦Cutoutfuseholder¦Broken
20-0081207 | Unknown Cause | Patrol - found nothing |  |  | 2020 | Tier 3 - Extreme | Distribution Circuit | 8 | 8 | 2020-08-08 | 984382 | Sus | Y | UnknownCause¦Patrolfoundnothing¦¦
20-0085446 | Environmental/External | Lightning | PT/CCVT | Failed/Faulted | 2020 | Tier 3 - Extreme | Distribution Circuit | 8 | 17 | 2020-08-17 | 1014726 | Sus | Y | EnvironmentalExternal¦Lightning¦PTCCVT¦FailedFaulted
20-0090480 | Environmental/External | Fire, Forest/Grass | Pole-Wood | Burned/flashed | 2020 | Tier 3 - Extreme | Distribution Circuit | 8 | 19 | 2020-08-19 | 1033383 | Sus | Y | EnvironmentalExternal¦FireForestGrass¦PoleWood¦Burnedflashed
20-0094798 | Vegetation | Tree - branch fell on line | Connector or Splice (OH) | Broken, wire on ground | 2020 | Tier 3 - Extreme | Distribution Circuit | 9 | 8 | 2020-09-08 | 1060534 | Sus | Y | Vegetation¦Treebranchfellonline¦ConnectororSplice(OH)¦Brokenwireonground
20-0096088 | Environmental/External | Fire, Forest/Grass | Customer Equipment | Burned/flashed | 2020 | Tier 3 - Extreme | Transformer only | 8 | 19 | 2020-08-19 | 1063613 | Sus | Y | EnvironmentalExternal¦FireForestGrass¦CustomerEquipment¦Burnedflashed
20-0098694 | Environmental/External | Fire, Forest/Grass | Fuse | Burned Open | 2020 | Tier 3 - Extreme | Distribution Circuit | 8 | 19 | 2020-08-19 | 1079263 | Sus | Y | EnvironmentalExternal¦FireForestGrass¦Fuse¦BurnedOpen
20-0101096 | Animal | Squirrel | Transformer (OH) | Normal | 2020 | Tier 2 - Elevated | Transformer only | 9 | 24 | 2020-09-24 | 1091333 | Sus | Y | Animal¦Squirrel¦Transformer(OH)¦Normal
20-0107681 | 3rd Party | Tree - cutting, 3rd party | Conductor, Overhead | Broken | 2020 | Tier 2 - Elevated | Distribution Circuit | 10 | 12 | 2020-10-12 | 1115915 | Sus | Y | 3rdParty¦Treecutting3rdparty¦ConductorOverhead¦Broken
20-0110960 | Unknown Cause | Patrol - found nothing |  |  | 2020 | Tier 2 - Elevated | Distribution Circuit | 10 | 20 | 2020-10-20 | 1121868 | Sus | Y | UnknownCause¦Patrolfoundnothing¦¦
20-0115691 | Unknown Cause | Patrol - found nothing |  |  | 2020 | Tier 3 - Extreme | Distribution Circuit | 10 | 31 | 2020-10-31 | 1133069 | Sus | Y | UnknownCause¦Patrolfoundnothing¦¦
20-0120884 | Vegetation | Tree - branch fell on line | Conductor, Overhead | Normal | 2020 | Tier 3 - Extreme | Distribution Circuit | 11 | 13 | 2020-11-13 | 1144570 | Sus | Y | Vegetation¦Treebranchfellonline¦ConductorOverhead¦Normal
20-0123900 | Equipment Failure/Involved | Underground | Transformer (UG) | Failed/Faulted | 2020 | Tier 3 - Extreme | Distribution Circuit | 11 | 22 | 2020-11-22 | 1152617 | Sus | Y | EquipmentFailureInvolved¦Underground¦Transformer(UG)¦FailedFaulted
20-0128435 | Unknown Cause | Patrol - found nothing |  |  | 2020 | Tier 2 - Elevated | Distribution Circuit | 12 | 7 | 2020-12-07 | 1167401 | Sus | N | UnknownCause¦Patrolfoundnothing¦¦
20-0129915 | Unknown Cause | Patrol - not conducted |  |  | 2020 | Tier 2 - Elevated | Distribution Circuit | 12 | 12 | 2020-12-12 | 1180629 | Sus | N | UnknownCause¦Patrolnotconducted¦¦
20-0130978 | 3rd Party | Vehicle | Pole-Wood | Broken | 2020 | Tier 2 - Elevated | Distribution Circuit | 12 | 17 | 2020-12-17 | 1193011 | Sus | N | 3rdParty¦Vehicle¦PoleWood¦Broken
21-0007169 | Unknown Cause | Patrol - found nothing |  |  | 2021 | Tier 2 - Elevated | Distribution Circuit | 1 | 11 | 2021-01-11 | 1207914 | Sus | N | UnknownCause¦Patrolfoundnothing¦¦
21-0008019 | 3rd Party | Vehicle | Crossarm, Wood | Broken | 2021 | Tier 2 - Elevated | Distribution Circuit | 1 | 13 | 2021-01-13 | 1209433 | Sus | N | 3rdParty¦Vehicle¦CrossarmWood¦Broken
21-0009635 | Equipment Failure/Involved | Overhead | Jumper | Broken | 2021 | Tier 3 - Extreme | Distribution Circuit | 1 | 18 | 2021-01-18 | 1212200 | Sus | N | EquipmentFailureInvolved¦Overhead¦Jumper¦Broken
21-0010154 | Vegetation | Tree - fell into line | Pole-Wood | Broken, wire on ground | 2021 | Tier 3 - Extreme | Distribution Circuit | 1 | 19 | 2021-01-19 | 1214496 | Sus | N | Vegetation¦Treefellintoline¦PoleWood¦Brokenwireonground
21-0010975 | Vegetation | Tree - fell into line | Conductor, Overhead | Broken, wire on ground | 2021 | Tier 2 - Elevated | Distribution Circuit | 1 | 19 | 2021-01-19 | 1217221 | Sus | N | Vegetation¦Treefellintoline¦ConductorOverhead¦Brokenwireonground
21-0011214 | Vegetation | Tree - fell into line | Conductor, Overhead | Broken | 2021 | Tier 2 - Elevated | Distribution Circuit | 1 | 19 | 2021-01-19 | 1215366 | Sus | N | Vegetation¦Treefellintoline¦ConductorOverhead¦Broken
21-0011998 | Unknown Cause | Patrol - found nothing |  |  | 2021 | Tier 2 - Elevated | Distribution Circuit | 1 | 21 | 2021-01-21 | 1219592 | Sus | N | UnknownCause¦Patrolfoundnothing¦¦
21-0012247 | Vegetation | Tree - branch fell on line | Conductor, Overhead | Normal | 2021 | Tier 3 - Extreme | Distribution Circuit | 1 | 21 | 2021-01-21 | 1219429 | Sus | N | Vegetation¦Treebranchfellonline¦ConductorOverhead¦Normal
21-0014227 | Equipment Failure/Involved | Overhead | Pole-Wood | Normal | 2021 | Tier 3 - Extreme | Transformer only | 1 | 25 | 2021-01-25 | 1224550 | Sus | N | EquipmentFailureInvolved¦Overhead¦PoleWood¦Normal
21-0014522 | Vegetation | Tree - bark fell into line | Conductor, Overhead | Normal | 2021 | Tier 2 - Elevated | Distribution Circuit | 1 | 26 | 2021-01-26 | 1225912 | Sus | N | Vegetation¦Treebarkfellintoline¦ConductorOverhead¦Normal
21-0025042 | Equipment Failure/Involved | Overhead | Insulator | Broken | 2021 | Tier 2 - Elevated | Distribution Circuit | 2 | 12 | 2021-02-12 | 1253835 | Sus | N | EquipmentFailureInvolved¦Overhead¦Insulator¦Broken
21-0030127 | Vegetation | Tree - branch fell on line |  | Failed/Faulted | 2021 | Tier 3 - Extreme | Transformer only | 2 | 26 | 2021-02-26 | 1263127 | Sus | N | Vegetation¦Treebranchfellonline¦¦FailedFaulted
21-0035176 | Animal | Bird found | Conductor, Overhead | Normal | 2021 | Tier 3 - Extreme | Distribution Circuit | 3 | 11 | 2021-03-11 | 1278383 | Sus | N | Animal¦Birdfound¦ConductorOverhead¦Normal
21-0038895 | Vegetation | Tree - bark fell into line | Conductor, Overhead | Normal | 2021 | Tier 2 - Elevated | Distribution Circuit | 3 | 19 | 2021-03-19 | 1289468 | Sus | N | Vegetation¦Treebarkfellintoline¦ConductorOverhead¦Normal
21-0040489 | Equipment Failure/Involved | Overhead | Connector or Splice (OH) | Burned Open | 2021 | Tier 2 - Elevated | Distribution Circuit | 3 | 24 | 2021-03-24 | 1295739 | Sus | N | EquipmentFailureInvolved¦Overhead¦ConnectororSplice(OH)¦BurnedOpen
21-0040615 | Vegetation | Tree - branch fell on line |  | Failed/Faulted | 2021 | Tier 2 - Elevated | Transformer only | 3 | 24 | 2021-03-24 | 1295291 | Sus | N | Vegetation¦Treebranchfellonline¦¦FailedFaulted
21-0044440 | Equipment Failure/Involved | Overhead | Conductor, Overhead | Bent or Twisted | 2021 | Tier 2 - Elevated | Distribution Circuit | 4 | 3 | 2021-04-03 | 1306374 | Sus | N | EquipmentFailureInvolved¦Overhead¦ConductorOverhead¦BentorTwisted
21-0044586 | Unknown Cause | Patrol - found nothing |  |  | 2021 | Tier 2 - Elevated | Distribution Circuit | 4 | 4 | 2021-04-04 | 1306786 | Sus | N | UnknownCause¦Patrolfoundnothing¦¦
21-0047766 | Unknown Cause | Patrol - found nothing |  |  | 2021 | Tier 3 - Extreme | Distribution Circuit | 4 | 13 | 2021-04-13 | 1314006 | Sus | N | UnknownCause¦Patrolfoundnothing¦¦
21-0049206 | Equipment Failure/Involved | Overhead | Crossarm, Wood | Burned/flashed | 2021 | Tier 2 - Elevated | Distribution Circuit | 4 | 15 | 2021-04-15 | 1318519 | Sus | N | EquipmentFailureInvolved¦Overhead¦CrossarmWood¦Burnedflashed
21-0052476 | Vegetation | Tree - grew into line | Conductor, Overhead | Normal | 2021 | Tier 2 - Elevated | Distribution Circuit | 4 | 23 | 2021-04-23 | 1330902 | Sus | N | Vegetation¦Treegrewintoline¦ConductorOverhead¦Normal
21-0056413 | Vegetation | Tree - fell into line | Pole-Wood | Broken | 2021 | Tier 3 - Extreme | Distribution Circuit | 5 | 3 | 2021-05-03 | 1340243 | Sus | Y | Vegetation¦Treefellintoline¦PoleWood¦Broken
21-0061795 | Environmental/External | Lightning | Transformer (OH) | Failed/Faulted | 2021 | Tier 2 - Elevated | Distribution Circuit | 5 | 15 | 2021-05-15 | 1349721 | Sus | Y | EnvironmentalExternal¦Lightning¦Transformer(OH)¦FailedFaulted
21-0067679 | Unknown Cause | Patrol - found nothing |  |  | 2021 | Tier 3 - Extreme | Distribution Circuit | 5 | 29 | 2021-05-29 | 1361145 | Sus | Y | UnknownCause¦Patrolfoundnothing¦¦
21-0073658 | Equipment Failure/Involved | Overhead | Fuse | Broken | 2021 | Tier 2 - Elevated | Distribution Circuit | 6 | 13 | 2021-06-13 | 1372212 | Sus | Y | EquipmentFailureInvolved¦Overhead¦Fuse¦Broken
21-0080104 | Unknown Cause | Patrol - found nothing |  |  | 2021 | Tier 3 - Extreme | Transformer only | 6 | 25 | 2021-06-25 | 1385185 | Sus | Y | UnknownCause¦Patrolfoundnothing¦¦
21-0087256 | Equipment Failure/Involved | Overhead | Connector or Splice (OH) | Burned/flashed | 2021 | Tier 2 - Elevated | Transformer only | 7 | 9 | 2021-07-09 | 1395901 | Sus | Y | EquipmentFailureInvolved¦Overhead¦ConnectororSplice(OH)¦Burnedflashed
21-0087838 | Equipment Failure/Involved | Overhead | Transformer (OH) | Failed/Faulted | 2021 | Tier 3 - Extreme | Transformer only | 7 | 11 | 2021-07-11 | 1399770 | Sus | Y | EquipmentFailureInvolved¦Overhead¦Transformer(OH)¦FailedFaulted
21-0093345 | Animal | Squirrel | Conductor, Overhead | Normal | 2021 | Tier 3 - Extreme | Distribution Circuit | 7 | 22 | 2021-07-22 | 1410730 | Sus | Y | Animal¦Squirrel¦ConductorOverhead¦Normal
21-0096418 | 3rd Party | Other | Other | Failed/Faulted | 2021 | Tier 2 - Elevated | Distribution Circuit | 7 | 28 | 2021-07-28 | 1417976 | Sus | Y | 3rdParty¦Other¦Other¦FailedFaulted
21-0098943 | Vegetation | Tree - fell into line | Conductor, Overhead | Broken, wire on ground | 2021 | Tier 3 - Extreme | Distribution Circuit | 8 | 3 | 2021-08-03 | 1429360 | Sus | Y | Vegetation¦Treefellintoline¦ConductorOverhead¦Brokenwireonground
21-0101733 | Equipment Failure/Involved | Overhead | Transformer (OH) | Failed/Faulted | 2021 | Tier 2 - Elevated | Transformer only | 8 | 8 | 2021-08-08 | 1437384 | Sus | Y | EquipmentFailureInvolved¦Overhead¦Transformer(OH)¦FailedFaulted
21-0106088 | Unknown Cause | Patrol - found nothing |  |  | 2021 | Tier 2 - Elevated | Distribution Circuit | 8 | 18 | 2021-08-18 | 1446223 | Sus | Y | UnknownCause¦Patrolfoundnothing¦¦
21-0107892 | Equipment Failure/Involved | Overhead | Pole-Wood | Deteriorated | 2021 | Tier 2 - Elevated | Distribution Circuit | 8 | 22 | 2021-08-22 | 1450067 | Sus | Y | EquipmentFailureInvolved¦Overhead¦PoleWood¦Deteriorated
21-0110641 | Equipment Failure/Involved | Overhead | Secondary | Burned Open | 2021 | Tier 2 - Elevated | Transformer only | 8 | 28 | 2021-08-28 | 1456949 | Sus | Y | EquipmentFailureInvolved¦Overhead¦Secondary¦BurnedOpen
21-0112056 | Vegetation | Tree - grew into line | Conductor, Overhead | Normal | 2021 | Tier 2 - Elevated | Distribution Circuit | 9 | 1 | 2021-09-01 | 1459787 | Sus | Y | Vegetation¦Treegrewintoline¦ConductorOverhead¦Normal
21-0113192 | Equipment Failure/Involved | Overhead | Pole-Wood | Broken | 2021 | Tier 2 - Elevated | Transformer only | 9 | 3 | 2021-09-03 | 1461484 | Sus | Y | EquipmentFailureInvolved¦Overhead¦PoleWood¦Broken
21-0114558 | Equipment Failure/Involved | Overhead | Crossarm, Wood | Broken | 2021 | Tier 2 - Elevated | Distribution Circuit | 9 | 8 | 2021-09-08 | 1464337 | Sus | Y | EquipmentFailureInvolved¦Overhead¦CrossarmWood¦Broken
21-0126496 | Environmental/External | Fire, Forest/Grass | Pole-Wood | Burned/flashed | 2021 | Tier 2 - Elevated | Distribution Circuit | 10 | 6 | 2021-10-06 | 1488422 | Sus | Y | EnvironmentalExternal¦FireForestGrass¦PoleWood¦Burnedflashed
21-0131281 | Company Initiated | Coordination failure | Fuse | Normal | 2021 | Tier 2 - Elevated | Distribution Circuit | 10 | 14 | 2021-10-14 | 1497817 | Sus | Y | CompanyInitiated¦Coordinationfailure¦Fuse¦Normal
21-0132254 | Unknown Cause | Patrol - found nothing |  |  | 2021 | Tier 2 - Elevated | Distribution Circuit | 10 | 18 | 2021-10-18 | 1500477 | Sus | Y | UnknownCause¦Patrolfoundnothing¦¦
21-0136565 | Unknown Cause | Patrol - found nothing |  |  | 2021 | Tier 3 - Extreme | Distribution Circuit | 10 | 24 | 2021-10-24 | 1512819 | Sus | Y | UnknownCause¦Patrolfoundnothing¦¦
21-0136669 | Unknown Cause | Patrol - found nothing |  |  | 2021 | Tier 2 - Elevated | Distribution Circuit | 10 | 24 | 2021-10-24 | 1515260 | Sus | Y | UnknownCause¦Patrolfoundnothing¦¦
21-0139129 | Equipment Failure/Involved | Overhead | Fuse | Broken | 2021 | Tier 2 - Elevated | Transformer only | 10 | 28 | 2021-10-28 | 1523771 | Sus | Y | EquipmentFailureInvolved¦Overhead¦Fuse¦Broken
21-0139317 | Equipment Failure/Involved | Overhead | Cutout, fuse holder | Broken | 2021 | Tier 2 - Elevated | Distribution Circuit | 10 | 28 | 2021-10-28 | 1524049 | Sus | Y | EquipmentFailureInvolved¦Overhead¦Cutoutfuseholder¦Broken
21-0153156 | Animal | Bird found | Conductor, Overhead | Normal | 2021 | Tier 3 - Extreme | Transmission line | 11 | 30 | 2021-11-30 | 1556619 | Sus | Y | Animal¦Birdfound¦ConductorOverhead¦Normal
21-0154940 | Animal | Squirrel | Transformer (OH) | Burned/flashed | 2021 | Tier 2 - Elevated | Distribution Circuit | 12 | 4 | 2021-12-04 | 1559165 | Sus | N | Animal¦Squirrel¦Transformer(OH)¦Burnedflashed
21-0158089 | Equipment Failure/Involved | Overhead | Jumper | Burned Open | 2021 | Tier 3 - Extreme | Distribution Circuit | 12 | 14 | 2021-12-14 | 1570679 | Sus | N | EquipmentFailureInvolved¦Overhead¦Jumper¦BurnedOpen
21-0158401 | Equipment Failure/Involved | Overhead | Pole-Wood | Broken | 2021 | Tier 3 - Extreme | Distribution Circuit | 12 | 15 | 2021-12-15 | 1572613 | Sus | N | EquipmentFailureInvolved¦Overhead¦PoleWood¦Broken
21-0158753 | Vegetation | Tree - fell into line | Conductor, Overhead | Normal | 2021 | Tier 2 - Elevated | Distribution Circuit | 12 | 16 | 2021-12-16 | 1574017 | Sus | N | Vegetation¦Treefellintoline¦ConductorOverhead¦Normal
21-0160753 | Vegetation | Tree - fell into line | Transformer | Broken | 2021 | Tier 2 - Elevated | Transformer only | 12 | 26 | 2021-12-26 | 1582380 | Sus | N | Vegetation¦Treefellintoline¦Transformer¦Broken
21-0161023 | Vegetation | Tree - branch fell on line | Conductor, Overhead | Broken, wire on ground | 2021 | Tier 3 - Extreme | Distribution Circuit | 12 | 27 | 2021-12-27 | 1584296 | Sus | N | Vegetation¦Treebranchfellonline¦ConductorOverhead¦Brokenwireonground
21-0161648 | Equipment Failure/Involved | Overhead | Connector or Splice (OH) | Broken, wire on ground | 2021 | Tier 2 - Elevated | Distribution Circuit | 12 | 29 | 2021-12-29 | 1588018 | Sus | N | EquipmentFailureInvolved¦Overhead¦ConnectororSplice(OH)¦Brokenwireonground
21-0162021 | Vegetation | Tree - fell into line | Conductor, Overhead | Together | 2021 | Tier 3 - Extreme | Distribution Circuit | 12 | 27 | 2021-12-27 | 1585018 | Sus | N | Vegetation¦Treefellintoline¦ConductorOverhead¦Together
21-0162052 | Vegetation | Tree - fell into line | Pole-Wood | Broken, wire on ground | 2021 | Tier 3 - Extreme | Distribution Circuit | 12 | 27 | 2021-12-27 | 1591017 | Sus | N | Vegetation¦Treefellintoline¦PoleWood¦Brokenwireonground
22-0005303 | Equipment Failure/Involved | Overhead | Cutout, fuse holder | Broken | 2022 | Tier 3 - Extreme | Transformer only | 1 | 2 | 2022-01-02 | 1592901 | Sus | N | EquipmentFailureInvolved¦Overhead¦Cutoutfuseholder¦Broken
22-0005417 | Equipment Failure/Involved | Overhead | Cutout, fuse holder | Broken | 2021 | Tier 3 - Extreme | Transformer only | 12 | 29 | 2021-12-29 | 1588045 | Sus | N | EquipmentFailureInvolved¦Overhead¦Cutoutfuseholder¦Broken
22-0006566 | Equipment Failure/Involved | Underground | Transformer (UG) | Failed/Faulted | 2022 | Tier 2 - Elevated | Distribution Circuit | 1 | 5 | 2022-01-05 | 1595825 | Sus | N | EquipmentFailureInvolved¦Underground¦Transformer(UG)¦FailedFaulted
22-0007730 | Vegetation | Tree - fell into line | Conductor, Overhead | Broken, wire on ground | 2021 | Tier 2 - Elevated | Distribution Circuit | 12 | 26 | 2021-12-26 | 1598462 | Sus | N | Vegetation¦Treefellintoline¦ConductorOverhead¦Brokenwireonground
22-0007965 | Unknown Cause | Patrol - found nothing |  |  | 2022 | Tier 2 - Elevated | Distribution Circuit | 1 | 10 | 2022-01-10 | 1599208 | Sus | N | UnknownCause¦Patrolfoundnothing¦¦
22-0009790 | Equipment Failure/Involved | Electrical Overload | Transformer | Broken, wire on ground | 2022 | Tier 2 - Elevated | Transformer only | 1 | 14 | 2022-01-14 | 1602075 | Sus | N | EquipmentFailureInvolved¦ElectricalOverload¦Transformer¦Brokenwireonground
22-0012773 | Vegetation | Tree - fell into line | Conductor, Overhead | Broken, wire on ground | 2022 | Tier 3 - Extreme | Distribution Circuit | 1 | 21 | 2022-01-21 | 1607862 | Sus | N | Vegetation¦Treefellintoline¦ConductorOverhead¦Brokenwireonground
22-0025284 | Company Initiated | Improper Construction | Jumper | Normal | 2022 | Tier 2 - Elevated | Distribution Circuit | 3 | 21 | 2022-03-21 | 1652667 | Sus | N | CompanyInitiated¦ImproperConstruction¦Jumper¦Normal
22-0026651 | Unknown Cause | Patrol - found nothing |  |  | 2022 | Tier 3 - Extreme | Distribution Circuit | 2 | 25 | 2022-02-25 | 1636426 | Sus | N | UnknownCause¦Patrolfoundnothing¦¦
22-0027196 | Animal | Bird found | Fuse | Burned Open | 2022 | Tier 2 - Elevated | Distribution Circuit | 2 | 27 | 2022-02-27 | 1638543 | Sus | N | Animal¦Birdfound¦Fuse¦BurnedOpen
22-0035961 | Vegetation | Tree - branch fell on line | Conductor, Overhead | Normal | 2022 | Tier 2 - Elevated | Distribution Circuit | 3 | 19 | 2022-03-19 | 1651542 | Sus | N | Vegetation¦Treebranchfellonline¦ConductorOverhead¦Normal
22-0050482 | Unknown Cause | Patrol - found nothing |  |  | 2022 | Tier 3 - Extreme | Distribution Circuit | 4 | 16 | 2022-04-16 | 1674175 | Sus | N | UnknownCause¦Patrolfoundnothing¦¦
22-0052015 | Equipment Failure/Involved | Overhead | Insulator | Broken | 2022 | Tier 2 - Elevated | Distribution Circuit | 4 | 20 | 2022-04-20 | 1677525 | Sus | N | EquipmentFailureInvolved¦Overhead¦Insulator¦Broken
22-0066865 | Vegetation | Tree - fell into line | Conductor, Overhead | Broken, wire on ground | 2022 | Tier 2 - Elevated | Distribution Circuit | 5 | 26 | 2022-05-26 | 1711251 | Sus | Y | Vegetation¦Treefellintoline¦ConductorOverhead¦Brokenwireonground
22-0070481 | Animal | Other | Conductor, Overhead | Normal | 2022 | Tier 2 - Elevated | Distribution Circuit | 6 | 6 | 2022-06-06 | 1720007 | Sus | Y | Animal¦Other¦ConductorOverhead¦Normal
22-0073076 | 3rd Party | Fire, house or bldg. | Conductor, Overhead | Normal | 2022 | Tier 3 - Extreme | Distribution Circuit | 6 | 10 | 2022-06-10 | 1727873 | Sus | Y | 3rdParty¦Firehouseorbldg¦ConductorOverhead¦Normal
22-0073626 | Equipment Failure/Involved | Overhead | Transformer (OH) | Normal | 2022 | Tier 2 - Elevated | Transformer only | 6 | 13 | 2022-06-13 | 1729790 | Sus | Y | EquipmentFailureInvolved¦Overhead¦Transformer(OH)¦Normal
22-0074906 | Unknown Cause | Patrol - found nothing |  |  | 2022 | Tier 3 - Extreme | Distribution Circuit | 6 | 16 | 2022-06-16 | 1732784 | Sus | Y | UnknownCause¦Patrolfoundnothing¦¦
22-0078698 | Animal | Squirrel | Cutout, fuse holder | Normal | 2022 | Tier 3 - Extreme | Distribution Circuit | 6 | 26 | 2022-06-26 | 1742468 | Sus | Y | Animal¦Squirrel¦Cutoutfuseholder¦Normal
22-0081517 | Unknown Cause | Patrol - found nothing |  |  | 2022 | Tier 2 - Elevated | Distribution Circuit | 7 | 3 | 2022-07-03 | 1748293 | Sus | Y | UnknownCause¦Patrolfoundnothing¦¦
22-0083648 | Unknown Cause | Patrol - found nothing |  |  | 2022 | Tier 2 - Elevated | Distribution Circuit | 7 | 10 | 2022-07-10 | 1752562 | Sus | Y | UnknownCause¦Patrolfoundnothing¦¦
22-0085263 | Vegetation | Tree - fell into line | Conductor, Overhead | Broken | 2022 | Tier 3 - Extreme | Distribution Circuit | 7 | 14 | 2022-07-14 | 1755965 | Sus | Y | Vegetation¦Treefellintoline¦ConductorOverhead¦Broken
22-0094767 | Equipment Failure/Involved | Overhead | Transformer (OH) | Failed/Faulted | 2022 | Tier 2 - Elevated | Transformer only | 8 | 7 | 2022-08-07 | 1775434 | Sus | Y | EquipmentFailureInvolved¦Overhead¦Transformer(OH)¦FailedFaulted
22-0104335 | Animal | Bird found | Pothead(Riser Termination) | Normal | 2022 | Tier 3 - Extreme | Distribution Circuit | 8 | 31 | 2022-08-31 | 1796352 | Sus | Y | Animal¦Birdfound¦Pothead(RiserTermination)¦Normal
22-0122877 | Equipment Failure/Involved | Overhead | Secondary | Broken | 2022 | Tier 2 - Elevated | Transformer only | 10 | 19 | 2022-10-19 | 1840601 | Sus | Y | EquipmentFailureInvolved¦Overhead¦Secondary¦Broken
22-0126504 | Vegetation | Tree - fell into line | Conductor, Overhead | Broken, wire on ground | 2022 | Tier 3 - Extreme | Distribution Circuit | 11 | 1 | 2022-11-01 | 1850148 | Sus | Y | Vegetation¦Treefellintoline¦ConductorOverhead¦Brokenwireonground
22-0138757 | Vegetation | Tree - branch fell on line | Fuse | Normal | 2022 | Tier 2 - Elevated | Transformer only | 12 | 10 | 2022-12-10 | 1880563 | Sus | N | Vegetation¦Treebranchfellonline¦Fuse¦Normal
22-0139203 | Vegetation | Tree - branch fell on line | Conductor, Overhead | Broken | 2022 | Tier 3 - Extreme | Distribution Circuit | 12 | 12 | 2022-12-12 | 1887178 | Sus | N | Vegetation¦Treebranchfellonline¦ConductorOverhead¦Broken
22-0140327 | Equipment Failure/Involved | Overhead | Recloser | Failed/Faulted | 2022 | Tier 2 - Elevated | Distribution Circuit | 12 | 16 | 2022-12-16 | 1891069 | Sus | N | EquipmentFailureInvolved¦Overhead¦Recloser¦FailedFaulted
22-0141810 | Vegetation | Tree - fell into line | Conductor, Overhead | Broken, wire on ground | 2022 | Tier 2 - Elevated | Distribution Circuit | 12 | 27 | 2022-12-27 | 1899312 | Sus | N | Vegetation¦Treefellintoline¦ConductorOverhead¦Brokenwireonground
22-0142453 | Vegetation | Tree - fell into line | Conductor, Overhead | Normal | 2022 | Tier 3 - Extreme | Distribution Circuit | 12 | 31 | 2022-12-31 | 1902991 | Sus | N | Vegetation¦Treefellintoline¦ConductorOverhead¦Normal
22-0142861 | Unknown Cause | Patrol - found nothing |  |  | 2022 | Tier 3 - Extreme | Distribution Circuit | 12 | 31 | 2022-12-31 | 1905651 | Sus | N | UnknownCause¦Patrolfoundnothing¦¦
23-0004272 | Unknown Cause | Patrol - found nothing |  |  | 2022 | Tier 2 - Elevated | Distribution Circuit | 12 | 31 | 2022-12-31 | 1905760 | Sus | N | UnknownCause¦Patrolfoundnothing¦¦
15-0010387 | Vegetation | Tree - fell into line | Pole-Wood | Broken | 2015 | Tier 2 - Elevated | Distribution Circuit | 2 | 6 | 2015-02-06 | 1175715 | Sus | N | Vegetation¦Treefellintoline¦PoleWood¦Broken
15-0011137 | Unknown Cause | Patrol - found nothing |  |  | 2015 | Tier 2 - Elevated | Distribution Circuit | 2 | 7 | 2015-02-07 | 1180669 | Sus | N | UnknownCause¦Patrolfoundnothing¦¦
15-0011518 | Vegetation | Tree - fell into line | Pole-Wood | Broken | 2015 | Tier 3 - Extreme | Distribution Circuit | 2 | 8 | 2015-02-08 | 1182445 | Sus | N | Vegetation¦Treefellintoline¦PoleWood¦Broken
15-0024760 | 3rd Party | Vehicle | Pole-Wood | Broken | 2015 | Tier 3 - Extreme | Distribution Circuit | 4 | 7 | 2015-04-07 | 1214686 | Sus | N | 3rdParty¦Vehicle¦PoleWood¦Broken
15-0033445 | Environmental/External | Lightning | Transformer | Failed/Faulted | 2015 | Tier 2 - Elevated | Transformer only | 5 | 11 | 2015-05-11 | 1232974 | Sus | Y | EnvironmentalExternal¦Lightning¦Transformer¦FailedFaulted
15-0041248 | Equipment Failure/Involved | Overhead | Conductor, Overhead | Normal | 2015 | Tier 3 - Extreme | Distribution Circuit | 6 | 16 | 2015-06-16 | 1251485 | Sus | Y | EquipmentFailureInvolved¦Overhead¦ConductorOverhead¦Normal
15-0042970 | Animal | Squirrel | Cutout, fuse holder | Normal | 2015 | Tier 2 - Elevated | Distribution Circuit | 6 | 24 | 2015-06-24 | 1255579 | Sus | Y | Animal¦Squirrel¦Cutoutfuseholder¦Normal
15-0046969 | 3rd Party | Vehicle | Insulator | Broken | 2015 | Tier 2 - Elevated | Distribution Circuit | 7 | 11 | 2015-07-11 | 1266754 | Sus | Y | 3rdParty¦Vehicle¦Insulator¦Broken
15-0048776 | Environmental/External | Lightning | Fuse | Failed/Faulted | 2015 | Tier 2 - Elevated | Distribution Circuit | 7 | 19 | 2015-07-19 | 1272820 | Sus | Y | EnvironmentalExternal¦Lightning¦Fuse¦FailedFaulted
15-0052127 | Unknown Cause | Patrol - found nothing |  |  | 2015 | Tier 2 - Elevated | Distribution Circuit | 8 | 1 | 2015-08-01 | 1281389 | Sus | Y | UnknownCause¦Patrolfoundnothing¦¦
15-0054480 | Animal | Squirrel | Fuse | Failed/Faulted | 2015 | Tier 3 - Extreme | Distribution Circuit | 8 | 12 | 2015-08-12 | 1287007 | Sus | Y | Animal¦Squirrel¦Fuse¦FailedFaulted
15-0056678 | Unknown Cause | Patrol - not conducted |  |  | 2015 | Tier 2 - Elevated | Distribution Circuit | 8 | 22 | 2015-08-22 | 1292834 | Sus | Y | UnknownCause¦Patrolnotconducted¦¦
15-0058103 | Equipment Failure/Involved | Overhead | Transformer (OH) | Failed/Faulted | 2015 | Tier 2 - Elevated | Distribution Circuit | 8 | 28 | 2015-08-28 | 1296390 | Sus | Y | EquipmentFailureInvolved¦Overhead¦Transformer(OH)¦FailedFaulted
15-0058277 | Animal | Squirrel | Cutout, fuse holder | Failed/Faulted | 2015 | Tier 2 - Elevated | Transformer only | 8 | 30 | 2015-08-30 | 1297349 | Sus | Y | Animal¦Squirrel¦Cutoutfuseholder¦FailedFaulted
15-0061034 | Environmental/External | Fire, Forest/Grass | Pole-Wood | Broken, wire on ground | 2015 | Tier 2 - Elevated | Distribution Circuit | 9 | 12 | 2015-09-12 | 1304700 | Sus | Y | EnvironmentalExternal¦FireForestGrass¦PoleWood¦Brokenwireonground
15-0061036 | Unknown Cause | Patrol - found nothing |  |  | 2015 | Tier 3 - Extreme | Distribution Circuit | 9 | 12 | 2015-09-12 | 1304688 | Sus | Y | UnknownCause¦Patrolfoundnothing¦¦
15-0061437 | Environmental/External | Fire, Forest/Grass | Fuse | Normal | 2015 | Tier 2 - Elevated | Distribution Circuit | 9 | 12 | 2015-09-12 | 1306092 | Sus | Y | EnvironmentalExternal¦FireForestGrass¦Fuse¦Normal
15-0062325 | Environmental/External | Fire, Forest/Grass | Pole-Wood | Burned/flashed | 2015 | Tier 3 - Extreme | Distribution Circuit | 9 | 10 | 2015-09-10 | 1308744 | Sus | Y | EnvironmentalExternal¦FireForestGrass¦PoleWood¦Burnedflashed
15-0067758 | Vegetation | Tree - branch fell on line | Transformer | Failed/Faulted | 2015 | Tier 3 - Extreme | Transformer only | 10 | 3 | 2015-10-03 | 1316204 | Sus | Y | Vegetation¦Treebranchfellonline¦Transformer¦FailedFaulted
15-0068138 | Animal | Bird found |  | Failed/Faulted | 2015 | Tier 2 - Elevated | Transformer only | 10 | 5 | 2015-10-05 | 1317362 | Sus | Y | Animal¦Birdfound¦¦FailedFaulted
15-0069767 | Equipment Failure/Involved | Overhead | Transformer | Failed/Faulted | 2015 | Tier 2 - Elevated | Transformer only | 10 | 12 | 2015-10-12 | 1320864 | Sus | Y | EquipmentFailureInvolved¦Overhead¦Transformer¦FailedFaulted
15-0071243 | Environmental/External | Lightning | Transformer | Failed/Faulted | 2015 | Tier 2 - Elevated | Transformer only | 10 | 17 | 2015-10-17 | 1324202 | Sus | Y | EnvironmentalExternal¦Lightning¦Transformer¦FailedFaulted
15-0071560 | 3rd Party | Customer Equipment | Fuse | Failed/Faulted | 2015 | Tier 2 - Elevated | Distribution Circuit | 10 | 18 | 2015-10-18 | 1325563 | Sus | Y | 3rdParty¦CustomerEquipment¦Fuse¦FailedFaulted
15-0073494 | Equipment Failure/Involved | Overhead | Crossarm, Wood | Broken | 2015 | Tier 2 - Elevated | Distribution Circuit | 10 | 26 | 2015-10-26 | 1329583 | Sus | Y | EquipmentFailureInvolved¦Overhead¦CrossarmWood¦Broken
15-0080553 | Vegetation | Tree - palm frond fell into line | Conductor, Overhead | Normal | 2015 | Tier 2 - Elevated | Distribution Circuit | 11 | 24 | 2015-11-24 | 1347795 | Sus | Y | Vegetation¦Treepalmfrondfellintoline¦ConductorOverhead¦Normal
15-0083987 | Equipment Failure/Involved | Overhead | Conductor, Overhead | Broken, wire on ground | 2015 | Tier 2 - Elevated | Distribution Circuit | 12 | 10 | 2015-12-10 | 1357716 | Sus | N | EquipmentFailureInvolved¦Overhead¦ConductorOverhead¦Brokenwireonground
15-0085991 | 3rd Party | Vehicle | Pole-Wood | Broken, wire on ground | 2015 | Tier 2 - Elevated | Distribution Circuit | 12 | 17 | 2015-12-17 | 1365881 | Sus | N | 3rdParty¦Vehicle¦PoleWood¦Brokenwireonground
15-0087505 | Vegetation | Tree - fell into line | Conductor, Overhead | Broken, wire on ground | 2015 | Tier 2 - Elevated | Distribution Circuit | 12 | 27 | 2015-12-27 | 1372333 | Sus | N | Vegetation¦Treefellintoline¦ConductorOverhead¦Brokenwireonground
16-0003266 | Unknown Cause | Patrol - not conducted |  |  | 2016 | Tier 2 - Elevated | Distribution Circuit | 1 | 6 | 2016-01-06 | 1378035 | Sus | N | UnknownCause¦Patrolnotconducted¦¦
16-0003267 | Unknown Cause | Patrol - not conducted |  |  | 2016 | Tier 3 - Extreme | Distribution Circuit | 1 | 6 | 2016-01-06 | 1378041 | Sus | N | UnknownCause¦Patrolnotconducted¦¦
16-0003398 | Vegetation | Tree - bark fell into line | Conductor, Overhead | Normal | 2016 | Tier 2 - Elevated | Distribution Circuit | 1 | 6 | 2016-01-06 | 1378350 | Sus | N | Vegetation¦Treebarkfellintoline¦ConductorOverhead¦Normal
16-0003490 | Equipment Failure/Involved | Overhead | Transformer (OH) | Failed/Faulted | 2016 | Tier 3 - Extreme | Distribution Circuit | 1 | 6 | 2016-01-06 | 1378682 | Sus | N | EquipmentFailureInvolved¦Overhead¦Transformer(OH)¦FailedFaulted
16-0003698 | Vegetation | Tree - fell into line | Conductor, Overhead | Broken, wire on ground | 2016 | Tier 3 - Extreme | Distribution Circuit | 1 | 7 | 2016-01-07 | 1379275 | Sus | N | Vegetation¦Treefellintoline¦ConductorOverhead¦Brokenwireonground
16-0007282 | Unknown Cause | Patrol - found nothing |  |  | 2016 | Tier 2 - Elevated | Distribution Circuit | 1 | 22 | 2016-01-22 | 1389686 | Sus | N | UnknownCause¦Patrolfoundnothing¦¦
16-0007733 | Vegetation | Tree - fell into line | Conductor, Overhead | Normal | 2016 | Tier 3 - Extreme | Distribution Circuit | 1 | 23 | 2016-01-23 | 1390697 | Sus | N | Vegetation¦Treefellintoline¦ConductorOverhead¦Normal
16-0009674 | Vegetation | Tree - fell into line | Fuse | Failed/Faulted | 2016 | Tier 2 - Elevated | Distribution Circuit | 1 | 31 | 2016-01-31 | 1395714 | Sus | N | Vegetation¦Treefellintoline¦Fuse¦FailedFaulted
16-0013089 | Vegetation | Tree - branch fell on line | Conductor, Overhead | Normal | 2016 | Tier 3 - Extreme | Distribution Circuit | 2 | 17 | 2016-02-17 | 1404589 | Sus | N | Vegetation¦Treebranchfellonline¦ConductorOverhead¦Normal
16-0013489 | Vegetation | Tree - fell into line | Conductor, Overhead | Broken, wire on ground | 2016 | Tier 2 - Elevated | Distribution Circuit | 2 | 17 | 2016-02-17 | 1407599 | Sus | N | Vegetation¦Treefellintoline¦ConductorOverhead¦Brokenwireonground
16-0019919 | Unknown Cause | Patrol - found nothing |  |  | 2016 | Tier 3 - Extreme | Distribution Circuit | 3 | 10 | 2016-03-10 | 1426441 | Sus | N | UnknownCause¦Patrolfoundnothing¦¦
16-0020640 | Vegetation | Tree - branch fell on line | Conductor, Overhead | Broken, wire on ground | 2016 | Tier 3 - Extreme | Distribution Circuit | 3 | 11 | 2016-03-11 | 1428669 | Sus | N | Vegetation¦Treebranchfellonline¦ConductorOverhead¦Brokenwireonground
16-0020648 | Vegetation | Tree - fell into line | Conductor, Overhead | Bent or Twisted | 2016 | Tier 2 - Elevated | Distribution Circuit | 3 | 11 | 2016-03-11 | 1428764 | Sus | N | Vegetation¦Treefellintoline¦ConductorOverhead¦BentorTwisted
16-0021215 | Vegetation | Tree - fell into line | Conductor, Overhead | Normal | 2016 | Tier 2 - Elevated | Distribution Circuit | 3 | 14 | 2016-03-14 | 1430828 | Sus | N | Vegetation¦Treefellintoline¦ConductorOverhead¦Normal
16-0023265 | Equipment Failure/Involved | Underground | Conductor, Underground | Broken | 2016 | Tier 2 - Elevated | Transformer only | 3 | 22 | 2016-03-22 | 1436084 | Sus | N | EquipmentFailureInvolved¦Underground¦ConductorUnderground¦Broken
16-0023285 | Environmental/External | Lightning |  | Normal | 2016 | Tier 2 - Elevated | Transformer only | 3 | 22 | 2016-03-22 | 1436129 | Sus | N | EnvironmentalExternal¦Lightning¦¦Normal
16-0024144 | Unknown Cause | Patrol - found nothing |  |  | 2016 | Tier 2 - Elevated | Distribution Circuit | 3 | 26 | 2016-03-26 | 1438878 | Sus | N | UnknownCause¦Patrolfoundnothing¦¦
16-0031153 | Environmental/External | Lightning | Transformer (OH) | Failed/Faulted | 2016 | Tier 2 - Elevated | Distribution Circuit | 4 | 24 | 2016-04-24 | 1457592 | Sus | N | EnvironmentalExternal¦Lightning¦Transformer(OH)¦FailedFaulted
16-0034776 | Unknown Cause | Patrol - not conducted |  |  | 2016 | Tier 3 - Extreme | Distribution Circuit | 5 | 9 | 2016-05-09 | 1466867 | Sus | Y | UnknownCause¦Patrolnotconducted¦¦
16-0040039 | Equipment Failure/Involved | Electrical Overload | Transformer | Failed/Faulted | 2016 | Tier 2 - Elevated | Transformer only | 5 | 31 | 2016-05-31 | 1480158 | Sus | Y | EquipmentFailureInvolved¦ElectricalOverload¦Transformer¦FailedFaulted
16-0047285 | Unknown Cause | Patrol - found nothing |  |  | 2016 | Tier 2 - Elevated | Distribution Circuit | 7 | 1 | 2016-07-01 | 1499375 | Sus | Y | UnknownCause¦Patrolfoundnothing¦¦
16-0047698 | 3rd Party | Vehicle | Transformer |  | 2016 | Tier 2 - Elevated | Transformer only | 7 | 3 | 2016-07-03 | 1500623 | Sus | Y | 3rdParty¦Vehicle¦Transformer¦
16-0052036 | Equipment Failure/Involved | Overhead | Transformer (OH) | Broken | 2016 | Tier 2 - Elevated | Distribution Circuit | 7 | 23 | 2016-07-23 | 1514806 | Sus | Y | EquipmentFailureInvolved¦Overhead¦Transformer(OH)¦Broken
16-0052742 | Vegetation | Tree - branch fell on line | Conductor, Overhead | Normal | 2016 | Tier 2 - Elevated | Distribution Circuit | 7 | 26 | 2016-07-26 | 1516538 | Sus | Y | Vegetation¦Treebranchfellonline¦ConductorOverhead¦Normal
16-0053130 | Environmental/External | Fire, Forest/Grass | Switch (UG) | Normal | 2016 | Tier 3 - Extreme | Distribution Circuit | 7 | 28 | 2016-07-28 | 1517562 | Sus | Y | EnvironmentalExternal¦FireForestGrass¦Switch(UG)¦Normal
16-0053760 | Unknown Cause | Patrol - found nothing |  |  | 2016 | Tier 2 - Elevated | Distribution Circuit | 7 | 29 | 2016-07-29 | 1518784 | Sus | Y | UnknownCause¦Patrolfoundnothing¦¦
16-0055038 | Equipment Failure/Involved | Overhead | Secondary | Broken | 2016 | Tier 2 - Elevated | Transformer only | 8 | 4 | 2016-08-04 | 1521498 | Sus | Y | EquipmentFailureInvolved¦Overhead¦Secondary¦Broken
16-0059507 | Unknown Cause | Patrol - found nothing |  |  | 2016 | Tier 3 - Extreme | Distribution Circuit | 8 | 23 | 2016-08-23 | 1530979 | Sus | Y | UnknownCause¦Patrolfoundnothing¦¦
16-0063714 | Vegetation | Tree - fell into line | Conductor, Overhead | Broken, wire on ground | 2016 | Tier 2 - Elevated | Distribution Circuit | 9 | 10 | 2016-09-10 | 1539348 | Sus | Y | Vegetation¦Treefellintoline¦ConductorOverhead¦Brokenwireonground
16-0066524 | Equipment Failure/Involved | Overhead | Crossarm, Wood | Deteriorated | 2016 | Tier 2 - Elevated | Distribution Circuit | 9 | 22 | 2016-09-22 | 1545981 | Sus | Y | EquipmentFailureInvolved¦Overhead¦CrossarmWood¦Deteriorated
16-0069062 | Environmental/External | Lightning | Transformer (OH) | Normal | 2016 | Tier 3 - Extreme | Distribution Circuit | 10 | 2 | 2016-10-02 | 1551452 | Sus | Y | EnvironmentalExternal¦Lightning¦Transformer(OH)¦Normal
16-0072583 | Unknown Cause | Patrol - found nothing |  |  | 2016 | Tier 2 - Elevated | Distribution Circuit | 10 | 15 | 2016-10-15 | 1561454 | Sus | Y | UnknownCause¦Patrolfoundnothing¦¦
16-0072996 | Vegetation | Tree - fell into line | Conductor, Overhead | Broken, wire on ground | 2016 | Tier 2 - Elevated | Distribution Circuit | 10 | 16 | 2016-10-16 | 1563079 | Sus | Y | Vegetation¦Treefellintoline¦ConductorOverhead¦Brokenwireonground
16-0075148 | Environmental/External | Lightning | Transformer | Failed/Faulted | 2016 | Tier 3 - Extreme | Transformer only | 10 | 24 | 2016-10-24 | 1568759 | Sus | Y | EnvironmentalExternal¦Lightning¦Transformer¦FailedFaulted
16-0078649 | Unknown Cause | Patrol - found nothing |  |  | 2016 | Tier 3 - Extreme | Distribution Circuit | 11 | 8 | 2016-11-08 | 1578171 | Sus | Y | UnknownCause¦Patrolfoundnothing¦¦
16-0084704 | Vegetation | Tree - fell into line | Conductor, Overhead | Burned/flashed | 2016 | Tier 3 - Extreme | Distribution Circuit | 12 | 9 | 2016-12-09 | 1597433 | Sus | N | Vegetation¦Treefellintoline¦ConductorOverhead¦Burnedflashed
16-0084897 | Animal | Other | Other | Normal | 2016 | Tier 2 - Elevated | Distribution Circuit | 12 | 10 | 2016-12-10 | 1598271 | Sus | N | Animal¦Other¦Other¦Normal
16-0084974 | Unknown Cause | Patrol - found nothing |  |  | 2016 | Tier 3 - Extreme | Distribution Circuit | 12 | 10 | 2016-12-10 | 1598373 | Sus | N | UnknownCause¦Patrolfoundnothing¦¦
16-0085085 | Equipment Failure/Involved | Overhead | Conductor, Overhead | Together | 2016 | Tier 2 - Elevated | Distribution Circuit | 12 | 11 | 2016-12-11 | 1599698 | Sus | N | EquipmentFailureInvolved¦Overhead¦ConductorOverhead¦Together
16-0085998 | Vegetation | Tree - bark fell into line | Conductor, Overhead | Normal | 2016 | Tier 2 - Elevated | Distribution Circuit | 12 | 16 | 2016-12-16 | 1604289 | Sus | N | Vegetation¦Treebarkfellintoline¦ConductorOverhead¦Normal
17-0002907 | Vegetation | Tree - fell into line | Fuse | Failed/Faulted | 2017 | Tier 2 - Elevated | Distribution Circuit | 1 | 3 | 2017-01-03 | 1615346 | Sus | N | Vegetation¦Treefellintoline¦Fuse¦FailedFaulted
17-0004244 | Vegetation | Tree - grew into line | Conductor, Overhead | Normal | 2017 | Tier 3 - Extreme | Distribution Circuit | 1 | 6 | 2017-01-06 | 1620221 | Sus | N | Vegetation¦Treegrewintoline¦ConductorOverhead¦Normal
17-0004644 | Vegetation | Tree - branch fell on line | Conductor, Overhead | Normal | 2017 | Tier 3 - Extreme | Distribution Circuit | 1 | 7 | 2017-01-07 | 1621534 | Sus | N | Vegetation¦Treebranchfellonline¦ConductorOverhead¦Normal
17-0005421 | Unknown Cause | Patrol - found nothing |  |  | 2017 | Tier 3 - Extreme | Distribution Circuit | 1 | 8 | 2017-01-08 | 1627493 | Sus | N | UnknownCause¦Patrolfoundnothing¦¦
17-0006056 | Vegetation | Tree - branch fell on line | Conductor, Overhead | Normal | 2017 | Tier 3 - Extreme | Distribution Circuit | 1 | 8 | 2017-01-08 | 1624913 | Sus | N | Vegetation¦Treebranchfellonline¦ConductorOverhead¦Normal
17-0006341 | Vegetation | Tree - fell into line | Conductor, Overhead | Broken, wire on ground | 2017 | Tier 2 - Elevated | Distribution Circuit | 1 | 9 | 2017-01-09 | 1632352 | Sus | N | Vegetation¦Treefellintoline¦ConductorOverhead¦Brokenwireonground
17-0006960 | Unknown Cause | Patrol - found nothing |  |  | 2017 | Tier 2 - Elevated | Distribution Circuit | 1 | 10 | 2017-01-10 | 1635168 | Sus | N | UnknownCause¦Patrolfoundnothing¦¦
17-0007682 | Vegetation | Tree - fell into line | Conductor, Overhead | Broken, wire on ground | 2017 | Tier 2 - Elevated | Distribution Circuit | 1 | 11 | 2017-01-11 | 1638735 | Sus | N | Vegetation¦Treefellintoline¦ConductorOverhead¦Brokenwireonground
17-0008384 | Vegetation | Tree - branch fell on line | Conductor, Overhead | Broken, wire on ground | 2017 | Tier 3 - Extreme | Distribution Circuit | 1 | 12 | 2017-01-12 | 1641313 | Sus | N | Vegetation¦Treebranchfellonline¦ConductorOverhead¦Brokenwireonground
17-0009393 | 3rd Party | Tree - cutting, 3rd party | Conductor, Overhead | Arcing | 2017 | Tier 3 - Extreme | Distribution Circuit | 1 | 16 | 2017-01-16 | 1644659 | Sus | N | 3rdParty¦Treecutting3rdparty¦ConductorOverhead¦Arcing
17-0010976 | Equipment Failure/Involved | Underground | Conductor, Underground | Broken | 2017 | Tier 2 - Elevated | Distribution Circuit | 1 | 19 | 2017-01-19 | 1650435 | Sus | N | EquipmentFailureInvolved¦Underground¦ConductorUnderground¦Broken
17-0011771 | Vegetation | Tree - fell into line | Conductor, Overhead | Broken, wire on ground | 2017 | Tier 2 - Elevated | Distribution Circuit | 1 | 20 | 2017-01-20 | 1655074 | Sus | N | Vegetation¦Treefellintoline¦ConductorOverhead¦Brokenwireonground
17-0012713 | Environmental/External | Flood/Erosion | Conductor, Overhead | On Ground | 2017 | Tier 3 - Extreme | Distribution Circuit | 1 | 22 | 2017-01-22 | 1658375 | Sus | N | EnvironmentalExternal¦FloodErosion¦ConductorOverhead¦OnGround
17-0014374 | Vegetation | Tree - fell into line | Conductor, Overhead | Broken, wire on ground | 2017 | Tier 3 - Extreme | Distribution Circuit | 1 | 24 | 2017-01-24 | 1665577 | Sus | N | Vegetation¦Treefellintoline¦ConductorOverhead¦Brokenwireonground
17-0014522 | Vegetation | Tree - branch fell on line | Conductor, Overhead | Broken, wire on ground | 2017 | Tier 2 - Elevated | Distribution Circuit | 1 | 24 | 2017-01-24 | 1666102 | Sus | N | Vegetation¦Treebranchfellonline¦ConductorOverhead¦Brokenwireonground
17-0017457 | Equipment Failure/Involved | Overhead | Pole-Wood | Burned/flashed | 2017 | Tier 3 - Extreme | Distribution Circuit | 2 | 4 | 2017-02-04 | 1674688 | Sus | N | EquipmentFailureInvolved¦Overhead¦PoleWood¦Burnedflashed
17-0017932 | Vegetation | Tree - fell into line | Conductor, Overhead | Broken, wire on ground | 2017 | Tier 2 - Elevated | Distribution Circuit | 2 | 6 | 2017-02-06 | 1677056 | Sus | N | Vegetation¦Treefellintoline¦ConductorOverhead¦Brokenwireonground
17-0017985 | Equipment Failure/Involved | Overhead | Secondary | Broken | 2017 | Tier 3 - Extreme | Transformer only | 2 | 6 | 2017-02-06 | 1677122 | Sus | N | EquipmentFailureInvolved¦Overhead¦Secondary¦Broken
17-0019485 | Unknown Cause | Patrol - not conducted |  |  | 2017 | Tier 2 - Elevated | Distribution Circuit | 2 | 9 | 2017-02-09 | 1683470 | Sus | N | UnknownCause¦Patrolnotconducted¦¦
17-0019897 | Vegetation | Tree - fell into line | Conductor, Overhead | Broken, wire on ground | 2017 | Tier 3 - Extreme | Distribution Circuit | 2 | 10 | 2017-02-10 | 1684734 | Sus | N | Vegetation¦Treefellintoline¦ConductorOverhead¦Brokenwireonground
17-0020784 | Unknown Cause | Patrol - not conducted |  |  | 2017 | Tier 3 - Extreme | Transformer only | 2 | 13 | 2017-02-13 | 1687594 | Sus | N | UnknownCause¦Patrolnotconducted¦¦
17-0022174 | Equipment Failure/Involved | Overhead | Fuse | Failed/Faulted | 2017 | Tier 2 - Elevated | Distribution Circuit | 2 | 17 | 2017-02-17 | 1692459 | Sus | N | EquipmentFailureInvolved¦Overhead¦Fuse¦FailedFaulted
17-0022806 | Equipment Failure/Involved | Overhead | Transformer | Failed/Faulted | 2017 | Tier 3 - Extreme | Transformer only | 2 | 17 | 2017-02-17 | 1698056 | Sus | N | EquipmentFailureInvolved¦Overhead¦Transformer¦FailedFaulted
17-0023878 | Vegetation | Tree - fell into line | Conductor, Overhead | Normal | 2017 | Tier 2 - Elevated | Distribution Circuit | 2 | 20 | 2017-02-20 | 1703400 | Sus | N | Vegetation¦Treefellintoline¦ConductorOverhead¦Normal
17-0023885 | Vegetation | Tree - fell into line | Conductor, Overhead | Broken, wire on ground | 2017 | Tier 3 - Extreme | Distribution Circuit | 2 | 20 | 2017-02-20 | 1703589 | Sus | N | Vegetation¦Treefellintoline¦ConductorOverhead¦Brokenwireonground
17-0024785 | Vegetation | Tree - fell into line | Conductor, Overhead | Normal | 2017 | Tier 2 - Elevated | Transformer only | 2 | 20 | 2017-02-20 | 1704303 | Sus | N | Vegetation¦Treefellintoline¦ConductorOverhead¦Normal
17-0025446 | Environmental/External | Flood/Erosion | Conductor, Overhead | Broken, wire on ground | 2017 | Tier 3 - Extreme | Distribution Circuit | 2 | 22 | 2017-02-22 | 1710127 | Sus | N | EnvironmentalExternal¦FloodErosion¦ConductorOverhead¦Brokenwireonground
17-0028359 | Environmental/External | Lightning | Transformer (OH) | Failed/Faulted | 2017 | Tier 2 - Elevated | Distribution Circuit | 3 | 4 | 2017-03-04 | 1719428 | Sus | N | EnvironmentalExternal¦Lightning¦Transformer(OH)¦FailedFaulted
17-0028578 | Company Initiated | Return Circuit Normal | Other | Normal | 2017 | Tier 2 - Elevated | Distribution Circuit | 3 | 18 | 2017-03-18 | 1729497 | Sus | N | CompanyInitiated¦ReturnCircuitNormal¦Other¦Normal
17-0029502 | Vegetation | Tree - fell into line | Conductor, Overhead | Broken, wire on ground | 2017 | Tier 3 - Extreme | Distribution Circuit | 3 | 8 | 2017-03-08 | 1722694 | Sus | N | Vegetation¦Treefellintoline¦ConductorOverhead¦Brokenwireonground
17-0032247 | Vegetation | Tree - fell into line | Transformer | Leaking | 2017 | Tier 3 - Extreme | Transformer only | 3 | 21 | 2017-03-21 | 1731652 | Sus | N | Vegetation¦Treefellintoline¦Transformer¦Leaking
17-0032605 | Vegetation | Tree - fell into line | Pole-Wood | Broken | 2017 | Tier 2 - Elevated | Distribution Circuit | 3 | 22 | 2017-03-22 | 1732621 | Sus | N | Vegetation¦Treefellintoline¦PoleWood¦Broken
17-0032985 | Equipment Failure/Involved | Overhead | Transformer (OH) | Normal | 2017 | Tier 2 - Elevated | Transformer only | 3 | 22 | 2017-03-22 | 1733016 | Sus | N | EquipmentFailureInvolved¦Overhead¦Transformer(OH)¦Normal
17-0034920 | Vegetation | Tree - fell into line | Conductor, Overhead | Bent or Twisted | 2017 | Tier 2 - Elevated | Distribution Circuit | 3 | 30 | 2017-03-30 | 1738890 | Sus | N | Vegetation¦Treefellintoline¦ConductorOverhead¦BentorTwisted
17-0035190 | Vegetation | Tree - fell into line | Pole-Wood | Broken, wire on ground | 2017 | Tier 3 - Extreme | Distribution Circuit | 3 | 30 | 2017-03-30 | 1739163 | Sus | N | Vegetation¦Treefellintoline¦PoleWood¦Brokenwireonground
17-0040561 | Animal | Bird found | Conductor, Overhead | Broken, wire on ground | 2017 | Tier 2 - Elevated | Distribution Circuit | 4 | 15 | 2017-04-15 | 1758726 | Sus | N | Animal¦Birdfound¦ConductorOverhead¦Brokenwireonground
17-0044322 | Equipment Failure/Involved | Overhead | Transformer (OH) | Broken | 2017 | Tier 2 - Elevated | Distribution Circuit | 5 | 1 | 2017-05-01 | 1771725 | Sus | Y | EquipmentFailureInvolved¦Overhead¦Transformer(OH)¦Broken
17-0045727 | Vegetation | Tree - fell into line | Conductor, Overhead | Broken, wire on object | 2017 | Tier 3 - Extreme | Distribution Circuit | 5 | 5 | 2017-05-05 | 1775896 | Sus | Y | Vegetation¦Treefellintoline¦ConductorOverhead¦Brokenwireonobject
17-0054796 | Unknown Cause | Patrol - found nothing |  |  | 2017 | Tier 3 - Extreme | Distribution Circuit | 6 | 13 | 2017-06-13 | 1803320 | Sus | Y | UnknownCause¦Patrolfoundnothing¦¦
17-0055945 | Unknown Cause | Patrol - found nothing |  |  | 2017 | Tier 3 - Extreme | Distribution Circuit | 6 | 17 | 2017-06-17 | 1806736 | Sus | Y | UnknownCause¦Patrolfoundnothing¦¦
17-0057307 | Vegetation | Tree - fell into line | Pole-Wood | Broken, wire on ground | 2017 | Tier 2 - Elevated | Distribution Circuit | 6 | 21 | 2017-06-21 | 1813843 | Sus | Y | Vegetation¦Treefellintoline¦PoleWood¦Brokenwireonground
17-0063234 | Vegetation | Tree - fell into line | Service conductor | Broken | 2017 | Tier 2 - Elevated | Transformer only | 7 | 16 | 2017-07-16 | 1832701 | Sus | Y | Vegetation¦Treefellintoline¦Serviceconductor¦Broken
17-0074121 | Unknown Cause | Patrol - found nothing |  |  | 2017 | Tier 2 - Elevated | Distribution Circuit | 8 | 30 | 2017-08-30 | 1863239 | Sus | Y | UnknownCause¦Patrolfoundnothing¦¦
17-0081174 | Unknown Cause | Patrol - found nothing |  |  | 2017 | Tier 2 - Elevated | Distribution Circuit | 9 | 23 | 2017-09-23 | 1884510 | Sus | Y | UnknownCause¦Patrolfoundnothing¦¦
17-0082471 | Equipment Failure/Involved | Overhead | Cutout, fuse holder | Broken | 2017 | Tier 2 - Elevated | Transformer only | 9 | 28 | 2017-09-28 | 1887368 | Sus | Y | EquipmentFailureInvolved¦Overhead¦Cutoutfuseholder¦Broken
17-0086474 | Environmental/External | Fire, Forest/Grass | Pole-Wood | Burned/flashed | 2017 | Tier 2 - Elevated | Distribution Circuit | 10 | 8 | 2017-10-08 | 1898914 | Sus | Y | EnvironmentalExternal¦FireForestGrass¦PoleWood¦Burnedflashed
17-0088014 | Environmental/External | Fire, Forest/Grass | Pole-Wood | Burned/flashed | 2017 | Tier 2 - Elevated | Distribution Circuit | 10 | 17 | 2017-10-17 | 1902647 | Sus | Y | EnvironmentalExternal¦FireForestGrass¦PoleWood¦Burnedflashed
17-0088973 | Unknown Cause | Patrol - found nothing |  |  | 2017 | Tier 2 - Elevated | Distribution Circuit | 10 | 20 | 2017-10-20 | 1905478 | Sus | Y | UnknownCause¦Patrolfoundnothing¦¦
17-0089055 | Vegetation | Tree - fell into line | Pole-Wood | Broken | 2017 | Tier 3 - Extreme | Transformer only | 10 | 20 | 2017-10-20 | 1905626 | Sus | Y | Vegetation¦Treefellintoline¦PoleWood¦Broken
17-0090321 | Equipment Failure/Involved | Overhead | Pole-Wood | Broken | 2017 | Tier 2 - Elevated | Distribution Circuit | 10 | 25 | 2017-10-25 | 1909401 | Sus | Y | EquipmentFailureInvolved¦Overhead¦PoleWood¦Broken
17-0091024 | Unknown Cause | Patrol - found nothing |  |  | 2017 | Tier 3 - Extreme | Distribution Circuit | 10 | 28 | 2017-10-28 | 1911462 | Sus | Y | UnknownCause¦Patrolfoundnothing¦¦
17-0099719 | Vegetation | Tree - branch fell on line | Conductor, Overhead | Normal | 2017 | Tier 2 - Elevated | Distribution Circuit | 12 | 4 | 2017-12-04 | 1935270 | Sus | N | Vegetation¦Treebranchfellonline¦ConductorOverhead¦Normal
17-0103613 | Unknown Cause | Patrol - found nothing |  |  | 2017 | Tier 2 - Elevated | Distribution Circuit | 12 | 29 | 2017-12-29 | 1953129 | Sus | N | UnknownCause¦Patrolfoundnothing¦¦
18-0004800 | Equipment Failure/Involved | Overhead | Crossarm, Wood | Burned/flashed | 2018 | Tier 3 - Extreme | Distribution Circuit | 1 | 9 | 2018-01-09 | 5264 | Sus | N | EquipmentFailureInvolved¦Overhead¦CrossarmWood¦Burnedflashed
18-0019476 | Vegetation | Tree - fell into line | Conductor, Overhead | Broken, wire on ground | 2018 | Tier 3 - Extreme | Distribution Circuit | 3 | 3 | 2018-03-03 | 36989 | Sus | N | Vegetation¦Treefellintoline¦ConductorOverhead¦Brokenwireonground
18-0019490 | Vegetation | Tree - fell into line | Crossarm, Steel | Broken | 2018 | Tier 2 - Elevated | Distribution Circuit | 3 | 3 | 2018-03-03 | 37657 | Sus | N | Vegetation¦Treefellintoline¦CrossarmSteel¦Broken
18-0021758 | Unknown Cause | Patrol - not conducted |  |  | 2018 | Tier 2 - Elevated | Distribution Circuit | 3 | 12 | 2018-03-12 | 42114 | Sus | N | UnknownCause¦Patrolnotconducted¦¦
18-0023488 | Vegetation | Tree - fell into line | Conductor, Overhead | Broken, wire on ground | 2018 | Tier 3 - Extreme | Distribution Circuit | 3 | 16 | 2018-03-16 | 45697 | Sus | N | Vegetation¦Treefellintoline¦ConductorOverhead¦Brokenwireonground
18-0023752 | Vegetation | Tree - fell into line | Crossarm, Wood | Broken, wire on ground | 2018 | Tier 3 - Extreme | Distribution Circuit | 3 | 16 | 2018-03-16 | 46098 | Sus | N | Vegetation¦Treefellintoline¦CrossarmWood¦Brokenwireonground
18-0023811 | Vegetation | Tree - fell into line | Conductor, Overhead | Normal | 2018 | Tier 3 - Extreme | Distribution Circuit | 3 | 16 | 2018-03-16 | 46260 | Sus | N | Vegetation¦Treefellintoline¦ConductorOverhead¦Normal
18-0026923 | Vegetation | Tree - fell into line | Fuse | Normal | 2018 | Tier 3 - Extreme | Distribution Circuit | 3 | 27 | 2018-03-27 | 54215 | Sus | N | Vegetation¦Treefellintoline¦Fuse¦Normal
18-0033247 | Equipment Failure/Involved | Overhead | Transformer (OH) | Broken | 2018 | Tier 2 - Elevated | Transformer only | 4 | 17 | 2018-04-17 | 69180 | Sus | N | EquipmentFailureInvolved¦Overhead¦Transformer(OH)¦Broken
18-0040049 | Equipment Failure/Involved | Overhead | Transformer | Failed/Faulted | 2018 | Tier 2 - Elevated | Transformer only | 5 | 10 | 2018-05-10 | 83482 | Sus | Y | EquipmentFailureInvolved¦Overhead¦Transformer¦FailedFaulted
18-0042493 | Unknown Cause | Patrol - found nothing |  |  | 2018 | Tier 3 - Extreme | Distribution Circuit | 5 | 19 | 2018-05-19 | 89605 | Sus | Y | UnknownCause¦Patrolfoundnothing¦¦
18-0044741 | Equipment Failure/Involved | Overhead | Transformer (OH) | Failed/Faulted | 2018 | Tier 3 - Extreme | Transformer only | 5 | 27 | 2018-05-27 | 94791 | Sus | Y | EquipmentFailureInvolved¦Overhead¦Transformer(OH)¦FailedFaulted
18-0057791 | Vegetation | Tree - branch fell on line | Conductor, Overhead | Normal | 2018 | Tier 2 - Elevated | Distribution Circuit | 7 | 8 | 2018-07-08 | 126632 | Sus | Y | Vegetation¦Treebranchfellonline¦ConductorOverhead¦Normal
18-0058306 | Unknown Cause | Patrol - found nothing |  |  | 2018 | Tier 3 - Extreme | Distribution Circuit | 7 | 10 | 2018-07-10 | 128183 | Sus | Y | UnknownCause¦Patrolfoundnothing¦¦
18-0063294 | Vegetation | Tree - cutting, PG&E contractor | Insulator | Broken | 2018 | Tier 2 - Elevated | Distribution Circuit | 7 | 24 | 2018-07-24 | 139349 | Sus | Y | Vegetation¦TreecuttingPG&Econtractor¦Insulator¦Broken
18-0068360 | Equipment Failure/Involved | Overhead | Crossarm, Wood | Deteriorated | 2018 | Tier 2 - Elevated | Distribution Circuit | 8 | 9 | 2018-08-09 | 152273 | Sus | Y | EquipmentFailureInvolved¦Overhead¦CrossarmWood¦Deteriorated
18-0069846 | 3rd Party | Vehicle | Pole-Wood | Broken | 2018 | Tier 2 - Elevated | Distribution Circuit | 8 | 14 | 2018-08-14 | 155372 | Sus | Y | 3rdParty¦Vehicle¦PoleWood¦Broken
18-0070920 | Unknown Cause | Patrol - found nothing |  |  | 2018 | Tier 2 - Elevated | Distribution Circuit | 8 | 16 | 2018-08-16 | 156812 | Sus | Y | UnknownCause¦Patrolfoundnothing¦¦
18-0075597 | Equipment Failure/Involved | Overhead | Transformer | Failed/Faulted | 2018 | Tier 3 - Extreme | Transformer only | 8 | 31 | 2018-08-31 | 166303 | Sus | Y | EquipmentFailureInvolved¦Overhead¦Transformer¦FailedFaulted
18-0079221 | Unknown Cause | Patrol - found nothing |  |  | 2018 | Tier 2 - Elevated | Distribution Circuit | 9 | 13 | 2018-09-13 | 173425 | Sus | Y | UnknownCause¦Patrolfoundnothing¦¦
18-0085912 | Equipment Failure/Involved | Overhead | Conductor, Overhead | Broken, wire on ground | 2018 | Tier 3 - Extreme | Distribution Circuit | 10 | 3 | 2018-10-03 | 186611 | Sus | Y | EquipmentFailureInvolved¦Overhead¦ConductorOverhead¦Brokenwireonground
18-0097526 | Vegetation | Tree - fell into line | Conductor, Overhead | Broken, wire on ground | 2018 | Tier 3 - Extreme | Transformer only | 11 | 6 | 2018-11-06 | 209944 | Sus | Y | Vegetation¦Treefellintoline¦ConductorOverhead¦Brokenwireonground
18-0098068 | Unknown Cause | Patrol - found nothing |  |  | 2018 | Tier 2 - Elevated | Distribution Circuit | 11 | 8 | 2018-11-08 | 211091 | Sus | Y | UnknownCause¦Patrolfoundnothing¦¦
18-0101097 | 3rd Party | Dig in, 3rd party | Fuse | Failed/Faulted | 2018 | Tier 3 - Extreme | Distribution Circuit | 11 | 19 | 2018-11-19 | 218359 | Sus | Y | 3rdParty¦Digin3rdparty¦Fuse¦FailedFaulted
18-0102436 | Vegetation | Tree - fell into line | Conductor, Overhead | On Ground | 2018 | Tier 2 - Elevated | Distribution Circuit | 11 | 22 | 2018-11-22 | 222472 | Sus | Y | Vegetation¦Treefellintoline¦ConductorOverhead¦OnGround
18-0102587 | Equipment Failure/Involved | Overhead | Conductor, Overhead | Together | 2018 | Tier 2 - Elevated | Distribution Circuit | 11 | 23 | 2018-11-23 | 222796 | Sus | Y | EquipmentFailureInvolved¦Overhead¦ConductorOverhead¦Together
18-0102766 | Unknown Cause | Patrol - found nothing |  |  | 2018 | Tier 2 - Elevated | Distribution Circuit | 11 | 24 | 2018-11-24 | 223545 | Sus | Y | UnknownCause¦Patrolfoundnothing¦¦
18-0103700 | Environmental/External | Fire, Forest/Grass | Pole-Wood | Burned/flashed | 2018 | Tier 3 - Extreme | Distribution Circuit | 11 | 8 | 2018-11-08 | 225368 | Sus | Y | EnvironmentalExternal¦FireForestGrass¦PoleWood¦Burnedflashed
18-0105375 | Equipment Failure/Involved | Overhead | Pole-Wood | Burned/flashed | 2018 | Tier 3 - Extreme | Distribution Circuit | 11 | 29 | 2018-11-29 | 229542 | Sus | Y | EquipmentFailureInvolved¦Overhead¦PoleWood¦Burnedflashed
18-0107249 | Equipment Failure/Involved | Overhead | Customer Equipment | Arcing | 2018 | Tier 2 - Elevated | Distribution Circuit | 12 | 5 | 2018-12-05 | 233994 | Sus | N | EquipmentFailureInvolved¦Overhead¦CustomerEquipment¦Arcing
18-0108649 | Vegetation | Tree - fell into line | Conductor, Overhead | Broken, wire on ground | 2018 | Tier 2 - Elevated | Distribution Circuit | 12 | 11 | 2018-12-11 | 238045 | Sus | N | Vegetation¦Treefellintoline¦ConductorOverhead¦Brokenwireonground
18-0108882 | 3rd Party | Vehicle | Pole-Wood | Broken, wire on object | 2018 | Tier 2 - Elevated | Distribution Circuit | 12 | 12 | 2018-12-12 | 238996 | Sus | N | 3rdParty¦Vehicle¦PoleWood¦Brokenwireonobject
18-0109293 | Unknown Cause | Patrol - found nothing |  |  | 2018 | Tier 3 - Extreme | Distribution Circuit | 12 | 14 | 2018-12-14 | 240595 | Sus | N | UnknownCause¦Patrolfoundnothing¦¦
18-0110025 | Unknown Cause | Patrol - found nothing |  |  | 2018 | Tier 2 - Elevated | Distribution Circuit | 12 | 19 | 2018-12-19 | 244022 | Sus | N | UnknownCause¦Patrolfoundnothing¦¦
18-0110808 | 3rd Party | Vehicle | Pole-Wood | Broken, wire on ground | 2018 | Tier 3 - Extreme | Distribution Circuit | 12 | 27 | 2018-12-27 | 247856 | Sus | N | 3rdParty¦Vehicle¦PoleWood¦Brokenwireonground
19-0003381 | Vegetation | Tree - fell into line | Secondary | Broken | 2018 | Tier 2 - Elevated | Transformer only | 12 | 31 | 2018-12-31 | 251201 | Sus | N | Vegetation¦Treefellintoline¦Secondary¦Broken
19-0003433 | Equipment Failure/Involved | Overhead | Cutout, fuse holder | Failed/Faulted | 2019 | Tier 2 - Elevated | Distribution Circuit | 1 | 1 | 2019-01-01 | 251448 | Sus | N | EquipmentFailureInvolved¦Overhead¦Cutoutfuseholder¦FailedFaulted
19-0010098 | Vegetation | Tree - fell into line | Conductor, Overhead | Normal | 2019 | Tier 2 - Elevated | Distribution Circuit | 1 | 16 | 2019-01-16 | 268269 | Sus | N | Vegetation¦Treefellintoline¦ConductorOverhead¦Normal
19-0010098 | Vegetation | Tree - fell into line | Conductor, Overhead | Normal | 2019 | Tier 2 - Elevated | Distribution Circuit | 1 | 16 | 2019-01-16 | 268269 | Sus | N | Vegetation¦Treefellintoline¦ConductorOverhead¦Normal
19-0010628 | Vegetation | Tree - fell into line | Pole-Wood | Broken, wire on ground | 2019 | Tier 3 - Extreme | Distribution Circuit | 1 | 17 | 2019-01-17 | 272664 | Sus | N | Vegetation¦Treefellintoline¦PoleWood¦Brokenwireonground
19-0011084 | Equipment Failure/Involved | Overhead | Transformer (OH) | Broken | 2019 | Tier 3 - Extreme | Transformer only | 1 | 17 | 2019-01-17 | 272586 | Sus | N | EquipmentFailureInvolved¦Overhead¦Transformer(OH)¦Broken
19-0011894 | Equipment Failure/Involved | Electrical Overload | Transformer (OH) | Arcing | 2019 | Tier 3 - Extreme | Distribution Circuit | 1 | 18 | 2019-01-18 | 275841 | Sus | N | EquipmentFailureInvolved¦ElectricalOverload¦Transformer(OH)¦Arcing
19-0012081 | Equipment Failure/Involved | Overhead | Pole-Wood | Broken, wire on ground | 2019 | Tier 3 - Extreme | Distribution Circuit | 1 | 19 | 2019-01-19 | 276564 | Sus | N | EquipmentFailureInvolved¦Overhead¦PoleWood¦Brokenwireonground
19-0012612 | Vegetation | Tree - branch fell on line | Conductor, Overhead | Broken, wire on ground | 2019 | Tier 3 - Extreme | Distribution Circuit | 1 | 20 | 2019-01-20 | 277465 | Sus | N | Vegetation¦Treebranchfellonline¦ConductorOverhead¦Brokenwireonground
19-0017029 | Vegetation | Tree - branch fell on line | Conductor, Overhead | Broken, wire on ground | 2019 | Tier 2 - Elevated | Distribution Circuit | 2 | 2 | 2019-02-02 | 286893 | Sus | N | Vegetation¦Treebranchfellonline¦ConductorOverhead¦Brokenwireonground
19-0017535 | Environmental/External | Lightning | Transformer | Failed/Faulted | 2019 | Tier 2 - Elevated | Transformer only | 2 | 3 | 2019-02-03 | 288705 | Sus | N | EnvironmentalExternal¦Lightning¦Transformer¦FailedFaulted
19-0018269 | 3rd Party | Gun Shot | Conductor, Overhead | Broken, wire on ground | 2019 | Tier 2 - Elevated | Distribution Circuit | 2 | 5 | 2019-02-05 | 291738 | Sus | N | 3rdParty¦GunShot¦ConductorOverhead¦Brokenwireonground
19-0018477 | Equipment Failure/Involved | Overhead | Transformer | Failed/Faulted | 2019 | Tier 2 - Elevated | Transformer only | 2 | 5 | 2019-02-05 | 291599 | Sus | N | EquipmentFailureInvolved¦Overhead¦Transformer¦FailedFaulted
19-0020829 | Vegetation | Tree - fell into line | Conductor, Overhead | Normal | 2019 | Tier 3 - Extreme | Distribution Circuit | 2 | 10 | 2019-02-10 | 298338 | Sus | N | Vegetation¦Treefellintoline¦ConductorOverhead¦Normal
19-0021067 | 3rd Party | Metallic Balloon | Conductor, Overhead | Normal | 2019 | Tier 3 - Extreme | Distribution Circuit | 2 | 11 | 2019-02-11 | 299726 | Sus | N | 3rdParty¦MetallicBalloon¦ConductorOverhead¦Normal
19-0021645 | Equipment Failure/Involved | Overhead | Conductor, Overhead | Broken, wire on ground | 2019 | Tier 2 - Elevated | Distribution Circuit | 2 | 12 | 2019-02-12 | 301375 | Sus | N | EquipmentFailureInvolved¦Overhead¦ConductorOverhead¦Brokenwireonground
19-0022253 | Vegetation | Tree - branch fell on line | Conductor, Overhead | Normal | 2019 | Tier 3 - Extreme | Distribution Circuit | 2 | 12 | 2019-02-12 | 303305 | Sus | N | Vegetation¦Treebranchfellonline¦ConductorOverhead¦Normal
19-0022569 | Unknown Cause | Patrol - found nothing |  |  | 2019 | Tier 3 - Extreme | Distribution Circuit | 2 | 13 | 2019-02-13 | 305502 | Sus | N | UnknownCause¦Patrolfoundnothing¦¦
19-0023385 | Vegetation | Tree - fell into line | Conductor, Overhead | Normal | 2019 | Tier 3 - Extreme | Distribution Circuit | 2 | 14 | 2019-02-14 | 309725 | Sus | N | Vegetation¦Treefellintoline¦ConductorOverhead¦Normal
19-0023858 | Vegetation | Tree - fell into line | Secondary | Broken, wire on ground | 2019 | Tier 3 - Extreme | Transformer only | 2 | 15 | 2019-02-15 | 311122 | Sus | N | Vegetation¦Treefellintoline¦Secondary¦Brokenwireonground
19-0024391 | Equipment Failure/Involved | Overhead | Conductor, Overhead | Broken, wire on ground | 2019 | Tier 3 - Extreme | Transmission line | 2 | 16 | 2019-02-16 | 313367 | Sus | N | EquipmentFailureInvolved¦Overhead¦ConductorOverhead¦Brokenwireonground
19-0026045 | Unknown Cause | Patrol - found nothing |  |  | 2019 | Tier 2 - Elevated | Distribution Circuit | 2 | 19 | 2019-02-19 | 318558 | Sus | N | UnknownCause¦Patrolfoundnothing¦¦
19-0026231 | Vegetation | Tree - fell into line | Conductor, Overhead | Broken, wire on ground | 2019 | Tier 2 - Elevated | Distribution Circuit | 2 | 12 | 2019-02-12 | 319213 | Sus | N | Vegetation¦Treefellintoline¦ConductorOverhead¦Brokenwireonground
19-0030290 | Vegetation | Tree - fell into line | Pole-Wood | Broken | 2019 | Tier 2 - Elevated | Transformer only | 3 | 3 | 2019-03-03 | 330283 | Sus | N | Vegetation¦Treefellintoline¦PoleWood¦Broken
19-0031446 | Unknown Cause | Patrol - found nothing |  |  | 2019 | Tier 3 - Extreme | Distribution Circuit | 3 | 6 | 2019-03-06 | 333075 | Sus | N | UnknownCause¦Patrolfoundnothing¦¦
19-0032045 | Vegetation | Tree - fell into line | Conductor, Overhead | Normal | 2019 | Tier 3 - Extreme | Distribution Circuit | 3 | 8 | 2019-03-08 | 334264 | Sus | N | Vegetation¦Treefellintoline¦ConductorOverhead¦Normal
19-0033444 | Equipment Failure/Involved | Overhead | Connector or Splice (OH) | Arcing | 2019 | Tier 3 - Extreme | Distribution Circuit | 3 | 13 | 2019-03-13 | 338520 | Sus | N | EquipmentFailureInvolved¦Overhead¦ConnectororSplice(OH)¦Arcing
19-0035622 | Equipment Failure/Involved | Overhead | Connector or Splice (OH) | Broken | 2019 | Tier 3 - Extreme | Distribution Circuit | 3 | 20 | 2019-03-20 | 344391 | Sus | N | EquipmentFailureInvolved¦Overhead¦ConnectororSplice(OH)¦Broken
19-0036312 | Equipment Failure/Involved | Overhead | Crossarm, Wood | Broken | 2019 | Tier 3 - Extreme | Distribution Circuit | 3 | 23 | 2019-03-23 | 345868 | Sus | N | EquipmentFailureInvolved¦Overhead¦CrossarmWood¦Broken
19-0036353 | Equipment Failure/Involved | Overhead | Transformer (OH) | Failed/Faulted | 2019 | Tier 2 - Elevated | Distribution Circuit | 3 | 23 | 2019-03-23 | 346051 | Sus | N | EquipmentFailureInvolved¦Overhead¦Transformer(OH)¦FailedFaulted
19-0036448 | Equipment Failure/Involved | Fire, pole | Pole-Wood | Burned/flashed | 2019 | Tier 2 - Elevated | Distribution Circuit | 3 | 24 | 2019-03-24 | 346305 | Sus | N | EquipmentFailureInvolved¦Firepole¦PoleWood¦Burnedflashed
19-0040252 | Equipment Failure/Involved | Overhead | Transformer | Failed/Faulted | 2019 | Tier 3 - Extreme | Transformer only | 4 | 6 | 2019-04-06 | 354773 | Sus | N | EquipmentFailureInvolved¦Overhead¦Transformer¦FailedFaulted
19-0044569 | Equipment Failure/Involved | Overhead |  | Failed/Faulted | 2019 | Tier 2 - Elevated | Transformer only | 4 | 20 | 2019-04-20 | 364280 | Sus | N | EquipmentFailureInvolved¦Overhead¦¦FailedFaulted
19-0049478 | Unknown Cause | Patrol - found nothing |  |  | 2019 | Tier 3 - Extreme | Distribution Circuit | 5 | 6 | 2019-05-06 | 375033 | Sus | Y | UnknownCause¦Patrolfoundnothing¦¦
19-0051418 | Equipment Failure/Involved | Overhead | Pole-Wood | Broken | 2019 | Tier 2 - Elevated | Distribution Circuit | 5 | 13 | 2019-05-13 | 379571 | Sus | Y | EquipmentFailureInvolved¦Overhead¦PoleWood¦Broken
19-0051574 | Unknown Cause | Patrol - found nothing |  |  | 2019 | Tier 2 - Elevated | Distribution Circuit | 5 | 14 | 2019-05-14 | 379812 | Sus | Y | UnknownCause¦Patrolfoundnothing¦¦
19-0052153 | Vegetation | Tree - fell into line | Conductor, Overhead | Broken, wire on ground | 2019 | Tier 3 - Extreme | Distribution Circuit | 5 | 15 | 2019-05-15 | 380874 | Sus | Y | Vegetation¦Treefellintoline¦ConductorOverhead¦Brokenwireonground
19-0057606 | Environmental/External | Lightning | Transformer (OH) | Failed/Faulted | 2019 | Tier 3 - Extreme | Transformer only | 5 | 25 | 2019-05-25 | 390165 | Sus | Y | EnvironmentalExternal¦Lightning¦Transformer(OH)¦FailedFaulted
19-0061073 | Vegetation | Tree - branch fell on line | Crossarm, Wood | Broken | 2019 | Tier 2 - Elevated | Distribution Circuit | 6 | 1 | 2019-06-01 | 394946 | Sus | Y | Vegetation¦Treebranchfellonline¦CrossarmWood¦Broken
19-0061913 | Equipment Failure/Involved | Overhead | Transformer | Failed/Faulted | 2019 | Tier 2 - Elevated | Transformer only | 6 | 3 | 2019-06-03 | 396443 | Sus | Y | EquipmentFailureInvolved¦Overhead¦Transformer¦FailedFaulted
19-0065824 | Equipment Failure/Involved | Underground | Transformer (UG) | Failed/Faulted | 2019 | Tier 3 - Extreme | Transformer only | 6 | 11 | 2019-06-11 | 406557 | Sus | Y | EquipmentFailureInvolved¦Underground¦Transformer(UG)¦FailedFaulted
19-0072701 | Equipment Failure/Involved | Overhead | Crossarm, Wood | Broken | 2019 | Tier 2 - Elevated | Distribution Circuit | 6 | 27 | 2019-06-27 | 431791 | Sus | Y | EquipmentFailureInvolved¦Overhead¦CrossarmWood¦Broken
19-0083432 | 3rd Party | Vehicle | Pole-Wood | Broken | 2019 | Tier 3 - Extreme | Distribution Circuit | 8 | 1 | 2019-08-01 | 476849 | Sus | Y | 3rdParty¦Vehicle¦PoleWood¦Broken
19-0089311 | Vegetation | Tree - fell into line | Conductor, Overhead | Normal | 2019 | Tier 2 - Elevated | Distribution Circuit | 8 | 18 | 2019-08-18 | 521927 | Sus | Y | Vegetation¦Treefellintoline¦ConductorOverhead¦Normal
19-0093512 | Equipment Failure/Involved | Underground | Transformer (UG) | Failed/Faulted | 2019 | Tier 3 - Extreme | Distribution Circuit | 8 | 29 | 2019-08-29 | 546094 | Sus | Y | EquipmentFailureInvolved¦Underground¦Transformer(UG)¦FailedFaulted
19-0100110 | Animal | Squirrel | Fuse | Failed/Faulted | 2019 | Tier 2 - Elevated | Distribution Circuit | 9 | 17 | 2019-09-17 | 585707 | Sus | Y | Animal¦Squirrel¦Fuse¦FailedFaulted
19-0117805 | Wildfire Mitigation | Public Safety Power Shut-off | Conductor, Overhead | Broken, wire on ground | 2019 | Tier 3 - Extreme | Distribution Circuit | 10 | 26 | 2019-10-26 | 691573 | Sus | Y | WildfireMitigation¦PublicSafetyPowerShutoff¦ConductorOverhead¦Brokenwireonground
19-0119143 | Vegetation | Tree - branch fell on line | Conductor, Overhead | Normal | 2019 | Tier 3 - Extreme | Distribution Circuit | 10 | 30 | 2019-10-30 | 695950 | Sus | Y | Vegetation¦Treebranchfellonline¦ConductorOverhead¦Normal
19-0123842 | Equipment Failure/Involved | Overhead | Crossarm, Wood | Broken | 2019 | Tier 3 - Extreme | Distribution Circuit | 11 | 12 | 2019-11-12 | 705013 | Sus | Y | EquipmentFailureInvolved¦Overhead¦CrossarmWood¦Broken
19-0128135 | Equipment Failure/Involved | Overhead | Transformer | Failed/Faulted | 2019 | Tier 2 - Elevated | Distribution Circuit | 11 | 24 | 2019-11-24 | 713944 | Sus | Y | EquipmentFailureInvolved¦Overhead¦Transformer¦FailedFaulted
19-0129477 | Vegetation | Tree - bark fell into line | Conductor, Overhead | Normal | 2019 | Tier 3 - Extreme | Distribution Circuit | 11 | 26 | 2019-11-26 | 717871 | Sus | Y | Vegetation¦Treebarkfellintoline¦ConductorOverhead¦Normal
19-0129477 | Vegetation | Tree - bark fell into line | Conductor, Overhead | Normal | 2019 | Tier 3 - Extreme | Distribution Circuit | 11 | 26 | 2019-11-26 | 717871 | Sus | Y | Vegetation¦Treebarkfellintoline¦ConductorOverhead¦Normal
19-0131086 | Equipment Failure/Involved | Overhead | Insulator | Broken | 2019 | Tier 2 - Elevated | Distribution Circuit | 11 | 29 | 2019-11-29 | 723592 | Sus | Y | EquipmentFailureInvolved¦Overhead¦Insulator¦Broken
19-0131490 | Equipment Failure/Involved | Overhead | Transformer (OH) | Failed/Faulted | 2019 | Tier 2 - Elevated | Distribution Circuit | 11 | 30 | 2019-11-30 | 724337 | Sus | Y | EquipmentFailureInvolved¦Overhead¦Transformer(OH)¦FailedFaulted
19-0131787 | Vegetation | Tree - branch fell on line | Conductor, Overhead | Broken, wire on ground | 2019 | Tier 2 - Elevated | Distribution Circuit | 12 | 1 | 2019-12-01 | 725405 | Sus | N | Vegetation¦Treebranchfellonline¦ConductorOverhead¦Brokenwireonground
19-0131936 | Vegetation | Tree - fell into line | Conductor, Overhead | Together | 2019 | Tier 2 - Elevated | Distribution Circuit | 12 | 1 | 2019-12-01 | 725848 | Sus | N | Vegetation¦Treefellintoline¦ConductorOverhead¦Together
19-0134873 | Equipment Failure/Involved | Overhead | Connector or Splice (OH) | Broken | 2019 | Tier 2 - Elevated | Distribution Circuit | 12 | 7 | 2019-12-07 | 732841 | Sus | N | EquipmentFailureInvolved¦Overhead¦ConnectororSplice(OH)¦Broken
20-0005076 | Equipment Failure/Involved | Overhead | Transformer | Failed/Faulted | 2020 | Tier 2 - Elevated | Transformer only | 1 | 3 | 2020-01-03 | 754501 | Sus | N | EquipmentFailureInvolved¦Overhead¦Transformer¦FailedFaulted
20-0008361 | Equipment Failure/Involved | Overhead | Connector or Splice (OH) | Burned Open | 2020 | Tier 2 - Elevated | Distribution Circuit | 1 | 14 | 2020-01-14 | 760570 | Sus | N | EquipmentFailureInvolved¦Overhead¦ConnectororSplice(OH)¦BurnedOpen
20-0019998 | Vegetation | Tree - branch fell on line | Conductor, Overhead | Normal | 2020 | Tier 3 - Extreme | Distribution Circuit | 2 | 9 | 2020-02-09 | 787049 | Sus | N | Vegetation¦Treebranchfellonline¦ConductorOverhead¦Normal
20-0030700 | Equipment Failure/Involved | Overhead | Conductor, Overhead | Together | 2020 | Tier 2 - Elevated | Distribution Circuit | 3 | 10 | 2020-03-10 | 843361 | Sus | N | EquipmentFailureInvolved¦Overhead¦ConductorOverhead¦Together
20-0032488 | Vegetation | Tree - fell into line | Pole-Wood | Broken, wire on ground | 2020 | Tier 3 - Extreme | Distribution Circuit | 3 | 15 | 2020-03-15 | 852994 | Sus | N | Vegetation¦Treefellintoline¦PoleWood¦Brokenwireonground
20-0033286 | Vegetation | Tree - fell into line | Conductor, Overhead | Normal | 2020 | Tier 3 - Extreme | Distribution Circuit | 3 | 16 | 2020-03-16 | 853851 | Sus | N | Vegetation¦Treefellintoline¦ConductorOverhead¦Normal
20-0033511 | Equipment Failure/Involved | Overhead | Other | Broken, wire on object | 2020 | Tier 3 - Extreme | Distribution Circuit | 3 | 16 | 2020-03-16 | 856996 | Sus | N | EquipmentFailureInvolved¦Overhead¦Other¦Brokenwireonobject
20-0034245 | Vegetation | Tree - branch fell on line | Transformer | Broken | 2020 | Tier 3 - Extreme | Transformer only | 3 | 20 | 2020-03-20 | 858960 | Sus | N | Vegetation¦Treebranchfellonline¦Transformer¦Broken
20-0034280 | Vegetation | Tree - fell into line | Transformer (OH) | Broken | 2020 | Tier 3 - Extreme | Distribution Circuit | 3 | 19 | 2020-03-19 | 859017 | Sus | N | Vegetation¦Treefellintoline¦Transformer(OH)¦Broken
20-0034650 | Unknown Cause | Patrol - found nothing |  |  | 2020 | Tier 2 - Elevated | Distribution Circuit | 3 | 20 | 2020-03-20 | 859565 | Sus | N | UnknownCause¦Patrolfoundnothing¦¦
20-0038103 | Equipment Failure/Involved | Overhead | Transformer | Failed/Faulted | 2020 | Tier 3 - Extreme | Transformer only | 4 | 2 | 2020-04-02 | 879774 | Sus | N | EquipmentFailureInvolved¦Overhead¦Transformer¦FailedFaulted
20-0048288 | Equipment Failure/Involved | Overhead | Pole-Wood | Broken | 2020 | Tier 3 - Extreme | Distribution Circuit | 5 | 7 | 2020-05-07 | 909193 | Sus | Y | EquipmentFailureInvolved¦Overhead¦PoleWood¦Broken
20-0048916 | Equipment Failure/Involved | Overhead | Pole-Wood | Broken | 2020 | Tier 2 - Elevated | Distribution Circuit | 5 | 10 | 2020-05-10 | 910802 | Sus | Y | EquipmentFailureInvolved¦Overhead¦PoleWood¦Broken
20-0048917 | Unknown Cause | Patrol - found nothing |  |  | 2020 | Tier 2 - Elevated | Distribution Circuit | 5 | 10 | 2020-05-10 | 910789 | Sus | Y | UnknownCause¦Patrolfoundnothing¦¦
20-0050895 | Equipment Failure/Involved | Overhead | Transformer (OH) | Failed/Faulted | 2020 | Tier 2 - Elevated | Distribution Circuit | 5 | 16 | 2020-05-16 | 914878 | Sus | Y | EquipmentFailureInvolved¦Overhead¦Transformer(OH)¦FailedFaulted
20-0051679 | Equipment Failure/Involved | Overhead | Pothead(Riser Termination) | Burned/flashed | 2020 | Tier 2 - Elevated | Distribution Circuit | 5 | 19 | 2020-05-19 | 917362 | Sus | Y | EquipmentFailureInvolved¦Overhead¦Pothead(RiserTermination)¦Burnedflashed
20-0053630 | Vegetation | Tree - branch fell on line | Conductor, Overhead | Normal | 2020 | Tier 3 - Extreme | Distribution Circuit | 5 | 23 | 2020-05-23 | 920335 | Sus | Y | Vegetation¦Treebranchfellonline¦ConductorOverhead¦Normal
20-0056707 | Equipment Failure/Involved | Underground | Conductor, Underground | Burned/flashed | 2020 | Tier 2 - Elevated | Transformer only | 6 | 2 | 2020-06-02 | 928525 | Sus | Y | EquipmentFailureInvolved¦Underground¦ConductorUnderground¦Burnedflashed
20-0060945 | Environmental/External | Lightning | Transformer | Failed/Faulted | 2020 | Tier 2 - Elevated | Transformer only | 6 | 13 | 2020-06-13 | 938693 | Sus | Y | EnvironmentalExternal¦Lightning¦Transformer¦FailedFaulted
20-0063852 | Equipment Failure/Involved | Overhead | Crossarm, Wood | Broken | 2020 | Tier 2 - Elevated | Transformer only | 6 | 23 | 2020-06-23 | 944932 | Sus | Y | EquipmentFailureInvolved¦Overhead¦CrossarmWood¦Broken
20-0064585 | Equipment Failure/Involved | Overhead | Conductor, Overhead | Broken | 2020 | Tier 2 - Elevated | Transformer only | 6 | 24 | 2020-06-24 | 946429 | Sus | Y | EquipmentFailureInvolved¦Overhead¦ConductorOverhead¦Broken
20-0065811 | Equipment Failure/Involved | Overhead | Cutout, fuse holder | Broken | 2020 | Tier 2 - Elevated | Distribution Circuit | 6 | 28 | 2020-06-28 | 949335 | Sus | Y | EquipmentFailureInvolved¦Overhead¦Cutoutfuseholder¦Broken
20-0077096 | 3rd Party | Fire, house or bldg. | Transformer (OH) | Broken, wire on ground | 2020 | Tier 2 - Elevated | Transformer only | 7 | 28 | 2020-07-28 | 973893 | Sus | Y | 3rdParty¦Firehouseorbldg¦Transformer(OH)¦Brokenwireonground
20-0089246 | Unknown Cause | Patrol - found nothing |  |  | 2020 | Tier 2 - Elevated | Distribution Circuit | 8 | 24 | 2020-08-24 | 1028129 | Sus | Y | UnknownCause¦Patrolfoundnothing¦¦
20-0090433 | Environmental/External | Fire, Forest/Grass | Conductor, Overhead | Deteriorated | 2020 | Tier 3 - Extreme | Distribution Circuit | 8 | 19 | 2020-08-19 | 1033317 | Sus | Y | EnvironmentalExternal¦FireForestGrass¦ConductorOverhead¦Deteriorated
20-0090881 | Equipment Failure/Involved | Underground | Conductor, Underground | Broken | 2020 | Tier 2 - Elevated | Distribution Circuit | 8 | 27 | 2020-08-27 | 1035400 | Sus | Y | EquipmentFailureInvolved¦Underground¦ConductorUnderground¦Broken
20-0092888 | Vegetation | Tree - fell into line | Conductor, Overhead | Normal | 2020 | Tier 3 - Extreme | Distribution Circuit | 9 | 2 | 2020-09-02 | 1050756 | Sus | Y | Vegetation¦Treefellintoline¦ConductorOverhead¦Normal
20-0093419 | Environmental/External | Fire, Forest/Grass | Pole-Wood | Burned/flashed | 2020 | Tier 3 - Extreme | Distribution Circuit | 8 | 18 | 2020-08-18 | 1053934 | Sus | Y | EnvironmentalExternal¦FireForestGrass¦PoleWood¦Burnedflashed
20-0093718 | Equipment Failure/Involved | Overhead | Transformer (OH) | Failed/Faulted | 2020 | Tier 3 - Extreme | Transformer only | 9 | 5 | 2020-09-05 | 1055598 | Sus | Y | EquipmentFailureInvolved¦Overhead¦Transformer(OH)¦FailedFaulted
20-0094677 | Equipment Failure/Involved | Underground | Transformer (UG) | Deteriorated | 2020 | Tier 2 - Elevated | Distribution Circuit | 9 | 8 | 2020-09-08 | 1060902 | Sus | Y | EquipmentFailureInvolved¦Underground¦Transformer(UG)¦Deteriorated
20-0100527 | Environmental/External | Fire, Forest/Grass | Conductor, Overhead | Burned/flashed | 2020 | Tier 2 - Elevated | Distribution Circuit | 9 | 7 | 2020-09-07 | 1089039 | Sus | Y | EnvironmentalExternal¦FireForestGrass¦ConductorOverhead¦Burnedflashed
20-0102024 | Unknown Cause | Patrol - found nothing |  |  | 2020 | Tier 2 - Elevated | Distribution Circuit | 9 | 27 | 2020-09-27 | 1095053 | Sus | Y | UnknownCause¦Patrolfoundnothing¦¦
20-0105003 | Vegetation | Tree - branch fell on line | Conductor, Overhead | Normal | 2020 | Tier 3 - Extreme | Distribution Circuit | 10 | 4 | 2020-10-04 | 1111038 | Sus | Y | Vegetation¦Treebranchfellonline¦ConductorOverhead¦Normal
20-0108293 | Wildfire Mitigation | Public Safety Power Shut-off | Conductor, Overhead | Normal | 2020 | Tier 3 - Extreme | Distribution Circuit | 10 | 14 | 2020-10-14 | 1117660 | Sus | Y | WildfireMitigation¦PublicSafetyPowerShutoff¦ConductorOverhead¦Normal
20-0112042 | Equipment Failure/Involved | Underground | Transformer (UG) | Leaking | 2020 | Tier 2 - Elevated | Distribution Circuit | 10 | 23 | 2020-10-23 | 1123961 | Sus | Y | EquipmentFailureInvolved¦Underground¦Transformer(UG)¦Leaking
20-0124246 | 3rd Party | Tree - cutting, 3rd party | Transformer | Broken | 2020 | Tier 2 - Elevated | Transformer only | 11 | 23 | 2020-11-23 | 1153329 | Sus | Y | 3rdParty¦Treecutting3rdparty¦Transformer¦Broken
20-0125700 | Unknown Cause | Patrol - found nothing |  |  | 2020 | Tier 2 - Elevated | Distribution Circuit | 11 | 29 | 2020-11-29 | 1155775 | Sus | Y | UnknownCause¦Patrolfoundnothing¦¦
20-0125842 | Equipment Failure/Involved | Overhead | Crossarm, Wood | Deteriorated | 2020 | Tier 2 - Elevated | Distribution Circuit | 11 | 30 | 2020-11-30 | 1156157 | Sus | Y | EquipmentFailureInvolved¦Overhead¦CrossarmWood¦Deteriorated
20-0129821 | Equipment Failure/Involved | Overhead | Cutout, fuse holder | Broken | 2020 | Tier 2 - Elevated | Distribution Circuit | 12 | 11 | 2020-12-11 | 1180133 | Sus | N | EquipmentFailureInvolved¦Overhead¦Cutoutfuseholder¦Broken
21-0004622 | Vegetation | Tree - branch fell on line | Conductor, Overhead | Normal | 2021 | Tier 2 - Elevated | Distribution Circuit | 1 | 4 | 2021-01-04 | 1202982 | Sus | N | Vegetation¦Treebranchfellonline¦ConductorOverhead¦Normal
21-0004933 | Unknown Cause | Patrol - found nothing |  |  | 2021 | Tier 3 - Extreme | Distribution Circuit | 1 | 4 | 2021-01-04 | 1204145 | Sus | N | UnknownCause¦Patrolfoundnothing¦¦
21-0009704 | Vegetation | Tree - branch fell on line | Conductor, Overhead | Broken, wire on ground | 2021 | Tier 3 - Extreme | Distribution Circuit | 1 | 18 | 2021-01-18 | 1212381 | Sus | N | Vegetation¦Treebranchfellonline¦ConductorOverhead¦Brokenwireonground
21-0011142 | Equipment Failure/Involved | Overhead | Pole-Wood | Broken, wire on ground | 2021 | Tier 3 - Extreme | Distribution Circuit | 1 | 19 | 2021-01-19 | 1218015 | Sus | N | EquipmentFailureInvolved¦Overhead¦PoleWood¦Brokenwireonground
21-0011981 | Vegetation | Tree - fell into line | Conductor, Overhead | Broken, wire on ground | 2021 | Tier 3 - Extreme | Distribution Circuit | 1 | 19 | 2021-01-19 | 1219708 | Sus | N | Vegetation¦Treefellintoline¦ConductorOverhead¦Brokenwireonground
21-0012531 | Vegetation | Tree - fell into line | Fuse | Broken | 2021 | Tier 3 - Extreme | Distribution Circuit | 1 | 19 | 2021-01-19 | 1220647 | Sus | N | Vegetation¦Treefellintoline¦Fuse¦Broken
21-0016775 | Unknown Cause | Patrol - found nothing |  |  | 2021 | Tier 3 - Extreme | Distribution Circuit | 1 | 27 | 2021-01-27 | 1233748 | Sus | N | UnknownCause¦Patrolfoundnothing¦¦
21-0017166 | Vegetation | Tree - branch fell on line | Conductor, Overhead | Normal | 2021 | Tier 3 - Extreme | Distribution Circuit | 1 | 28 | 2021-01-28 | 1238681 | Sus | N | Vegetation¦Treebranchfellonline¦ConductorOverhead¦Normal
21-0017470 | Unknown Cause | Patrol - found nothing |  |  | 2021 | Tier 2 - Elevated | Distribution Circuit | 1 | 28 | 2021-01-28 | 1238907 | Sus | N | UnknownCause¦Patrolfoundnothing¦¦
21-0020606 | Vegetation | Tree - branch fell on line | Conductor, Overhead | Normal | 2021 | Tier 2 - Elevated | Distribution Circuit | 2 | 1 | 2021-02-01 | 1245313 | Sus | N | Vegetation¦Treebranchfellonline¦ConductorOverhead¦Normal
21-0020976 | Equipment Failure/Involved | Overhead | Crossarm, Wood | Broken | 2021 | Tier 2 - Elevated | Distribution Circuit | 2 | 2 | 2021-02-02 | 1246211 | Sus | N | EquipmentFailureInvolved¦Overhead¦CrossarmWood¦Broken
21-0021055 | Equipment Failure/Involved | Overhead | Connector or Splice (OH) | Broken | 2021 | Tier 3 - Extreme | Transformer only | 2 | 2 | 2021-02-02 | 1246404 | Sus | N | EquipmentFailureInvolved¦Overhead¦ConnectororSplice(OH)¦Broken
21-0027655 | Vegetation | Tree - fell into line | Conductor, Overhead | Together | 2021 | Tier 2 - Elevated | Distribution Circuit | 2 | 20 | 2021-02-20 | 1258388 | Sus | N | Vegetation¦Treefellintoline¦ConductorOverhead¦Together
21-0034628 | Equipment Failure/Involved | Overhead | Conductor, Overhead | Normal | 2021 | Tier 3 - Extreme | Distribution Circuit | 3 | 10 | 2021-03-10 | 1277084 | Sus | N | EquipmentFailureInvolved¦Overhead¦ConductorOverhead¦Normal
21-0035134 | 3rd Party | Vehicle | Pole-Wood | Broken | 2021 | Tier 3 - Extreme | Distribution Circuit | 3 | 11 | 2021-03-11 | 1278395 | Sus | N | 3rdParty¦Vehicle¦PoleWood¦Broken
21-0039094 | Unknown Cause | Patrol - found nothing |  |  | 2021 | Tier 2 - Elevated | Distribution Circuit | 3 | 21 | 2021-03-21 | 1290721 | Sus | N | UnknownCause¦Patrolfoundnothing¦¦
21-0040064 | Vegetation | Tree - branch fell on line | Conductor, Overhead | Normal | 2021 | Tier 3 - Extreme | Distribution Circuit | 3 | 23 | 2021-03-23 | 1294584 | Sus | N | Vegetation¦Treebranchfellonline¦ConductorOverhead¦Normal
21-0045918 | 3rd Party | Other | Anchor or Guy | Broken | 2021 | Tier 2 - Elevated | Distribution Circuit | 4 | 7 | 2021-04-07 | 1308606 | Sus | N | 3rdParty¦Other¦AnchororGuy¦Broken
21-0051083 | Vegetation | Other ground vegetation | Pole-Wood | Broken | 2021 | Tier 3 - Extreme | Distribution Circuit | 4 | 20 | 2021-04-20 | 1325982 | Sus | N | Vegetation¦Othergroundvegetation¦PoleWood¦Broken
21-0051092 | Equipment Failure/Involved | Overhead | Pole-Wood | Broken | 2021 | Tier 2 - Elevated | Distribution Circuit | 4 | 20 | 2021-04-20 | 1326076 | Sus | N | EquipmentFailureInvolved¦Overhead¦PoleWood¦Broken
21-0055886 | Environmental/External | Lightning | Transformer (OH) | Burned/flashed | 2021 | Tier 2 - Elevated | Transformer only | 5 | 2 | 2021-05-02 | 1339179 | Sus | Y | EnvironmentalExternal¦Lightning¦Transformer(OH)¦Burnedflashed
21-0064142 | Unknown Cause | Patrol - found nothing |  |  | 2021 | Tier 2 - Elevated | Distribution Circuit | 5 | 20 | 2021-05-20 | 1354947 | Sus | Y | UnknownCause¦Patrolfoundnothing¦¦
21-0064909 | Equipment Failure/Involved | Overhead | Transformer (OH) | Arcing | 2021 | Tier 2 - Elevated | Transformer only | 5 | 23 | 2021-05-23 | 1356919 | Sus | Y | EquipmentFailureInvolved¦Overhead¦Transformer(OH)¦Arcing
21-0064913 | Unknown Cause | Patrol - not conducted |  |  | 2021 | Tier 3 - Extreme | Distribution Circuit | 5 | 24 | 2021-05-24 | 1356947 | Sus | Y | UnknownCause¦Patrolnotconducted¦¦
21-0072901 | Equipment Failure/Involved | Overhead | Crossarm, Wood | Broken | 2021 | Tier 2 - Elevated | Distribution Circuit | 6 | 10 | 2021-06-10 | 1370439 | Sus | Y | EquipmentFailureInvolved¦Overhead¦CrossarmWood¦Broken
21-0072927 | Animal | Bird found | Conductor, Overhead | Normal | 2021 | Tier 2 - Elevated | Distribution Circuit | 6 | 10 | 2021-06-10 | 1370482 | Sus | Y | Animal¦Birdfound¦ConductorOverhead¦Normal
21-0076406 | Unknown Cause | Patrol - found nothing |  |  | 2021 | Tier 3 - Extreme | Transformer only | 6 | 18 | 2021-06-18 | 1378219 | Sus | Y | UnknownCause¦Patrolfoundnothing¦¦
21-0082923 | Vegetation | Tree - fell into line | Conductor, Overhead | Broken, wire on ground | 2021 | Tier 3 - Extreme | Distribution Circuit | 6 | 30 | 2021-06-30 | 1389375 | Sus | Y | Vegetation¦Treefellintoline¦ConductorOverhead¦Brokenwireonground
21-0091302 | Vegetation | Tree - fell into line | Conductor, Overhead | Together | 2021 | Tier 2 - Elevated | Distribution Circuit | 7 | 17 | 2021-07-17 | 1407051 | Sus | Y | Vegetation¦Treefellintoline¦ConductorOverhead¦Together
21-0093301 | Animal | Bird found | Conductor, Overhead | Normal | 2021 | Tier 2 - Elevated | Distribution Circuit | 7 | 22 | 2021-07-22 | 1410751 | Sus | Y | Animal¦Birdfound¦ConductorOverhead¦Normal
21-0094555 | Unknown Cause | Patrol - found nothing |  |  | 2021 | Tier 2 - Elevated | Distribution Circuit | 7 | 24 | 2021-07-24 | 1413698 | Sus | Y | UnknownCause¦Patrolfoundnothing¦¦
21-0098895 | Equipment Failure/Involved | Overhead | Crossarm, Wood | Broken | 2021 | Tier 2 - Elevated | Distribution Circuit | 8 | 3 | 2021-08-03 | 1429721 | Sus | Y | EquipmentFailureInvolved¦Overhead¦CrossarmWood¦Broken
21-0101838 | Equipment Failure/Involved | Overhead | Pole-Wood | Normal | 2021 | Tier 2 - Elevated | Distribution Circuit | 8 | 9 | 2021-08-09 | 1437833 | Sus | Y | EquipmentFailureInvolved¦Overhead¦PoleWood¦Normal
21-0103873 | Equipment Failure/Involved | Overhead | Connector or Splice (OH) | Broken, wire on ground | 2021 | Tier 2 - Elevated | Distribution Circuit | 8 | 12 | 2021-08-12 | 1441321 | Sus | Y | EquipmentFailureInvolved¦Overhead¦ConnectororSplice(OH)¦Brokenwireonground
21-0104021 | Equipment Failure/Involved | Overhead | Pole-Wood | Broken | 2021 | Tier 3 - Extreme | Transformer only | 8 | 13 | 2021-08-13 | 1441682 | Sus | Y | EquipmentFailureInvolved¦Overhead¦PoleWood¦Broken
21-0110273 | Vegetation | Tree - cutting, PG&E contractor | Conductor, Overhead | Normal | 2021 | Tier 2 - Elevated | Distribution Circuit | 8 | 27 | 2021-08-27 | 1455620 | Sus | Y | Vegetation¦TreecuttingPG&Econtractor¦ConductorOverhead¦Normal
21-0110503 | 3rd Party | Vehicle | Pole-Wood | Broken, wire on ground | 2021 | Tier 2 - Elevated | Distribution Circuit | 8 | 28 | 2021-08-28 | 1456105 | Sus | Y | 3rdParty¦Vehicle¦PoleWood¦Brokenwireonground
21-0119019 | Vegetation | Tree - branch fell on line | Transformer (OH) | Broken, wire on ground | 2021 | Tier 2 - Elevated | Transformer only | 9 | 17 | 2021-09-17 | 1473926 | Sus | Y | Vegetation¦Treebranchfellonline¦Transformer(OH)¦Brokenwireonground
21-0122388 | Equipment Failure/Involved | Overhead | Fuse | Broken | 2021 | Tier 2 - Elevated | Transformer only | 9 | 25 | 2021-09-25 | 1480576 | Sus | Y | EquipmentFailureInvolved¦Overhead¦Fuse¦Broken
21-0124557 | Animal | Squirrel | Transformer (OH) | Failed/Faulted | 2021 | Tier 3 - Extreme | Distribution Circuit | 9 | 30 | 2021-09-30 | 1484385 | Sus | Y | Animal¦Squirrel¦Transformer(OH)¦FailedFaulted
21-0135710 | Unknown Cause | Patrol - found nothing |  |  | 2021 | Tier 2 - Elevated | Distribution Circuit | 10 | 24 | 2021-10-24 | 1507971 | Sus | Y | UnknownCause¦Patrolfoundnothing¦¦
21-0135891 | Vegetation | Tree - fell into line | Conductor, Overhead | Broken, wire on ground | 2021 | Tier 3 - Extreme | Distribution Circuit | 10 | 24 | 2021-10-24 | 1508228 | Sus | Y | Vegetation¦Treefellintoline¦ConductorOverhead¦Brokenwireonground
21-0137230 | Unknown Cause | Patrol - found nothing |  |  | 2021 | Tier 2 - Elevated | Distribution Circuit | 10 | 24 | 2021-10-24 | 1512115 | Sus | Y | UnknownCause¦Patrolfoundnothing¦¦
21-0138718 | Equipment Failure/Involved | Overhead | Conductor, Overhead | Broken, wire on ground | 2021 | Tier 2 - Elevated | Distribution Circuit | 10 | 27 | 2021-10-27 | 1523028 | Sus | Y | EquipmentFailureInvolved¦Overhead¦ConductorOverhead¦Brokenwireonground
21-0143537 | Unknown Cause | Patrol - found nothing |  |  | 2021 | Tier 2 - Elevated | Distribution Circuit | 11 | 8 | 2021-11-08 | 1537656 | Sus | Y | UnknownCause¦Patrolfoundnothing¦¦
21-0144214 | Vegetation | Tree - fell into line | Conductor, Overhead | Broken, wire on ground | 2021 | Tier 3 - Extreme | Distribution Circuit | 11 | 9 | 2021-11-09 | 1539340 | Sus | Y | Vegetation¦Treefellintoline¦ConductorOverhead¦Brokenwireonground
21-0152183 | Equipment Failure/Involved | Electrical Overload | Transformer | Failed/Faulted | 2021 | Tier 2 - Elevated | Transformer only | 11 | 27 | 2021-11-27 | 1555151 | Sus | Y | EquipmentFailureInvolved¦ElectricalOverload¦Transformer¦FailedFaulted
21-0156916 | Equipment Failure/Involved | Overhead | Fuse | Failed/Faulted | 2021 | Tier 2 - Elevated | Distribution Circuit | 12 | 13 | 2021-12-13 | 1565633 | Sus | N | EquipmentFailureInvolved¦Overhead¦Fuse¦FailedFaulted
21-0156928 | Vegetation | Tree - fell into line | Conductor, Overhead | Broken, wire on ground | 2021 | Tier 3 - Extreme | Distribution Circuit | 12 | 13 | 2021-12-13 | 1565705 | Sus | N | Vegetation¦Treefellintoline¦ConductorOverhead¦Brokenwireonground
21-0157189 | Vegetation | Tree - fell into line | Conductor, Overhead | Burned/flashed | 2021 | Tier 2 - Elevated | Distribution Circuit | 12 | 13 | 2021-12-13 | 1567029 | Sus | N | Vegetation¦Treefellintoline¦ConductorOverhead¦Burnedflashed
21-0158003 | Unknown Cause | Patrol - found nothing |  |  | 2021 | Tier 2 - Elevated | Distribution Circuit | 12 | 14 | 2021-12-14 | 1570168 | Sus | N | UnknownCause¦Patrolfoundnothing¦¦
21-0158133 | Vegetation | Tree - fell into line | Conductor, Overhead | Broken, wire on ground | 2021 | Tier 2 - Elevated | Distribution Circuit | 12 | 14 | 2021-12-14 | 1570226 | Sus | N | Vegetation¦Treefellintoline¦ConductorOverhead¦Brokenwireonground
21-0158356 | Vegetation | Tree - branch fell on line | Transformer | Leaking | 2021 | Tier 3 - Extreme | Transformer only | 12 | 14 | 2021-12-14 | 1569922 | Sus | N | Vegetation¦Treebranchfellonline¦Transformer¦Leaking
21-0158508 | Vegetation | Tree - fell into line | Conductor, Overhead | Broken, wire on ground | 2021 | Tier 3 - Extreme | Distribution Circuit | 12 | 15 | 2021-12-15 | 1572971 | Sus | N | Vegetation¦Treefellintoline¦ConductorOverhead¦Brokenwireonground
21-0161090 | Vegetation | Tree - fell into line | Pole-Wood | Broken, wire on ground | 2021 | Tier 2 - Elevated | Distribution Circuit | 12 | 27 | 2021-12-27 | 1585683 | Sus | N | Vegetation¦Treefellintoline¦PoleWood¦Brokenwireonground
21-0161642 | Vegetation | Tree - fell into line | Conductor, Overhead | Broken, wire on ground | 2021 | Tier 3 - Extreme | Distribution Circuit | 12 | 29 | 2021-12-29 | 1588818 | Sus | N | Vegetation¦Treefellintoline¦ConductorOverhead¦Brokenwireonground
22-0005310 | Vegetation | Tree - branch fell on line | Crossarm, Wood | Broken, wire on ground | 2022 | Tier 3 - Extreme | Distribution Circuit | 1 | 2 | 2022-01-02 | 1592624 | Sus | N | Vegetation¦Treebranchfellonline¦CrossarmWood¦Brokenwireonground
22-0005747 | Environmental/External | Ice or snow | Conductor, Overhead | Broken | 2021 | Tier 3 - Extreme | Distribution Circuit | 12 | 27 | 2021-12-27 | 1594272 | Sus | N | EnvironmentalExternal¦Iceorsnow¦ConductorOverhead¦Broken
22-0005908 | Vegetation | Tree - fell into line | Conductor, Overhead | Bent or Twisted | 2022 | Tier 3 - Extreme | Distribution Circuit | 1 | 4 | 2022-01-04 | 1594606 | Sus | N | Vegetation¦Treefellintoline¦ConductorOverhead¦BentorTwisted
22-0006050 | Environmental/External | Ice or snow | Connector or Splice (OH) | Broken | 2022 | Tier 3 - Extreme | Distribution Circuit | 1 | 4 | 2022-01-04 | 1594723 | Sus | N | EnvironmentalExternal¦Iceorsnow¦ConnectororSplice(OH)¦Broken
22-0006255 | Vegetation | Tree - fell into line | Conductor, Overhead | Broken, wire on ground | 2022 | Tier 3 - Extreme | Distribution Circuit | 1 | 5 | 2022-01-05 | 1595436 | Sus | N | Vegetation¦Treefellintoline¦ConductorOverhead¦Brokenwireonground
22-0009078 | Equipment Failure/Involved | Overhead | Crossarm, Wood | Broken | 2022 | Tier 2 - Elevated | Distribution Circuit | 1 | 12 | 2022-01-12 | 1601044 | Sus | N | EquipmentFailureInvolved¦Overhead¦CrossarmWood¦Broken
22-0024365 | Equipment Failure/Involved | Overhead | Fuse | Failed/Faulted | 2022 | Tier 2 - Elevated | Transformer only | 2 | 18 | 2022-02-18 | 1632180 | Sus | N | EquipmentFailureInvolved¦Overhead¦Fuse¦FailedFaulted
22-0024889 | Vegetation | Tree - branch fell on line | Conductor, Overhead | Normal | 2022 | Tier 2 - Elevated | Distribution Circuit | 2 | 22 | 2022-02-22 | 1633426 | Sus | N | Vegetation¦Treebranchfellonline¦ConductorOverhead¦Normal
22-0028107 | Vegetation | Tree - grew into line | Conductor, Overhead | Normal | 2022 | Tier 3 - Extreme | Distribution Circuit | 3 | 1 | 2022-03-01 | 1639957 | Sus | N | Vegetation¦Treegrewintoline¦ConductorOverhead¦Normal
22-0033226 | Vegetation | Tree - branch fell on line | Conductor, Overhead | Normal | 2022 | Tier 3 - Extreme | Distribution Circuit | 3 | 12 | 2022-03-12 | 1647333 | Sus | N | Vegetation¦Treebranchfellonline¦ConductorOverhead¦Normal
22-0050732 | Equipment Failure/Involved | Overhead | Transformer (OH) | Broken | 2022 | Tier 2 - Elevated | Transformer only | 4 | 17 | 2022-04-17 | 1675280 | Sus | N | EquipmentFailureInvolved¦Overhead¦Transformer(OH)¦Broken
22-0053533 | Equipment Failure/Involved | Overhead | Crossarm, Wood | Broken | 2022 | Tier 2 - Elevated | Distribution Circuit | 4 | 22 | 2022-04-22 | 1679615 | Sus | N | EquipmentFailureInvolved¦Overhead¦CrossarmWood¦Broken
22-0055275 | Equipment Failure/Involved | Overhead | Crossarm, Wood | Deteriorated | 2022 | Tier 2 - Elevated | Distribution Circuit | 4 | 27 | 2022-04-27 | 1683330 | Sus | N | EquipmentFailureInvolved¦Overhead¦CrossarmWood¦Deteriorated
22-0061946 | Vegetation | Tree - branch fell on line | Conductor, Overhead | Normal | 2022 | Tier 3 - Extreme | Distribution Circuit | 5 | 13 | 2022-05-13 | 1695684 | Sus | Y | Vegetation¦Treebranchfellonline¦ConductorOverhead¦Normal
22-0063023 | Animal | Bird found | Transformer (OH) | Normal | 2022 | Tier 2 - Elevated | Transformer only | 5 | 17 | 2022-05-17 | 1698922 | Sus | Y | Animal¦Birdfound¦Transformer(OH)¦Normal
22-0064119 | 3rd Party | Vehicle | Pole-Wood | Broken | 2022 | Tier 2 - Elevated | Distribution Circuit | 5 | 19 | 2022-05-19 | 1704747 | Sus | Y | 3rdParty¦Vehicle¦PoleWood¦Broken
22-0072844 | 3rd Party | Tree - cutting, 3rd party | Pole-Wood | Broken, wire on ground | 2022 | Tier 3 - Extreme | Distribution Circuit | 6 | 10 | 2022-06-10 | 1727349 | Sus | Y | 3rdParty¦Treecutting3rdparty¦PoleWood¦Brokenwireonground
22-0076696 | Equipment Failure/Involved | Overhead | Insulator | Broken, wire on object | 2022 | Tier 2 - Elevated | Distribution Circuit | 6 | 21 | 2022-06-21 | 1737338 | Sus | Y | EquipmentFailureInvolved¦Overhead¦Insulator¦Brokenwireonobject
22-0077234 | Unknown Cause | Patrol - found nothing |  |  | 2022 | Tier 2 - Elevated | Distribution Circuit | 6 | 22 | 2022-06-22 | 1737657 | Sus | Y | UnknownCause¦Patrolfoundnothing¦¦
22-0079123 | Vegetation | Tree - fell into line | Conductor, Overhead | Normal | 2022 | Tier 2 - Elevated | Distribution Circuit | 6 | 27 | 2022-06-27 | 1743489 | Sus | Y | Vegetation¦Treefellintoline¦ConductorOverhead¦Normal
22-0087576 | Unknown Cause | Patrol - found nothing |  |  | 2022 | Tier 2 - Elevated | Distribution Circuit | 7 | 20 | 2022-07-20 | 1761216 | Sus | Y | UnknownCause¦Patrolfoundnothing¦¦
22-0089059 | 3rd Party | Vehicle | Pole-Wood | Broken, wire on ground | 2022 | Tier 2 - Elevated | Distribution Circuit | 7 | 23 | 2022-07-23 | 1764226 | Sus | Y | 3rdParty¦Vehicle¦PoleWood¦Brokenwireonground
22-0090487 | Equipment Failure/Involved | Overhead | Transformer (OH) | Failed/Faulted | 2022 | Tier 3 - Extreme | Transformer only | 7 | 27 | 2022-07-27 | 1766773 | Sus | Y | EquipmentFailureInvolved¦Overhead¦Transformer(OH)¦FailedFaulted
22-0093582 | Vegetation | Tree - fell into line | Conductor, Overhead | Contaminated | 2022 | Tier 3 - Extreme | Distribution Circuit | 8 | 4 | 2022-08-04 | 1773084 | Sus | Y | Vegetation¦Treefellintoline¦ConductorOverhead¦Contaminated
22-0094049 | Unknown Cause | Patrol - found nothing |  |  | 2022 | Tier 2 - Elevated | Transformer only | 8 | 5 | 2022-08-05 | 1773754 | Sus | Y | UnknownCause¦Patrolfoundnothing¦¦
22-0098660 | 3rd Party | Vehicle | Anchor or Guy | Broken | 2022 | Tier 2 - Elevated | Distribution Circuit | 8 | 17 | 2022-08-17 | 1783591 | Sus | Y | 3rdParty¦Vehicle¦AnchororGuy¦Broken
22-0100846 | Equipment Failure/Involved | Overhead | Pole-Wood | Deteriorated | 2022 | Tier 3 - Extreme | Distribution Circuit | 8 | 23 | 2022-08-23 | 1788019 | Sus | Y | EquipmentFailureInvolved¦Overhead¦PoleWood¦Deteriorated
22-0102565 | Vegetation | Tree - fell into line | Conductor, Overhead | Broken, wire on ground | 2022 | Tier 2 - Elevated | Distribution Circuit | 8 | 26 | 2022-08-26 | 1792479 | Sus | Y | Vegetation¦Treefellintoline¦ConductorOverhead¦Brokenwireonground
22-0111452 | Unknown Cause | Patrol - found nothing |  |  | 2022 | Tier 2 - Elevated | Distribution Circuit | 9 | 17 | 2022-09-17 | 1813188 | Sus | Y | UnknownCause¦Patrolfoundnothing¦¦
22-0111648 | Equipment Failure/Involved | Overhead | Transformer (OH) | Failed/Faulted | 2022 | Tier 3 - Extreme | Transformer only | 9 | 18 | 2022-09-18 | 1814182 | Sus | Y | EquipmentFailureInvolved¦Overhead¦Transformer(OH)¦FailedFaulted
22-0118188 | Unknown Cause | Patrol - found nothing |  |  | 2022 | Tier 3 - Extreme | Distribution Circuit | 10 | 5 | 2022-10-05 | 1829528 | Sus | Y | UnknownCause¦Patrolfoundnothing¦¦
22-0122043 | Animal | Bird found | Pothead(Riser Termination) | Normal | 2022 | Tier 2 - Elevated | Distribution Circuit | 10 | 17 | 2022-10-17 | 1838878 | Sus | Y | Animal¦Birdfound¦Pothead(RiserTermination)¦Normal
22-0124913 | Unknown Cause | Patrol - found nothing |  |  | 2022 | Tier 2 - Elevated | Distribution Circuit | 10 | 26 | 2022-10-26 | 1845824 | Sus | Y | UnknownCause¦Patrolfoundnothing¦¦
22-0127643 | Unknown Cause | Patrol - found nothing |  |  | 2022 | Tier 2 - Elevated | Distribution Circuit | 11 | 3 | 2022-11-03 | 1852844 | Sus | Y | UnknownCause¦Patrolfoundnothing¦¦
22-0127827 | Vegetation | Tree - branch fell on line | Conductor, Overhead | Normal | 2022 | Tier 3 - Extreme | Distribution Circuit | 11 | 4 | 2022-11-04 | 1853349 | Sus | Y | Vegetation¦Treebranchfellonline¦ConductorOverhead¦Normal
22-0129398 | Vegetation | Tree - fell into line | Conductor, Overhead | Normal | 2022 | Tier 3 - Extreme | Distribution Circuit | 11 | 8 | 2022-11-08 | 1858515 | Sus | Y | Vegetation¦Treefellintoline¦ConductorOverhead¦Normal
22-0130827 | Animal | Squirrel | Transformer (OH) | Normal | 2022 | Tier 2 - Elevated | Distribution Circuit | 11 | 14 | 2022-11-14 | 1862052 | Sus | Y | Animal¦Squirrel¦Transformer(OH)¦Normal
22-0131089 | Unknown Cause | Patrol - not conducted |  |  | 2022 | Tier 2 - Elevated | Distribution Circuit | 11 | 15 | 2022-11-15 | 1862778 | Sus | Y | UnknownCause¦Patrolnotconducted¦¦
22-0134012 | Animal | Squirrel | Fuse | Normal | 2022 | Tier 3 - Extreme | Distribution Circuit | 11 | 24 | 2022-11-24 | 1868752 | Sus | Y | Animal¦Squirrel¦Fuse¦Normal
22-0136498 | 3rd Party | Vehicle | Pole-Wood | Broken | 2022 | Tier 2 - Elevated | Distribution Circuit | 12 | 4 | 2022-12-04 | 1876145 | Sus | N | 3rdParty¦Vehicle¦PoleWood¦Broken
22-0138263 | Vegetation | Tree - fell into line | Conductor, Overhead | Together | 2022 | Tier 2 - Elevated | Distribution Circuit | 12 | 10 | 2022-12-10 | 1881605 | Sus | N | Vegetation¦Treefellintoline¦ConductorOverhead¦Together
22-0138628 | Vegetation | Tree - fell into line | Conductor, Overhead | Normal | 2022 | Tier 3 - Extreme | Distribution Circuit | 12 | 10 | 2022-12-10 | 1883805 | Sus | N | Vegetation¦Treefellintoline¦ConductorOverhead¦Normal
22-0139062 | Vegetation | Tree - branch fell on line | Conductor, Overhead | Normal | 2022 | Tier 2 - Elevated | Distribution Circuit | 12 | 10 | 2022-12-10 | 1884099 | Sus | N | Vegetation¦Treebranchfellonline¦ConductorOverhead¦Normal
22-0140464 | Equipment Failure/Involved | Overhead | Transformer (OH) | Failed/Faulted | 2022 | Tier 2 - Elevated | Transformer only | 12 | 17 | 2022-12-17 | 1891605 | Sus | N | EquipmentFailureInvolved¦Overhead¦Transformer(OH)¦FailedFaulted
22-0141657 | Vegetation | Tree - fell into line | Conductor, Overhead | Broken | 2022 | Tier 3 - Extreme | Distribution Circuit | 12 | 27 | 2022-12-27 | 1898810 | Sus | N | Vegetation¦Treefellintoline¦ConductorOverhead¦Broken
22-0141727 | Equipment Failure/Involved | Underground | Elbow | Failed/Faulted | 2022 | Tier 2 - Elevated | Distribution Circuit | 12 | 27 | 2022-12-27 | 1899182 | Sus | N | EquipmentFailureInvolved¦Underground¦Elbow¦FailedFaulted
22-0141901 | Unknown Cause | Patrol - not conducted |  |  | 2022 | Tier 2 - Elevated | Distribution Circuit | 12 | 27 | 2022-12-27 | 1900258 | Sus | N | UnknownCause¦Patrolnotconducted¦¦
22-0142189 | Vegetation | Tree - fell into line | Conductor, Overhead | Broken, wire on ground | 2022 | Tier 2 - Elevated | Distribution Circuit | 12 | 30 | 2022-12-30 | 1902002 | Sus | N | Vegetation¦Treefellintoline¦ConductorOverhead¦Brokenwireonground
23-0004702 | Vegetation | Tree - fell into line | Pole-Wood | Broken | 2022 | Tier 2 - Elevated | Distribution Circuit | 12 | 31 | 2022-12-31 | 1906799 | Sus | N | Vegetation¦Treefellintoline¦PoleWood¦Broken
15-0009790 | Vegetation | Tree - fell into line | Conductor, Overhead | Broken, wire on ground | 2015 | Tier 2 - Elevated | Distribution Circuit | 2 | 6 | 2015-02-06 | 1173145 | Sus | N | Vegetation¦Treefellintoline¦ConductorOverhead¦Brokenwireonground
15-0025059 | Vegetation | Tree - fell into line | Conductor, Overhead | Broken, wire on ground | 2015 | Tier 3 - Extreme | Distribution Circuit | 4 | 7 | 2015-04-07 | 1215267 | Sus | N | Vegetation¦Treefellintoline¦ConductorOverhead¦Brokenwireonground
15-0030922 | Equipment Failure/Involved | Other | Lightning Arrestor | Failed/Faulted | 2015 | Tier 2 - Elevated | Distribution Circuit | 4 | 30 | 2015-04-30 | 1227639 | Sus | N | EquipmentFailureInvolved¦Other¦LightningArrestor¦FailedFaulted
15-0032833 | Unknown Cause | Patrol - found nothing |  |  | 2015 | Tier 2 - Elevated | Distribution Circuit | 5 | 8 | 2015-05-08 | 1231533 | Sus | Y | UnknownCause¦Patrolfoundnothing¦¦
15-0034608 | Vegetation | Tree - branch fell on line | Conductor, Overhead | Normal | 2015 | Tier 3 - Extreme | Distribution Circuit | 5 | 16 | 2015-05-16 | 1235492 | Sus | Y | Vegetation¦Treebranchfellonline¦ConductorOverhead¦Normal
15-0039052 | Environmental/External | Lightning | Transformer | Failed/Faulted | 2015 | Tier 3 - Extreme | Transformer only | 6 | 6 | 2015-06-06 | 1244857 | Sus | Y | EnvironmentalExternal¦Lightning¦Transformer¦FailedFaulted
15-0040909 | Unknown Cause | Patrol - found nothing |  |  | 2015 | Tier 2 - Elevated | Distribution Circuit | 6 | 14 | 2015-06-14 | 1250618 | Sus | Y | UnknownCause¦Patrolfoundnothing¦¦
15-0043703 | Unknown Cause | Patrol - found nothing |  |  | 2015 | Tier 2 - Elevated | Distribution Circuit | 6 | 26 | 2015-06-26 | 1257553 | Sus | Y | UnknownCause¦Patrolfoundnothing¦¦
15-0045196 | Unknown Cause | Patrol - found nothing |  |  | 2015 | Tier 2 - Elevated | Distribution Circuit | 7 | 2 | 2015-07-02 | 1262055 | Sus | Y | UnknownCause¦Patrolfoundnothing¦¦
15-0049209 | Environmental/External | Lightning | Transformer | Failed/Faulted | 2015 | Tier 2 - Elevated | Transformer only | 7 | 19 | 2015-07-19 | 1273032 | Sus | Y | EnvironmentalExternal¦Lightning¦Transformer¦FailedFaulted
15-0049450 | Unknown Cause | Patrol - found nothing |  |  | 2015 | Tier 2 - Elevated | Distribution Circuit | 7 | 21 | 2015-07-21 | 1274493 | Sus | Y | UnknownCause¦Patrolfoundnothing¦¦
15-0055321 | Equipment Failure/Involved | Overhead | Transformer (OH) | Failed/Faulted | 2015 | Tier 2 - Elevated | Transformer only | 8 | 16 | 2015-08-16 | 1289146 | Sus | Y | EquipmentFailureInvolved¦Overhead¦Transformer(OH)¦FailedFaulted
15-0056154 | Vegetation | Tree - fell into line | Conductor, Overhead | Together | 2015 | Tier 3 - Extreme | Distribution Circuit | 8 | 19 | 2015-08-19 | 1291570 | Sus | Y | Vegetation¦Treefellintoline¦ConductorOverhead¦Together
15-0057120 | Company Initiated | Operating error | Transformer Power | Normal | 2015 | Tier 3 - Extreme | Substation - Transmission | 8 | 25 | 2015-08-25 | 1294119 | Sus | Y | CompanyInitiated¦Operatingerror¦TransformerPower¦Normal
15-0063457 | Equipment Failure/Involved | Overhead | Conductor, Overhead | Broken | 2015 | Tier 3 - Extreme | Distribution Circuit | 9 | 24 | 2015-09-24 | 1311627 | Sus | Y | EquipmentFailureInvolved¦Overhead¦ConductorOverhead¦Broken
15-0067611 | Vegetation | Tree - fell into line | Conductor, Overhead | Broken, wire on ground | 2015 | Tier 2 - Elevated | Distribution Circuit | 10 | 3 | 2015-10-03 | 1315996 | Sus | Y | Vegetation¦Treefellintoline¦ConductorOverhead¦Brokenwireonground
15-0067754 | Unknown Cause | Patrol - found nothing |  |  | 2015 | Tier 3 - Extreme | Distribution Circuit | 10 | 3 | 2015-10-03 | 1316379 | Sus | Y | UnknownCause¦Patrolfoundnothing¦¦
15-0073252 | Unknown Cause | Patrol - found nothing |  |  | 2015 | Tier 2 - Elevated | Distribution Circuit | 10 | 25 | 2015-10-25 | 1329082 | Sus | Y | UnknownCause¦Patrolfoundnothing¦¦
15-0081404 | Unknown Cause | Patrol - found nothing |  |  | 2015 | Tier 3 - Extreme | Distribution Circuit | 11 | 27 | 2015-11-27 | 1349542 | Sus | Y | UnknownCause¦Patrolfoundnothing¦¦
15-0082320 | Vegetation | Tree - fell into line | Crossarm, Wood | Broken | 2015 | Tier 3 - Extreme | Distribution Circuit | 12 | 3 | 2015-12-03 | 1352111 | Sus | N | Vegetation¦Treefellintoline¦CrossarmWood¦Broken
15-0082528 | Vegetation | Tree - branch fell on line | Conductor, Overhead | Normal | 2015 | Tier 2 - Elevated | Distribution Circuit | 12 | 3 | 2015-12-03 | 1353001 | Sus | N | Vegetation¦Treebranchfellonline¦ConductorOverhead¦Normal
15-0084515 | Vegetation | Tree - fell into line | Conductor, Overhead | Broken, wire on ground | 2015 | Tier 2 - Elevated | Distribution Circuit | 12 | 13 | 2015-12-13 | 1360038 | Sus | N | Vegetation¦Treefellintoline¦ConductorOverhead¦Brokenwireonground
15-0084758 | Vegetation | Tree - fell into line | Conductor, Overhead | Broken, wire on ground | 2015 | Tier 3 - Extreme | Distribution Circuit | 12 | 13 | 2015-12-13 | 1360994 | Sus | N | Vegetation¦Treefellintoline¦ConductorOverhead¦Brokenwireonground
15-0085967 | Animal | Bird found | Conductor, Overhead | Normal | 2015 | Tier 3 - Extreme | Distribution Circuit | 12 | 17 | 2015-12-17 | 1365572 | Sus | N | Animal¦Birdfound¦ConductorOverhead¦Normal
15-0086482 | Unknown Cause | Patrol - not conducted |  |  | 2015 | Tier 3 - Extreme | Distribution Circuit | 12 | 21 | 2015-12-21 | 1368016 | Sus | N | UnknownCause¦Patrolnotconducted¦¦
15-0087046 | Unknown Cause | Patrol - not conducted |  |  | 2015 | Tier 2 - Elevated | Transmission line | 12 | 24 | 2015-12-24 | 1370667 | Sus | N | UnknownCause¦Patrolnotconducted¦¦
15-0087962 | Equipment Failure/Involved | Fire, pole | Pole-Wood | Burned/flashed | 2015 | Tier 3 - Extreme | Distribution Circuit | 12 | 31 | 2015-12-31 | 1375464 | Sus | N | EquipmentFailureInvolved¦Firepole¦PoleWood¦Burnedflashed
16-0004370 | Vegetation | Tree - branch fell on line | Conductor, Overhead | Broken, wire on ground | 2016 | Tier 2 - Elevated | Distribution Circuit | 1 | 10 | 2016-01-10 | 1381268 | Sus | N | Vegetation¦Treebranchfellonline¦ConductorOverhead¦Brokenwireonground
16-0011194 | Unknown Cause | Patrol - not conducted |  |  | 2016 | Tier 2 - Elevated | Distribution Circuit | 2 | 7 | 2016-02-07 | 1399875 | Sus | N | UnknownCause¦Patrolnotconducted¦¦
16-0017401 | Unknown Cause | Patrol - not conducted |  |  | 2016 | Tier 2 - Elevated | Distribution Circuit | 3 | 5 | 2016-03-05 | 1416337 | Sus | N | UnknownCause¦Patrolnotconducted¦¦
16-0018976 | Vegetation | Tree - fell into line | Conductor, Overhead | Broken, wire on ground | 2016 | Tier 3 - Extreme | Distribution Circuit | 3 | 7 | 2016-03-07 | 1423726 | Sus | N | Vegetation¦Treefellintoline¦ConductorOverhead¦Brokenwireonground
16-0019743 | Unknown Cause | Patrol - found nothing |  |  | 2016 | Tier 2 - Elevated | Distribution Circuit | 3 | 9 | 2016-03-09 | 1426117 | Sus | N | UnknownCause¦Patrolfoundnothing¦¦
16-0019830 | Equipment Failure/Involved | Overhead | Conductor, Overhead | On Ground | 2016 | Tier 2 - Elevated | Distribution Circuit | 3 | 10 | 2016-03-10 | 1426239 | Sus | N | EquipmentFailureInvolved¦Overhead¦ConductorOverhead¦OnGround
16-0024235 | Equipment Failure/Involved | Overhead | Lightning Arrestor | Burned/flashed | 2016 | Tier 3 - Extreme | Distribution Circuit | 3 | 27 | 2016-03-27 | 1439330 | Sus | N | EquipmentFailureInvolved¦Overhead¦LightningArrestor¦Burnedflashed
16-0025407 | Equipment Failure/Involved | Overhead | Transformer | Broken | 2016 | Tier 3 - Extreme | Transformer only | 3 | 31 | 2016-03-31 | 1442469 | Sus | N | EquipmentFailureInvolved¦Overhead¦Transformer¦Broken
16-0025810 | Vegetation | Tree - branch fell on line | Conductor, Overhead | Normal | 2016 | Tier 3 - Extreme | Distribution Circuit | 4 | 3 | 2016-04-03 | 1443718 | Sus | N | Vegetation¦Treebranchfellonline¦ConductorOverhead¦Normal
16-0026019 | Unknown Cause | Patrol - not conducted |  |  | 2016 | Tier 2 - Elevated | Distribution Circuit | 4 | 4 | 2016-04-04 | 1444148 | Sus | N | UnknownCause¦Patrolnotconducted¦¦
16-0029007 | Unknown Cause | Patrol - found nothing |  |  | 2016 | Tier 2 - Elevated | Distribution Circuit | 4 | 15 | 2016-04-15 | 1451522 | Sus | N | UnknownCause¦Patrolfoundnothing¦¦
16-0030935 | Unknown Cause | Patrol - not conducted |  |  | 2016 | Tier 3 - Extreme | Distribution Circuit | 4 | 23 | 2016-04-23 | 1456671 | Sus | N | UnknownCause¦Patrolnotconducted¦¦
16-0039748 | Animal | Bird found | Conductor, Overhead | Normal | 2016 | Tier 2 - Elevated | Distribution Circuit | 5 | 31 | 2016-05-31 | 1479365 | Sus | Y | Animal¦Birdfound¦ConductorOverhead¦Normal
16-0039959 | Vegetation | Tree - fell into line | Conductor, Overhead | Normal | 2016 | Tier 2 - Elevated | Distribution Circuit | 5 | 31 | 2016-05-31 | 1479684 | Sus | Y | Vegetation¦Treefellintoline¦ConductorOverhead¦Normal
16-0040383 | Unknown Cause | Patrol - not conducted |  |  | 2016 | Tier 3 - Extreme | Distribution Circuit | 6 | 1 | 2016-06-01 | 1481106 | Sus | Y | UnknownCause¦Patrolnotconducted¦¦
16-0042517 | 3rd Party | Tree - cutting, 3rd party | Conductor, Overhead | On Ground | 2016 | Tier 3 - Extreme | Distribution Circuit | 6 | 10 | 2016-06-10 | 1486866 | Sus | Y | 3rdParty¦Treecutting3rdparty¦ConductorOverhead¦OnGround
16-0043218 | Vegetation | Tree - fell into line | Conductor, Overhead | Broken, wire on ground | 2016 | Tier 3 - Extreme | Distribution Circuit | 6 | 14 | 2016-06-14 | 1488736 | Sus | Y | Vegetation¦Treefellintoline¦ConductorOverhead¦Brokenwireonground
16-0044550 | 3rd Party | Customer Equipment | Customer Equipment | Failed/Faulted | 2016 | Tier 2 - Elevated | Distribution Circuit | 6 | 20 | 2016-06-20 | 1492672 | Sus | Y | 3rdParty¦CustomerEquipment¦CustomerEquipment¦FailedFaulted
16-0057103 | 3rd Party | Vehicle | Pole-Wood | Broken | 2016 | Tier 2 - Elevated | Distribution Circuit | 8 | 13 | 2016-08-13 | 1525790 | Sus | Y | 3rdParty¦Vehicle¦PoleWood¦Broken
16-0064043 | Environmental/External | Fire, Forest/Grass | Conductor, Overhead | Normal | 2016 | Tier 2 - Elevated | Distribution Circuit | 9 | 12 | 2016-09-12 | 1540375 | Sus | Y | EnvironmentalExternal¦FireForestGrass¦ConductorOverhead¦Normal
16-0065338 | Unknown Cause | Patrol - found nothing |  |  | 2016 | Tier 2 - Elevated | Distribution Circuit | 9 | 17 | 2016-09-17 | 1543210 | Sus | Y | UnknownCause¦Patrolfoundnothing¦¦
16-0070071 | Unknown Cause | Patrol - found nothing |  |  | 2016 | Tier 3 - Extreme | Distribution Circuit | 10 | 6 | 2016-10-06 | 1553938 | Sus | Y | UnknownCause¦Patrolfoundnothing¦¦
16-0070256 | Unknown Cause | Patrol - not conducted |  |  | 2016 | Tier 3 - Extreme | Transformer only | 10 | 6 | 2016-10-06 | 1554345 | Sus | Y | UnknownCause¦Patrolnotconducted¦¦
16-0073914 | Unknown Cause | Patrol - found nothing |  |  | 2016 | Tier 2 - Elevated | Distribution Circuit | 10 | 19 | 2016-10-19 | 1565798 | Sus | Y | UnknownCause¦Patrolfoundnothing¦¦
16-0077147 | Vegetation | Tree - branch fell on line | Pole-Wood | Broken, wire on ground | 2016 | Tier 2 - Elevated | Distribution Circuit | 11 | 1 | 2016-11-01 | 1574280 | Sus | Y | Vegetation¦Treebranchfellonline¦PoleWood¦Brokenwireonground
16-0079058 | Equipment Failure/Involved | Overhead | Transformer | Failed/Faulted | 2016 | Tier 2 - Elevated | Transformer only | 11 | 9 | 2016-11-09 | 1579031 | Sus | Y | EquipmentFailureInvolved¦Overhead¦Transformer¦FailedFaulted
16-0082208 | Equipment Failure/Involved | Overhead | Transformer | Failed/Faulted | 2016 | Tier 2 - Elevated | Transformer only | 11 | 25 | 2016-11-25 | 1588800 | Sus | Y | EquipmentFailureInvolved¦Overhead¦Transformer¦FailedFaulted
16-0083227 | Equipment Failure/Involved | Overhead | Transformer (OH) | Normal | 2016 | Tier 3 - Extreme | Transformer only | 11 | 30 | 2016-11-30 | 1592200 | Sus | Y | EquipmentFailureInvolved¦Overhead¦Transformer(OH)¦Normal
16-0084891 | Unknown Cause | Patrol - not conducted |  |  | 2016 | Tier 3 - Extreme | Distribution Circuit | 12 | 10 | 2016-12-10 | 1598251 | Sus | N | UnknownCause¦Patrolnotconducted¦¦
16-0085051 | Vegetation | Tree - fell into line | Conductor, Overhead | Normal | 2016 | Tier 2 - Elevated | Distribution Circuit | 12 | 10 | 2016-12-10 | 1599509 | Sus | N | Vegetation¦Treefellintoline¦ConductorOverhead¦Normal
17-0003300 | Unknown Cause | Patrol - found nothing |  |  | 2017 | Tier 3 - Extreme | Distribution Circuit | 1 | 3 | 2017-01-03 | 1616787 | Sus | N | UnknownCause¦Patrolfoundnothing¦¦
17-0005640 | Equipment Failure/Involved | Overhead | Transformer | Failed/Faulted | 2017 | Tier 2 - Elevated | Transformer only | 1 | 8 | 2017-01-08 | 1628507 | Sus | N | EquipmentFailureInvolved¦Overhead¦Transformer¦FailedFaulted
17-0005760 | Vegetation | Tree - fell into line | Conductor, Overhead | Bent or Twisted | 2017 | Tier 3 - Extreme | Distribution Circuit | 1 | 8 | 2017-01-08 | 1628922 | Sus | N | Vegetation¦Treefellintoline¦ConductorOverhead¦BentorTwisted
17-0005942 | Vegetation | Tree - fell into line | Conductor, Overhead | Broken, wire on ground | 2017 | Tier 2 - Elevated | Distribution Circuit | 1 | 9 | 2017-01-09 | 1630021 | Sus | N | Vegetation¦Treefellintoline¦ConductorOverhead¦Brokenwireonground
17-0006206 | Equipment Failure/Involved | Overhead | Pole-Wood | Broken | 2017 | Tier 2 - Elevated | Distribution Circuit | 1 | 9 | 2017-01-09 | 1630701 | Sus | N | EquipmentFailureInvolved¦Overhead¦PoleWood¦Broken
17-0006876 | Vegetation | Tree - grew into line | Conductor, Overhead | Burned/flashed | 2017 | Tier 3 - Extreme | Distribution Circuit | 1 | 10 | 2017-01-10 | 1635038 | Sus | N | Vegetation¦Treegrewintoline¦ConductorOverhead¦Burnedflashed
17-0007107 | Vegetation | Tree - fell into line | Conductor, Overhead | Broken, wire on ground | 2017 | Tier 2 - Elevated | Distribution Circuit | 1 | 10 | 2017-01-10 | 1636038 | Sus | N | Vegetation¦Treefellintoline¦ConductorOverhead¦Brokenwireonground
17-0007333 | Vegetation | Tree - fell into line | Conductor, Overhead | Broken, wire on ground | 2017 | Tier 2 - Elevated | Distribution Circuit | 1 | 10 | 2017-01-10 | 1638375 | Sus | N | Vegetation¦Treefellintoline¦ConductorOverhead¦Brokenwireonground
17-0011074 | Equipment Failure/Involved | Overhead | Stepdown | Burned/flashed | 2017 | Tier 3 - Extreme | Transformer only | 1 | 19 | 2017-01-19 | 1651831 | Sus | N | EquipmentFailureInvolved¦Overhead¦Stepdown¦Burnedflashed
17-0013175 | Vegetation | Tree - fell into line | Transformer | Normal | 2017 | Tier 2 - Elevated | Transformer only | 1 | 22 | 2017-01-22 | 1661030 | Sus | N | Vegetation¦Treefellintoline¦Transformer¦Normal
17-0013887 | Vegetation | Tree - fell into line | Conductor, Overhead | Broken, wire on ground | 2017 | Tier 3 - Extreme | Distribution Circuit | 1 | 23 | 2017-01-23 | 1664354 | Sus | N | Vegetation¦Treefellintoline¦ConductorOverhead¦Brokenwireonground
17-0015555 | Vegetation | Tree - fell into line | Conductor, Overhead | Broken, wire on ground | 2017 | Tier 3 - Extreme | Distribution Circuit | 1 | 27 | 2017-01-27 | 1668359 | Sus | N | Vegetation¦Treefellintoline¦ConductorOverhead¦Brokenwireonground
17-0017144 | Unknown Cause | Patrol - found nothing |  |  | 2017 | Tier 3 - Extreme | Distribution Circuit | 2 | 3 | 2017-02-03 | 1673520 | Sus | N | UnknownCause¦Patrolfoundnothing¦¦
17-0017275 | Unknown Cause | Patrol - found nothing |  |  | 2017 | Tier 2 - Elevated | Distribution Circuit | 2 | 3 | 2017-02-03 | 1673876 | Sus | N | UnknownCause¦Patrolfoundnothing¦¦
17-0017334 | Unknown Cause | Patrol - found nothing |  |  | 2017 | Tier 2 - Elevated | Distribution Circuit | 2 | 3 | 2017-02-03 | 1673973 | Sus | N | UnknownCause¦Patrolfoundnothing¦¦
17-0018659 | Vegetation | Tree - fell into line | Conductor, Overhead | Broken, wire on ground | 2017 | Tier 3 - Extreme | Distribution Circuit | 2 | 7 | 2017-02-07 | 1678971 | Sus | N | Vegetation¦Treefellintoline¦ConductorOverhead¦Brokenwireonground
17-0018949 | Vegetation | Tree - fell into line | Conductor, Overhead | Broken, wire on ground | 2017 | Tier 2 - Elevated | Distribution Circuit | 2 | 7 | 2017-02-07 | 1681736 | Sus | N | Vegetation¦Treefellintoline¦ConductorOverhead¦Brokenwireonground
17-0019581 | Environmental/External | Lightning | Cutout, fuse holder | Failed/Faulted | 2017 | Tier 2 - Elevated | Distribution Circuit | 2 | 9 | 2017-02-09 | 1683665 | Sus | N | EnvironmentalExternal¦Lightning¦Cutoutfuseholder¦FailedFaulted
17-0021356 | Vegetation | Tree - fell into line | Conductor, Overhead | Broken, wire on ground | 2017 | Tier 2 - Elevated | Distribution Circuit | 2 | 15 | 2017-02-15 | 1689363 | Sus | N | Vegetation¦Treefellintoline¦ConductorOverhead¦Brokenwireonground
17-0021827 | Vegetation | Tree - fell into line | Conductor, Overhead | Broken, wire on ground | 2017 | Tier 2 - Elevated | Distribution Circuit | 2 | 17 | 2017-02-17 | 1691384 | Sus | N | Vegetation¦Treefellintoline¦ConductorOverhead¦Brokenwireonground
17-0022411 | Vegetation | Tree - fell into line | Conductor, Overhead | Broken, wire on ground | 2017 | Tier 3 - Extreme | Distribution Circuit | 2 | 17 | 2017-02-17 | 1694253 | Sus | N | Vegetation¦Treefellintoline¦ConductorOverhead¦Brokenwireonground
17-0022702 | Unknown Cause | Patrol - found nothing |  |  | 2017 | Tier 2 - Elevated | Distribution Circuit | 2 | 17 | 2017-02-17 | 1698219 | Sus | N | UnknownCause¦Patrolfoundnothing¦¦
17-0022849 | Vegetation | Tree - fell into line | Service conductor | Broken, wire on ground | 2017 | Tier 2 - Elevated | Transformer only | 2 | 17 | 2017-02-17 | 1697351 | Sus | N | Vegetation¦Treefellintoline¦Serviceconductor¦Brokenwireonground
17-0024702 | Vegetation | Tree - fell into line | Conductor, Overhead | Broken, wire on ground | 2017 | Tier 2 - Elevated | Distribution Circuit | 2 | 20 | 2017-02-20 | 1706446 | Sus | N | Vegetation¦Treefellintoline¦ConductorOverhead¦Brokenwireonground
17-0024936 | Vegetation | Tree - fell into line | Conductor, Overhead | Broken, wire on ground | 2017 | Tier 3 - Extreme | Distribution Circuit | 2 | 21 | 2017-02-21 | 1707259 | Sus | N | Vegetation¦Treefellintoline¦ConductorOverhead¦Brokenwireonground
17-0025511 | Vegetation | Tree - branch fell on line | Transformer (OH) | Failed/Faulted | 2017 | Tier 2 - Elevated | Distribution Circuit | 2 | 22 | 2017-02-22 | 1710395 | Sus | N | Vegetation¦Treebranchfellonline¦Transformer(OH)¦FailedFaulted
17-0026996 | Vegetation | Tree - fell into line | Conductor, Overhead | Broken, wire on ground | 2017 | Tier 3 - Extreme | Distribution Circuit | 2 | 27 | 2017-02-27 | 1714861 | Sus | N | Vegetation¦Treefellintoline¦ConductorOverhead¦Brokenwireonground
17-0027331 | Vegetation | Tree - fell into line | Conductor, Overhead | Normal | 2017 | Tier 2 - Elevated | Distribution Circuit | 2 | 28 | 2017-02-28 | 1716005 | Sus | N | Vegetation¦Treefellintoline¦ConductorOverhead¦Normal
17-0032240 | Unknown Cause | Patrol - found nothing |  |  | 2017 | Tier 3 - Extreme | Distribution Circuit | 3 | 21 | 2017-03-21 | 1731616 | Sus | N | UnknownCause¦Patrolfoundnothing¦¦
17-0033712 | Equipment Failure/Involved | Overhead | Transformer | Failed/Faulted | 2017 | Tier 2 - Elevated | Transformer only | 3 | 25 | 2017-03-25 | 1735328 | Sus | N | EquipmentFailureInvolved¦Overhead¦Transformer¦FailedFaulted
17-0035686 | Equipment Failure/Involved | Overhead | Crossarm, Wood | Deteriorated | 2017 | Tier 3 - Extreme | Distribution Circuit | 3 | 31 | 2017-03-31 | 1741510 | Sus | N | EquipmentFailureInvolved¦Overhead¦CrossarmWood¦Deteriorated
17-0035886 | Equipment Failure/Involved | Overhead | Transformer | Failed/Faulted | 2017 | Tier 2 - Elevated | Transformer only | 4 | 2 | 2017-04-02 | 1742557 | Sus | N | EquipmentFailureInvolved¦Overhead¦Transformer¦FailedFaulted
17-0037007 | Animal | Other | Sectionalizer | Normal | 2017 | Tier 2 - Elevated | Distribution Circuit | 4 | 6 | 2017-04-06 | 1745316 | Sus | N | Animal¦Other¦Sectionalizer¦Normal
17-0037421 | Vegetation | Tree - fell into line | Conductor, Overhead | Broken, wire on ground | 2017 | Tier 2 - Elevated | Distribution Circuit | 4 | 6 | 2017-04-06 | 1748482 | Sus | N | Vegetation¦Treefellintoline¦ConductorOverhead¦Brokenwireonground
17-0037632 | Vegetation | Tree - fell into line | Pole-Wood | Broken, wire on ground | 2017 | Tier 3 - Extreme | Distribution Circuit | 4 | 6 | 2017-04-06 | 1748789 | Sus | N | Vegetation¦Treefellintoline¦PoleWood¦Brokenwireonground
17-0037681 | Animal | Squirrel | Transformer |  | 2017 | Tier 2 - Elevated | Transformer only | 4 | 7 | 2017-04-07 | 1749787 | Sus | N | Animal¦Squirrel¦Transformer¦
17-0040933 | Equipment Failure/Involved | Overhead | Crossarm, Wood | Broken | 2017 | Tier 2 - Elevated | Distribution Circuit | 4 | 17 | 2017-04-17 | 1759832 | Sus | N | EquipmentFailureInvolved¦Overhead¦CrossarmWood¦Broken
17-0043906 | 3rd Party | Vehicle | Conductor, Overhead | Normal | 2017 | Tier 2 - Elevated | Distribution Circuit | 4 | 29 | 2017-04-29 | 1770517 | Sus | N | 3rdParty¦Vehicle¦ConductorOverhead¦Normal
17-0043981 | Equipment Failure/Involved | Overhead | Other | Failed/Faulted | 2017 | Tier 2 - Elevated | Transformer only | 4 | 30 | 2017-04-30 | 1770828 | Sus | N | EquipmentFailureInvolved¦Overhead¦Other¦FailedFaulted
17-0045732 | Vegetation | Tree - branch fell on line | Conductor, Overhead | Normal | 2017 | Tier 3 - Extreme | Distribution Circuit | 5 | 6 | 2017-05-06 | 1775960 | Sus | Y | Vegetation¦Treebranchfellonline¦ConductorOverhead¦Normal
17-0045732 | Vegetation | Tree - branch fell on line | Conductor, Overhead | Normal | 2017 | Tier 3 - Extreme | Distribution Circuit | 5 | 6 | 2017-05-06 | 1775960 | Sus | Y | Vegetation¦Treebranchfellonline¦ConductorOverhead¦Normal
17-0045777 | Vegetation | Tree - fell into line | Conductor, Overhead | Broken, wire on ground | 2017 | Tier 3 - Extreme | Distribution Circuit | 5 | 6 | 2017-05-06 | 1776017 | Sus | Y | Vegetation¦Treefellintoline¦ConductorOverhead¦Brokenwireonground
17-0045916 | Equipment Failure/Involved | Overhead | Bushing | Failed/Faulted | 2017 | Tier 2 - Elevated | Distribution Circuit | 5 | 7 | 2017-05-07 | 1776787 | Sus | Y | EquipmentFailureInvolved¦Overhead¦Bushing¦FailedFaulted
17-0047399 | Equipment Failure/Involved | Overhead | Transformer (OH) | Leaking | 2017 | Tier 2 - Elevated | Transformer only | 5 | 11 | 2017-05-11 | 1780316 | Sus | Y | EquipmentFailureInvolved¦Overhead¦Transformer(OH)¦Leaking
17-0054067 | Equipment Failure/Involved | Overhead | Insulator | Broken | 2017 | Tier 2 - Elevated | Distribution Circuit | 6 | 9 | 2017-06-09 | 1800239 | Sus | Y | EquipmentFailureInvolved¦Overhead¦Insulator¦Broken
17-0054163 | 3rd Party | Vehicle | Pole-Wood | Broken | 2017 | Tier 2 - Elevated | Distribution Circuit | 6 | 10 | 2017-06-10 | 1801030 | Sus | Y | 3rdParty¦Vehicle¦PoleWood¦Broken
17-0056459 | Unknown Cause | Patrol - found nothing |  |  | 2017 | Tier 2 - Elevated | Distribution Circuit | 6 | 19 | 2017-06-19 | 1810103 | Sus | Y | UnknownCause¦Patrolfoundnothing¦¦
17-0058573 | Unknown Cause | Patrol - found nothing |  |  | 2017 | Tier 2 - Elevated | Distribution Circuit | 6 | 26 | 2017-06-26 | 1818063 | Sus | Y | UnknownCause¦Patrolfoundnothing¦¦
17-0066449 | Equipment Failure/Involved | Overhead | Transformer (OH) | Failed/Faulted | 2017 | Tier 3 - Extreme | Transformer only | 7 | 29 | 2017-07-29 | 1842055 | Sus | Y | EquipmentFailureInvolved¦Overhead¦Transformer(OH)¦FailedFaulted
17-0066714 | Unknown Cause | Patrol - found nothing |  |  | 2017 | Tier 2 - Elevated | Distribution Circuit | 7 | 31 | 2017-07-31 | 1843054 | Sus | Y | UnknownCause¦Patrolfoundnothing¦¦
17-0067146 | Equipment Failure/Involved | Overhead | Transformer | Failed/Faulted | 2017 | Tier 3 - Extreme | Transformer only | 8 | 1 | 2017-08-01 | 1844053 | Sus | Y | EquipmentFailureInvolved¦Overhead¦Transformer¦FailedFaulted
17-0077252 | Vegetation | Tree - fell into line | Conductor, Overhead | Broken | 2017 | Tier 3 - Extreme | Distribution Circuit | 9 | 9 | 2017-09-09 | 1874115 | Sus | Y | Vegetation¦Treefellintoline¦ConductorOverhead¦Broken
17-0077781 | Equipment Failure/Involved | Overhead | Capacitor | Failed/Faulted | 2017 | Tier 2 - Elevated | Distribution Circuit | 9 | 11 | 2017-09-11 | 1875609 | Sus | Y | EquipmentFailureInvolved¦Overhead¦Capacitor¦FailedFaulted
17-0080822 | Animal | Squirrel | Fuse | Failed/Faulted | 2017 | Tier 3 - Extreme | Distribution Circuit | 9 | 21 | 2017-09-21 | 1883513 | Sus | Y | Animal¦Squirrel¦Fuse¦FailedFaulted
17-0086066 | Equipment Failure/Involved | Overhead | Conductor, Overhead | Broken, wire on ground | 2017 | Tier 3 - Extreme | Distribution Circuit | 10 | 10 | 2017-10-10 | 1897393 | Sus | Y | EquipmentFailureInvolved¦Overhead¦ConductorOverhead¦Brokenwireonground
17-0086326 | Environmental/External | Fire, Forest/Grass | Conductor, Overhead | Burned/flashed | 2017 | Tier 2 - Elevated | Distribution Circuit | 10 | 9 | 2017-10-09 | 1898437 | Sus | Y | EnvironmentalExternal¦FireForestGrass¦ConductorOverhead¦Burnedflashed
17-0087209 | Environmental/External | Fire, Forest/Grass | Pole-Wood | Burned/flashed | 2017 | Tier 2 - Elevated | Distribution Circuit | 10 | 13 | 2017-10-13 | 1900356 | Sus | Y | EnvironmentalExternal¦FireForestGrass¦PoleWood¦Burnedflashed
17-0087306 | Animal | Bird found | Fuse | Failed/Faulted | 2017 | Tier 2 - Elevated | Distribution Circuit | 10 | 14 | 2017-10-14 | 1900541 | Sus | Y | Animal¦Birdfound¦Fuse¦FailedFaulted
17-0087560 | Environmental/External | Fire, Forest/Grass | Transformer (OH) | Normal | 2017 | Tier 3 - Extreme | Transformer only | 10 | 9 | 2017-10-09 | 1901388 | Sus | Y | EnvironmentalExternal¦FireForestGrass¦Transformer(OH)¦Normal
17-0089267 | Equipment Failure/Involved | Overhead | Conductor, Overhead | Broken, wire on object | 2017 | Tier 3 - Extreme | Distribution Circuit | 10 | 20 | 2017-10-20 | 1906463 | Sus | Y | EquipmentFailureInvolved¦Overhead¦ConductorOverhead¦Brokenwireonobject
17-0091341 | Unknown Cause | Patrol - found nothing |  |  | 2017 | Tier 2 - Elevated | Distribution Circuit | 10 | 30 | 2017-10-30 | 1912406 | Sus | Y | UnknownCause¦Patrolfoundnothing¦¦
17-0091584 | Equipment Failure/Involved | Overhead | Transformer | Deteriorated | 2017 | Tier 2 - Elevated | Transformer only | 10 | 31 | 2017-10-31 | 1913148 | Sus | Y | EquipmentFailureInvolved¦Overhead¦Transformer¦Deteriorated
17-0092790 | Unknown Cause | Patrol - found nothing |  |  | 2017 | Tier 2 - Elevated | Distribution Circuit | 11 | 5 | 2017-11-05 | 1916448 | Sus | Y | UnknownCause¦Patrolfoundnothing¦¦
17-0092868 | Animal | Other | Transformer (UG) | Arcing | 2017 | Tier 2 - Elevated | Transformer only | 11 | 6 | 2017-11-06 | 1916655 | Sus | Y | Animal¦Other¦Transformer(UG)¦Arcing
17-0099647 | Vegetation | Tree - fell into line | Conductor, Overhead | Broken, wire on ground | 2017 | Tier 3 - Extreme | Distribution Circuit | 12 | 4 | 2017-12-04 | 1934532 | Sus | N | Vegetation¦Treefellintoline¦ConductorOverhead¦Brokenwireonground
17-0101256 | Unknown Cause | Patrol - found nothing |  |  | 2017 | Tier 2 - Elevated | Distribution Circuit | 12 | 12 | 2017-12-12 | 1941017 | Sus | N | UnknownCause¦Patrolfoundnothing¦¦
17-0101991 | Unknown Cause | Patrol - found nothing |  |  | 2017 | Tier 3 - Extreme | Distribution Circuit | 12 | 16 | 2017-12-16 | 1944319 | Sus | N | UnknownCause¦Patrolfoundnothing¦¦
17-0102235 | Vegetation | Tree - branch fell on line | Conductor, Overhead | Normal | 2017 | Tier 2 - Elevated | Distribution Circuit | 12 | 16 | 2017-12-16 | 1945405 | Sus | N | Vegetation¦Treebranchfellonline¦ConductorOverhead¦Normal
17-0103251 | Animal | Squirrel | Fuse | Failed/Faulted | 2017 | Tier 3 - Extreme | Distribution Circuit | 12 | 25 | 2017-12-25 | 1951023 | Sus | N | Animal¦Squirrel¦Fuse¦FailedFaulted
18-0003967 | Unknown Cause | Patrol - found nothing |  |  | 2018 | Tier 2 - Elevated | Distribution Circuit | 1 | 6 | 2018-01-06 | 3041 | Sus | N | UnknownCause¦Patrolfoundnothing¦¦
18-0004294 | Vegetation | Tree - fell into line | Conductor, Overhead | Broken, wire on ground | 2018 | Tier 3 - Extreme | Distribution Circuit | 1 | 8 | 2018-01-08 | 3796 | Sus | N | Vegetation¦Treefellintoline¦ConductorOverhead¦Brokenwireonground
18-0005300 | Equipment Failure/Involved | Overhead | Conductor, Overhead | Broken | 2018 | Tier 3 - Extreme | Distribution Circuit | 1 | 11 | 2018-01-11 | 6419 | Sus | N | EquipmentFailureInvolved¦Overhead¦ConductorOverhead¦Broken
18-0007220 | Vegetation | Tree - fell into line | Conductor, Overhead | Broken | 2018 | Tier 2 - Elevated | Distribution Circuit | 1 | 19 | 2018-01-19 | 10566 | Sus | N | Vegetation¦Treefellintoline¦ConductorOverhead¦Broken
18-0014924 | Unknown Cause | Patrol - found nothing |  |  | 2018 | Tier 2 - Elevated | Distribution Circuit | 2 | 16 | 2018-02-16 | 25824 | Sus | N | UnknownCause¦Patrolfoundnothing¦¦
18-0015489 | 3rd Party | Dig in, 3rd party | Elbow | Broken | 2018 | Tier 2 - Elevated | Distribution Circuit | 2 | 19 | 2018-02-19 | 27493 | Sus | N | 3rdParty¦Digin3rdparty¦Elbow¦Broken
18-0015555 | 3rd Party | Vehicle | Pole-Wood | Broken | 2018 | Tier 3 - Extreme | Distribution Circuit | 2 | 20 | 2018-02-20 | 27615 | Sus | N | 3rdParty¦Vehicle¦PoleWood¦Broken
18-0018678 | Unknown Cause | Patrol - found nothing |  |  | 2018 | Tier 3 - Extreme | Distribution Circuit | 3 | 1 | 2018-03-01 | 34753 | Sus | N | UnknownCause¦Patrolfoundnothing¦¦
18-0023362 | Unknown Cause | Patrol - found nothing |  |  | 2018 | Tier 3 - Extreme | Distribution Circuit | 3 | 16 | 2018-03-16 | 45597 | Sus | N | UnknownCause¦Patrolfoundnothing¦¦
18-0023718 | Vegetation | Tree - branch fell on line | Conductor, Overhead | Normal | 2018 | Tier 3 - Extreme | Distribution Circuit | 3 | 17 | 2018-03-17 | 46592 | Sus | N | Vegetation¦Treebranchfellonline¦ConductorOverhead¦Normal
18-0026016 | Unknown Cause | Patrol - found nothing |  |  | 2018 | Tier 2 - Elevated | Distribution Circuit | 3 | 23 | 2018-03-23 | 51871 | Sus | N | UnknownCause¦Patrolfoundnothing¦¦
18-0035227 | Unknown Cause | Patrol - found nothing |  |  | 2018 | Tier 2 - Elevated | Distribution Circuit | 4 | 25 | 2018-04-25 | 73355 | Sus | N | UnknownCause¦Patrolfoundnothing¦¦
18-0038135 | Equipment Failure/Involved | Overhead | Cutout, fuse holder | Failed/Faulted | 2018 | Tier 2 - Elevated | Distribution Circuit | 5 | 3 | 2018-05-03 | 79081 | Sus | Y | EquipmentFailureInvolved¦Overhead¦Cutoutfuseholder¦FailedFaulted
18-0039502 | Equipment Failure/Involved | Overhead | Pole-Wood | Broken | 2018 | Tier 2 - Elevated | Distribution Circuit | 5 | 9 | 2018-05-09 | 82367 | Sus | Y | EquipmentFailureInvolved¦Overhead¦PoleWood¦Broken
18-0046075 | Vegetation | Tree - fell into line | Conductor, Overhead | Contaminated | 2018 | Tier 3 - Extreme | Distribution Circuit | 5 | 31 | 2018-05-31 | 98033 | Sus | Y | Vegetation¦Treefellintoline¦ConductorOverhead¦Contaminated
18-0052543 | Vegetation | Tree - fell into line | Conductor, Overhead | Broken, wire on ground | 2018 | Tier 3 - Extreme | Distribution Circuit | 6 | 19 | 2018-06-19 | 113363 | Sus | Y | Vegetation¦Treefellintoline¦ConductorOverhead¦Brokenwireonground
18-0055121 | Animal | Squirrel | Fuse | Failed/Faulted | 2018 | Tier 3 - Extreme | Distribution Circuit | 6 | 27 | 2018-06-27 | 119527 | Sus | Y | Animal¦Squirrel¦Fuse¦FailedFaulted
18-0056101 | Vegetation | Tree - fell into line | Conductor, Overhead | Normal | 2018 | Tier 2 - Elevated | Distribution Circuit | 7 | 1 | 2018-07-01 | 122453 | Sus | Y | Vegetation¦Treefellintoline¦ConductorOverhead¦Normal
18-0062171 | Animal | Squirrel | Bushing | Burned/flashed | 2018 | Tier 2 - Elevated | Distribution Circuit | 7 | 20 | 2018-07-20 | 136790 | Sus | Y | Animal¦Squirrel¦Bushing¦Burnedflashed
18-0073266 | Animal | Bird found | Conductor, Overhead | Normal | 2018 | Tier 2 - Elevated | Distribution Circuit | 8 | 24 | 2018-08-24 | 161708 | Sus | Y | Animal¦Birdfound¦ConductorOverhead¦Normal
18-0075903 | Animal | Squirrel |  | Failed/Faulted | 2018 | Tier 2 - Elevated | Transformer only | 9 | 2 | 2018-09-02 | 167230 | Sus | Y | Animal¦Squirrel¦¦FailedFaulted
18-0082320 | Unknown Cause | Patrol - found nothing |  |  | 2018 | Tier 3 - Extreme | Distribution Circuit | 9 | 22 | 2018-09-22 | 179196 | Sus | Y | UnknownCause¦Patrolfoundnothing¦¦
18-0084874 | Equipment Failure/Involved | Overhead | Crossarm, Wood | Broken | 2018 | Tier 2 - Elevated | Distribution Circuit | 9 | 29 | 2018-09-29 | 184126 | Sus | Y | EquipmentFailureInvolved¦Overhead¦CrossarmWood¦Broken
18-0085865 | Unknown Cause | Patrol - found nothing |  |  | 2018 | Tier 2 - Elevated | Distribution Circuit | 10 | 3 | 2018-10-03 | 186398 | Sus | Y | UnknownCause¦Patrolfoundnothing¦¦
18-0087638 | Unknown Cause | Patrol - found nothing |  |  | 2018 | Tier 2 - Elevated | Distribution Circuit | 10 | 6 | 2018-10-06 | 189698 | Sus | Y | UnknownCause¦Patrolfoundnothing¦¦
18-0090821 | Unknown Cause | Patrol - found nothing |  |  | 2018 | Tier 2 - Elevated | Distribution Circuit | 10 | 16 | 2018-10-16 | 196078 | Sus | Y | UnknownCause¦Patrolfoundnothing¦¦
18-0093934 | Animal | Squirrel | Pole-Wood | Normal | 2018 | Tier 3 - Extreme | Distribution Circuit | 10 | 24 | 2018-10-24 | 201772 | Sus | Y | Animal¦Squirrel¦PoleWood¦Normal
18-0097054 | Vegetation | Tree - branch fell on line | Conductor, Overhead | Normal | 2018 | Tier 2 - Elevated | Distribution Circuit | 11 | 5 | 2018-11-05 | 208870 | Sus | Y | Vegetation¦Treebranchfellonline¦ConductorOverhead¦Normal
18-0097837 | Equipment Failure/Involved | Overhead | Transformer | Broken | 2018 | Tier 2 - Elevated | Transformer only | 11 | 7 | 2018-11-07 | 210365 | Sus | Y | EquipmentFailureInvolved¦Overhead¦Transformer¦Broken
18-0098447 | Equipment Failure/Involved | Overhead | Transformer (OH) | Broken | 2018 | Tier 2 - Elevated | Transformer only | 11 | 8 | 2018-11-08 | 211975 | Sus | Y | EquipmentFailureInvolved¦Overhead¦Transformer(OH)¦Broken
18-0100110 | Environmental/External | Fire, Forest/Grass | Pole-Wood | Burned/flashed | 2018 | Tier 2 - Elevated | Distribution Circuit | 11 | 8 | 2018-11-08 | 216167 | Sus | Y | EnvironmentalExternal¦FireForestGrass¦PoleWood¦Burnedflashed
18-0101129 | Environmental/External | Fire, Forest/Grass | Pole-Wood | Burned/flashed | 2018 | Tier 3 - Extreme | Distribution Circuit | 11 | 8 | 2018-11-08 | 218390 | Sus | Y | EnvironmentalExternal¦FireForestGrass¦PoleWood¦Burnedflashed
18-0101482 | Environmental/External | Fire, Forest/Grass | Pole-Wood | Burned/flashed | 2018 | Tier 3 - Extreme | Distribution Circuit | 11 | 8 | 2018-11-08 | 219125 | Sus | Y | EnvironmentalExternal¦FireForestGrass¦PoleWood¦Burnedflashed
18-0102644 | Unknown Cause | Patrol - found nothing |  |  | 2018 | Tier 2 - Elevated | Distribution Circuit | 11 | 23 | 2018-11-23 | 222968 | Sus | Y | UnknownCause¦Patrolfoundnothing¦¦
18-0103369 | Environmental/External | Fire, Forest/Grass | Pole-Wood | Burned/flashed | 2018 | Tier 3 - Extreme | Distribution Circuit | 11 | 8 | 2018-11-08 | 224958 | Sus | Y | EnvironmentalExternal¦FireForestGrass¦PoleWood¦Burnedflashed
18-0104282 | Unknown Cause | Patrol - found nothing |  |  | 2018 | Tier 2 - Elevated | Distribution Circuit | 11 | 28 | 2018-11-28 | 226318 | Sus | Y | UnknownCause¦Patrolfoundnothing¦¦
18-0104822 | Unknown Cause | Patrol - found nothing |  |  | 2018 | Tier 3 - Extreme | Distribution Circuit | 11 | 28 | 2018-11-28 | 227013 | Sus | Y | UnknownCause¦Patrolfoundnothing¦¦
18-0105778 | Unknown Cause | Patrol - found nothing |  |  | 2018 | Tier 2 - Elevated | Distribution Circuit | 12 | 1 | 2018-12-01 | 230667 | Sus | N | UnknownCause¦Patrolfoundnothing¦¦
18-0108719 | Unknown Cause | Patrol - not conducted |  |  | 2018 | Tier 3 - Extreme | Distribution Circuit | 12 | 12 | 2018-12-12 | 238310 | Sus | N | UnknownCause¦Patrolnotconducted¦¦
18-0110583 | Vegetation | Tree - branch fell on line | Conductor, Overhead | Together | 2018 | Tier 2 - Elevated | Distribution Circuit | 12 | 24 | 2018-12-24 | 246811 | Sus | N | Vegetation¦Treebranchfellonline¦ConductorOverhead¦Together
18-0110583 | Vegetation | Tree - branch fell on line | Conductor, Overhead | Together | 2018 | Tier 2 - Elevated | Distribution Circuit | 12 | 24 | 2018-12-24 | 246811 | Sus | N | Vegetation¦Treebranchfellonline¦ConductorOverhead¦Together
18-0111175 | Equipment Failure/Involved | Overhead | Insulator | Broken, wire on object | 2018 | Tier 2 - Elevated | Distribution Circuit | 12 | 31 | 2018-12-31 | 249980 | Sus | N | EquipmentFailureInvolved¦Overhead¦Insulator¦Brokenwireonobject
19-0006877 | Vegetation | Tree - grew into line | Conductor, Overhead | Normal | 2019 | Tier 2 - Elevated | Distribution Circuit | 1 | 9 | 2019-01-09 | 261735 | Sus | N | Vegetation¦Treegrewintoline¦ConductorOverhead¦Normal
19-0008345 | Vegetation | Tree - fell into line | Conductor, Overhead | Broken, wire on ground | 2019 | Tier 3 - Extreme | Distribution Circuit | 1 | 13 | 2019-01-13 | 264154 | Sus | N | Vegetation¦Treefellintoline¦ConductorOverhead¦Brokenwireonground
19-0008477 | Vegetation | Tree - branch fell on line | Fuse | Failed/Faulted | 2019 | Tier 3 - Extreme | Distribution Circuit | 1 | 14 | 2019-01-14 | 264645 | Sus | N | Vegetation¦Treebranchfellonline¦Fuse¦FailedFaulted
19-0010585 | Unknown Cause | Patrol - not conducted |  |  | 2019 | Tier 2 - Elevated | Distribution Circuit | 1 | 17 | 2019-01-17 | 272196 | Sus | N | UnknownCause¦Patrolnotconducted¦¦
19-0010700 | Vegetation | Tree - branch fell on line | Conductor, Overhead | Normal | 2019 | Tier 3 - Extreme | Distribution Circuit | 1 | 17 | 2019-01-17 | 272145 | Sus | N | Vegetation¦Treebranchfellonline¦ConductorOverhead¦Normal
19-0010997 | Environmental/External | Lightning | Transformer | Failed/Faulted | 2019 | Tier 2 - Elevated | Transformer only | 1 | 17 | 2019-01-17 | 272860 | Sus | N | EnvironmentalExternal¦Lightning¦Transformer¦FailedFaulted
19-0012295 | Unknown Cause | Patrol - found nothing |  |  | 2019 | Tier 2 - Elevated | Distribution Circuit | 1 | 19 | 2019-01-19 | 276969 | Sus | N | UnknownCause¦Patrolfoundnothing¦¦
19-0012863 | Unknown Cause | Patrol - found nothing |  |  | 2019 | Tier 3 - Extreme | Distribution Circuit | 1 | 21 | 2019-01-21 | 278173 | Sus | N | UnknownCause¦Patrolfoundnothing¦¦
19-0013972 | Unknown Cause | Patrol - found nothing |  |  | 2019 | Tier 3 - Extreme | Distribution Circuit | 1 | 24 | 2019-01-24 | 280126 | Sus | N | UnknownCause¦Patrolfoundnothing¦¦
19-0014735 | Vegetation | Tree - branch fell on line | Conductor, Overhead | Normal | 2019 | Tier 3 - Extreme | Distribution Circuit | 1 | 26 | 2019-01-26 | 281868 | Sus | N | Vegetation¦Treebranchfellonline¦ConductorOverhead¦Normal
19-0017141 | Equipment Failure/Involved | Overhead | Transformer | Failed/Faulted | 2019 | Tier 2 - Elevated | Transformer only | 2 | 2 | 2019-02-02 | 287222 | Sus | N | EquipmentFailureInvolved¦Overhead¦Transformer¦FailedFaulted
19-0017470 | Vegetation | Tree - fell into line | Pole-Wood | Broken, wire on ground | 2019 | Tier 2 - Elevated | Distribution Circuit | 2 | 3 | 2019-02-03 | 288477 | Sus | N | Vegetation¦Treefellintoline¦PoleWood¦Brokenwireonground
19-0018201 | Unknown Cause | Patrol - found nothing |  |  | 2019 | Tier 3 - Extreme | Distribution Circuit | 2 | 4 | 2019-02-04 | 291176 | Sus | N | UnknownCause¦Patrolfoundnothing¦¦
19-0018370 | Vegetation | Tree - fell into line | Conductor, Overhead | Broken, wire on ground | 2019 | Tier 3 - Extreme | Distribution Circuit | 2 | 5 | 2019-02-05 | 291952 | Sus | N | Vegetation¦Treefellintoline¦ConductorOverhead¦Brokenwireonground
19-0020473 | Vegetation | Tree - fell into line | Conductor, Overhead | Broken, wire on ground | 2019 | Tier 3 - Extreme | Distribution Circuit | 2 | 9 | 2019-02-09 | 297424 | Sus | N | Vegetation¦Treefellintoline¦ConductorOverhead¦Brokenwireonground
19-0020641 | Vegetation | Tree - branch fell on line | Conductor, Overhead | Broken, wire on ground | 2019 | Tier 2 - Elevated | Distribution Circuit | 2 | 10 | 2019-02-10 | 298200 | Sus | N | Vegetation¦Treebranchfellonline¦ConductorOverhead¦Brokenwireonground
19-0020733 | Unknown Cause | Patrol - found nothing |  |  | 2019 | Tier 3 - Extreme | Distribution Circuit | 2 | 10 | 2019-02-10 | 298403 | Sus | N | UnknownCause¦Patrolfoundnothing¦¦
19-0022427 | Vegetation | Tree - fell into line | Conductor, Overhead | Broken, wire on ground | 2019 | Tier 3 - Extreme | Distribution Circuit | 2 | 13 | 2019-02-13 | 304628 | Sus | N | Vegetation¦Treefellintoline¦ConductorOverhead¦Brokenwireonground
19-0023033 | Vegetation | Tree - fell into line | Conductor, Overhead | Normal | 2019 | Tier 2 - Elevated | Distribution Circuit | 2 | 14 | 2019-02-14 | 307001 | Sus | N | Vegetation¦Treefellintoline¦ConductorOverhead¦Normal
19-0024222 | Unknown Cause | Patrol - found nothing |  |  | 2019 | Tier 3 - Extreme | Distribution Circuit | 2 | 15 | 2019-02-15 | 312063 | Sus | N | UnknownCause¦Patrolfoundnothing¦¦
19-0025878 | Vegetation | Tree - fell into line | Conductor, Overhead | Broken, wire on ground | 2019 | Tier 2 - Elevated | Distribution Circuit | 2 | 17 | 2019-02-17 | 317044 | Sus | N | Vegetation¦Treefellintoline¦ConductorOverhead¦Brokenwireonground
19-0026195 | 3rd Party | Tree - cutting, 3rd party | Conductor, Overhead | On Ground | 2019 | Tier 2 - Elevated | Distribution Circuit | 2 | 19 | 2019-02-19 | 318985 | Sus | N | 3rdParty¦Treecutting3rdparty¦ConductorOverhead¦OnGround
19-0030780 | Unknown Cause | Patrol - not conducted |  |  | 2019 | Tier 2 - Elevated | Distribution Circuit | 3 | 5 | 2019-03-05 | 331199 | Sus | N | UnknownCause¦Patrolnotconducted¦¦
19-0031401 | Vegetation | Tree - fell into line | Conductor, Overhead | Broken, wire on ground | 2019 | Tier 3 - Extreme | Distribution Circuit | 3 | 6 | 2019-03-06 | 332932 | Sus | N | Vegetation¦Treefellintoline¦ConductorOverhead¦Brokenwireonground
19-0036429 | Environmental/External | Lightning | Transformer (OH) | Broken, wire on ground | 2019 | Tier 2 - Elevated | Distribution Circuit | 3 | 24 | 2019-03-24 | 346155 | Sus | N | EnvironmentalExternal¦Lightning¦Transformer(OH)¦Brokenwireonground
19-0048817 | Unknown Cause | Patrol - found nothing |  |  | 2019 | Tier 2 - Elevated | Distribution Circuit | 5 | 4 | 2019-05-04 | 373505 | Sus | Y | UnknownCause¦Patrolfoundnothing¦¦
19-0051934 | Unknown Cause | Patrol - not conducted |  |  | 2019 | Tier 2 - Elevated | Distribution Circuit | 5 | 14 | 2019-05-14 | 380496 | Sus | Y | UnknownCause¦Patrolnotconducted¦¦
19-0053729 | Vegetation | Tree - fell into line | Secondary | Broken, wire on ground | 2019 | Tier 2 - Elevated | Distribution Circuit | 5 | 18 | 2019-05-18 | 384539 | Sus | Y | Vegetation¦Treefellintoline¦Secondary¦Brokenwireonground
19-0056447 | Equipment Failure/Involved | Overhead | Pole-Wood | Broken | 2019 | Tier 2 - Elevated | Distribution Circuit | 5 | 23 | 2019-05-23 | 389040 | Sus | Y | EquipmentFailureInvolved¦Overhead¦PoleWood¦Broken
19-0057821 | Vegetation | Tree - fell into line | Conductor, Overhead | Broken, wire on ground | 2019 | Tier 3 - Extreme | Distribution Circuit | 5 | 26 | 2019-05-26 | 390944 | Sus | Y | Vegetation¦Treefellintoline¦ConductorOverhead¦Brokenwireonground
19-0060489 | Environmental/External | Lightning | Transformer | Arcing | 2019 | Tier 2 - Elevated | Transformer only | 5 | 30 | 2019-05-30 | 394048 | Sus | Y | EnvironmentalExternal¦Lightning¦Transformer¦Arcing
19-0061092 | Equipment Failure/Involved | Overhead | Crossarm, Wood | Broken | 2019 | Tier 2 - Elevated | Distribution Circuit | 6 | 1 | 2019-06-01 | 394996 | Sus | Y | EquipmentFailureInvolved¦Overhead¦CrossarmWood¦Broken
19-0061571 | Equipment Failure/Involved | Substation | PT/CCVT | Failed/Faulted | 2019 | Tier 3 - Extreme | Substation - Transmission | 6 | 2 | 2019-06-02 | 395976 | Sus | Y | EquipmentFailureInvolved¦Substation¦PTCCVT¦FailedFaulted
19-0063195 | Equipment Failure/Involved | Overhead | Pole-Wood | Normal | 2019 | Tier 2 - Elevated | Distribution Circuit | 6 | 5 | 2019-06-05 | 398517 | Sus | Y | EquipmentFailureInvolved¦Overhead¦PoleWood¦Normal
19-0064220 | Equipment Failure/Involved | Overhead | Transformer (OH) | Leaking | 2019 | Tier 3 - Extreme | Transformer only | 6 | 7 | 2019-06-07 | 400665 | Sus | Y | EquipmentFailureInvolved¦Overhead¦Transformer(OH)¦Leaking
19-0066207 | 3rd Party | Dig in, 3rd party | Transformer (UG) | Leaking | 2019 | Tier 2 - Elevated | Distribution Circuit | 6 | 11 | 2019-06-11 | 406633 | Sus | Y | 3rdParty¦Digin3rdparty¦Transformer(UG)¦Leaking
19-0071816 | Equipment Failure/Involved | Overhead | Jumper | Broken | 2019 | Tier 3 - Extreme | Distribution Circuit | 6 | 25 | 2019-06-25 | 428443 | Sus | Y | EquipmentFailureInvolved¦Overhead¦Jumper¦Broken
19-0075904 | Vegetation | Tree - cutting, PG&E contractor | Conductor, Overhead | Normal | 2019 | Tier 3 - Extreme | Distribution Circuit | 7 | 10 | 2019-07-10 | 444214 | Sus | Y | Vegetation¦TreecuttingPG&Econtractor¦ConductorOverhead¦Normal
19-0075904 | Vegetation | Tree - cutting, PG&E contractor | Conductor, Overhead | Normal | 2019 | Tier 3 - Extreme | Distribution Circuit | 7 | 10 | 2019-07-10 | 444214 | Sus | Y | Vegetation¦TreecuttingPG&Econtractor¦ConductorOverhead¦Normal
19-0079671 | Equipment Failure/Involved | Substation | Other | Broken | 2019 | Tier 3 - Extreme | Substation - Distribution | 7 | 22 | 2019-07-22 | 465283 | Sus | Y | EquipmentFailureInvolved¦Substation¦Other¦Broken
19-0084303 | Unknown Cause | Patrol - found nothing |  |  | 2019 | Tier 2 - Elevated | Distribution Circuit | 8 | 5 | 2019-08-05 | 483194 | Sus | Y | UnknownCause¦Patrolfoundnothing¦¦
19-0086382 | Animal | Bird found | Fuse | Failed/Faulted | 2019 | Tier 2 - Elevated | Distribution Circuit | 8 | 9 | 2019-08-09 | 497783 | Sus | Y | Animal¦Birdfound¦Fuse¦FailedFaulted
19-0096467 | Vegetation | Tree - grew into line | Conductor, Overhead | Normal | 2019 | Tier 2 - Elevated | Distribution Circuit | 9 | 7 | 2019-09-07 | 562070 | Sus | Y | Vegetation¦Treegrewintoline¦ConductorOverhead¦Normal
19-0099283 | 3rd Party | Vehicle | Pole-Wood | Broken, wire on ground | 2019 | Tier 2 - Elevated | Distribution Circuit | 9 | 15 | 2019-09-15 | 583481 | Sus | Y | 3rdParty¦Vehicle¦PoleWood¦Brokenwireonground
19-0100854 | Animal | Bird found | Jumper | Burned Open | 2019 | Tier 3 - Extreme | Distribution Circuit | 9 | 18 | 2019-09-18 | 592134 | Sus | Y | Animal¦Birdfound¦Jumper¦BurnedOpen
19-0105104 | Unknown Cause | Patrol - not conducted |  |  | 2019 | Tier 2 - Elevated | Distribution Circuit | 9 | 29 | 2019-09-29 | 628440 | Sus | Y | UnknownCause¦Patrolnotconducted¦¦
19-0108180 | Animal | Bird found | Fuse | Normal | 2019 | Tier 2 - Elevated | Distribution Circuit | 10 | 7 | 2019-10-07 | 645802 | Sus | Y | Animal¦Birdfound¦Fuse¦Normal
19-0109622 | 3rd Party | Vehicle | Conductor, Overhead | Broken, wire on ground | 2019 | Tier 2 - Elevated | Distribution Circuit | 10 | 9 | 2019-10-09 | 650876 | Sus | Y | 3rdParty¦Vehicle¦ConductorOverhead¦Brokenwireonground
19-0112875 | Unknown Cause | Patrol - found nothing |  |  | 2019 | Tier 3 - Extreme | Distribution Circuit | 10 | 17 | 2019-10-17 | 665175 | Sus | Y | UnknownCause¦Patrolfoundnothing¦¦
19-0112904 | Unknown Cause | Patrol - found nothing |  |  | 2019 | Tier 2 - Elevated | Distribution Circuit | 10 | 17 | 2019-10-17 | 665976 | Sus | Y | UnknownCause¦Patrolfoundnothing¦¦
19-0117499 | Wildfire Mitigation | Public Safety Power Shut-off | Conductor, Overhead | Broken, wire on ground | 2019 | Tier 3 - Extreme | Distribution Circuit | 10 | 26 | 2019-10-26 | 689876 | Sus | Y | WildfireMitigation¦PublicSafetyPowerShutoff¦ConductorOverhead¦Brokenwireonground
19-0119770 | Vegetation | Tree - fell into line | Conductor, Overhead | Normal | 2019 | Tier 2 - Elevated | Distribution Circuit | 10 | 31 | 2019-10-31 | 697134 | Sus | Y | Vegetation¦Treefellintoline¦ConductorOverhead¦Normal
19-0120404 | Unknown Cause | Patrol - found nothing |  |  | 2019 | Tier 2 - Elevated | Distribution Circuit | 11 | 2 | 2019-11-02 | 698271 | Sus | Y | UnknownCause¦Patrolfoundnothing¦¦
19-0121647 | Unknown Cause | Patrol - found nothing |  |  | 2019 | Tier 3 - Extreme | Distribution Circuit | 11 | 5 | 2019-11-05 | 700367 | Sus | Y | UnknownCause¦Patrolfoundnothing¦¦
19-0122589 | Animal | Other | Crossarm, Steel | Normal | 2019 | Tier 2 - Elevated | Distribution Circuit | 11 | 7 | 2019-11-07 | 702088 | Sus | Y | Animal¦Other¦CrossarmSteel¦Normal
19-0129490 | Equipment Failure/Involved | Overhead | Crossarm, Wood | Broken, wire on ground | 2019 | Tier 2 - Elevated | Distribution Circuit | 11 | 26 | 2019-11-26 | 717361 | Sus | Y | EquipmentFailureInvolved¦Overhead¦CrossarmWood¦Brokenwireonground
19-0129523 | Vegetation | Tree - branch fell on line | Conductor, Overhead | Broken, wire on ground | 2019 | Tier 2 - Elevated | Distribution Circuit | 11 | 26 | 2019-11-26 | 718177 | Sus | Y | Vegetation¦Treebranchfellonline¦ConductorOverhead¦Brokenwireonground
19-0130857 | Vegetation | Tree - fell into line | Conductor, Overhead | Normal | 2019 | Tier 3 - Extreme | Distribution Circuit | 11 | 26 | 2019-11-26 | 722884 | Sus | Y | Vegetation¦Treefellintoline¦ConductorOverhead¦Normal
19-0131056 | Equipment Failure/Involved | Overhead | Transformer | Failed/Faulted | 2019 | Tier 3 - Extreme | Transformer only | 11 | 29 | 2019-11-29 | 723483 | Sus | Y | EquipmentFailureInvolved¦Overhead¦Transformer¦FailedFaulted
19-0131809 | Vegetation | Tree - branch fell on line | Crossarm, Wood | Broken | 2019 | Tier 2 - Elevated | Distribution Circuit | 12 | 1 | 2019-12-01 | 725573 | Sus | N | Vegetation¦Treebranchfellonline¦CrossarmWood¦Broken
19-0132531 | Equipment Failure/Involved | Overhead | Transformer | Failed/Faulted | 2019 | Tier 2 - Elevated | Transformer only | 12 | 2 | 2019-12-02 | 727734 | Sus | N | EquipmentFailureInvolved¦Overhead¦Transformer¦FailedFaulted
19-0134754 | Unknown Cause | Patrol - found nothing |  |  | 2019 | Tier 2 - Elevated | Distribution Circuit | 12 | 7 | 2019-12-07 | 732450 | Sus | N | UnknownCause¦Patrolfoundnothing¦¦
19-0137415 | Vegetation | Tree - branch fell on line | Conductor, Overhead | Normal | 2019 | Tier 2 - Elevated | Distribution Circuit | 12 | 21 | 2019-12-21 | 747587 | Sus | N | Vegetation¦Treebranchfellonline¦ConductorOverhead¦Normal
19-0138095 | Vegetation | Tree - branch fell on line | Transformer (OH) | Normal | 2019 | Tier 2 - Elevated | Transformer only | 12 | 28 | 2019-12-28 | 751652 | Sus | N | Vegetation¦Treebranchfellonline¦Transformer(OH)¦Normal
20-0005823 | Unknown Cause | Patrol - not conducted |  |  | 2020 | Tier 2 - Elevated | Distribution Circuit | 1 | 7 | 2020-01-07 | 756241 | Sus | N | UnknownCause¦Patrolnotconducted¦¦
20-0010333 | Vegetation | Tree - fell into line | Conductor, Overhead | Broken, wire on ground | 2020 | Tier 3 - Extreme | Distribution Circuit | 1 | 16 | 2020-01-16 | 763551 | Sus | N | Vegetation¦Treefellintoline¦ConductorOverhead¦Brokenwireonground
20-0020133 | Vegetation | Tree - branch fell on line | Conductor, Overhead | Normal | 2020 | Tier 3 - Extreme | Distribution Circuit | 2 | 10 | 2020-02-10 | 787493 | Sus | N | Vegetation¦Treebranchfellonline¦ConductorOverhead¦Normal
20-0031982 | Vegetation | Tree - fell into line | Conductor, Overhead | Broken, wire on ground | 2020 | Tier 3 - Extreme | Distribution Circuit | 3 | 13 | 2020-03-13 | 850997 | Sus | N | Vegetation¦Treefellintoline¦ConductorOverhead¦Brokenwireonground
20-0032383 | Unknown Cause | Patrol - not conducted |  |  | 2020 | Tier 3 - Extreme | Distribution Circuit | 3 | 15 | 2020-03-15 | 852530 | Sus | N | UnknownCause¦Patrolnotconducted¦¦
20-0032505 | Vegetation | Tree - fell into line | Conductor, Overhead | Broken, wire on ground | 2020 | Tier 3 - Extreme | Distribution Circuit | 3 | 16 | 2020-03-16 | 853117 | Sus | N | Vegetation¦Treefellintoline¦ConductorOverhead¦Brokenwireonground
20-0032713 | Vegetation | Tree - branch fell on line | Conductor, Overhead | Normal | 2020 | Tier 3 - Extreme | Distribution Circuit | 3 | 16 | 2020-03-16 | 854098 | Sus | N | Vegetation¦Treebranchfellonline¦ConductorOverhead¦Normal
20-0033114 | Environmental/External | Ice or snow | Pole-Wood | Broken, wire on ground | 2020 | Tier 3 - Extreme | Distribution Circuit | 3 | 16 | 2020-03-16 | 856117 | Sus | N | EnvironmentalExternal¦Iceorsnow¦PoleWood¦Brokenwireonground
20-0033358 | Unknown Cause | Patrol - not conducted |  |  | 2020 | Tier 3 - Extreme | Distribution Circuit | 3 | 15 | 2020-03-15 | 856631 | Sus | N | UnknownCause¦Patrolnotconducted¦¦
20-0037013 | Unknown Cause | Patrol - found nothing |  |  | 2020 | Tier 2 - Elevated | Distribution Circuit | 3 | 29 | 2020-03-29 | 869328 | Sus | N | UnknownCause¦Patrolfoundnothing¦¦
20-0037285 | Unknown Cause | Patrol - not conducted |  |  | 2020 | Tier 2 - Elevated | Distribution Circuit | 3 | 30 | 2020-03-30 | 871080 | Sus | N | UnknownCause¦Patrolnotconducted¦¦
20-0041757 | 3rd Party | Tree - cutting, 3rd party | Conductor, Overhead | Normal | 2020 | Tier 3 - Extreme | Distribution Circuit | 4 | 15 | 2020-04-15 | 896115 | Sus | N | 3rdParty¦Treecutting3rdparty¦ConductorOverhead¦Normal
20-0044681 | Equipment Failure/Involved | Overhead | Transformer (OH) | Failed/Faulted | 2020 | Tier 2 - Elevated | Distribution Circuit | 4 | 26 | 2020-04-26 | 901880 | Sus | N | EquipmentFailureInvolved¦Overhead¦Transformer(OH)¦FailedFaulted
20-0048295 | Unknown Cause | Patrol - found nothing |  |  | 2020 | Tier 3 - Extreme | Transformer only | 5 | 7 | 2020-05-07 | 909237 | Sus | Y | UnknownCause¦Patrolfoundnothing¦¦
20-0048919 | Unknown Cause | Patrol - found nothing |  |  | 2020 | Tier 2 - Elevated | Distribution Circuit | 5 | 10 | 2020-05-10 | 910711 | Sus | Y | UnknownCause¦Patrolfoundnothing¦¦
20-0050999 | Vegetation | Tree - branch fell on line | Conductor, Overhead | Broken, wire on ground | 2020 | Tier 2 - Elevated | Distribution Circuit | 5 | 17 | 2020-05-17 | 915203 | Sus | Y | Vegetation¦Treebranchfellonline¦ConductorOverhead¦Brokenwireonground
20-0052632 | Equipment Failure/Involved | Overhead | Other | Broken | 2020 | Tier 2 - Elevated | Distribution Circuit | 5 | 20 | 2020-05-20 | 918432 | Sus | Y | EquipmentFailureInvolved¦Overhead¦Other¦Broken
20-0053259 | Equipment Failure/Involved | Overhead | Secondary | Deteriorated | 2020 | Tier 3 - Extreme | Transformer only | 5 | 22 | 2020-05-22 | 919532 | Sus | Y | EquipmentFailureInvolved¦Overhead¦Secondary¦Deteriorated
20-0054877 | Vegetation | Tree - branch fell on line | Conductor, Overhead | Together | 2020 | Tier 2 - Elevated | Distribution Circuit | 5 | 27 | 2020-05-27 | 923517 | Sus | Y | Vegetation¦Treebranchfellonline¦ConductorOverhead¦Together
20-0055761 | Vegetation | Tree - fell into line | Conductor, Overhead | Broken, wire on ground | 2020 | Tier 2 - Elevated | Distribution Circuit | 5 | 29 | 2020-05-29 | 925696 | Sus | Y | Vegetation¦Treefellintoline¦ConductorOverhead¦Brokenwireonground
20-0058321 | Vegetation | Tree - grew into line | Conductor, Overhead | Normal | 2020 | Tier 2 - Elevated | Distribution Circuit | 6 | 5 | 2020-06-05 | 932227 | Sus | Y | Vegetation¦Treegrewintoline¦ConductorOverhead¦Normal
20-0066065 | Vegetation | Tree - fell into line | Conductor, Overhead | Broken, wire on ground | 2020 | Tier 2 - Elevated | Distribution Circuit | 6 | 29 | 2020-06-29 | 951624 | Sus | Y | Vegetation¦Treefellintoline¦ConductorOverhead¦Brokenwireonground
20-0070918 | Unknown Cause | Patrol - not conducted |  |  | 2020 | Tier 3 - Extreme | Distribution Circuit | 7 | 12 | 2020-07-12 | 962651 | Sus | Y | UnknownCause¦Patrolnotconducted¦¦
20-0071761 | Equipment Failure/Involved | Overhead | Cutout, fuse holder | Broken | 2020 | Tier 2 - Elevated | Transformer only | 7 | 14 | 2020-07-14 | 964555 | Sus | Y | EquipmentFailureInvolved¦Overhead¦Cutoutfuseholder¦Broken
20-0076967 | Equipment Failure/Involved | Overhead | Conductor, Overhead | Deteriorated | 2020 | Tier 2 - Elevated | Distribution Circuit | 7 | 28 | 2020-07-28 | 973822 | Sus | Y | EquipmentFailureInvolved¦Overhead¦ConductorOverhead¦Deteriorated
20-0083385 | Equipment Failure/Involved | Overhead | Pothead(Riser Termination) | Failed/Faulted | 2020 | Tier 3 - Extreme | Distribution Circuit | 8 | 13 | 2020-08-13 | 997137 | Sus | Y | EquipmentFailureInvolved¦Overhead¦Pothead(RiserTermination)¦FailedFaulted
20-0086994 | Equipment Failure/Involved | Overhead | Transformer | Failed/Faulted | 2020 | Tier 3 - Extreme | Transformer only | 8 | 18 | 2020-08-18 | 1020478 | Sus | Y | EquipmentFailureInvolved¦Overhead¦Transformer¦FailedFaulted
20-0088759 | Environmental/External | Fire, Forest/Grass | Pole-Wood | Broken, wire on ground | 2020 | Tier 3 - Extreme | Distribution Circuit | 8 | 21 | 2020-08-21 | 1026687 | Sus | Y | EnvironmentalExternal¦FireForestGrass¦PoleWood¦Brokenwireonground
20-0089337 | Environmental/External | Lightning | Transformer (OH) | Failed/Faulted | 2020 | Tier 3 - Extreme | Distribution Circuit | 8 | 24 | 2020-08-24 | 1028421 | Sus | Y | EnvironmentalExternal¦Lightning¦Transformer(OH)¦FailedFaulted
20-0094863 | Equipment Failure/Involved | Overhead | Pole-Wood | Broken | 2020 | Tier 2 - Elevated | Distribution Circuit | 9 | 8 | 2020-09-08 | 1060848 | Sus | Y | EquipmentFailureInvolved¦Overhead¦PoleWood¦Broken
20-0098371 | Equipment Failure/Involved | Substation | Control Circuit/Wiring | Broken | 2020 | Tier 2 - Elevated | Substation - Distribution | 9 | 17 | 2020-09-17 | 1076907 | Sus | Y | EquipmentFailureInvolved¦Substation¦ControlCircuitWiring¦Broken
20-0101940 | Wildfire Mitigation | Public Safety Power Shut-off | Conductor, Overhead | Normal | 2020 | Tier 3 - Extreme | Distribution Circuit | 9 | 27 | 2020-09-27 | 1094909 | Sus | Y | WildfireMitigation¦PublicSafetyPowerShutoff¦ConductorOverhead¦Normal
20-0105953 | Unknown Cause | Patrol - found nothing |  |  | 2020 | Tier 2 - Elevated | Distribution Circuit | 10 | 7 | 2020-10-07 | 1112502 | Sus | Y | UnknownCause¦Patrolfoundnothing¦¦
20-0106335 | Unknown Cause | Patrol - found nothing |  |  | 2020 | Tier 2 - Elevated | Transmission line | 10 | 7 | 2020-10-07 | 1113228 | Sus | Y | UnknownCause¦Patrolfoundnothing¦¦
20-0109467 | Vegetation | Tree - fell into line | Conductor, Overhead | Broken, wire on ground | 2020 | Tier 3 - Extreme | Distribution Circuit | 10 | 16 | 2020-10-16 | 1119052 | Sus | Y | Vegetation¦Treefellintoline¦ConductorOverhead¦Brokenwireonground
20-0111974 | Unknown Cause | Patrol - found nothing |  |  | 2020 | Tier 2 - Elevated | Distribution Circuit | 10 | 23 | 2020-10-23 | 1123846 | Sus | Y | UnknownCause¦Patrolfoundnothing¦¦
20-0112480 | Wildfire Mitigation | Public Safety Power Shut-off | Conductor, Overhead | Normal | 2020 | Tier 3 - Extreme | Distribution Circuit | 10 | 25 | 2020-10-25 | 1125566 | Sus | Y | WildfireMitigation¦PublicSafetyPowerShutoff¦ConductorOverhead¦Normal
20-0112966 | Wildfire Mitigation | Public Safety Power Shut-off | Conductor, Overhead | Normal | 2020 | Tier 2 - Elevated | Distribution Circuit | 10 | 25 | 2020-10-25 | 1127342 | Sus | Y | WildfireMitigation¦PublicSafetyPowerShutoff¦ConductorOverhead¦Normal
20-0117719 | Equipment Failure/Involved | Overhead | Transformer | Burned Open | 2020 | Tier 2 - Elevated | Transformer only | 11 | 6 | 2020-11-06 | 1137255 | Sus | Y | EquipmentFailureInvolved¦Overhead¦Transformer¦BurnedOpen
20-0125046 | Unknown Cause | Patrol - found nothing |  |  | 2020 | Tier 2 - Elevated | Distribution Circuit | 11 | 25 | 2020-11-25 | 1154384 | Sus | Y | UnknownCause¦Patrolfoundnothing¦¦
20-0125614 | Unknown Cause | Patrol - found nothing |  |  | 2020 | Tier 2 - Elevated | Distribution Circuit | 11 | 28 | 2020-11-28 | 1155590 | Sus | Y | UnknownCause¦Patrolfoundnothing¦¦
20-0125757 | Equipment Failure/Involved | Overhead | Cutout, fuse holder | Broken | 2020 | Tier 2 - Elevated | Distribution Circuit | 11 | 29 | 2020-11-29 | 1155954 | Sus | Y | EquipmentFailureInvolved¦Overhead¦Cutoutfuseholder¦Broken
20-0129130 | Animal | Squirrel | Fuse | Failed/Faulted | 2020 | Tier 2 - Elevated | Distribution Circuit | 12 | 9 | 2020-12-09 | 1173509 | Sus | N | Animal¦Squirrel¦Fuse¦FailedFaulted
20-0131833 | Equipment Failure/Involved | Overhead | Transformer (OH) | Broken | 2020 | Tier 2 - Elevated | Distribution Circuit | 12 | 25 | 2020-12-25 | 1198514 | Sus | N | EquipmentFailureInvolved¦Overhead¦Transformer(OH)¦Broken
21-0010466 | Unknown Cause | Patrol - found nothing |  |  | 2021 | Tier 3 - Extreme | Distribution Circuit | 1 | 19 | 2021-01-19 | 1215872 | Sus | N | UnknownCause¦Patrolfoundnothing¦¦
21-0013635 | Vegetation | Tree - fell into line | Conductor, Overhead | Normal | 2021 | Tier 3 - Extreme | Distribution Circuit | 1 | 25 | 2021-01-25 | 1223590 | Sus | N | Vegetation¦Treefellintoline¦ConductorOverhead¦Normal
21-0013806 | Equipment Failure/Involved | Overhead | Connector or Splice (OH) | Broken, wire on ground | 2021 | Tier 2 - Elevated | Distribution Circuit | 1 | 25 | 2021-01-25 | 1224186 | Sus | N | EquipmentFailureInvolved¦Overhead¦ConnectororSplice(OH)¦Brokenwireonground
21-0014092 | Vegetation | Tree - branch fell on line | Conductor, Overhead | Normal | 2021 | Tier 2 - Elevated | Distribution Circuit | 1 | 25 | 2021-01-25 | 1224926 | Sus | N | Vegetation¦Treebranchfellonline¦ConductorOverhead¦Normal
21-0016782 | Vegetation | Tree - fell into line | Conductor, Overhead | Broken, wire on ground | 2021 | Tier 2 - Elevated | Distribution Circuit | 1 | 26 | 2021-01-26 | 1237229 | Sus | N | Vegetation¦Treefellintoline¦ConductorOverhead¦Brokenwireonground
21-0016861 | Equipment Failure/Involved | Overhead | Anchor or Guy | Broken | 2021 | Tier 3 - Extreme | Distribution Circuit | 1 | 27 | 2021-01-27 | 1237213 | Sus | N | EquipmentFailureInvolved¦Overhead¦AnchororGuy¦Broken
21-0016863 | Vegetation | Tree - branch fell on line | Conductor, Overhead | Arcing | 2021 | Tier 2 - Elevated | Distribution Circuit | 1 | 27 | 2021-01-27 | 1237522 | Sus | N | Vegetation¦Treebranchfellonline¦ConductorOverhead¦Arcing
21-0022207 | Equipment Failure/Involved | Overhead | Pole-Wood | Broken | 2021 | Tier 2 - Elevated | Distribution Circuit | 2 | 5 | 2021-02-05 | 1248476 | Sus | N | EquipmentFailureInvolved¦Overhead¦PoleWood¦Broken
21-0024250 | Animal | Bird found | Jumper | Burned Open | 2021 | Tier 3 - Extreme | Distribution Circuit | 2 | 10 | 2021-02-10 | 1252612 | Sus | N | Animal¦Birdfound¦Jumper¦BurnedOpen
21-0036212 | Animal | Bird found | Conductor, Overhead | Normal | 2021 | Tier 2 - Elevated | Distribution Circuit | 3 | 14 | 2021-03-14 | 1281762 | Sus | N | Animal¦Birdfound¦ConductorOverhead¦Normal
21-0037540 | Vegetation | Tree - fell into line | Conductor, Overhead | Normal | 2021 | Tier 2 - Elevated | Distribution Circuit | 3 | 17 | 2021-03-17 | 1285892 | Sus | N | Vegetation¦Treefellintoline¦ConductorOverhead¦Normal
21-0048192 | Vegetation | Tree - branch fell on line | Conductor, Overhead | Normal | 2021 | Tier 3 - Extreme | Transformer only | 4 | 13 | 2021-04-13 | 1314157 | Sus | N | Vegetation¦Treebranchfellonline¦ConductorOverhead¦Normal
21-0048595 | Equipment Failure/Involved | Overhead | Pole-Wood | Broken | 2021 | Tier 2 - Elevated | Distribution Circuit | 4 | 14 | 2021-04-14 | 1316838 | Sus | N | EquipmentFailureInvolved¦Overhead¦PoleWood¦Broken
21-0054527 | Unknown Cause | Patrol - found nothing |  |  | 2021 | Tier 2 - Elevated | Transformer only | 4 | 28 | 2021-04-28 | 1336298 | Sus | N | UnknownCause¦Patrolfoundnothing¦¦
21-0057137 | Equipment Failure/Involved | Overhead | Transformer (OH) | Leaking | 2021 | Tier 2 - Elevated | Transformer only | 5 | 5 | 2021-05-05 | 1341280 | Sus | Y | EquipmentFailureInvolved¦Overhead¦Transformer(OH)¦Leaking
21-0059008 | Unknown Cause | Patrol - found nothing |  |  | 2021 | Tier 3 - Extreme | Distribution Circuit | 5 | 9 | 2021-05-09 | 1344392 | Sus | Y | UnknownCause¦Patrolfoundnothing¦¦
21-0065455 | 3rd Party | Metallic Balloon | Conductor, Overhead | Normal | 2021 | Tier 2 - Elevated | Distribution Circuit | 5 | 24 | 2021-05-24 | 1357834 | Sus | Y | 3rdParty¦MetallicBalloon¦ConductorOverhead¦Normal
21-0067815 | Vegetation | Tree - branch fell on line | Conductor, Overhead | Normal | 2021 | Tier 3 - Extreme | Distribution Circuit | 5 | 30 | 2021-05-30 | 1361616 | Sus | Y | Vegetation¦Treebranchfellonline¦ConductorOverhead¦Normal
21-0070548 | Equipment Failure/Involved | Electrical Overload | Transformer (OH) | Leaking | 2021 | Tier 2 - Elevated | Distribution Circuit | 6 | 6 | 2021-06-06 | 1366768 | Sus | Y | EquipmentFailureInvolved¦ElectricalOverload¦Transformer(OH)¦Leaking
21-0077199 | Unknown Cause | Patrol - found nothing |  |  | 2021 | Tier 3 - Extreme | Distribution Circuit | 6 | 21 | 2021-06-21 | 1381312 | Sus | Y | UnknownCause¦Patrolfoundnothing¦¦
21-0077524 | 3rd Party | Customer Equipment | Other | Normal | 2021 | Tier 2 - Elevated | Distribution Circuit | 6 | 22 | 2021-06-22 | 1382239 | Sus | Y | 3rdParty¦CustomerEquipment¦Other¦Normal
21-0080789 | Animal | Squirrel | Fuse | Failed/Faulted | 2021 | Tier 2 - Elevated | Distribution Circuit | 6 | 28 | 2021-06-28 | 1386707 | Sus | Y | Animal¦Squirrel¦Fuse¦FailedFaulted
21-0087345 | 3rd Party | Vehicle | Pole-Wood | Broken | 2021 | Tier 2 - Elevated | Distribution Circuit | 7 | 10 | 2021-07-10 | 1396736 | Sus | Y | 3rdParty¦Vehicle¦PoleWood¦Broken
21-0088410 | Unknown Cause | Patrol - found nothing |  |  | 2021 | Tier 2 - Elevated | Transformer only | 7 | 12 | 2021-07-12 | 1401226 | Sus | Y | UnknownCause¦Patrolfoundnothing¦¦
21-0091738 | Animal | Squirrel | Conductor, Overhead | Normal | 2021 | Tier 2 - Elevated | Distribution Circuit | 7 | 19 | 2021-07-19 | 1407899 | Sus | Y | Animal¦Squirrel¦ConductorOverhead¦Normal
21-0092811 | Unknown Cause | Patrol - found nothing |  |  | 2021 | Tier 2 - Elevated | Distribution Circuit | 7 | 21 | 2021-07-21 | 1409532 | Sus | Y | UnknownCause¦Patrolfoundnothing¦¦
21-0097201 | Unknown Cause | Patrol - found nothing |  |  | 2021 | Tier 2 - Elevated | Distribution Circuit | 7 | 30 | 2021-07-30 | 1420714 | Sus | Y | UnknownCause¦Patrolfoundnothing¦¦
21-0097955 | Animal | Squirrel | Conductor, Overhead | Normal | 2021 | Tier 3 - Extreme | Distribution Circuit | 7 | 31 | 2021-07-31 | 1425781 | Sus | Y | Animal¦Squirrel¦ConductorOverhead¦Normal
21-0100932 | Unknown Cause | Patrol - found nothing |  |  | 2021 | Tier 2 - Elevated | Distribution Circuit | 8 | 6 | 2021-08-06 | 1435677 | Sus | Y | UnknownCause¦Patrolfoundnothing¦¦
21-0102727 | Vegetation | Tree - branch fell on line | Conductor, Overhead | Normal | 2021 | Tier 3 - Extreme | Distribution Circuit | 8 | 10 | 2021-08-10 | 1439403 | Sus | Y | Vegetation¦Treebranchfellonline¦ConductorOverhead¦Normal
21-0113982 | Equipment Failure/Involved | Overhead | Transformer (OH) | Failed/Faulted | 2021 | Tier 2 - Elevated | Transformer only | 9 | 6 | 2021-09-06 | 1463330 | Sus | Y | EquipmentFailureInvolved¦Overhead¦Transformer(OH)¦FailedFaulted
21-0124084 | Equipment Failure/Involved | Overhead | Transformer (OH) | Failed/Faulted | 2021 | Tier 2 - Elevated | Transformer only | 9 | 29 | 2021-09-29 | 1483751 | Sus | Y | EquipmentFailureInvolved¦Overhead¦Transformer(OH)¦FailedFaulted
21-0127640 | Company Initiated | Improper Construction | Conductor, Overhead | Normal | 2021 | Tier 3 - Extreme | Distribution Circuit | 10 | 8 | 2021-10-08 | 1490262 | Sus | Y | CompanyInitiated¦ImproperConstruction¦ConductorOverhead¦Normal
21-0136108 | Vegetation | Tree - branch fell on line | Conductor, Overhead | Normal | 2021 | Tier 3 - Extreme | Distribution Circuit | 10 | 24 | 2021-10-24 | 1509971 | Sus | Y | Vegetation¦Treebranchfellonline¦ConductorOverhead¦Normal
21-0136508 | Vegetation | Tree - fell into line | Conductor, Overhead | Broken, wire on ground | 2021 | Tier 3 - Extreme | Distribution Circuit | 10 | 24 | 2021-10-24 | 1508400 | Sus | Y | Vegetation¦Treefellintoline¦ConductorOverhead¦Brokenwireonground
21-0136773 | Vegetation | Tree - branch fell on line | Conductor, Overhead | Normal | 2021 | Tier 2 - Elevated | Distribution Circuit | 10 | 24 | 2021-10-24 | 1508934 | Sus | Y | Vegetation¦Treebranchfellonline¦ConductorOverhead¦Normal
21-0138042 | Vegetation | Tree - branch fell on line | Transformer | Broken | 2021 | Tier 2 - Elevated | Transformer only | 10 | 26 | 2021-10-26 | 1520844 | Sus | Y | Vegetation¦Treebranchfellonline¦Transformer¦Broken
21-0138399 | Equipment Failure/Involved | Overhead | Transformer | Failed/Faulted | 2021 | Tier 2 - Elevated | Transformer only | 10 | 26 | 2021-10-26 | 1522207 | Sus | Y | EquipmentFailureInvolved¦Overhead¦Transformer¦FailedFaulted
21-0138457 | Unknown Cause | Patrol - found nothing |  |  | 2021 | Tier 2 - Elevated | Distribution Circuit | 10 | 24 | 2021-10-24 | 1522411 | Sus | Y | UnknownCause¦Patrolfoundnothing¦¦
21-0138725 | Vegetation | Tree - branch fell on line | Conductor, Overhead | Normal | 2021 | Tier 3 - Extreme | Distribution Circuit | 10 | 24 | 2021-10-24 | 1513999 | Sus | Y | Vegetation¦Treebranchfellonline¦ConductorOverhead¦Normal
21-0139912 | Vegetation | Tree - fell into line | Anchor or Guy | Normal | 2021 | Tier 3 - Extreme | Distribution Circuit | 10 | 29 | 2021-10-29 | 1525317 | Sus | Y | Vegetation¦Treefellintoline¦AnchororGuy¦Normal
21-0141002 | Unknown Cause | Patrol - found nothing |  |  | 2021 | Tier 3 - Extreme | Distribution Circuit | 11 | 1 | 2021-11-01 | 1527391 | Sus | Y | UnknownCause¦Patrolfoundnothing¦¦
21-0141763 | Vegetation | Tree - branch fell on line | Conductor, Overhead | Normal | 2021 | Tier 3 - Extreme | Distribution Circuit | 11 | 2 | 2021-11-02 | 1532150 | Sus | Y | Vegetation¦Treebranchfellonline¦ConductorOverhead¦Normal
21-0144525 | Equipment Failure/Involved | Overhead | Transformer (OH) | Failed/Faulted | 2021 | Tier 2 - Elevated | Distribution Circuit | 11 | 10 | 2021-11-10 | 1539957 | Sus | Y | EquipmentFailureInvolved¦Overhead¦Transformer(OH)¦FailedFaulted
21-0154844 | Equipment Failure/Involved | Electrical Overload | Transformer | Failed/Faulted | 2021 | Tier 3 - Extreme | Transformer only | 12 | 3 | 2021-12-03 | 1558994 | Sus | N | EquipmentFailureInvolved¦ElectricalOverload¦Transformer¦FailedFaulted
21-0155056 | Animal | Bird found | Transformer (OH) | Failed/Faulted | 2021 | Tier 2 - Elevated | Distribution Circuit | 12 | 5 | 2021-12-05 | 1559693 | Sus | N | Animal¦Birdfound¦Transformer(OH)¦FailedFaulted
21-0156429 | Equipment Failure/Involved | Overhead | Transformer (OH) | Deteriorated | 2021 | Tier 3 - Extreme | Transformer only | 12 | 9 | 2021-12-09 | 1563245 | Sus | N | EquipmentFailureInvolved¦Overhead¦Transformer(OH)¦Deteriorated
21-0158088 | Equipment Failure/Involved | Overhead | Insulator | Broken, wire on ground | 2021 | Tier 3 - Extreme | Distribution Circuit | 12 | 14 | 2021-12-14 | 1571329 | Sus | N | EquipmentFailureInvolved¦Overhead¦Insulator¦Brokenwireonground
21-0158120 | Unknown Cause | Patrol - found nothing |  |  | 2021 | Tier 2 - Elevated | Distribution Circuit | 12 | 14 | 2021-12-14 | 1570794 | Sus | N | UnknownCause¦Patrolfoundnothing¦¦
21-0159941 | Equipment Failure/Involved | Overhead | Crossarm, Wood | Broken | 2021 | Tier 2 - Elevated | Transformer only | 12 | 20 | 2021-12-20 | 1578363 | Sus | N | EquipmentFailureInvolved¦Overhead¦CrossarmWood¦Broken
21-0160107 | Animal | Other | Pothead(Riser Termination) | Normal | 2021 | Tier 2 - Elevated | Distribution Circuit | 12 | 22 | 2021-12-22 | 1579047 | Sus | N | Animal¦Other¦Pothead(RiserTermination)¦Normal
21-0161037 | Environmental/External | Ice or snow | Fuse | Burned Open | 2021 | Tier 2 - Elevated | Distribution Circuit | 12 | 27 | 2021-12-27 | 1584618 | Sus | N | EnvironmentalExternal¦Iceorsnow¦Fuse¦BurnedOpen
21-0161267 | Unknown Cause | Patrol - found nothing |  |  | 2021 | Tier 2 - Elevated | Distribution Circuit | 12 | 27 | 2021-12-27 | 1586376 | Sus | N | UnknownCause¦Patrolfoundnothing¦¦
21-0161881 | Vegetation | Tree - fell into line | Conductor, Overhead | Broken, wire on ground | 2021 | Tier 2 - Elevated | Distribution Circuit | 12 | 30 | 2021-12-30 | 1590014 | Sus | N | Vegetation¦Treefellintoline¦ConductorOverhead¦Brokenwireonground
21-0161890 | Vegetation | Tree - fell into line | Conductor, Overhead | Broken, wire on ground | 2021 | Tier 3 - Extreme | Distribution Circuit | 12 | 27 | 2021-12-27 | 1590105 | Sus | N | Vegetation¦Treefellintoline¦ConductorOverhead¦Brokenwireonground
21-0161897 | Vegetation | Tree - fell into line | Conductor, Overhead | Broken, wire on ground | 2021 | Tier 3 - Extreme | Distribution Circuit | 12 | 26 | 2021-12-26 | 1590119 | Sus | N | Vegetation¦Treefellintoline¦ConductorOverhead¦Brokenwireonground
22-0005087 | Vegetation | Tree - fell into line | Conductor, Overhead | Normal | 2021 | Tier 2 - Elevated | Distribution Circuit | 12 | 28 | 2021-12-28 | 1587370 | Sus | N | Vegetation¦Treefellintoline¦ConductorOverhead¦Normal
22-0005566 | Equipment Failure/Involved | Overhead | Transformer (OH) | Broken | 2022 | Tier 3 - Extreme | Distribution Circuit | 1 | 2 | 2022-01-02 | 1592617 | Sus | N | EquipmentFailureInvolved¦Overhead¦Transformer(OH)¦Broken
22-0007602 | Vegetation | Tree - fell into line | Service conductor | Broken, wire on ground | 2021 | Tier 2 - Elevated | Distribution Circuit | 12 | 27 | 2021-12-27 | 1598189 | Sus | N | Vegetation¦Treefellintoline¦Serviceconductor¦Brokenwireonground
22-0009712 | Unknown Cause | Patrol - found nothing |  |  | 2022 | Tier 2 - Elevated | Transformer only | 1 | 13 | 2022-01-13 | 1601793 | Sus | N | UnknownCause¦Patrolfoundnothing¦¦
22-0021810 | 3rd Party | Vehicle | Pole-Wood | Broken, wire on ground | 2022 | Tier 2 - Elevated | Distribution Circuit | 2 | 12 | 2022-02-12 | 1626361 | Sus | N | 3rdParty¦Vehicle¦PoleWood¦Brokenwireonground
22-0025453 | Equipment Failure/Involved | Overhead | Cutout, fuse holder | Broken | 2022 | Tier 3 - Extreme | Distribution Circuit | 2 | 23 | 2022-02-23 | 1634421 | Sus | N | EquipmentFailureInvolved¦Overhead¦Cutoutfuseholder¦Broken
22-0028551 | Equipment Failure/Involved | Overhead | Pole-Wood | Broken | 2022 | Tier 3 - Extreme | Transformer only | 3 | 2 | 2022-03-02 | 1640495 | Sus | N | EquipmentFailureInvolved¦Overhead¦PoleWood¦Broken
22-0032586 | Vegetation | Tree - fell into line | Conductor, Overhead | Normal | 2022 | Tier 2 - Elevated | Distribution Circuit | 3 | 10 | 2022-03-10 | 1646487 | Sus | N | Vegetation¦Treefellintoline¦ConductorOverhead¦Normal
22-0032764 | Equipment Failure/Involved | Overhead | Insulator | Broken | 2022 | Tier 2 - Elevated | Distribution Circuit | 3 | 11 | 2022-03-11 | 1646774 | Sus | N | EquipmentFailureInvolved¦Overhead¦Insulator¦Broken
22-0034781 | Vegetation | Tree - fell into line | Conductor, Overhead | Burned/flashed | 2022 | Tier 3 - Extreme | Distribution Circuit | 3 | 16 | 2022-03-16 | 1650034 | Sus | N | Vegetation¦Treefellintoline¦ConductorOverhead¦Burnedflashed
22-0046005 | Unknown Cause | Patrol - found nothing |  |  | 2022 | Tier 2 - Elevated | Distribution Circuit | 4 | 11 | 2022-04-11 | 1669222 | Sus | N | UnknownCause¦Patrolfoundnothing¦¦
22-0047680 | Unknown Cause | Patrol - found nothing |  |  | 2022 | Tier 2 - Elevated | Distribution Circuit | 4 | 13 | 2022-04-13 | 1671926 | Sus | N | UnknownCause¦Patrolfoundnothing¦¦
22-0052386 | Vegetation | Tree - branch fell on line | Conductor, Overhead | Broken, wire on ground | 2022 | Tier 3 - Extreme | Distribution Circuit | 4 | 21 | 2022-04-21 | 1678047 | Sus | N | Vegetation¦Treebranchfellonline¦ConductorOverhead¦Brokenwireonground
22-0062118 | Company Initiated | Personnel, company | Relay | Normal | 2022 | Tier 2 - Elevated | Substation - Transmission | 5 | 14 | 2022-05-14 | 1696311 | Sus | Y | CompanyInitiated¦Personnelcompany¦Relay¦Normal
22-0064305 | Vegetation | Tree - branch fell on line | Conductor, Overhead | Normal | 2022 | Tier 2 - Elevated | Distribution Circuit | 5 | 20 | 2022-05-20 | 1705338 | Sus | Y | Vegetation¦Treebranchfellonline¦ConductorOverhead¦Normal
22-0095886 | Equipment Failure/Involved | Overhead | Transformer (OH) | Broken | 2022 | Tier 2 - Elevated | Transformer only | 8 | 10 | 2022-08-10 | 1777844 | Sus | Y | EquipmentFailureInvolved¦Overhead¦Transformer(OH)¦Broken
22-0097074 | Equipment Failure/Involved | Overhead | Transformer (OH) | Failed/Faulted | 2022 | Tier 2 - Elevated | Transformer only | 8 | 12 | 2022-08-12 | 1779733 | Sus | Y | EquipmentFailureInvolved¦Overhead¦Transformer(OH)¦FailedFaulted
22-0097348 | Unknown Cause | Patrol - found nothing |  |  | 2022 | Tier 2 - Elevated | Distribution Circuit | 8 | 14 | 2022-08-14 | 1780819 | Sus | Y | UnknownCause¦Patrolfoundnothing¦¦
22-0103801 | Unknown Cause | Patrol - found nothing |  |  | 2022 | Tier 3 - Extreme | Distribution Circuit | 8 | 30 | 2022-08-30 | 1795302 | Sus | Y | UnknownCause¦Patrolfoundnothing¦¦
22-0105680 | Equipment Failure/Involved | Overhead | Transformer (OH) | Failed/Faulted | 2022 | Tier 2 - Elevated | Distribution Circuit | 9 | 4 | 2022-09-04 | 1798860 | Sus | Y | EquipmentFailureInvolved¦Overhead¦Transformer(OH)¦FailedFaulted
22-0107108 | Equipment Failure/Involved | Overhead | Conductor, Overhead | Broken, wire on ground | 2022 | Tier 3 - Extreme | Distribution Circuit | 9 | 7 | 2022-09-07 | 1803884 | Sus | Y | EquipmentFailureInvolved¦Overhead¦ConductorOverhead¦Brokenwireonground
22-0111457 | Equipment Failure/Involved | Overhead | Transformer | Failed/Faulted | 2022 | Tier 2 - Elevated | Transformer only | 9 | 17 | 2022-09-17 | 1813134 | Sus | Y | EquipmentFailureInvolved¦Overhead¦Transformer¦FailedFaulted
22-0111554 | Unknown Cause | Patrol - found nothing |  |  | 2022 | Tier 2 - Elevated | Distribution Circuit | 9 | 18 | 2022-09-18 | 1813799 | Sus | Y | UnknownCause¦Patrolfoundnothing¦¦
22-0116929 | Vegetation | Tree - branch fell on line | Conductor, Overhead | Broken, wire on ground | 2022 | Tier 2 - Elevated | Distribution Circuit | 10 | 1 | 2022-10-01 | 1825706 | Sus | Y | Vegetation¦Treebranchfellonline¦ConductorOverhead¦Brokenwireonground
22-0120639 | 3rd Party | Vehicle | Pole-Wood | Broken, wire on ground | 2022 | Tier 2 - Elevated | Distribution Circuit | 10 | 12 | 2022-10-12 | 1835791 | Sus | Y | 3rdParty¦Vehicle¦PoleWood¦Brokenwireonground
22-0123693 | Equipment Failure/Involved | Overhead | Pole-Wood | Broken | 2022 | Tier 3 - Extreme | Distribution Circuit | 10 | 21 | 2022-10-21 | 1842300 | Sus | Y | EquipmentFailureInvolved¦Overhead¦PoleWood¦Broken
22-0125707 | Equipment Failure/Involved | Overhead | Pole-Wood | Deteriorated | 2022 | Tier 2 - Elevated | Distribution Circuit | 10 | 28 | 2022-10-28 | 1847811 | Sus | Y | EquipmentFailureInvolved¦Overhead¦PoleWood¦Deteriorated
22-0125934 | Unknown Cause | Patrol - found nothing |  |  | 2022 | Tier 2 - Elevated | Distribution Circuit | 10 | 29 | 2022-10-29 | 1848306 | Sus | Y | UnknownCause¦Patrolfoundnothing¦¦
22-0126236 | 3rd Party | Vehicle | Anchor or Guy | Broken | 2022 | Tier 2 - Elevated | Distribution Circuit | 10 | 31 | 2022-10-31 | 1849341 | Sus | Y | 3rdParty¦Vehicle¦AnchororGuy¦Broken
22-0126814 | Equipment Failure/Involved | Overhead | Transformer | Failed/Faulted | 2022 | Tier 2 - Elevated | Transformer only | 11 | 1 | 2022-11-01 | 1850971 | Sus | Y | EquipmentFailureInvolved¦Overhead¦Transformer¦FailedFaulted
22-0129371 | Unknown Cause | Patrol - found nothing |  |  | 2022 | Tier 2 - Elevated | Transformer only | 11 | 8 | 2022-11-08 | 1858249 | Sus | Y | UnknownCause¦Patrolfoundnothing¦¦
22-0129484 | Vegetation | Tree - fell into line | Conductor, Overhead | Normal | 2022 | Tier 3 - Extreme | Distribution Circuit | 11 | 9 | 2022-11-09 | 1858811 | Sus | Y | Vegetation¦Treefellintoline¦ConductorOverhead¦Normal
22-0129484 | Vegetation | Tree - fell into line | Conductor, Overhead | Normal | 2022 | Tier 3 - Extreme | Distribution Circuit | 11 | 9 | 2022-11-09 | 1858811 | Sus | Y | Vegetation¦Treefellintoline¦ConductorOverhead¦Normal
22-0136400 | Vegetation | Tree - fell into line | Conductor, Overhead | Normal | 2022 | Tier 3 - Extreme | Distribution Circuit | 12 | 4 | 2022-12-04 | 1875561 | Sus | N | Vegetation¦Treefellintoline¦ConductorOverhead¦Normal
22-0137128 | Equipment Failure/Involved | Overhead | Crossarm, Wood | Broken | 2022 | Tier 2 - Elevated | Distribution Circuit | 12 | 6 | 2022-12-06 | 1877486 | Sus | N | EquipmentFailureInvolved¦Overhead¦CrossarmWood¦Broken
22-0137478 | 3rd Party | Vehicle | Pole-Wood | Broken | 2022 | Tier 2 - Elevated | Distribution Circuit | 12 | 7 | 2022-12-07 | 1878524 | Sus | N | 3rdParty¦Vehicle¦PoleWood¦Broken
22-0138167 | Unknown Cause | Patrol - found nothing |  |  | 2022 | Tier 2 - Elevated | Distribution Circuit | 12 | 10 | 2022-12-10 | 1880975 | Sus | N | UnknownCause¦Patrolfoundnothing¦¦
22-0138563 | Unknown Cause | Patrol - found nothing |  |  | 2022 | Tier 2 - Elevated | Distribution Circuit | 12 | 10 | 2022-12-10 | 1883578 | Sus | N | UnknownCause¦Patrolfoundnothing¦¦
22-0138964 | Unknown Cause | Patrol - found nothing |  |  | 2022 | Tier 2 - Elevated | Distribution Circuit | 12 | 11 | 2022-12-11 | 1885668 | Sus | N | UnknownCause¦Patrolfoundnothing¦¦
22-0139038 | Vegetation | Tree - fell into line | Conductor, Overhead | Arcing | 2022 | Tier 3 - Extreme | Distribution Circuit | 12 | 11 | 2022-12-11 | 1886023 | Sus | N | Vegetation¦Treefellintoline¦ConductorOverhead¦Arcing
22-0141486 | Vegetation | Tree - fell into line | Conductor, Overhead | Normal | 2022 | Tier 2 - Elevated | Distribution Circuit | 12 | 27 | 2022-12-27 | 1898281 | Sus | N | Vegetation¦Treefellintoline¦ConductorOverhead¦Normal
22-0141927 | Unknown Cause | Patrol - found nothing |  |  | 2022 | Tier 2 - Elevated | Transformer only | 12 | 28 | 2022-12-28 | 1900322 | Sus | N | UnknownCause¦Patrolfoundnothing¦¦
15-0012536 | Vegetation | Tree - branch fell on line | Conductor, Overhead | Broken, wire on ground | 2015 | Tier 2 - Elevated | Distribution Circuit | 2 | 10 | 2015-02-10 | 1187299 | Sus | N | Vegetation¦Treebranchfellonline¦ConductorOverhead¦Brokenwireonground
15-0016809 | Equipment Failure/Involved | Other | Transformer | Failed/Faulted | 2015 | Tier 2 - Elevated | Transformer only | 3 | 2 | 2015-03-02 | 1198387 | Sus | N | EquipmentFailureInvolved¦Other¦Transformer¦FailedFaulted
15-0032612 | Unknown Cause | Patrol - not conducted |  |  | 2015 | Tier 2 - Elevated | Distribution Circuit | 5 | 7 | 2015-05-07 | 1230757 | Sus | Y | UnknownCause¦Patrolnotconducted¦¦
15-0033451 | 3rd Party | Vehicle | Pole-Wood | Broken | 2015 | Tier 2 - Elevated | Transformer only | 5 | 11 | 2015-05-11 | 1232987 | Sus | Y | 3rdParty¦Vehicle¦PoleWood¦Broken
15-0034569 | Unknown Cause | Patrol - found nothing |  |  | 2015 | Tier 2 - Elevated | Distribution Circuit | 5 | 15 | 2015-05-15 | 1235342 | Sus | Y | UnknownCause¦Patrolfoundnothing¦¦
15-0034576 | Environmental/External | Lightning | Transformer (OH) | Broken | 2015 | Tier 2 - Elevated | Distribution Circuit | 5 | 15 | 2015-05-15 | 1235355 | Sus | Y | EnvironmentalExternal¦Lightning¦Transformer(OH)¦Broken
15-0038952 | Equipment Failure/Involved | Overhead | Transformer (OH) | Burned/flashed | 2015 | Tier 2 - Elevated | Distribution Circuit | 6 | 5 | 2015-06-05 | 1244447 | Sus | Y | EquipmentFailureInvolved¦Overhead¦Transformer(OH)¦Burnedflashed
15-0043803 | Vegetation | Tree - fell into line | Connector or Splice (OH) | Broken, wire on ground | 2015 | Tier 3 - Extreme | Distribution Circuit | 6 | 27 | 2015-06-27 | 1257983 | Sus | Y | Vegetation¦Treefellintoline¦ConnectororSplice(OH)¦Brokenwireonground
15-0044480 | Equipment Failure/Involved | Overhead | Transformer (OH) | Failed/Faulted | 2015 | Tier 3 - Extreme | Transformer only | 7 | 1 | 2015-07-01 | 1260148 | Sus | Y | EquipmentFailureInvolved¦Overhead¦Transformer(OH)¦FailedFaulted
15-0045362 | Environmental/External | Lightning | Transformer (OH) | Failed/Faulted | 2015 | Tier 2 - Elevated | Transformer only | 7 | 3 | 2015-07-03 | 1262447 | Sus | Y | EnvironmentalExternal¦Lightning¦Transformer(OH)¦FailedFaulted
15-0048340 | Unknown Cause | Patrol - found nothing |  |  | 2015 | Tier 2 - Elevated | Distribution Circuit | 7 | 18 | 2015-07-18 | 1269925 | Sus | Y | UnknownCause¦Patrolfoundnothing¦¦
15-0060988 | Animal | Squirrel | Fuse | Failed/Faulted | 2015 | Tier 2 - Elevated | Distribution Circuit | 9 | 12 | 2015-09-12 | 1304519 | Sus | Y | Animal¦Squirrel¦Fuse¦FailedFaulted
15-0061033 | Animal | Squirrel | Transformer (OH) | Normal | 2015 | Tier 3 - Extreme | Distribution Circuit | 9 | 12 | 2015-09-12 | 1304647 | Sus | Y | Animal¦Squirrel¦Transformer(OH)¦Normal
15-0061943 | Equipment Failure/Involved | Overhead | Transformer | Failed/Faulted | 2015 | Tier 3 - Extreme | Transformer only | 9 | 17 | 2015-09-17 | 1307616 | Sus | Y | EquipmentFailureInvolved¦Overhead¦Transformer¦FailedFaulted
15-0063107 | 3rd Party | Vehicle | Anchor or Guy | Broken | 2015 | Tier 2 - Elevated | Distribution Circuit | 9 | 24 | 2015-09-24 | 1311290 | Sus | Y | 3rdParty¦Vehicle¦AnchororGuy¦Broken
15-0070584 | Environmental/External | Lightning | Transformer | Failed/Faulted | 2015 | Tier 2 - Elevated | Transformer only | 10 | 15 | 2015-10-15 | 1322454 | Sus | Y | EnvironmentalExternal¦Lightning¦Transformer¦FailedFaulted
15-0074923 | Equipment Failure/Involved | Overhead | Metering Equipment | Malfunctioning | 2015 | Tier 2 - Elevated | Distribution Circuit | 11 | 2 | 2015-11-02 | 1333558 | Sus | Y | EquipmentFailureInvolved¦Overhead¦MeteringEquipment¦Malfunctioning
15-0077220 | Animal | Squirrel | Fuse | Failed/Faulted | 2015 | Tier 3 - Extreme | Transformer only | 11 | 11 | 2015-11-11 | 1339434 | Sus | Y | Animal¦Squirrel¦Fuse¦FailedFaulted
15-0077854 | Vegetation | Tree - fell into line | Transformer | Broken, wire on ground | 2015 | Tier 2 - Elevated | Transformer only | 11 | 15 | 2015-11-15 | 1341423 | Sus | Y | Vegetation¦Treefellintoline¦Transformer¦Brokenwireonground
15-0082913 | Vegetation | Tree - fell into line | Pole-Wood | Broken, wire on ground | 2015 | Tier 2 - Elevated | Distribution Circuit | 12 | 5 | 2015-12-05 | 1354147 | Sus | N | Vegetation¦Treefellintoline¦PoleWood¦Brokenwireonground
15-0084632 | Vegetation | Tree - branch fell on line | Conductor, Overhead | Normal | 2015 | Tier 3 - Extreme | Distribution Circuit | 12 | 13 | 2015-12-13 | 1360743 | Sus | N | Vegetation¦Treebranchfellonline¦ConductorOverhead¦Normal
15-0086597 | 3rd Party | Vehicle | Pole-Wood | Normal | 2015 | Tier 2 - Elevated | Distribution Circuit | 12 | 22 | 2015-12-22 | 1368482 | Sus | N | 3rdParty¦Vehicle¦PoleWood¦Normal
16-0003993 | Unknown Cause | Patrol - found nothing |  |  | 2016 | Tier 2 - Elevated | Distribution Circuit | 1 | 8 | 2016-01-08 | 1380137 | Sus | N | UnknownCause¦Patrolfoundnothing¦¦
16-0004864 | 3rd Party | Vehicle | Pole-Wood | Broken, wire on ground | 2016 | Tier 3 - Extreme | Distribution Circuit | 1 | 12 | 2016-01-12 | 1382301 | Sus | N | 3rdParty¦Vehicle¦PoleWood¦Brokenwireonground
16-0007771 | Vegetation | Tree - cutting, PG&E contractor | Conductor, Overhead | Normal | 2016 | Tier 2 - Elevated | Transformer only | 1 | 23 | 2016-01-23 | 1390822 | Sus | N | Vegetation¦TreecuttingPG&Econtractor¦ConductorOverhead¦Normal
16-0007925 | Vegetation | Tree - fell into line | Pole-Wood | Broken, wire on ground | 2016 | Tier 3 - Extreme | Distribution Circuit | 1 | 25 | 2016-01-25 | 1391450 | Sus | N | Vegetation¦Treefellintoline¦PoleWood¦Brokenwireonground
16-0013746 | Unknown Cause | Patrol - found nothing |  |  | 2016 | Tier 2 - Elevated | Distribution Circuit | 2 | 18 | 2016-02-18 | 1408106 | Sus | N | UnknownCause¦Patrolfoundnothing¦¦
16-0017996 | Unknown Cause | Patrol - found nothing |  |  | 2016 | Tier 2 - Elevated | Distribution Circuit | 3 | 5 | 2016-03-05 | 1418681 | Sus | N | UnknownCause¦Patrolfoundnothing¦¦
16-0018317 | Unknown Cause | Patrol - found nothing |  |  | 2016 | Tier 2 - Elevated | Distribution Circuit | 3 | 6 | 2016-03-06 | 1421235 | Sus | N | UnknownCause¦Patrolfoundnothing¦¦
16-0018999 | Vegetation | Tree - fell into line | Conductor, Overhead | Normal | 2016 | Tier 3 - Extreme | Distribution Circuit | 3 | 7 | 2016-03-07 | 1424324 | Sus | N | Vegetation¦Treefellintoline¦ConductorOverhead¦Normal
16-0020875 | Unknown Cause | Patrol - not conducted |  |  | 2016 | Tier 2 - Elevated | Distribution Circuit | 3 | 13 | 2016-03-13 | 1429894 | Sus | N | UnknownCause¦Patrolnotconducted¦¦
16-0022771 | 3rd Party | Vehicle | Pole-Wood | Broken | 2016 | Tier 2 - Elevated | Distribution Circuit | 3 | 20 | 2016-03-20 | 1434865 | Sus | N | 3rdParty¦Vehicle¦PoleWood¦Broken
16-0023075 | Unknown Cause | Patrol - found nothing |  |  | 2016 | Tier 2 - Elevated | Distribution Circuit | 3 | 21 | 2016-03-21 | 1435486 | Sus | N | UnknownCause¦Patrolfoundnothing¦¦
16-0024882 | Unknown Cause | Patrol - found nothing |  |  | 2016 | Tier 2 - Elevated | Distribution Circuit | 3 | 29 | 2016-03-29 | 1441151 | Sus | N | UnknownCause¦Patrolfoundnothing¦¦
16-0026686 | 3rd Party | Vehicle | Pole-Wood | Broken | 2016 | Tier 2 - Elevated | Distribution Circuit | 4 | 7 | 2016-04-07 | 1445979 | Sus | N | 3rdParty¦Vehicle¦PoleWood¦Broken
16-0028068 | Unknown Cause | Patrol - found nothing |  |  | 2016 | Tier 2 - Elevated | Distribution Circuit | 4 | 12 | 2016-04-12 | 1449410 | Sus | N | UnknownCause¦Patrolfoundnothing¦¦
16-0029631 | Vegetation | Tree - fell into line | Conductor, Overhead | Normal | 2016 | Tier 2 - Elevated | Distribution Circuit | 4 | 19 | 2016-04-19 | 1453475 | Sus | N | Vegetation¦Treefellintoline¦ConductorOverhead¦Normal
16-0030739 | Vegetation | Tree - branch fell on line | Conductor, Overhead | Normal | 2016 | Tier 2 - Elevated | Distribution Circuit | 4 | 22 | 2016-04-22 | 1455976 | Sus | N | Vegetation¦Treebranchfellonline¦ConductorOverhead¦Normal
16-0031173 | Equipment Failure/Involved | Overhead | Transformer | Failed/Faulted | 2016 | Tier 2 - Elevated | Transformer only | 4 | 25 | 2016-04-25 | 1457804 | Sus | N | EquipmentFailureInvolved¦Overhead¦Transformer¦FailedFaulted
16-0032141 | Environmental/External | Lightning | Transformer | Failed/Faulted | 2016 | Tier 2 - Elevated | Transformer only | 4 | 27 | 2016-04-27 | 1460450 | Sus | N | EnvironmentalExternal¦Lightning¦Transformer¦FailedFaulted
16-0039673 | Animal | Squirrel |  | Failed/Faulted | 2016 | Tier 2 - Elevated | Transformer only | 5 | 30 | 2016-05-30 | 1479084 | Sus | Y | Animal¦Squirrel¦¦FailedFaulted
16-0041482 | Unknown Cause | Patrol - found nothing |  |  | 2016 | Tier 2 - Elevated | Distribution Circuit | 6 | 6 | 2016-06-06 | 1484232 | Sus | Y | UnknownCause¦Patrolfoundnothing¦¦
16-0046796 | Equipment Failure/Involved | Overhead | Cutout, fuse holder | Normal | 2016 | Tier 2 - Elevated | Transformer only | 6 | 30 | 2016-06-30 | 1498754 | Sus | Y | EquipmentFailureInvolved¦Overhead¦Cutoutfuseholder¦Normal
16-0047696 | Unknown Cause | Patrol - not conducted |  |  | 2016 | Tier 2 - Elevated | Transformer only | 7 | 3 | 2016-07-03 | 1500610 | Sus | Y | UnknownCause¦Patrolnotconducted¦¦
16-0056404 | Animal | Squirrel |  | Failed/Faulted | 2016 | Tier 2 - Elevated | Transformer only | 8 | 10 | 2016-08-10 | 1524536 | Sus | Y | Animal¦Squirrel¦¦FailedFaulted
16-0058466 | Vegetation | Tree - fell into line | Secondary | Broken, wire on ground | 2016 | Tier 3 - Extreme | Transformer only | 8 | 19 | 2016-08-19 | 1528848 | Sus | Y | Vegetation¦Treefellintoline¦Secondary¦Brokenwireonground
16-0059501 | Equipment Failure/Involved | Overhead | Cutout, fuse holder | Broken | 2016 | Tier 2 - Elevated | Distribution Circuit | 8 | 23 | 2016-08-23 | 1530899 | Sus | Y | EquipmentFailureInvolved¦Overhead¦Cutoutfuseholder¦Broken
16-0063681 | Equipment Failure/Involved | Overhead | Transformer | Failed/Faulted | 2016 | Tier 2 - Elevated | Transformer only | 9 | 10 | 2016-09-10 | 1539204 | Sus | Y | EquipmentFailureInvolved¦Overhead¦Transformer¦FailedFaulted
16-0072415 | Unknown Cause | Patrol - found nothing |  |  | 2016 | Tier 2 - Elevated | Distribution Circuit | 10 | 15 | 2016-10-15 | 1560690 | Sus | Y | UnknownCause¦Patrolfoundnothing¦¦
16-0072498 | Unknown Cause | Patrol - found nothing |  |  | 2016 | Tier 2 - Elevated | Distribution Circuit | 10 | 15 | 2016-10-15 | 1560907 | Sus | Y | UnknownCause¦Patrolfoundnothing¦¦
16-0072505 | Equipment Failure/Involved | Overhead | Transformer (OH) | Failed/Faulted | 2016 | Tier 2 - Elevated | Distribution Circuit | 10 | 15 | 2016-10-15 | 1561138 | Sus | Y | EquipmentFailureInvolved¦Overhead¦Transformer(OH)¦FailedFaulted
16-0073085 | Vegetation | Tree - fell into line | Pole-Wood | Broken, wire on ground | 2016 | Tier 3 - Extreme | Distribution Circuit | 10 | 16 | 2016-10-16 | 1563804 | Sus | Y | Vegetation¦Treefellintoline¦PoleWood¦Brokenwireonground
16-0074591 | Vegetation | Tree - fell into line | Conductor, Overhead | Bent or Twisted | 2016 | Tier 3 - Extreme | Distribution Circuit | 10 | 21 | 2016-10-21 | 1567046 | Sus | Y | Vegetation¦Treefellintoline¦ConductorOverhead¦BentorTwisted
16-0076078 | Equipment Failure/Involved | Overhead | Cutout, fuse holder | Broken | 2016 | Tier 3 - Extreme | Transformer only | 10 | 27 | 2016-10-27 | 1570906 | Sus | Y | EquipmentFailureInvolved¦Overhead¦Cutoutfuseholder¦Broken
16-0084133 | Equipment Failure/Involved | Electrical Overload | Bushing | Broken | 2016 | Tier 2 - Elevated | Distribution Circuit | 12 | 6 | 2016-12-06 | 1595511 | Sus | N | EquipmentFailureInvolved¦ElectricalOverload¦Bushing¦Broken
16-0084214 | Equipment Failure/Involved | Overhead | Transformer | Deteriorated | 2016 | Tier 2 - Elevated | Transformer only | 12 | 6 | 2016-12-06 | 1595574 | Sus | N | EquipmentFailureInvolved¦Overhead¦Transformer¦Deteriorated
16-0085587 | Vegetation | Tree - branch fell on line | Conductor, Overhead | Normal | 2016 | Tier 3 - Extreme | Distribution Circuit | 12 | 14 | 2016-12-14 | 1602004 | Sus | N | Vegetation¦Treebranchfellonline¦ConductorOverhead¦Normal
16-0086243 | Equipment Failure/Involved | Overhead | Other | Broken | 2016 | Tier 2 - Elevated | Transformer only | 12 | 18 | 2016-12-18 | 1606179 | Sus | N | EquipmentFailureInvolved¦Overhead¦Other¦Broken
17-0004750 | Vegetation | Tree - fell into line | Transformer (OH) | Broken, wire on ground | 2017 | Tier 3 - Extreme | Distribution Circuit | 1 | 7 | 2017-01-07 | 1622021 | Sus | N | Vegetation¦Treefellintoline¦Transformer(OH)¦Brokenwireonground
17-0004750 | Vegetation | Tree - fell into line | Transformer (OH) | Broken, wire on ground | 2017 | Tier 3 - Extreme | Distribution Circuit | 1 | 7 | 2017-01-07 | 1622021 | Sus | N | Vegetation¦Treefellintoline¦Transformer(OH)¦Brokenwireonground
17-0004954 | Environmental/External | Lightning | Transformer (OH) | Failed/Faulted | 2017 | Tier 2 - Elevated | Transformer only | 1 | 8 | 2017-01-08 | 1623011 | Sus | N | EnvironmentalExternal¦Lightning¦Transformer(OH)¦FailedFaulted
17-0007871 | Vegetation | Tree - fell into line | Conductor, Overhead | Broken | 2017 | Tier 3 - Extreme | Distribution Circuit | 1 | 10 | 2017-01-10 | 1639377 | Sus | N | Vegetation¦Treefellintoline¦ConductorOverhead¦Broken
17-0008399 | Unknown Cause | Patrol - found nothing |  |  | 2017 | Tier 3 - Extreme | Distribution Circuit | 1 | 11 | 2017-01-11 | 1641375 | Sus | N | UnknownCause¦Patrolfoundnothing¦¦
17-0009259 | Vegetation | Tree - branch fell on line | Conductor, Overhead | Broken, wire on ground | 2017 | Tier 2 - Elevated | Distribution Circuit | 1 | 15 | 2017-01-15 | 1643982 | Sus | N | Vegetation¦Treebranchfellonline¦ConductorOverhead¦Brokenwireonground
17-0010088 | Vegetation | Tree - fell into line | Conductor, Overhead | Broken, wire on ground | 2017 | Tier 2 - Elevated | Distribution Circuit | 1 | 18 | 2017-01-18 | 1646493 | Sus | N | Vegetation¦Treefellintoline¦ConductorOverhead¦Brokenwireonground
17-0010100 | Vegetation | Tree - fell into line | Conductor, Overhead | Broken, wire on ground | 2017 | Tier 2 - Elevated | Distribution Circuit | 1 | 18 | 2017-01-18 | 1646633 | Sus | N | Vegetation¦Treefellintoline¦ConductorOverhead¦Brokenwireonground
17-0011361 | Vegetation | Tree - fell into line | Conductor, Overhead | Broken, wire on ground | 2017 | Tier 2 - Elevated | Distribution Circuit | 1 | 20 | 2017-01-20 | 1653353 | Sus | N | Vegetation¦Treefellintoline¦ConductorOverhead¦Brokenwireonground
17-0011868 | Vegetation | Tree - fell into line | Conductor, Overhead | Normal | 2017 | Tier 3 - Extreme | Distribution Circuit | 1 | 20 | 2017-01-20 | 1655246 | Sus | N | Vegetation¦Treefellintoline¦ConductorOverhead¦Normal
17-0011997 | Vegetation | Tree - branch fell on line | Conductor, Overhead | Normal | 2017 | Tier 3 - Extreme | Distribution Circuit | 1 | 21 | 2017-01-21 | 1656360 | Sus | N | Vegetation¦Treebranchfellonline¦ConductorOverhead¦Normal
17-0012973 | Vegetation | Tree - fell into line | Conductor, Overhead | Burned/flashed | 2017 | Tier 3 - Extreme | Distribution Circuit | 1 | 22 | 2017-01-22 | 1659907 | Sus | N | Vegetation¦Treefellintoline¦ConductorOverhead¦Burnedflashed
17-0014437 | Unknown Cause | Patrol - found nothing |  |  | 2017 | Tier 3 - Extreme | Distribution Circuit | 1 | 24 | 2017-01-24 | 1665543 | Sus | N | UnknownCause¦Patrolfoundnothing¦¦
17-0017790 | Unknown Cause | Patrol - found nothing |  |  | 2017 | Tier 3 - Extreme | Transformer only | 2 | 6 | 2017-02-06 | 1676210 | Sus | N | UnknownCause¦Patrolfoundnothing¦¦
17-0018120 | Vegetation | Tree - fell into line | Conductor, Overhead | Broken, wire on ground | 2017 | Tier 3 - Extreme | Distribution Circuit | 2 | 7 | 2017-02-07 | 1677830 | Sus | N | Vegetation¦Treefellintoline¦ConductorOverhead¦Brokenwireonground
17-0018392 | Equipment Failure/Involved | Overhead | Secondary | Burned Open | 2017 | Tier 2 - Elevated | Distribution Circuit | 2 | 7 | 2017-02-07 | 1679529 | Sus | N | EquipmentFailureInvolved¦Overhead¦Secondary¦BurnedOpen
17-0019096 | Vegetation | Tree - fell into line | Conductor, Overhead | Broken, wire on ground | 2017 | Tier 2 - Elevated | Distribution Circuit | 2 | 8 | 2017-02-08 | 1682173 | Sus | N | Vegetation¦Treefellintoline¦ConductorOverhead¦Brokenwireonground
17-0019420 | Vegetation | Tree - fell into line | Connector or Splice (OH) | Normal | 2017 | Tier 3 - Extreme | Distribution Circuit | 2 | 9 | 2017-02-09 | 1683400 | Sus | N | Vegetation¦Treefellintoline¦ConnectororSplice(OH)¦Normal
17-0019845 | Equipment Failure/Involved | Overhead | Conductor, Overhead | Broken, wire on ground | 2017 | Tier 2 - Elevated | Distribution Circuit | 2 | 10 | 2017-02-10 | 1684757 | Sus | N | EquipmentFailureInvolved¦Overhead¦ConductorOverhead¦Brokenwireonground
17-0021650 | Vegetation | Tree - fell into line | Insulator | Broken | 2017 | Tier 3 - Extreme | Distribution Circuit | 2 | 16 | 2017-02-16 | 1689986 | Sus | N | Vegetation¦Treefellintoline¦Insulator¦Broken
17-0023819 | Vegetation | Tree - fell into line | Conductor, Overhead | Broken, wire on ground | 2017 | Tier 3 - Extreme | Distribution Circuit | 2 | 20 | 2017-02-20 | 1703353 | Sus | N | Vegetation¦Treefellintoline¦ConductorOverhead¦Brokenwireonground
17-0023953 | Equipment Failure/Involved | Overhead | Jumper | Broken | 2017 | Tier 2 - Elevated | Distribution Circuit | 2 | 20 | 2017-02-20 | 1703775 | Sus | N | EquipmentFailureInvolved¦Overhead¦Jumper¦Broken
17-0025187 | Vegetation | Tree - fell into line | Conductor, Overhead | Broken, wire on ground | 2017 | Tier 3 - Extreme | Distribution Circuit | 2 | 20 | 2017-02-20 | 1708834 | Sus | N | Vegetation¦Treefellintoline¦ConductorOverhead¦Brokenwireonground
17-0025393 | Vegetation | Tree - branch fell on line | Conductor, Overhead | Normal | 2017 | Tier 3 - Extreme | Distribution Circuit | 2 | 20 | 2017-02-20 | 1704458 | Sus | N | Vegetation¦Treebranchfellonline¦ConductorOverhead¦Normal
17-0029239 | Equipment Failure/Involved | Underground | Secondary | Deteriorated | 2017 | Tier 3 - Extreme | Transformer only | 3 | 7 | 2017-03-07 | 1722155 | Sus | N | EquipmentFailureInvolved¦Underground¦Secondary¦Deteriorated
17-0030095 | Equipment Failure/Involved | Overhead | Pole-Wood | Broken, wire on ground | 2017 | Tier 2 - Elevated | Distribution Circuit | 3 | 11 | 2017-03-11 | 1724485 | Sus | N | EquipmentFailureInvolved¦Overhead¦PoleWood¦Brokenwireonground
17-0032158 | Vegetation | Tree - fell into line | Conductor, Overhead | Broken, wire on ground | 2017 | Tier 2 - Elevated | Distribution Circuit | 3 | 20 | 2017-03-20 | 1731440 | Sus | N | Vegetation¦Treefellintoline¦ConductorOverhead¦Brokenwireonground
17-0032860 | Environmental/External | Lightning | Transformer | Failed/Faulted | 2017 | Tier 3 - Extreme | Transformer only | 3 | 22 | 2017-03-22 | 1733013 | Sus | N | EnvironmentalExternal¦Lightning¦Transformer¦FailedFaulted
17-0036043 | 3rd Party | Vehicle | Crossarm, Wood | Broken | 2017 | Tier 2 - Elevated | Distribution Circuit | 4 | 3 | 2017-04-03 | 1742659 | Sus | N | 3rdParty¦Vehicle¦CrossarmWood¦Broken
17-0036560 | Equipment Failure/Involved | Overhead | Jumper | Burned Open | 2017 | Tier 2 - Elevated | Distribution Circuit | 4 | 4 | 2017-04-04 | 1744329 | Sus | N | EquipmentFailureInvolved¦Overhead¦Jumper¦BurnedOpen
17-0040456 | Equipment Failure/Involved | Electrical Overload | Transformer (OH) | Broken | 2017 | Tier 2 - Elevated | Transformer only | 4 | 15 | 2017-04-15 | 1758284 | Sus | N | EquipmentFailureInvolved¦ElectricalOverload¦Transformer(OH)¦Broken
17-0041269 | Unknown Cause | Patrol - found nothing |  |  | 2017 | Tier 3 - Extreme | Distribution Circuit | 4 | 18 | 2017-04-18 | 1760638 | Sus | N | UnknownCause¦Patrolfoundnothing¦¦
17-0041524 | Animal | Other | Switch (OH) | Normal | 2017 | Tier 2 - Elevated | Distribution Circuit | 4 | 19 | 2017-04-19 | 1761417 | Sus | N | Animal¦Other¦Switch(OH)¦Normal
17-0042282 | Vegetation | Tree - fell into line | Conductor, Overhead | Broken, wire on ground | 2017 | Tier 2 - Elevated | Distribution Circuit | 4 | 24 | 2017-04-24 | 1765676 | Sus | N | Vegetation¦Treefellintoline¦ConductorOverhead¦Brokenwireonground
17-0045729 | Equipment Failure/Involved | Overhead | Fuse | Failed/Faulted | 2017 | Tier 3 - Extreme | Transformer only | 5 | 5 | 2017-05-05 | 1775930 | Sus | Y | EquipmentFailureInvolved¦Overhead¦Fuse¦FailedFaulted
17-0046733 | Unknown Cause | Patrol - found nothing |  |  | 2017 | Tier 2 - Elevated | Distribution Circuit | 5 | 10 | 2017-05-10 | 1779033 | Sus | Y | UnknownCause¦Patrolfoundnothing¦¦
17-0047163 | Unknown Cause | Patrol - found nothing |  |  | 2017 | Tier 2 - Elevated | Distribution Circuit | 5 | 11 | 2017-05-11 | 1779779 | Sus | Y | UnknownCause¦Patrolfoundnothing¦¦
17-0049455 | Equipment Failure/Involved | Overhead | Transformer | Failed/Faulted | 2017 | Tier 2 - Elevated | Distribution Circuit | 5 | 21 | 2017-05-21 | 1786516 | Sus | Y | EquipmentFailureInvolved¦Overhead¦Transformer¦FailedFaulted
17-0049484 | Equipment Failure/Involved | Electrical Overload | Transformer (OH) | Broken | 2017 | Tier 3 - Extreme | Transformer only | 5 | 21 | 2017-05-21 | 1786856 | Sus | Y | EquipmentFailureInvolved¦ElectricalOverload¦Transformer(OH)¦Broken
17-0050173 | Animal | Squirrel | Fuse | Normal | 2017 | Tier 2 - Elevated | Distribution Circuit | 5 | 24 | 2017-05-24 | 1789243 | Sus | Y | Animal¦Squirrel¦Fuse¦Normal
17-0052610 | Vegetation | Tree - fell into line | Conductor, Overhead | Broken, wire on ground | 2017 | Tier 2 - Elevated | Distribution Circuit | 6 | 4 | 2017-06-04 | 1796574 | Sus | Y | Vegetation¦Treefellintoline¦ConductorOverhead¦Brokenwireonground
17-0052627 | Equipment Failure/Involved | Overhead | Transformer (OH) | Failed/Faulted | 2017 | Tier 2 - Elevated | Distribution Circuit | 6 | 4 | 2017-06-04 | 1796744 | Sus | Y | EquipmentFailureInvolved¦Overhead¦Transformer(OH)¦FailedFaulted
17-0056191 | Equipment Failure/Involved | Overhead | Transformer | Failed/Faulted | 2017 | Tier 3 - Extreme | Transformer only | 6 | 18 | 2017-06-18 | 1808221 | Sus | Y | EquipmentFailureInvolved¦Overhead¦Transformer¦FailedFaulted
17-0058276 | Equipment Failure/Involved | Underground | Transformer (UG) | Normal | 2017 | Tier 2 - Elevated | Transformer only | 6 | 24 | 2017-06-24 | 1816944 | Sus | Y | EquipmentFailureInvolved¦Underground¦Transformer(UG)¦Normal
17-0061335 | Unknown Cause | Patrol - found nothing |  |  | 2017 | Tier 2 - Elevated | Distribution Circuit | 7 | 7 | 2017-07-07 | 1825852 | Sus | Y | UnknownCause¦Patrolfoundnothing¦¦
17-0073130 | Unknown Cause | Patrol - found nothing |  |  | 2017 | Tier 2 - Elevated | Distribution Circuit | 8 | 27 | 2017-08-27 | 1860276 | Sus | Y | UnknownCause¦Patrolfoundnothing¦¦
17-0074505 | Unknown Cause | Patrol - found nothing |  |  | 2017 | Tier 2 - Elevated | Distribution Circuit | 8 | 31 | 2017-08-31 | 1864148 | Sus | Y | UnknownCause¦Patrolfoundnothing¦¦
17-0076481 | 3rd Party | Vehicle | Conductor, Overhead | Together | 2017 | Tier 2 - Elevated | Distribution Circuit | 9 | 6 | 2017-09-06 | 1871886 | Sus | Y | 3rdParty¦Vehicle¦ConductorOverhead¦Together
17-0076877 | Unknown Cause | Patrol - found nothing |  |  | 2017 | Tier 2 - Elevated | Distribution Circuit | 9 | 7 | 2017-09-07 | 1873058 | Sus | Y | UnknownCause¦Patrolfoundnothing¦¦
17-0079388 | Environmental/External | Fire, Forest/Grass | Conductor, Overhead | Broken, wire on ground | 2017 | Tier 3 - Extreme | Distribution Circuit | 9 | 15 | 2017-09-15 | 1879696 | Sus | Y | EnvironmentalExternal¦FireForestGrass¦ConductorOverhead¦Brokenwireonground
17-0084939 | Equipment Failure/Involved | Overhead | Jumper | Burned Open | 2017 | Tier 2 - Elevated | Distribution Circuit | 10 | 7 | 2017-10-07 | 1892508 | Sus | Y | EquipmentFailureInvolved¦Overhead¦Jumper¦BurnedOpen
17-0085219 | Vegetation | Tree - grew into line | Secondary | Broken, wire on ground | 2017 | Tier 2 - Elevated | Transformer only | 10 | 8 | 2017-10-08 | 1893841 | Sus | Y | Vegetation¦Treegrewintoline¦Secondary¦Brokenwireonground
17-0087489 | Equipment Failure/Involved | Underground | Transformer (UG) | Broken | 2017 | Tier 2 - Elevated | Distribution Circuit | 10 | 8 | 2017-10-08 | 1901289 | Sus | Y | EquipmentFailureInvolved¦Underground¦Transformer(UG)¦Broken
17-0090136 | Equipment Failure/Involved | Overhead | Transformer | Broken | 2017 | Tier 3 - Extreme | Transformer only | 10 | 24 | 2017-10-24 | 1909056 | Sus | Y | EquipmentFailureInvolved¦Overhead¦Transformer¦Broken
17-0094576 | Equipment Failure/Involved | Overhead | Transformer (OH) | Failed/Faulted | 2017 | Tier 2 - Elevated | Distribution Circuit | 11 | 12 | 2017-11-12 | 1921067 | Sus | Y | EquipmentFailureInvolved¦Overhead¦Transformer(OH)¦FailedFaulted
17-0097394 | 3rd Party | Vehicle | Pole-Wood | Broken | 2017 | Tier 2 - Elevated | Distribution Circuit | 11 | 24 | 2017-11-24 | 1928725 | Sus | Y | 3rdParty¦Vehicle¦PoleWood¦Broken
17-0098496 | Unknown Cause | Patrol - found nothing |  |  | 2017 | Tier 3 - Extreme | Distribution Circuit | 11 | 30 | 2017-11-30 | 1932268 | Sus | Y | UnknownCause¦Patrolfoundnothing¦¦
17-0099769 | Unknown Cause | Patrol - found nothing |  |  | 2017 | Tier 2 - Elevated | Distribution Circuit | 12 | 4 | 2017-12-04 | 1934925 | Sus | N | UnknownCause¦Patrolfoundnothing¦¦
17-0099855 | Unknown Cause | Patrol - not conducted |  |  | 2017 | Tier 3 - Extreme | Distribution Circuit | 12 | 4 | 2017-12-04 | 1936117 | Sus | N | UnknownCause¦Patrolnotconducted¦¦
17-0100646 | Unknown Cause | Patrol - found nothing |  |  | 2017 | Tier 2 - Elevated | Distribution Circuit | 12 | 7 | 2017-12-07 | 1938624 | Sus | N | UnknownCause¦Patrolfoundnothing¦¦
17-0102009 | Vegetation | Tree - fell into line | Conductor, Overhead | Broken, wire on ground | 2017 | Tier 3 - Extreme | Distribution Circuit | 12 | 16 | 2017-12-16 | 1944344 | Sus | N | Vegetation¦Treefellintoline¦ConductorOverhead¦Brokenwireonground
17-0102820 | Vegetation | Tree - bark fell into line | Fuse | Normal | 2017 | Tier 2 - Elevated | Distribution Circuit | 12 | 20 | 2017-12-20 | 1948790 | Sus | N | Vegetation¦Treebarkfellintoline¦Fuse¦Normal
18-0006180 | Equipment Failure/Involved | Overhead | Transformer | Failed/Faulted | 2018 | Tier 3 - Extreme | Transformer only | 1 | 15 | 2018-01-15 | 8420 | Sus | N | EquipmentFailureInvolved¦Overhead¦Transformer¦FailedFaulted
18-0006928 | Unknown Cause | Patrol - found nothing |  |  | 2018 | Tier 3 - Extreme | Distribution Circuit | 1 | 18 | 2018-01-18 | 10049 | Sus | N | UnknownCause¦Patrolfoundnothing¦¦
18-0017364 | Vegetation | Tree - fell into line | Conductor, Overhead | Normal | 2018 | Tier 3 - Extreme | Distribution Circuit | 2 | 26 | 2018-02-26 | 31959 | Sus | N | Vegetation¦Treefellintoline¦ConductorOverhead¦Normal
18-0017522 | Vegetation | Tree - fell into line | Conductor, Overhead | Broken, wire on ground | 2018 | Tier 2 - Elevated | Distribution Circuit | 2 | 26 | 2018-02-26 | 32208 | Sus | N | Vegetation¦Treefellintoline¦ConductorOverhead¦Brokenwireonground
18-0019378 | Vegetation | Tree - branch fell on line | Conductor, Overhead | Normal | 2018 | Tier 2 - Elevated | Distribution Circuit | 3 | 3 | 2018-03-03 | 37290 | Sus | N | Vegetation¦Treebranchfellonline¦ConductorOverhead¦Normal
18-0023561 | Vegetation | Tree - fell into line | Conductor, Overhead | Broken, wire on ground | 2018 | Tier 3 - Extreme | Distribution Circuit | 3 | 16 | 2018-03-16 | 46157 | Sus | N | Vegetation¦Treefellintoline¦ConductorOverhead¦Brokenwireonground
18-0033699 | Animal | Squirrel | Cutout, fuse holder | Failed/Faulted | 2018 | Tier 2 - Elevated | Distribution Circuit | 4 | 19 | 2018-04-19 | 70058 | Sus | N | Animal¦Squirrel¦Cutoutfuseholder¦FailedFaulted
18-0033847 | Equipment Failure/Involved | Overhead | Fuse | Broken | 2018 | Tier 3 - Extreme | Transformer only | 4 | 19 | 2018-04-19 | 70228 | Sus | N | EquipmentFailureInvolved¦Overhead¦Fuse¦Broken
18-0034008 | Vegetation | Tree - branch fell on line | Fuse | Normal | 2018 | Tier 3 - Extreme | Distribution Circuit | 4 | 20 | 2018-04-20 | 70551 | Sus | N | Vegetation¦Treebranchfellonline¦Fuse¦Normal
18-0037434 | Environmental/External | Lightning | Transformer | Failed/Faulted | 2018 | Tier 2 - Elevated | Transformer only | 5 | 1 | 2018-05-01 | 77810 | Sus | Y | EnvironmentalExternal¦Lightning¦Transformer¦FailedFaulted
18-0038893 | Vegetation | Tree - fell into line | Conductor, Overhead | Together | 2018 | Tier 2 - Elevated | Distribution Circuit | 5 | 7 | 2018-05-07 | 80781 | Sus | Y | Vegetation¦Treefellintoline¦ConductorOverhead¦Together
18-0040839 | Unknown Cause | Patrol - found nothing |  |  | 2018 | Tier 2 - Elevated | Distribution Circuit | 5 | 14 | 2018-05-14 | 85808 | Sus | Y | UnknownCause¦Patrolfoundnothing¦¦
18-0043649 | Unknown Cause | Patrol - found nothing |  |  | 2018 | Tier 2 - Elevated | Distribution Circuit | 5 | 23 | 2018-05-23 | 92668 | Sus | Y | UnknownCause¦Patrolfoundnothing¦¦
18-0045425 | Equipment Failure/Involved | Overhead | Transformer | Failed/Faulted | 2018 | Tier 2 - Elevated | Transformer only | 5 | 29 | 2018-05-29 | 96343 | Sus | Y | EquipmentFailureInvolved¦Overhead¦Transformer¦FailedFaulted
18-0051301 | Equipment Failure/Involved | Overhead | Pole-Wood | Deteriorated | 2018 | Tier 2 - Elevated | Distribution Circuit | 6 | 15 | 2018-06-15 | 110190 | Sus | Y | EquipmentFailureInvolved¦Overhead¦PoleWood¦Deteriorated
18-0078782 | 3rd Party | Aircraft | Conductor, Overhead | On Ground | 2018 | Tier 2 - Elevated | Distribution Circuit | 9 | 11 | 2018-09-11 | 172688 | Sus | Y | 3rdParty¦Aircraft¦ConductorOverhead¦OnGround
18-0080092 | Animal | Bird found | Fuse | Failed/Faulted | 2018 | Tier 2 - Elevated | Distribution Circuit | 9 | 16 | 2018-09-16 | 175158 | Sus | Y | Animal¦Birdfound¦Fuse¦FailedFaulted
18-0084384 | Wildfire Mitigation | CWSP - Vegetation Removal |  |  | 2018 | Tier 3 - Extreme | Distribution Circuit | 9 | 28 | 2018-09-28 | 183141 | Sus | Y | WildfireMitigation¦CWSPVegetationRemoval¦¦
18-0085901 | Equipment Failure/Involved | Fire, pole | Anchor or Guy | Deteriorated | 2018 | Tier 3 - Extreme | Distribution Circuit | 10 | 3 | 2018-10-03 | 186549 | Sus | Y | EquipmentFailureInvolved¦Firepole¦AnchororGuy¦Deteriorated
18-0090919 | Unknown Cause | Patrol - found nothing |  |  | 2018 | Tier 2 - Elevated | Distribution Circuit | 10 | 16 | 2018-10-16 | 196270 | Sus | Y | UnknownCause¦Patrolfoundnothing¦¦
18-0093346 | 3rd Party | Customer Equipment | Conductor, Overhead | Normal | 2018 | Tier 2 - Elevated | Distribution Circuit | 10 | 23 | 2018-10-23 | 200790 | Sus | Y | 3rdParty¦CustomerEquipment¦ConductorOverhead¦Normal
18-0094014 | Wildfire Mitigation | CWSP - Vegetation Removal |  |  | 2018 | Tier 3 - Extreme | Distribution Circuit | 10 | 25 | 2018-10-25 | 201982 | Sus | Y | WildfireMitigation¦CWSPVegetationRemoval¦¦
18-0096794 | Equipment Failure/Involved | Overhead | Jumper | Burned Open | 2018 | Tier 2 - Elevated | Transformer only | 11 | 3 | 2018-11-03 | 208113 | Sus | Y | EquipmentFailureInvolved¦Overhead¦Jumper¦BurnedOpen
18-0099315 | 3rd Party | Vehicle | Pole-Wood | Broken | 2018 | Tier 3 - Extreme | Distribution Circuit | 11 | 13 | 2018-11-13 | 214302 | Sus | Y | 3rdParty¦Vehicle¦PoleWood¦Broken
18-0101123 | Environmental/External | Fire, Forest/Grass | Pole-Wood | Burned/flashed | 2018 | Tier 3 - Extreme | Distribution Circuit | 11 | 8 | 2018-11-08 | 218379 | Sus | Y | EnvironmentalExternal¦FireForestGrass¦PoleWood¦Burnedflashed
18-0102094 | Equipment Failure/Involved | Overhead | Conductor, Overhead | Deteriorated | 2018 | Tier 2 - Elevated | Distribution Circuit | 11 | 21 | 2018-11-21 | 221086 | Sus | Y | EquipmentFailureInvolved¦Overhead¦ConductorOverhead¦Deteriorated
18-0102371 | Vegetation | Tree - fell into line | Conductor, Overhead | On Ground | 2018 | Tier 3 - Extreme | Distribution Circuit | 11 | 22 | 2018-11-22 | 222109 | Sus | Y | Vegetation¦Treefellintoline¦ConductorOverhead¦OnGround
18-0105283 | Vegetation | Tree - fell into line | Conductor, Overhead | Broken, wire on ground | 2018 | Tier 3 - Extreme | Distribution Circuit | 11 | 29 | 2018-11-29 | 229419 | Sus | Y | Vegetation¦Treefellintoline¦ConductorOverhead¦Brokenwireonground
18-0108298 | 3rd Party | Vehicle | Fuse | Normal | 2018 | Tier 2 - Elevated | Distribution Circuit | 12 | 10 | 2018-12-10 | 237159 | Sus | N | 3rdParty¦Vehicle¦Fuse¦Normal
18-0109744 | Unknown Cause | Patrol - found nothing |  |  | 2018 | Tier 3 - Extreme | Distribution Circuit | 12 | 17 | 2018-12-17 | 242597 | Sus | N | UnknownCause¦Patrolfoundnothing¦¦
19-0004590 | Unknown Cause | Patrol - found nothing |  |  | 2019 | Tier 2 - Elevated | Distribution Circuit | 1 | 5 | 2019-01-05 | 253389 | Sus | N | UnknownCause¦Patrolfoundnothing¦¦
19-0005149 | Vegetation | Tree - fell into line | Conductor, Overhead | Normal | 2019 | Tier 3 - Extreme | Distribution Circuit | 1 | 6 | 2019-01-06 | 255645 | Sus | N | Vegetation¦Treefellintoline¦ConductorOverhead¦Normal
19-0005272 | Unknown Cause | Patrol - not conducted |  |  | 2019 | Tier 3 - Extreme | Distribution Circuit | 1 | 6 | 2019-01-06 | 256036 | Sus | N | UnknownCause¦Patrolnotconducted¦¦
19-0005753 | Unknown Cause | Patrol - found nothing |  |  | 2019 | Tier 2 - Elevated | Distribution Circuit | 1 | 6 | 2019-01-06 | 258575 | Sus | N | UnknownCause¦Patrolfoundnothing¦¦
19-0008573 | Vegetation | Tree - fell into line | Conductor, Overhead | Broken | 2019 | Tier 3 - Extreme | Distribution Circuit | 1 | 14 | 2019-01-14 | 264879 | Sus | N | Vegetation¦Treefellintoline¦ConductorOverhead¦Broken
19-0011132 | Vegetation | Tree - fell into line | Conductor, Overhead | Broken, wire on ground | 2019 | Tier 3 - Extreme | Distribution Circuit | 1 | 16 | 2019-01-16 | 270797 | Sus | N | Vegetation¦Treefellintoline¦ConductorOverhead¦Brokenwireonground
19-0012547 | Vegetation | Tree - fell into line | Conductor, Overhead | Broken, wire on ground | 2019 | Tier 2 - Elevated | Distribution Circuit | 1 | 20 | 2019-01-20 | 277198 | Sus | N | Vegetation¦Treefellintoline¦ConductorOverhead¦Brokenwireonground
19-0017388 | Environmental/External | Lightning | Transformer | Failed/Faulted | 2019 | Tier 2 - Elevated | Transformer only | 2 | 2 | 2019-02-02 | 287975 | Sus | N | EnvironmentalExternal¦Lightning¦Transformer¦FailedFaulted
19-0017486 | Animal | Squirrel | Fuse | Normal | 2019 | Tier 2 - Elevated | Distribution Circuit | 2 | 3 | 2019-02-03 | 288641 | Sus | N | Animal¦Squirrel¦Fuse¦Normal
19-0018135 | Unknown Cause | Patrol - not conducted |  |  | 2019 | Tier 2 - Elevated | Distribution Circuit | 2 | 4 | 2019-02-04 | 291119 | Sus | N | UnknownCause¦Patrolnotconducted¦¦
19-0019340 | Vegetation | Tree - fell into line | Conductor, Overhead | Broken, wire on ground | 2019 | Tier 2 - Elevated | Distribution Circuit | 2 | 4 | 2019-02-04 | 294691 | Sus | N | Vegetation¦Treefellintoline¦ConductorOverhead¦Brokenwireonground
19-0020740 | Vegetation | Tree - fell into line | Conductor, Overhead | Broken, wire on ground | 2019 | Tier 2 - Elevated | Distribution Circuit | 2 | 10 | 2019-02-10 | 298489 | Sus | N | Vegetation¦Treefellintoline¦ConductorOverhead¦Brokenwireonground
19-0022271 | Vegetation | Tree - fell into line | Conductor, Overhead | Broken, wire on ground | 2019 | Tier 2 - Elevated | Distribution Circuit | 2 | 13 | 2019-02-13 | 304618 | Sus | N | Vegetation¦Treefellintoline¦ConductorOverhead¦Brokenwireonground
19-0023397 | Equipment Failure/Involved | Overhead | Service conductor | Broken | 2019 | Tier 3 - Extreme | Transformer only | 2 | 13 | 2019-02-13 | 305823 | Sus | N | EquipmentFailureInvolved¦Overhead¦Serviceconductor¦Broken
19-0023722 | Vegetation | Tree - branch fell on line | Conductor, Overhead | Normal | 2019 | Tier 3 - Extreme | Distribution Circuit | 2 | 14 | 2019-02-14 | 309160 | Sus | N | Vegetation¦Treebranchfellonline¦ConductorOverhead¦Normal
19-0024628 | Vegetation | Tree - fell into line | Conductor, Overhead | Broken, wire on ground | 2019 | Tier 2 - Elevated | Distribution Circuit | 2 | 12 | 2019-02-12 | 314636 | Sus | N | Vegetation¦Treefellintoline¦ConductorOverhead¦Brokenwireonground
19-0024690 | Vegetation | Tree - fell into line | Conductor, Overhead | Broken, wire on ground | 2019 | Tier 3 - Extreme | Distribution Circuit | 2 | 16 | 2019-02-16 | 314599 | Sus | N | Vegetation¦Treefellintoline¦ConductorOverhead¦Brokenwireonground
19-0025191 | Vegetation | Tree - fell into line | Conductor, Overhead | Normal | 2019 | Tier 3 - Extreme | Distribution Circuit | 2 | 17 | 2019-02-17 | 315551 | Sus | N | Vegetation¦Treefellintoline¦ConductorOverhead¦Normal
19-0026147 | Vegetation | Tree - branch fell on line | Conductor, Overhead | Together | 2019 | Tier 3 - Extreme | Distribution Circuit | 2 | 17 | 2019-02-17 | 317019 | Sus | N | Vegetation¦Treebranchfellonline¦ConductorOverhead¦Together
19-0034840 | Equipment Failure/Involved | Overhead | Transformer (OH) | Failed/Faulted | 2019 | Tier 3 - Extreme | Transformer only | 3 | 18 | 2019-03-18 | 342486 | Sus | N | EquipmentFailureInvolved¦Overhead¦Transformer(OH)¦FailedFaulted
19-0037609 | Unknown Cause | Patrol - found nothing |  |  | 2019 | Tier 3 - Extreme | Distribution Circuit | 3 | 27 | 2019-03-27 | 348664 | Sus | N | UnknownCause¦Patrolfoundnothing¦¦
19-0038936 | Unknown Cause | Patrol - found nothing |  |  | 2019 | Tier 3 - Extreme | Distribution Circuit | 4 | 1 | 2019-04-01 | 352048 | Sus | N | UnknownCause¦Patrolfoundnothing¦¦
19-0039532 | Equipment Failure/Involved | Overhead | Crossarm, Wood | Broken | 2019 | Tier 2 - Elevated | Distribution Circuit | 4 | 3 | 2019-04-03 | 353434 | Sus | N | EquipmentFailureInvolved¦Overhead¦CrossarmWood¦Broken
19-0039922 | Equipment Failure/Involved | Overhead | Transformer (OH) | Failed/Faulted | 2019 | Tier 3 - Extreme | Transformer only | 4 | 4 | 2019-04-04 | 354066 | Sus | N | EquipmentFailureInvolved¦Overhead¦Transformer(OH)¦FailedFaulted
19-0039943 | Equipment Failure/Involved | Overhead | Crossarm, Wood | Broken | 2019 | Tier 3 - Extreme | Transformer only | 4 | 4 | 2019-04-04 | 354148 | Sus | N | EquipmentFailureInvolved¦Overhead¦CrossarmWood¦Broken
19-0048389 | Equipment Failure/Involved | Overhead | Crossarm, Wood | Broken | 2019 | Tier 3 - Extreme | Distribution Circuit | 5 | 2 | 2019-05-02 | 372659 | Sus | Y | EquipmentFailureInvolved¦Overhead¦CrossarmWood¦Broken
19-0048681 | Unknown Cause | Patrol - found nothing |  |  | 2019 | Tier 3 - Extreme | Distribution Circuit | 5 | 3 | 2019-05-03 | 373198 | Sus | Y | UnknownCause¦Patrolfoundnothing¦¦
19-0049776 | Equipment Failure/Involved | Overhead | Insulator | Broken | 2019 | Tier 2 - Elevated | Distribution Circuit | 5 | 7 | 2019-05-07 | 375861 | Sus | Y | EquipmentFailureInvolved¦Overhead¦Insulator¦Broken
19-0059221 | Animal | Bird found | Pole-Wood | Broken | 2019 | Tier 2 - Elevated | Distribution Circuit | 5 | 29 | 2019-05-29 | 392770 | Sus | Y | Animal¦Birdfound¦PoleWood¦Broken
19-0061048 | Environmental/External | Lightning | Transformer (OH) | Failed/Faulted | 2019 | Tier 3 - Extreme | Distribution Circuit | 5 | 31 | 2019-05-31 | 394797 | Sus | Y | EnvironmentalExternal¦Lightning¦Transformer(OH)¦FailedFaulted
19-0061911 | Unknown Cause | Patrol - found nothing |  |  | 2019 | Tier 2 - Elevated | Distribution Circuit | 6 | 3 | 2019-06-03 | 396376 | Sus | Y | UnknownCause¦Patrolfoundnothing¦¦
19-0066651 | Unknown Cause | Patrol - found nothing |  |  | 2019 | Tier 2 - Elevated | Distribution Circuit | 6 | 12 | 2019-06-12 | 407186 | Sus | Y | UnknownCause¦Patrolfoundnothing¦¦
19-0067785 | Equipment Failure/Involved | Overhead | Pole-Wood | Deteriorated | 2019 | Tier 2 - Elevated | Distribution Circuit | 6 | 14 | 2019-06-14 | 412433 | Sus | Y | EquipmentFailureInvolved¦Overhead¦PoleWood¦Deteriorated
19-0073268 | Unknown Cause | Patrol - found nothing |  |  | 2019 | Tier 2 - Elevated | Distribution Circuit | 6 | 28 | 2019-06-28 | 435093 | Sus | Y | UnknownCause¦Patrolfoundnothing¦¦
19-0077065 | Company Initiated | Other Circuits | Other | Broken | 2019 | Tier 2 - Elevated | Distribution Circuit | 7 | 13 | 2019-07-13 | 448797 | Sus | Y | CompanyInitiated¦OtherCircuits¦Other¦Broken
19-0079573 | Equipment Failure/Involved | Overhead | Transformer (OH) | Failed/Faulted | 2019 | Tier 2 - Elevated | Transformer only | 7 | 21 | 2019-07-21 | 464997 | Sus | Y | EquipmentFailureInvolved¦Overhead¦Transformer(OH)¦FailedFaulted
19-0080161 | Environmental/External | Lightning | Transformer (OH) | Failed/Faulted | 2019 | Tier 3 - Extreme | Distribution Circuit | 7 | 23 | 2019-07-23 | 468865 | Sus | Y | EnvironmentalExternal¦Lightning¦Transformer(OH)¦FailedFaulted
19-0082749 | Animal | Bird found | Fuse | Failed/Faulted | 2019 | Tier 2 - Elevated | Distribution Circuit | 7 | 30 | 2019-07-30 | 475819 | Sus | Y | Animal¦Birdfound¦Fuse¦FailedFaulted
19-0085177 | Unknown Cause | Patrol - found nothing |  |  | 2019 | Tier 3 - Extreme | Distribution Circuit | 8 | 7 | 2019-08-07 | 488914 | Sus | Y | UnknownCause¦Patrolfoundnothing¦¦
19-0087210 | Animal | Bird found | Fuse | Failed/Faulted | 2019 | Tier 3 - Extreme | Distribution Circuit | 8 | 13 | 2019-08-13 | 505194 | Sus | Y | Animal¦Birdfound¦Fuse¦FailedFaulted
19-0090262 | Unknown Cause | Patrol - found nothing |  |  | 2019 | Tier 3 - Extreme | Distribution Circuit | 8 | 21 | 2019-08-21 | 526976 | Sus | Y | UnknownCause¦Patrolfoundnothing¦¦
19-0091049 | Vegetation | Tree - branch fell on line | Conductor, Overhead | Broken, wire on ground | 2019 | Tier 2 - Elevated | Distribution Circuit | 8 | 22 | 2019-08-22 | 532493 | Sus | Y | Vegetation¦Treebranchfellonline¦ConductorOverhead¦Brokenwireonground
19-0091049 | Vegetation | Tree - branch fell on line | Conductor, Overhead | Broken, wire on ground | 2019 | Tier 2 - Elevated | Distribution Circuit | 8 | 22 | 2019-08-22 | 532493 | Sus | Y | Vegetation¦Treebranchfellonline¦ConductorOverhead¦Brokenwireonground
19-0094614 | Unknown Cause | Patrol - found nothing |  |  | 2019 | Tier 2 - Elevated | Distribution Circuit | 9 | 3 | 2019-09-03 | 551004 | Sus | Y | UnknownCause¦Patrolfoundnothing¦¦
19-0094741 | Vegetation | Tree - fell into line | Conductor, Overhead | Broken, wire on ground | 2019 | Tier 2 - Elevated | Distribution Circuit | 9 | 3 | 2019-09-03 | 551255 | Sus | Y | Vegetation¦Treefellintoline¦ConductorOverhead¦Brokenwireonground
19-0099939 | Environmental/External | Lightning | Transformer | Failed/Faulted | 2019 | Tier 2 - Elevated | Transformer only | 9 | 16 | 2019-09-16 | 585574 | Sus | Y | EnvironmentalExternal¦Lightning¦Transformer¦FailedFaulted
19-0116849 | Equipment Failure/Involved | Electrical Overload | Transformer | Failed/Faulted | 2019 | Tier 3 - Extreme | Transformer only | 10 | 26 | 2019-10-26 | 680824 | Sus | Y | EquipmentFailureInvolved¦ElectricalOverload¦Transformer¦FailedFaulted
19-0119860 | Equipment Failure/Involved | Overhead | Transformer (OH) | Leaking | 2019 | Tier 2 - Elevated | Transformer only | 11 | 1 | 2019-11-01 | 697320 | Sus | Y | EquipmentFailureInvolved¦Overhead¦Transformer(OH)¦Leaking
19-0124921 | Vegetation | Tree - branch fell on line | Fuse | Failed/Faulted | 2019 | Tier 3 - Extreme | Distribution Circuit | 11 | 14 | 2019-11-14 | 707072 | Sus | Y | Vegetation¦Treebranchfellonline¦Fuse¦FailedFaulted
19-0127918 | Unknown Cause | Patrol - found nothing |  |  | 2019 | Tier 2 - Elevated | Distribution Circuit | 11 | 23 | 2019-11-23 | 713292 | Sus | Y | UnknownCause¦Patrolfoundnothing¦¦
19-0129649 | Vegetation | Tree - fell into line | Conductor, Overhead | Broken, wire on ground | 2019 | Tier 2 - Elevated | Distribution Circuit | 11 | 26 | 2019-11-26 | 718950 | Sus | Y | Vegetation¦Treefellintoline¦ConductorOverhead¦Brokenwireonground
19-0130837 | Equipment Failure/Involved | Overhead | Conductor, Overhead | Together | 2019 | Tier 3 - Extreme | Distribution Circuit | 11 | 27 | 2019-11-27 | 722453 | Sus | Y | EquipmentFailureInvolved¦Overhead¦ConductorOverhead¦Together
19-0131483 | Vegetation | Tree - fell into line | Conductor, Overhead | Broken, wire on ground | 2019 | Tier 2 - Elevated | Distribution Circuit | 11 | 30 | 2019-11-30 | 724608 | Sus | Y | Vegetation¦Treefellintoline¦ConductorOverhead¦Brokenwireonground
19-0131989 | Unknown Cause | Patrol - found nothing |  |  | 2019 | Tier 2 - Elevated | Distribution Circuit | 12 | 1 | 2019-12-01 | 726120 | Sus | N | UnknownCause¦Patrolfoundnothing¦¦
19-0137346 | 3rd Party | Customer Equipment | Conductor, Overhead | Normal | 2019 | Tier 2 - Elevated | Distribution Circuit | 12 | 20 | 2019-12-20 | 747412 | Sus | N | 3rdParty¦CustomerEquipment¦ConductorOverhead¦Normal
20-0004212 | 3rd Party | Vehicle | Pole-Wood | Broken, wire on ground | 2020 | Tier 2 - Elevated | Distribution Circuit | 1 | 1 | 2020-01-01 | 753228 | Sus | N | 3rdParty¦Vehicle¦PoleWood¦Brokenwireonground
20-0009722 | Unknown Cause | Patrol - found nothing |  |  | 2020 | Tier 2 - Elevated | Distribution Circuit | 1 | 16 | 2020-01-16 | 762453 | Sus | N | UnknownCause¦Patrolfoundnothing¦¦
20-0016892 | Unknown Cause | Patrol - found nothing |  |  | 2020 | Tier 3 - Extreme | Distribution Circuit | 2 | 3 | 2020-02-03 | 777124 | Sus | N | UnknownCause¦Patrolfoundnothing¦¦
20-0019275 | Vegetation | Tree - fell into line | Pole-Wood | Broken, wire on ground | 2020 | Tier 2 - Elevated | Distribution Circuit | 2 | 9 | 2020-02-09 | 784209 | Sus | N | Vegetation¦Treefellintoline¦PoleWood¦Brokenwireonground
20-0020765 | Unknown Cause | Patrol - found nothing |  |  | 2020 | Tier 3 - Extreme | Distribution Circuit | 2 | 9 | 2020-02-09 | 789073 | Sus | N | UnknownCause¦Patrolfoundnothing¦¦
20-0026294 | Unknown Cause | Patrol - found nothing |  |  | 2020 | Tier 3 - Extreme | Distribution Circuit | 2 | 26 | 2020-02-26 | 813622 | Sus | N | UnknownCause¦Patrolfoundnothing¦¦
20-0027432 | Unknown Cause | Patrol - found nothing |  |  | 2020 | Tier 2 - Elevated | Distribution Circuit | 2 | 29 | 2020-02-29 | 820350 | Sus | N | UnknownCause¦Patrolfoundnothing¦¦
20-0032699 | Unknown Cause | Patrol - found nothing |  |  | 2020 | Tier 2 - Elevated | Distribution Circuit | 3 | 16 | 2020-03-16 | 854330 | Sus | N | UnknownCause¦Patrolfoundnothing¦¦
20-0035506 | Equipment Failure/Involved | Overhead | Pothead(Riser Termination) | Burned/flashed | 2020 | Tier 2 - Elevated | Distribution Circuit | 3 | 24 | 2020-03-24 | 862762 | Sus | N | EquipmentFailureInvolved¦Overhead¦Pothead(RiserTermination)¦Burnedflashed
20-0038430 | Vegetation | Tree - fell into line | Conductor, Overhead | Broken, wire on ground | 2020 | Tier 2 - Elevated | Distribution Circuit | 4 | 4 | 2020-04-04 | 882416 | Sus | N | Vegetation¦Treefellintoline¦ConductorOverhead¦Brokenwireonground
20-0038430 | Vegetation | Tree - fell into line | Conductor, Overhead | Broken, wire on ground | 2020 | Tier 2 - Elevated | Distribution Circuit | 4 | 4 | 2020-04-04 | 882416 | Sus | N | Vegetation¦Treefellintoline¦ConductorOverhead¦Brokenwireonground
20-0038482 | Vegetation | Tree - branch fell on line | Conductor, Overhead | Broken, wire on ground | 2020 | Tier 3 - Extreme | Distribution Circuit | 4 | 5 | 2020-04-05 | 882598 | Sus | N | Vegetation¦Treebranchfellonline¦ConductorOverhead¦Brokenwireonground
20-0046127 | Vegetation | Tree - fell into line | Conductor, Overhead | Broken, wire on ground | 2020 | Tier 2 - Elevated | Distribution Circuit | 5 | 1 | 2020-05-01 | 904935 | Sus | Y | Vegetation¦Treefellintoline¦ConductorOverhead¦Brokenwireonground
20-0047960 | Equipment Failure/Involved | Overhead | Conductor, Overhead | Broken, wire on ground | 2020 | Tier 2 - Elevated | Distribution Circuit | 5 | 6 | 2020-05-06 | 908540 | Sus | Y | EquipmentFailureInvolved¦Overhead¦ConductorOverhead¦Brokenwireonground
20-0047960 | Equipment Failure/Involved | Overhead | Conductor, Overhead | Broken, wire on ground | 2020 | Tier 2 - Elevated | Distribution Circuit | 5 | 6 | 2020-05-06 | 908540 | Sus | Y | EquipmentFailureInvolved¦Overhead¦ConductorOverhead¦Brokenwireonground
20-0048066 | Vegetation | Tree - fell into line | Conductor, Overhead | Normal | 2020 | Tier 3 - Extreme | Distribution Circuit | 5 | 7 | 2020-05-07 | 908716 | Sus | Y | Vegetation¦Treefellintoline¦ConductorOverhead¦Normal
20-0052009 | Environmental/External | Lightning | Transformer | Failed/Faulted | 2020 | Tier 2 - Elevated | Transformer only | 5 | 19 | 2020-05-19 | 917738 | Sus | Y | EnvironmentalExternal¦Lightning¦Transformer¦FailedFaulted
20-0053860 | Equipment Failure/Involved | Overhead | Transformer | Failed/Faulted | 2020 | Tier 3 - Extreme | Transformer only | 5 | 25 | 2020-05-25 | 921097 | Sus | Y | EquipmentFailureInvolved¦Overhead¦Transformer¦FailedFaulted
20-0054029 | Equipment Failure/Involved | Underground | Service conductor | Deteriorated | 2020 | Tier 3 - Extreme | Transformer only | 5 | 26 | 2020-05-26 | 921275 | Sus | Y | EquipmentFailureInvolved¦Underground¦Serviceconductor¦Deteriorated
20-0059709 | Vegetation | Tree - fell into line | Conductor, Overhead | Together | 2020 | Tier 3 - Extreme | Distribution Circuit | 6 | 10 | 2020-06-10 | 936037 | Sus | Y | Vegetation¦Treefellintoline¦ConductorOverhead¦Together
20-0069692 | Vegetation | Tree - branch fell on line | Conductor, Overhead | Normal | 2020 | Tier 3 - Extreme | Distribution Circuit | 7 | 8 | 2020-07-08 | 960323 | Sus | Y | Vegetation¦Treebranchfellonline¦ConductorOverhead¦Normal
20-0074240 | Equipment Failure/Involved | Overhead | Transformer | Failed/Faulted | 2020 | Tier 2 - Elevated | Transformer only | 7 | 21 | 2020-07-21 | 969133 | Sus | Y | EquipmentFailureInvolved¦Overhead¦Transformer¦FailedFaulted
20-0074688 | Vegetation | Tree - fell into line | Conductor, Overhead | Normal | 2020 | Tier 2 - Elevated | Distribution Circuit | 7 | 22 | 2020-07-22 | 969964 | Sus | Y | Vegetation¦Treefellintoline¦ConductorOverhead¦Normal
20-0074960 | Unknown Cause | Patrol - found nothing |  |  | 2020 | Tier 2 - Elevated | Distribution Circuit | 7 | 22 | 2020-07-22 | 970279 | Sus | Y | UnknownCause¦Patrolfoundnothing¦¦
20-0077292 | Equipment Failure/Involved | Overhead | Crossarm, Wood | Broken | 2020 | Tier 3 - Extreme | Distribution Circuit | 7 | 29 | 2020-07-29 | 974170 | Sus | Y | EquipmentFailureInvolved¦Overhead¦CrossarmWood¦Broken
20-0084618 | Vegetation | Tree - branch fell on line | Conductor, Overhead | Normal | 2020 | Tier 3 - Extreme | Distribution Circuit | 8 | 16 | 2020-08-16 | 1009830 | Sus | Y | Vegetation¦Treebranchfellonline¦ConductorOverhead¦Normal
20-0084864 | Vegetation | Tree - branch fell on line | Conductor, Overhead | Broken, wire on ground | 2020 | Tier 3 - Extreme | Distribution Circuit | 8 | 16 | 2020-08-16 | 1010403 | Sus | Y | Vegetation¦Treebranchfellonline¦ConductorOverhead¦Brokenwireonground
20-0085266 | Unknown Cause | Patrol - found nothing |  |  | 2020 | Tier 2 - Elevated | Distribution Circuit | 8 | 16 | 2020-08-16 | 1013793 | Sus | Y | UnknownCause¦Patrolfoundnothing¦¦
20-0086053 | Environmental/External | Lightning | Transformer (OH) | Failed/Faulted | 2020 | Tier 2 - Elevated | Transformer only | 8 | 17 | 2020-08-17 | 1016686 | Sus | Y | EnvironmentalExternal¦Lightning¦Transformer(OH)¦FailedFaulted
20-0087066 | Environmental/External | Lightning | Transformer (OH) | Failed/Faulted | 2020 | Tier 2 - Elevated | Transformer only | 8 | 18 | 2020-08-18 | 1018357 | Sus | Y | EnvironmentalExternal¦Lightning¦Transformer(OH)¦FailedFaulted
20-0097419 | Equipment Failure/Involved | Overhead | Cutout, fuse holder | Broken | 2020 | Tier 2 - Elevated | Distribution Circuit | 9 | 14 | 2020-09-14 | 1070362 | Sus | Y | EquipmentFailureInvolved¦Overhead¦Cutoutfuseholder¦Broken
20-0099719 | Environmental/External | Fire, Forest/Grass | Conductor, Overhead | Burned/flashed | 2020 | Tier 3 - Extreme | Distribution Circuit | 9 | 7 | 2020-09-07 | 1085940 | Sus | Y | EnvironmentalExternal¦FireForestGrass¦ConductorOverhead¦Burnedflashed
20-0106344 | Equipment Failure/Involved | Overhead | Transformer (OH) | Failed/Faulted | 2020 | Tier 2 - Elevated | Transformer only | 10 | 8 | 2020-10-08 | 1113270 | Sus | Y | EquipmentFailureInvolved¦Overhead¦Transformer(OH)¦FailedFaulted
20-0114813 | Animal | Bird found | Conductor, Overhead | Normal | 2020 | Tier 2 - Elevated | Distribution Circuit | 10 | 29 | 2020-10-29 | 1131251 | Sus | Y | Animal¦Birdfound¦ConductorOverhead¦Normal
20-0115081 | 3rd Party | Vehicle | Pole-Wood | Broken | 2020 | Tier 2 - Elevated | Distribution Circuit | 10 | 29 | 2020-10-29 | 1131900 | Sus | Y | 3rdParty¦Vehicle¦PoleWood¦Broken
20-0118301 | Vegetation | Tree - branch fell on line | Secondary | Broken | 2020 | Tier 3 - Extreme | Distribution Circuit | 11 | 7 | 2020-11-07 | 1138648 | Sus | Y | Vegetation¦Treebranchfellonline¦Secondary¦Broken
20-0118463 | Vegetation | Tree - branch fell on line | Conductor, Overhead | Normal | 2020 | Tier 3 - Extreme | Distribution Circuit | 11 | 8 | 2020-11-08 | 1139289 | Sus | Y | Vegetation¦Treebranchfellonline¦ConductorOverhead¦Normal
20-0125482 | Unknown Cause | Patrol - not conducted |  |  | 2020 | Tier 3 - Extreme | Distribution Circuit | 11 | 27 | 2020-11-27 | 1155099 | Sus | Y | UnknownCause¦Patrolnotconducted¦¦
20-0130144 | Vegetation | Tree - fell into line | Conductor, Overhead | Normal | 2020 | Tier 3 - Extreme | Distribution Circuit | 12 | 13 | 2020-12-13 | 1182536 | Sus | N | Vegetation¦Treefellintoline¦ConductorOverhead¦Normal
20-0130975 | Equipment Failure/Involved | Overhead | Crossarm, Wood | Broken | 2020 | Tier 2 - Elevated | Distribution Circuit | 12 | 17 | 2020-12-17 | 1192990 | Sus | N | EquipmentFailureInvolved¦Overhead¦CrossarmWood¦Broken
20-0131467 | Unknown Cause | Patrol - found nothing |  |  | 2020 | Tier 2 - Elevated | Distribution Circuit | 12 | 22 | 2020-12-22 | 1197066 | Sus | N | UnknownCause¦Patrolfoundnothing¦¦
20-0131902 | Unknown Cause | Patrol - found nothing |  |  | 2020 | Tier 2 - Elevated | Distribution Circuit | 12 | 26 | 2020-12-26 | 1199048 | Sus | N | UnknownCause¦Patrolfoundnothing¦¦
21-0014065 | Environmental/External | Ice or snow | Conductor, Overhead | Normal | 2021 | Tier 2 - Elevated | Distribution Circuit | 1 | 25 | 2021-01-25 | 1223326 | Sus | N | EnvironmentalExternal¦Iceorsnow¦ConductorOverhead¦Normal
21-0014816 | Vegetation | Tree - branch fell on line | Conductor, Overhead | Normal | 2021 | Tier 2 - Elevated | Distribution Circuit | 1 | 26 | 2021-01-26 | 1226924 | Sus | N | Vegetation¦Treebranchfellonline¦ConductorOverhead¦Normal
21-0015278 | Vegetation | Tree - fell into line | Pole-Wood | Broken | 2021 | Tier 3 - Extreme | Distribution Circuit | 1 | 26 | 2021-01-26 | 1230123 | Sus | N | Vegetation¦Treefellintoline¦PoleWood¦Broken
21-0015996 | Vegetation | Tree - branch fell on line | Conductor, Overhead | Normal | 2021 | Tier 2 - Elevated | Distribution Circuit | 1 | 27 | 2021-01-27 | 1232501 | Sus | N | Vegetation¦Treebranchfellonline¦ConductorOverhead¦Normal
21-0017389 | Vegetation | Tree - fell into line | Conductor, Overhead | Broken, wire on ground | 2021 | Tier 3 - Extreme | Distribution Circuit | 1 | 28 | 2021-01-28 | 1239405 | Sus | N | Vegetation¦Treefellintoline¦ConductorOverhead¦Brokenwireonground
21-0017747 | Equipment Failure/Involved | Overhead | Pole-Wood | Broken | 2021 | Tier 2 - Elevated | Distribution Circuit | 1 | 27 | 2021-01-27 | 1234745 | Sus | N | EquipmentFailureInvolved¦Overhead¦PoleWood¦Broken
21-0017768 | Equipment Failure/Involved | Overhead | Conductor, Overhead | Deteriorated | 2021 | Tier 2 - Elevated | Transformer only | 1 | 28 | 2021-01-28 | 1238743 | Sus | N | EquipmentFailureInvolved¦Overhead¦ConductorOverhead¦Deteriorated
21-0017962 | Unknown Cause | Patrol - found nothing |  |  | 2021 | Tier 2 - Elevated | Distribution Circuit | 1 | 28 | 2021-01-28 | 1240640 | Sus | N | UnknownCause¦Patrolfoundnothing¦¦
21-0018220 | Vegetation | Tree - fell into line | Conductor, Overhead | Broken | 2021 | Tier 3 - Extreme | Distribution Circuit | 1 | 26 | 2021-01-26 | 1241355 | Sus | N | Vegetation¦Treefellintoline¦ConductorOverhead¦Broken
21-0018675 | Unknown Cause | Patrol - found nothing |  |  | 2021 | Tier 3 - Extreme | Distribution Circuit | 1 | 29 | 2021-01-29 | 1241292 | Sus | N | UnknownCause¦Patrolfoundnothing¦¦
21-0024860 | Vegetation | Tree - fell into line | Conductor, Overhead | Broken, wire on ground | 2021 | Tier 2 - Elevated | Distribution Circuit | 2 | 11 | 2021-02-11 | 1253539 | Sus | N | Vegetation¦Treefellintoline¦ConductorOverhead¦Brokenwireonground
21-0025264 | Unknown Cause | Patrol - found nothing |  |  | 2021 | Tier 2 - Elevated | Distribution Circuit | 2 | 13 | 2021-02-13 | 1254169 | Sus | N | UnknownCause¦Patrolfoundnothing¦¦
21-0025324 | Vegetation | Tree - fell into line | Conductor, Overhead | Normal | 2021 | Tier 2 - Elevated | Distribution Circuit | 2 | 13 | 2021-02-13 | 1254425 | Sus | N | Vegetation¦Treefellintoline¦ConductorOverhead¦Normal
21-0037928 | Unknown Cause | Patrol - found nothing |  |  | 2021 | Tier 2 - Elevated | Distribution Circuit | 3 | 18 | 2021-03-18 | 1287540 | Sus | N | UnknownCause¦Patrolfoundnothing¦¦
21-0043259 | Equipment Failure/Involved | Overhead | Transformer (OH) | Failed/Faulted | 2021 | Tier 2 - Elevated | Transformer only | 3 | 31 | 2021-03-31 | 1304202 | Sus | N | EquipmentFailureInvolved¦Overhead¦Transformer(OH)¦FailedFaulted
21-0051643 | Unknown Cause | Patrol - found nothing |  |  | 2021 | Tier 2 - Elevated | Distribution Circuit | 4 | 22 | 2021-04-22 | 1327856 | Sus | N | UnknownCause¦Patrolfoundnothing¦¦
21-0057825 | Equipment Failure/Involved | Overhead | Transformer | Failed/Faulted | 2021 | Tier 3 - Extreme | Transformer only | 5 | 6 | 2021-05-06 | 1342447 | Sus | Y | EquipmentFailureInvolved¦Overhead¦Transformer¦FailedFaulted
21-0063579 | 3rd Party | Other | Transformer (OH) | Failed/Faulted | 2021 | Tier 2 - Elevated | Distribution Circuit | 5 | 19 | 2021-05-19 | 1353605 | Sus | Y | 3rdParty¦Other¦Transformer(OH)¦FailedFaulted
21-0065442 | Equipment Failure/Involved | Overhead | Crossarm, Wood | Broken | 2021 | Tier 3 - Extreme | Distribution Circuit | 5 | 24 | 2021-05-24 | 1357852 | Sus | Y | EquipmentFailureInvolved¦Overhead¦CrossarmWood¦Broken
21-0067616 | Equipment Failure/Involved | Overhead | Transformer (OH) | Failed/Faulted | 2021 | Tier 2 - Elevated | Transformer only | 5 | 28 | 2021-05-28 | 1360948 | Sus | Y | EquipmentFailureInvolved¦Overhead¦Transformer(OH)¦FailedFaulted
21-0071175 | Unknown Cause | Patrol - found nothing |  |  | 2021 | Tier 2 - Elevated | Distribution Circuit | 6 | 7 | 2021-06-07 | 1368006 | Sus | Y | UnknownCause¦Patrolfoundnothing¦¦
21-0081548 | Equipment Failure/Involved | Overhead | Transformer (OH) | Failed/Faulted | 2021 | Tier 2 - Elevated | Distribution Circuit | 6 | 29 | 2021-06-29 | 1388072 | Sus | Y | EquipmentFailureInvolved¦Overhead¦Transformer(OH)¦FailedFaulted
21-0086283 | Animal | Bird found | Conductor, Overhead | Normal | 2021 | Tier 2 - Elevated | Distribution Circuit | 7 | 8 | 2021-07-08 | 1394280 | Sus | Y | Animal¦Birdfound¦ConductorOverhead¦Normal
21-0087274 | Equipment Failure/Involved | Overhead | Transformer (OH) | Failed/Faulted | 2021 | Tier 2 - Elevated | Distribution Circuit | 7 | 9 | 2021-07-09 | 1396418 | Sus | Y | EquipmentFailureInvolved¦Overhead¦Transformer(OH)¦FailedFaulted
21-0093434 | Equipment Failure/Involved | Overhead | Crossarm, Wood | Broken | 2021 | Tier 2 - Elevated | Transformer only | 7 | 22 | 2021-07-22 | 1411053 | Sus | Y | EquipmentFailureInvolved¦Overhead¦CrossarmWood¦Broken
21-0098272 | Unknown Cause | Patrol - found nothing |  |  | 2021 | Tier 3 - Extreme | Distribution Circuit | 8 | 1 | 2021-08-01 | 1428320 | Sus | Y | UnknownCause¦Patrolfoundnothing¦¦
21-0100103 | Vegetation | Tree - grew into line | Conductor, Overhead | Normal | 2021 | Tier 3 - Extreme | Distribution Circuit | 8 | 5 | 2021-08-05 | 1434381 | Sus | Y | Vegetation¦Treegrewintoline¦ConductorOverhead¦Normal
21-0106937 | Unknown Cause | Patrol - found nothing |  |  | 2021 | Tier 3 - Extreme | Distribution Circuit | 8 | 19 | 2021-08-19 | 1447480 | Sus | Y | UnknownCause¦Patrolfoundnothing¦¦
21-0108638 | Unknown Cause | Patrol - found nothing |  |  | 2021 | Tier 2 - Elevated | Transformer only | 8 | 24 | 2021-08-24 | 1451538 | Sus | Y | UnknownCause¦Patrolfoundnothing¦¦
21-0108712 | Equipment Failure/Involved | Overhead | Crossarm, Wood | Broken | 2021 | Tier 2 - Elevated | Distribution Circuit | 8 | 24 | 2021-08-24 | 1452162 | Sus | Y | EquipmentFailureInvolved¦Overhead¦CrossarmWood¦Broken
21-0116022 | Unknown Cause | Patrol - found nothing |  |  | 2021 | Tier 3 - Extreme | Distribution Circuit | 9 | 10 | 2021-09-10 | 1466820 | Sus | Y | UnknownCause¦Patrolfoundnothing¦¦
21-0119433 | Vegetation | Tree - fell into line | Conductor, Overhead | Broken | 2021 | Tier 2 - Elevated | Distribution Circuit | 9 | 18 | 2021-09-18 | 1474874 | Sus | Y | Vegetation¦Treefellintoline¦ConductorOverhead¦Broken
21-0136328 | Unknown Cause | Patrol - found nothing |  |  | 2021 | Tier 2 - Elevated | Distribution Circuit | 10 | 24 | 2021-10-24 | 1511934 | Sus | Y | UnknownCause¦Patrolfoundnothing¦¦
21-0136353 | Vegetation | Tree - fell into line | Service conductor | Broken, wire on object | 2021 | Tier 2 - Elevated | Transformer only | 10 | 24 | 2021-10-24 | 1513319 | Sus | Y | Vegetation¦Treefellintoline¦Serviceconductor¦Brokenwireonobject
21-0136456 | Vegetation | Tree - fell into line | Conductor, Overhead | Broken, wire on ground | 2021 | Tier 3 - Extreme | Distribution Circuit | 10 | 24 | 2021-10-24 | 1510158 | Sus | Y | Vegetation¦Treefellintoline¦ConductorOverhead¦Brokenwireonground
21-0137160 | Vegetation | Tree - grew into line | Conductor, Overhead | Normal | 2021 | Tier 2 - Elevated | Distribution Circuit | 10 | 25 | 2021-10-25 | 1518387 | Sus | Y | Vegetation¦Treegrewintoline¦ConductorOverhead¦Normal
21-0137565 | Equipment Failure/Involved | Overhead | Conductor, Overhead | Broken, wire on ground | 2021 | Tier 2 - Elevated | Distribution Circuit | 10 | 24 | 2021-10-24 | 1514473 | Sus | Y | EquipmentFailureInvolved¦Overhead¦ConductorOverhead¦Brokenwireonground
21-0138096 | Equipment Failure/Involved | Overhead | Conductor, Overhead | Broken, wire on ground | 2021 | Tier 3 - Extreme | Distribution Circuit | 10 | 24 | 2021-10-24 | 1512061 | Sus | Y | EquipmentFailureInvolved¦Overhead¦ConductorOverhead¦Brokenwireonground
21-0143779 | Equipment Failure/Involved | Overhead | Transformer (OH) | Failed/Faulted | 2021 | Tier 3 - Extreme | Transformer only | 11 | 9 | 2021-11-09 | 1538405 | Sus | Y | EquipmentFailureInvolved¦Overhead¦Transformer(OH)¦FailedFaulted
21-0146503 | 3rd Party | Vehicle | Pole-Wood | Broken, wire on ground | 2021 | Tier 3 - Extreme | Distribution Circuit | 11 | 16 | 2021-11-16 | 1546991 | Sus | Y | 3rdParty¦Vehicle¦PoleWood¦Brokenwireonground
21-0152181 | Unknown Cause | Patrol - not conducted |  |  | 2021 | Tier 2 - Elevated | Distribution Circuit | 11 | 27 | 2021-11-27 | 1555127 | Sus | Y | UnknownCause¦Patrolnotconducted¦¦
21-0156922 | Unknown Cause | Patrol - found nothing |  |  | 2021 | Tier 3 - Extreme | Distribution Circuit | 12 | 13 | 2021-12-13 | 1565693 | Sus | N | UnknownCause¦Patrolfoundnothing¦¦
21-0157342 | Unknown Cause | Patrol - not conducted |  |  | 2021 | Tier 2 - Elevated | Distribution Circuit | 12 | 13 | 2021-12-13 | 1566259 | Sus | N | UnknownCause¦Patrolnotconducted¦¦
21-0157671 | Vegetation | Tree - fell into line | Pole-Wood | Broken, wire on ground | 2021 | Tier 3 - Extreme | Distribution Circuit | 12 | 13 | 2021-12-13 | 1568893 | Sus | N | Vegetation¦Treefellintoline¦PoleWood¦Brokenwireonground
21-0157773 | Vegetation | Tree - fell into line | Conductor, Overhead | Broken, wire on ground | 2021 | Tier 3 - Extreme | Distribution Circuit | 12 | 14 | 2021-12-14 | 1569628 | Sus | N | Vegetation¦Treefellintoline¦ConductorOverhead¦Brokenwireonground
21-0157773 | Vegetation | Tree - fell into line | Conductor, Overhead | Broken, wire on ground | 2021 | Tier 3 - Extreme | Distribution Circuit | 12 | 14 | 2021-12-14 | 1569628 | Sus | N | Vegetation¦Treefellintoline¦ConductorOverhead¦Brokenwireonground
21-0158396 | Vegetation | Tree - branch fell on line | Conductor, Overhead | Together | 2021 | Tier 2 - Elevated | Distribution Circuit | 12 | 14 | 2021-12-14 | 1569577 | Sus | N | Vegetation¦Treebranchfellonline¦ConductorOverhead¦Together
21-0160523 | Vegetation | Tree - fell into line | Conductor, Overhead | Broken, wire on ground | 2021 | Tier 2 - Elevated | Distribution Circuit | 12 | 25 | 2021-12-25 | 1581130 | Sus | N | Vegetation¦Treefellintoline¦ConductorOverhead¦Brokenwireonground
21-0161861 | Vegetation | Tree - fell into line | Conductor, Overhead | Broken, wire on ground | 2021 | Tier 3 - Extreme | Distribution Circuit | 12 | 30 | 2021-12-30 | 1589630 | Sus | N | Vegetation¦Treefellintoline¦ConductorOverhead¦Brokenwireonground
21-0162043 | Environmental/External | Ice or snow | Pole-Wood | Broken, wire on ground | 2021 | Tier 3 - Extreme | Distribution Circuit | 12 | 27 | 2021-12-27 | 1590992 | Sus | N | EnvironmentalExternal¦Iceorsnow¦PoleWood¦Brokenwireonground
22-0005385 | Vegetation | Tree - branch fell on line | Crossarm, Wood | Broken | 2021 | Tier 3 - Extreme | Distribution Circuit | 12 | 26 | 2021-12-26 | 1593367 | Sus | N | Vegetation¦Treebranchfellonline¦CrossarmWood¦Broken
22-0005430 | Equipment Failure/Involved | Fire, pole | Crossarm, Wood | Broken | 2022 | Tier 2 - Elevated | Distribution Circuit | 1 | 3 | 2022-01-03 | 1593325 | Sus | N | EquipmentFailureInvolved¦Firepole¦CrossarmWood¦Broken
22-0005581 | Vegetation | Tree - fell into line | Conductor, Overhead | Broken, wire on ground | 2022 | Tier 2 - Elevated | Distribution Circuit | 1 | 3 | 2022-01-03 | 1593588 | Sus | N | Vegetation¦Treefellintoline¦ConductorOverhead¦Brokenwireonground
22-0007076 | Environmental/External | Ice or snow | Pole-Wood | Broken, wire on ground | 2021 | Tier 2 - Elevated | Distribution Circuit | 12 | 26 | 2021-12-26 | 1596874 | Sus | N | EnvironmentalExternal¦Iceorsnow¦PoleWood¦Brokenwireonground
22-0007736 | Vegetation | Tree - branch fell on line | Pole-Wood | Broken | 2021 | Tier 3 - Extreme | Distribution Circuit | 12 | 26 | 2021-12-26 | 1583212 | Sus | N | Vegetation¦Treebranchfellonline¦PoleWood¦Broken
22-0013206 | Unknown Cause | Patrol - found nothing |  |  | 2022 | Tier 3 - Extreme | Distribution Circuit | 1 | 23 | 2022-01-23 | 1609965 | Sus | N | UnknownCause¦Patrolfoundnothing¦¦
22-0013541 | Unknown Cause | Patrol - found nothing |  |  | 2022 | Tier 2 - Elevated | Distribution Circuit | 1 | 24 | 2022-01-24 | 1610810 | Sus | N | UnknownCause¦Patrolfoundnothing¦¦
22-0020718 | Equipment Failure/Involved | Overhead | Booster | Arcing | 2022 | Tier 2 - Elevated | Distribution Circuit | 3 | 15 | 2022-03-15 | 1649299 | Sus | N | EquipmentFailureInvolved¦Overhead¦Booster¦Arcing
22-0021863 | Equipment Failure/Involved | Overhead | Pole-Wood | Broken | 2022 | Tier 3 - Extreme | Distribution Circuit | 2 | 13 | 2022-02-13 | 1626553 | Sus | N | EquipmentFailureInvolved¦Overhead¦PoleWood¦Broken
22-0022103 | Unknown Cause | Patrol - found nothing |  |  | 2022 | Tier 2 - Elevated | Distribution Circuit | 2 | 14 | 2022-02-14 | 1627049 | Sus | N | UnknownCause¦Patrolfoundnothing¦¦
22-0037090 | Equipment Failure/Involved | Overhead | Transformer (OH) | Failed/Faulted | 2022 | Tier 2 - Elevated | Transformer only | 3 | 22 | 2022-03-22 | 1653767 | Sus | N | EquipmentFailureInvolved¦Overhead¦Transformer(OH)¦FailedFaulted
22-0045336 | Equipment Failure/Involved | Electrical Overload | Pole-Wood | Deteriorated | 2022 | Tier 2 - Elevated | Distribution Circuit | 4 | 11 | 2022-04-11 | 1668330 | Sus | N | EquipmentFailureInvolved¦ElectricalOverload¦PoleWood¦Deteriorated
22-0051056 | Equipment Failure/Involved | Overhead | Insulator | Broken | 2022 | Tier 3 - Extreme | Distribution Circuit | 4 | 18 | 2022-04-18 | 1675890 | Sus | N | EquipmentFailureInvolved¦Overhead¦Insulator¦Broken
22-0064547 | Equipment Failure/Involved | Overhead | Secondary | Normal | 2022 | Tier 2 - Elevated | Transformer only | 5 | 20 | 2022-05-20 | 1706054 | Sus | Y | EquipmentFailureInvolved¦Overhead¦Secondary¦Normal
22-0065363 | Unknown Cause | Patrol - found nothing |  |  | 2022 | Tier 3 - Extreme | Distribution Circuit | 5 | 23 | 2022-05-23 | 1708199 | Sus | Y | UnknownCause¦Patrolfoundnothing¦¦
22-0065410 | Unknown Cause | Patrol - not conducted |  |  | 2022 | Tier 2 - Elevated | Transformer only | 5 | 23 | 2022-05-23 | 1708077 | Sus | Y | UnknownCause¦Patrolnotconducted¦¦
22-0066530 | Company Initiated | Personnel, company | CT | Normal | 2022 | Tier 2 - Elevated | Distribution Circuit | 5 | 25 | 2022-05-25 | 1710646 | Sus | Y | CompanyInitiated¦Personnelcompany¦CT¦Normal
22-0070272 | Vegetation | Tree - fell into line | Conductor, Overhead | Normal | 2022 | Tier 3 - Extreme | Distribution Circuit | 6 | 5 | 2022-06-05 | 1719400 | Sus | Y | Vegetation¦Treefellintoline¦ConductorOverhead¦Normal
22-0073077 | Vegetation | Tree - fell into line | Pole-Wood | Broken, wire on ground | 2022 | Tier 3 - Extreme | Distribution Circuit | 6 | 10 | 2022-06-10 | 1727878 | Sus | Y | Vegetation¦Treefellintoline¦PoleWood¦Brokenwireonground
22-0073460 | Unknown Cause | Patrol - found nothing |  |  | 2022 | Tier 3 - Extreme | Distribution Circuit | 6 | 11 | 2022-06-11 | 1728681 | Sus | Y | UnknownCause¦Patrolfoundnothing¦¦
22-0073900 | Vegetation | Tree - fell into line | Conductor, Overhead | Broken, wire on ground | 2022 | Tier 3 - Extreme | Distribution Circuit | 6 | 13 | 2022-06-13 | 1730638 | Sus | Y | Vegetation¦Treefellintoline¦ConductorOverhead¦Brokenwireonground
22-0079258 | Equipment Failure/Involved | Overhead | Conductor, Overhead | Deteriorated | 2022 | Tier 2 - Elevated | Distribution Circuit | 6 | 27 | 2022-06-27 | 1743908 | Sus | Y | EquipmentFailureInvolved¦Overhead¦ConductorOverhead¦Deteriorated
22-0079259 | Vegetation | Tree - branch fell on line | Fuse | Failed/Faulted | 2022 | Tier 3 - Extreme | Transformer only | 6 | 27 | 2022-06-27 | 1743760 | Sus | Y | Vegetation¦Treebranchfellonline¦Fuse¦FailedFaulted
22-0090153 | Unknown Cause | Patrol - found nothing |  |  | 2022 | Tier 3 - Extreme | Distribution Circuit | 7 | 27 | 2022-07-27 | 1766343 | Sus | Y | UnknownCause¦Patrolfoundnothing¦¦
22-0091155 | Animal | Bird found | Conductor, Overhead | Normal | 2022 | Tier 2 - Elevated | Distribution Circuit | 7 | 29 | 2022-07-29 | 1767886 | Sus | Y | Animal¦Birdfound¦ConductorOverhead¦Normal
22-0105556 | Unknown Cause | Patrol - found nothing |  |  | 2022 | Tier 3 - Extreme | Distribution Circuit | 9 | 3 | 2022-09-03 | 1798533 | Sus | Y | UnknownCause¦Patrolfoundnothing¦¦
22-0108261 | Equipment Failure/Involved | Overhead | Transformer (OH) | Broken | 2022 | Tier 3 - Extreme | Transformer only | 9 | 9 | 2022-09-09 | 1806731 | Sus | Y | EquipmentFailureInvolved¦Overhead¦Transformer(OH)¦Broken
22-0112412 | Equipment Failure/Involved | Overhead | Transformer (OH) | Failed/Faulted | 2022 | Tier 2 - Elevated | Distribution Circuit | 9 | 19 | 2022-09-19 | 1816868 | Sus | Y | EquipmentFailureInvolved¦Overhead¦Transformer(OH)¦FailedFaulted
22-0117531 | Equipment Failure/Involved | Overhead | Pole-Wood | Deteriorated | 2022 | Tier 2 - Elevated | Distribution Circuit | 10 | 4 | 2022-10-04 | 1828099 | Sus | Y | EquipmentFailureInvolved¦Overhead¦PoleWood¦Deteriorated
22-0119511 | Animal | Bird found | Conductor, Overhead | Normal | 2022 | Tier 3 - Extreme | Distribution Circuit | 10 | 9 | 2022-10-09 | 1832347 | Sus | Y | Animal¦Birdfound¦ConductorOverhead¦Normal
22-0127579 | Equipment Failure/Involved | Overhead | Fuse | Burned Open | 2022 | Tier 2 - Elevated | Transformer only | 11 | 3 | 2022-11-03 | 1852258 | Sus | Y | EquipmentFailureInvolved¦Overhead¦Fuse¦BurnedOpen
22-0129429 | Vegetation | Tree - branch fell on line | Conductor, Overhead | Broken, wire on ground | 2022 | Tier 3 - Extreme | Distribution Circuit | 11 | 8 | 2022-11-08 | 1858535 | Sus | Y | Vegetation¦Treebranchfellonline¦ConductorOverhead¦Brokenwireonground
22-0129668 | Environmental/External | Lightning | Transformer (OH) | Failed/Faulted | 2022 | Tier 2 - Elevated | Transformer only | 11 | 9 | 2022-11-09 | 1859164 | Sus | Y | EnvironmentalExternal¦Lightning¦Transformer(OH)¦FailedFaulted
22-0133641 | Vegetation | Tree - branch fell on line | Conductor, Overhead | Normal | 2022 | Tier 2 - Elevated | Distribution Circuit | 11 | 22 | 2022-11-22 | 1867987 | Sus | Y | Vegetation¦Treebranchfellonline¦ConductorOverhead¦Normal
22-0135564 | Unknown Cause | Patrol - not conducted |  |  | 2022 | Tier 2 - Elevated | Distribution Circuit | 12 | 1 | 2022-12-01 | 1873149 | Sus | N | UnknownCause¦Patrolnotconducted¦¦
22-0138889 | Unknown Cause | Patrol - found nothing |  |  | 2022 | Tier 2 - Elevated | Distribution Circuit | 12 | 10 | 2022-12-10 | 1883955 | Sus | N | UnknownCause¦Patrolfoundnothing¦¦
22-0140643 | Equipment Failure/Involved | Overhead | Connector or Splice (OH) | Contaminated | 2022 | Tier 3 - Extreme | Transformer only | 12 | 19 | 2022-12-19 | 1892775 | Sus | N | EquipmentFailureInvolved¦Overhead¦ConnectororSplice(OH)¦Contaminated
15-0002059 | Unknown Cause | Patrol - not conducted |  |  | 2015 | Tier 2 - Elevated | Distribution Circuit | 1 | 1 | 2015-01-01 | 1157777 | Sus | N | UnknownCause¦Patrolnotconducted¦¦
15-0013478 | Equipment Failure/Involved | Other | Connector or Splice (OH) | Broken, wire on ground | 2015 | Tier 3 - Extreme | Distribution Circuit | 2 | 15 | 2015-02-15 | 1190718 | Sus | N | EquipmentFailureInvolved¦Other¦ConnectororSplice(OH)¦Brokenwireonground
15-0032349 | Unknown Cause | Patrol - found nothing |  |  | 2015 | Tier 3 - Extreme | Distribution Circuit | 5 | 7 | 2015-05-07 | 1230238 | Sus | Y | UnknownCause¦Patrolfoundnothing¦¦
15-0038957 | Unknown Cause | Patrol - not conducted |  |  | 2015 | Tier 2 - Elevated | Distribution Circuit | 6 | 5 | 2015-06-05 | 1244589 | Sus | Y | UnknownCause¦Patrolnotconducted¦¦
15-0039891 | Environmental/External | Lightning | Transformer (OH) | Failed/Faulted | 2015 | Tier 2 - Elevated | Transformer only | 6 | 9 | 2015-06-09 | 1247882 | Sus | Y | EnvironmentalExternal¦Lightning¦Transformer(OH)¦FailedFaulted
15-0047554 | Unknown Cause | Patrol - found nothing |  |  | 2015 | Tier 3 - Extreme | Distribution Circuit | 7 | 15 | 2015-07-15 | 1268326 | Sus | Y | UnknownCause¦Patrolfoundnothing¦¦
15-0050525 | Equipment Failure/Involved | Overhead | Transformer | Burned/flashed | 2015 | Tier 3 - Extreme | Transformer only | 7 | 25 | 2015-07-25 | 1277278 | Sus | Y | EquipmentFailureInvolved¦Overhead¦Transformer¦Burnedflashed
15-0052750 | Unknown Cause | Patrol - found nothing |  |  | 2015 | Tier 3 - Extreme | Distribution Circuit | 8 | 4 | 2015-08-04 | 1282794 | Sus | Y | UnknownCause¦Patrolfoundnothing¦¦
15-0055153 | Equipment Failure/Involved | Overhead | Conductor, Overhead | Normal | 2015 | Tier 3 - Extreme | Distribution Circuit | 8 | 14 | 2015-08-14 | 1288498 | Sus | Y | EquipmentFailureInvolved¦Overhead¦ConductorOverhead¦Normal
15-0058141 | Equipment Failure/Involved | Overhead | Insulator | Broken, wire on ground | 2015 | Tier 2 - Elevated | Distribution Circuit | 8 | 29 | 2015-08-29 | 1296602 | Sus | Y | EquipmentFailureInvolved¦Overhead¦Insulator¦Brokenwireonground
15-0059513 | Equipment Failure/Involved | Electrical Overload | Secondary | Broken | 2015 | Tier 3 - Extreme | Transformer only | 9 | 5 | 2015-09-05 | 1300672 | Sus | Y | EquipmentFailureInvolved¦ElectricalOverload¦Secondary¦Broken
15-0061568 | Environmental/External | Fire, Forest/Grass | Pole-Wood | Burned/flashed | 2015 | Tier 2 - Elevated | Distribution Circuit | 9 | 10 | 2015-09-10 | 1306450 | Sus | Y | EnvironmentalExternal¦FireForestGrass¦PoleWood¦Burnedflashed
15-0062972 | Vegetation | Tree - cutting, PG&E contractor | Pole-Wood | Broken | 2015 | Tier 2 - Elevated | Distribution Circuit | 9 | 23 | 2015-09-23 | 1310920 | Sus | Y | Vegetation¦TreecuttingPG&Econtractor¦PoleWood¦Broken
15-0071230 | Environmental/External | Lightning | Transformer (OH) | Failed/Faulted | 2015 | Tier 2 - Elevated | Transformer only | 10 | 17 | 2015-10-17 | 1324139 | Sus | Y | EnvironmentalExternal¦Lightning¦Transformer(OH)¦FailedFaulted
15-0074649 | Animal | Other | Conductor, Overhead | Broken, wire on ground | 2015 | Tier 2 - Elevated | Distribution Circuit | 11 | 2 | 2015-11-02 | 1332683 | Sus | Y | Animal¦Other¦ConductorOverhead¦Brokenwireonground
15-0077126 | Unknown Cause | Patrol - found nothing |  |  | 2015 | Tier 3 - Extreme | Distribution Circuit | 11 | 10 | 2015-11-10 | 1339187 | Sus | Y | UnknownCause¦Patrolfoundnothing¦¦
15-0078895 | Company Initiated | Construction Activity/equip, company | Bus | Normal | 2015 | Tier 2 - Elevated | Generation | 11 | 18 | 2015-11-18 | 1344659 | Sus | Y | CompanyInitiated¦ConstructionActivityequipcompany¦Bus¦Normal
15-0082615 | Equipment Failure/Involved | Overhead | Cutout, fuse holder | Broken | 2015 | Tier 2 - Elevated | Distribution Circuit | 12 | 3 | 2015-12-03 | 1353325 | Sus | N | EquipmentFailureInvolved¦Overhead¦Cutoutfuseholder¦Broken
15-0083719 | Equipment Failure/Involved | Overhead | Conductor, Overhead | Together | 2015 | Tier 2 - Elevated | Distribution Circuit | 12 | 10 | 2015-12-10 | 1356677 | Sus | N | EquipmentFailureInvolved¦Overhead¦ConductorOverhead¦Together
15-0083754 | Equipment Failure/Involved | Overhead | Conductor, Overhead | Broken, wire on ground | 2015 | Tier 2 - Elevated | Distribution Circuit | 12 | 10 | 2015-12-10 | 1356866 | Sus | N | EquipmentFailureInvolved¦Overhead¦ConductorOverhead¦Brokenwireonground
15-0084355 | 3rd Party | Fire, house or bldg. | Conductor, Overhead | Together | 2015 | Tier 2 - Elevated | Transformer only | 12 | 12 | 2015-12-12 | 1359208 | Sus | N | 3rdParty¦Firehouseorbldg¦ConductorOverhead¦Together
15-0084863 | Vegetation | Tree - fell into line | Conductor, Overhead | Broken, wire on ground | 2015 | Tier 3 - Extreme | Distribution Circuit | 12 | 13 | 2015-12-13 | 1362231 | Sus | N | Vegetation¦Treefellintoline¦ConductorOverhead¦Brokenwireonground
15-0086025 | Vegetation | Tree - fell into line | Conductor, Overhead | Normal | 2015 | Tier 3 - Extreme | Distribution Circuit | 12 | 17 | 2015-12-17 | 1365916 | Sus | N | Vegetation¦Treefellintoline¦ConductorOverhead¦Normal
16-0003308 | Vegetation | Tree - branch fell on line | Conductor, Overhead | Normal | 2016 | Tier 2 - Elevated | Distribution Circuit | 1 | 6 | 2016-01-06 | 1378169 | Sus | N | Vegetation¦Treebranchfellonline¦ConductorOverhead¦Normal
16-0005203 | Unknown Cause | Patrol - found nothing |  |  | 2016 | Tier 2 - Elevated | Distribution Circuit | 1 | 13 | 2016-01-13 | 1383131 | Sus | N | UnknownCause¦Patrolfoundnothing¦¦
16-0005610 | Equipment Failure/Involved | Overhead | Transformer (OH) | Failed/Faulted | 2016 | Tier 3 - Extreme | Distribution Circuit | 1 | 15 | 2016-01-15 | 1384562 | Sus | N | EquipmentFailureInvolved¦Overhead¦Transformer(OH)¦FailedFaulted
16-0007726 | Vegetation | Tree - fell into line | Conductor, Overhead | Broken, wire on ground | 2016 | Tier 3 - Extreme | Distribution Circuit | 1 | 23 | 2016-01-23 | 1390585 | Sus | N | Vegetation¦Treefellintoline¦ConductorOverhead¦Brokenwireonground
16-0007754 | Animal | Squirrel | Fuse | Failed/Faulted | 2016 | Tier 3 - Extreme | Distribution Circuit | 1 | 23 | 2016-01-23 | 1390711 | Sus | N | Animal¦Squirrel¦Fuse¦FailedFaulted
16-0013565 | Vegetation | Tree - branch fell on line | Pole-Wood | Broken | 2016 | Tier 3 - Extreme | Distribution Circuit | 2 | 17 | 2016-02-17 | 1407253 | Sus | N | Vegetation¦Treebranchfellonline¦PoleWood¦Broken
16-0016139 | Animal | Bird found | Conductor, Overhead | Normal | 2016 | Tier 2 - Elevated | Distribution Circuit | 2 | 29 | 2016-02-29 | 1413461 | Sus | N | Animal¦Birdfound¦ConductorOverhead¦Normal
16-0017311 | Unknown Cause | Patrol - found nothing |  |  | 2016 | Tier 2 - Elevated | Distribution Circuit | 3 | 4 | 2016-03-04 | 1415990 | Sus | N | UnknownCause¦Patrolfoundnothing¦¦
16-0017709 | Vegetation | Tree - branch fell on line | Conductor, Overhead | Normal | 2016 | Tier 3 - Extreme | Distribution Circuit | 3 | 5 | 2016-03-05 | 1417601 | Sus | N | Vegetation¦Treebranchfellonline¦ConductorOverhead¦Normal
16-0017842 | Equipment Failure/Involved | Overhead | Conductor, Overhead | Broken, wire on ground | 2016 | Tier 3 - Extreme | Distribution Circuit | 3 | 5 | 2016-03-05 | 1418200 | Sus | N | EquipmentFailureInvolved¦Overhead¦ConductorOverhead¦Brokenwireonground
16-0018324 | Unknown Cause | Patrol - found nothing |  |  | 2016 | Tier 3 - Extreme | Distribution Circuit | 3 | 5 | 2016-03-05 | 1417508 | Sus | N | UnknownCause¦Patrolfoundnothing¦¦
16-0018517 | Vegetation | Tree - branch fell on line | Conductor, Overhead | Normal | 2016 | Tier 3 - Extreme | Distribution Circuit | 3 | 6 | 2016-03-06 | 1422460 | Sus | N | Vegetation¦Treebranchfellonline¦ConductorOverhead¦Normal
16-0018997 | Vegetation | Tree - fell into line | Transformer | Normal | 2016 | Tier 3 - Extreme | Transformer only | 3 | 7 | 2016-03-07 | 1424257 | Sus | N | Vegetation¦Treefellintoline¦Transformer¦Normal
16-0020685 | Vegetation | Tree - fell into line | Conductor, Overhead | Normal | 2016 | Tier 3 - Extreme | Distribution Circuit | 3 | 11 | 2016-03-11 | 1428909 | Sus | N | Vegetation¦Treefellintoline¦ConductorOverhead¦Normal
16-0022650 | Animal | Other | Crossarm, Wood | Broken | 2016 | Tier 3 - Extreme | Distribution Circuit | 3 | 19 | 2016-03-19 | 1434141 | Sus | N | Animal¦Other¦CrossarmWood¦Broken
16-0025079 | Equipment Failure/Involved | Other | Other | Failed/Faulted | 2016 | Tier 2 - Elevated | Transformer only | 3 | 30 | 2016-03-30 | 1441756 | Sus | N | EquipmentFailureInvolved¦Other¦Other¦FailedFaulted
16-0030274 | Unknown Cause | Patrol - found nothing |  |  | 2016 | Tier 2 - Elevated | Distribution Circuit | 4 | 21 | 2016-04-21 | 1455080 | Sus | N | UnknownCause¦Patrolfoundnothing¦¦
16-0032215 | Equipment Failure/Involved | Overhead | Transformer (OH) | Failed/Faulted | 2016 | Tier 2 - Elevated | Distribution Circuit | 4 | 27 | 2016-04-27 | 1460291 | Sus | N | EquipmentFailureInvolved¦Overhead¦Transformer(OH)¦FailedFaulted
16-0040121 | Unknown Cause | Patrol - found nothing |  |  | 2016 | Tier 3 - Extreme | Distribution Circuit | 6 | 1 | 2016-06-01 | 1480512 | Sus | Y | UnknownCause¦Patrolfoundnothing¦¦
16-0042469 | Equipment Failure/Involved | Overhead | Other | Failed/Faulted | 2016 | Tier 2 - Elevated | Transformer only | 6 | 10 | 2016-06-10 | 1486632 | Sus | Y | EquipmentFailureInvolved¦Overhead¦Other¦FailedFaulted
16-0047230 | Unknown Cause | Patrol - found nothing |  |  | 2016 | Tier 3 - Extreme | Distribution Circuit | 6 | 30 | 2016-06-30 | 1499162 | Sus | Y | UnknownCause¦Patrolfoundnothing¦¦
16-0048875 | Unknown Cause | Patrol - found nothing |  |  | 2016 | Tier 2 - Elevated | Distribution Circuit | 7 | 10 | 2016-07-10 | 1507728 | Sus | Y | UnknownCause¦Patrolfoundnothing¦¦
16-0054885 | Vegetation | Tree - branch fell on line | Conductor, Underground | Normal | 2016 | Tier 2 - Elevated | Distribution Circuit | 8 | 3 | 2016-08-03 | 1521161 | Sus | Y | Vegetation¦Treebranchfellonline¦ConductorUnderground¦Normal
16-0055557 | Company Initiated | Personnel, company | Fuse | Normal | 2016 | Tier 2 - Elevated | Distribution Circuit | 8 | 7 | 2016-08-07 | 1522720 | Sus | Y | CompanyInitiated¦Personnelcompany¦Fuse¦Normal
16-0057085 | Equipment Failure/Involved | Overhead | Other | Broken | 2016 | Tier 3 - Extreme | Distribution Circuit | 8 | 13 | 2016-08-13 | 1525743 | Sus | Y | EquipmentFailureInvolved¦Overhead¦Other¦Broken
16-0060898 | Equipment Failure/Involved | Underground | Transformer (UG) | Failed/Faulted | 2016 | Tier 2 - Elevated | Distribution Circuit | 8 | 29 | 2016-08-29 | 1534099 | Sus | Y | EquipmentFailureInvolved¦Underground¦Transformer(UG)¦FailedFaulted
16-0066327 | Vegetation | Tree - branch fell on line | Conductor, Overhead | Contaminated | 2016 | Tier 2 - Elevated | Distribution Circuit | 9 | 21 | 2016-09-21 | 1545531 | Sus | Y | Vegetation¦Treebranchfellonline¦ConductorOverhead¦Contaminated
16-0069376 | Animal | Squirrel | Fuse | Failed/Faulted | 2016 | Tier 2 - Elevated | Distribution Circuit | 10 | 3 | 2016-10-03 | 1552199 | Sus | Y | Animal¦Squirrel¦Fuse¦FailedFaulted
16-0073014 | Vegetation | Tree - fell into line | Conductor, Overhead | Broken, wire on ground | 2016 | Tier 2 - Elevated | Distribution Circuit | 10 | 16 | 2016-10-16 | 1563651 | Sus | Y | Vegetation¦Treefellintoline¦ConductorOverhead¦Brokenwireonground
16-0075747 | Equipment Failure/Involved | Overhead | Woodpin | Broken | 2016 | Tier 3 - Extreme | Distribution Circuit | 10 | 26 | 2016-10-26 | 1570516 | Sus | Y | EquipmentFailureInvolved¦Overhead¦Woodpin¦Broken
16-0076740 | Vegetation | Tree - fell into line | Conductor, Overhead | Broken, wire on ground | 2016 | Tier 2 - Elevated | Distribution Circuit | 10 | 30 | 2016-10-30 | 1572966 | Sus | Y | Vegetation¦Treefellintoline¦ConductorOverhead¦Brokenwireonground
16-0086792 | Vegetation | Tree - branch fell on line | Fuse | Normal | 2016 | Tier 3 - Extreme | Distribution Circuit | 12 | 23 | 2016-12-23 | 1609575 | Sus | N | Vegetation¦Treebranchfellonline¦Fuse¦Normal
17-0005335 | Equipment Failure/Involved | Overhead | Fuse | Burned Open | 2017 | Tier 3 - Extreme | Distribution Circuit | 1 | 8 | 2017-01-08 | 1624443 | Sus | N | EquipmentFailureInvolved¦Overhead¦Fuse¦BurnedOpen
17-0005469 | Vegetation | Tree - fell into line | Conductor, Overhead | On Ground | 2017 | Tier 2 - Elevated | Distribution Circuit | 1 | 8 | 2017-01-08 | 1627794 | Sus | N | Vegetation¦Treefellintoline¦ConductorOverhead¦OnGround
17-0005726 | Unknown Cause | Patrol - not conducted |  |  | 2017 | Tier 3 - Extreme | Distribution Circuit | 1 | 8 | 2017-01-08 | 1629244 | Sus | N | UnknownCause¦Patrolnotconducted¦¦
17-0006446 | Unknown Cause | Patrol - found nothing |  |  | 2017 | Tier 2 - Elevated | Distribution Circuit | 1 | 10 | 2017-01-10 | 1632513 | Sus | N | UnknownCause¦Patrolfoundnothing¦¦
17-0006580 | Vegetation | Tree - branch fell on line | Conductor, Overhead | Normal | 2017 | Tier 3 - Extreme | Distribution Circuit | 1 | 10 | 2017-01-10 | 1633230 | Sus | N | Vegetation¦Treebranchfellonline¦ConductorOverhead¦Normal
17-0006939 | Vegetation | Tree - fell into line | Transformer | Broken, wire on ground | 2017 | Tier 3 - Extreme | Transformer only | 1 | 10 | 2017-01-10 | 1635355 | Sus | N | Vegetation¦Treefellintoline¦Transformer¦Brokenwireonground
17-0007543 | Vegetation | Tree - fell into line | Conductor, Overhead | Broken, wire on ground | 2017 | Tier 2 - Elevated | Distribution Circuit | 1 | 11 | 2017-01-11 | 1638984 | Sus | N | Vegetation¦Treefellintoline¦ConductorOverhead¦Brokenwireonground
17-0007685 | Vegetation | Tree - branch fell on line | Conductor, Overhead | Normal | 2017 | Tier 3 - Extreme | Distribution Circuit | 1 | 11 | 2017-01-11 | 1638865 | Sus | N | Vegetation¦Treebranchfellonline¦ConductorOverhead¦Normal
17-0007786 | Unknown Cause | Patrol - found nothing |  |  | 2017 | Tier 3 - Extreme | Distribution Circuit | 1 | 11 | 2017-01-11 | 1638506 | Sus | N | UnknownCause¦Patrolfoundnothing¦¦
17-0008231 | Equipment Failure/Involved | Overhead | Jumper | Burned Open | 2017 | Tier 2 - Elevated | Distribution Circuit | 1 | 11 | 2017-01-11 | 1640823 | Sus | N | EquipmentFailureInvolved¦Overhead¦Jumper¦BurnedOpen
17-0009360 | 3rd Party | Vehicle | Pole-Wood | Broken, wire on object | 2017 | Tier 2 - Elevated | Distribution Circuit | 1 | 16 | 2017-01-16 | 1644335 | Sus | N | 3rdParty¦Vehicle¦PoleWood¦Brokenwireonobject
17-0010689 | Unknown Cause | Patrol - not conducted |  |  | 2017 | Tier 2 - Elevated | Distribution Circuit | 1 | 19 | 2017-01-19 | 1649958 | Sus | N | UnknownCause¦Patrolnotconducted¦¦
17-0010871 | 3rd Party | Customer Equipment | Pole-Wood | Normal | 2017 | Tier 2 - Elevated | Distribution Circuit | 1 | 18 | 2017-01-18 | 1649319 | Sus | N | 3rdParty¦CustomerEquipment¦PoleWood¦Normal
17-0011419 | Vegetation | Tree - palm frond fell into line | Jumper | Burned Open | 2017 | Tier 2 - Elevated | Distribution Circuit | 1 | 20 | 2017-01-20 | 1653166 | Sus | N | Vegetation¦Treepalmfrondfellintoline¦Jumper¦BurnedOpen
17-0011812 | Vegetation | Tree - fell into line | Conductor, Overhead | Broken, wire on ground | 2017 | Tier 2 - Elevated | Distribution Circuit | 1 | 20 | 2017-01-20 | 1655174 | Sus | N | Vegetation¦Treefellintoline¦ConductorOverhead¦Brokenwireonground
17-0011833 | Equipment Failure/Involved | Overhead | Pole-Wood | Broken | 2017 | Tier 3 - Extreme | Distribution Circuit | 1 | 20 | 2017-01-20 | 1654481 | Sus | N | EquipmentFailureInvolved¦Overhead¦PoleWood¦Broken
17-0011949 | Vegetation | Tree - fell into line | Conductor, Overhead | Broken, wire on ground | 2017 | Tier 3 - Extreme | Distribution Circuit | 1 | 21 | 2017-01-21 | 1655705 | Sus | N | Vegetation¦Treefellintoline¦ConductorOverhead¦Brokenwireonground
17-0017902 | Vegetation | Tree - fell into line | Conductor, Overhead | Arcing | 2017 | Tier 3 - Extreme | Distribution Circuit | 2 | 6 | 2017-02-06 | 1676865 | Sus | N | Vegetation¦Treefellintoline¦ConductorOverhead¦Arcing
17-0018138 | Equipment Failure/Involved | Overhead | Pole-Wood | Broken | 2017 | Tier 2 - Elevated | Distribution Circuit | 2 | 7 | 2017-02-07 | 1677889 | Sus | N | EquipmentFailureInvolved¦Overhead¦PoleWood¦Broken
17-0018847 | Vegetation | Tree - fell into line | Transformer | Broken, wire on ground | 2017 | Tier 3 - Extreme | Transformer only | 2 | 8 | 2017-02-08 | 1681274 | Sus | N | Vegetation¦Treefellintoline¦Transformer¦Brokenwireonground
17-0020864 | Vegetation | Tree - branch fell on line | Conductor, Overhead | Normal | 2017 | Tier 3 - Extreme | Distribution Circuit | 2 | 14 | 2017-02-14 | 1687892 | Sus | N | Vegetation¦Treebranchfellonline¦ConductorOverhead¦Normal
17-0024104 | Environmental/External | Flood/Erosion | Pole-Wood | Broken, wire on ground | 2017 | Tier 2 - Elevated | Distribution Circuit | 2 | 20 | 2017-02-20 | 1705987 | Sus | N | EnvironmentalExternal¦FloodErosion¦PoleWood¦Brokenwireonground
17-0024964 | Equipment Failure/Involved | Overhead | Secondary | Together | 2017 | Tier 2 - Elevated | Transformer only | 2 | 20 | 2017-02-20 | 1707900 | Sus | N | EquipmentFailureInvolved¦Overhead¦Secondary¦Together
17-0028875 | Unknown Cause | Patrol - found nothing |  |  | 2017 | Tier 2 - Elevated | Distribution Circuit | 3 | 6 | 2017-03-06 | 1720736 | Sus | N | UnknownCause¦Patrolfoundnothing¦¦
17-0032251 | Vegetation | Tree - fell into line | Conductor, Overhead | Normal | 2017 | Tier 3 - Extreme | Distribution Circuit | 3 | 21 | 2017-03-21 | 1731603 | Sus | N | Vegetation¦Treefellintoline¦ConductorOverhead¦Normal
17-0032333 | Vegetation | Tree - fell into line | Conductor, Overhead | Broken, wire on ground | 2017 | Tier 3 - Extreme | Distribution Circuit | 3 | 21 | 2017-03-21 | 1731904 | Sus | N | Vegetation¦Treefellintoline¦ConductorOverhead¦Brokenwireonground
17-0032517 | Environmental/External | Lightning | Transformer (OH) | Failed/Faulted | 2017 | Tier 2 - Elevated | Transformer only | 3 | 21 | 2017-03-21 | 1732415 | Sus | N | EnvironmentalExternal¦Lightning¦Transformer(OH)¦FailedFaulted
17-0032527 | Unknown Cause | Patrol - not conducted |  |  | 2017 | Tier 2 - Elevated | Distribution Circuit | 3 | 21 | 2017-03-21 | 1732451 | Sus | N | UnknownCause¦Patrolnotconducted¦¦
17-0036066 | Unknown Cause | Patrol - found nothing |  |  | 2017 | Tier 2 - Elevated | Distribution Circuit | 4 | 3 | 2017-04-03 | 1742741 | Sus | N | UnknownCause¦Patrolfoundnothing¦¦
17-0040022 | Unknown Cause | Patrol - found nothing |  |  | 2017 | Tier 3 - Extreme | Distribution Circuit | 4 | 13 | 2017-04-13 | 1757108 | Sus | N | UnknownCause¦Patrolfoundnothing¦¦
17-0040178 | Environmental/External | Lightning | Transformer | Failed/Faulted | 2017 | Tier 2 - Elevated | Transformer only | 4 | 13 | 2017-04-13 | 1757431 | Sus | N | EnvironmentalExternal¦Lightning¦Transformer¦FailedFaulted
17-0041478 | Unknown Cause | Patrol - found nothing |  |  | 2017 | Tier 3 - Extreme | Distribution Circuit | 4 | 19 | 2017-04-19 | 1761207 | Sus | N | UnknownCause¦Patrolfoundnothing¦¦
17-0043976 | Equipment Failure/Involved | Overhead | Transformer (OH) | Broken | 2017 | Tier 2 - Elevated | Distribution Circuit | 4 | 30 | 2017-04-30 | 1770807 | Sus | N | EquipmentFailureInvolved¦Overhead¦Transformer(OH)¦Broken
17-0046376 | 3rd Party | Vehicle | Pole-Wood | Broken | 2017 | Tier 3 - Extreme | Distribution Circuit | 5 | 8 | 2017-05-08 | 1778205 | Sus | Y | 3rdParty¦Vehicle¦PoleWood¦Broken
17-0054191 | Equipment Failure/Involved | Underground | Transformer (UG) | Burned/flashed | 2017 | Tier 2 - Elevated | Distribution Circuit | 6 | 10 | 2017-06-10 | 1801148 | Sus | Y | EquipmentFailureInvolved¦Underground¦Transformer(UG)¦Burnedflashed
17-0070243 | Unknown Cause | Patrol - found nothing |  |  | 2017 | Tier 3 - Extreme | Distribution Circuit | 8 | 14 | 2017-08-14 | 1852381 | Sus | Y | UnknownCause¦Patrolfoundnothing¦¦
17-0070298 | Equipment Failure/Involved | Overhead | Conductor, Overhead | Arcing | 2017 | Tier 2 - Elevated | Distribution Circuit | 8 | 15 | 2017-08-15 | 1852838 | Sus | Y | EquipmentFailureInvolved¦Overhead¦ConductorOverhead¦Arcing
17-0073058 | Vegetation | Tree - branch fell on line | Fuse | Failed/Faulted | 2017 | Tier 2 - Elevated | Distribution Circuit | 8 | 26 | 2017-08-26 | 1859853 | Sus | Y | Vegetation¦Treebranchfellonline¦Fuse¦FailedFaulted
17-0081679 | Company Initiated | Personnel, company | Circuit Breaker | Normal | 2017 | Tier 2 - Elevated | Distribution Circuit | 11 | 8 | 2017-11-08 | 1918009 | Sus | Y | CompanyInitiated¦Personnelcompany¦CircuitBreaker¦Normal
17-0083899 | Unknown Cause | Patrol - not conducted |  |  | 2017 | Tier 2 - Elevated | Distribution Circuit | 10 | 3 | 2017-10-03 | 1890301 | Sus | Y | UnknownCause¦Patrolnotconducted¦¦
17-0086465 | Vegetation | Tree - fell into line | Conductor, Overhead | Bent or Twisted | 2017 | Tier 3 - Extreme | Distribution Circuit | 10 | 11 | 2017-10-11 | 1898367 | Sus | Y | Vegetation¦Treefellintoline¦ConductorOverhead¦BentorTwisted
17-0087239 | Equipment Failure/Involved | Overhead | Connector or Splice (OH) | Deteriorated | 2017 | Tier 2 - Elevated | Distribution Circuit | 10 | 13 | 2017-10-13 | 1900446 | Sus | Y | EquipmentFailureInvolved¦Overhead¦ConnectororSplice(OH)¦Deteriorated
17-0088904 | Equipment Failure/Involved | Overhead | Insulator | Arcing | 2017 | Tier 2 - Elevated | Distribution Circuit | 10 | 20 | 2017-10-20 | 1905243 | Sus | Y | EquipmentFailureInvolved¦Overhead¦Insulator¦Arcing
17-0090110 | Equipment Failure/Involved | Overhead | Transformer | Leaking | 2017 | Tier 3 - Extreme | Transformer only | 10 | 24 | 2017-10-24 | 1908974 | Sus | Y | EquipmentFailureInvolved¦Overhead¦Transformer¦Leaking
17-0092527 | Equipment Failure/Involved | Underground | Conductor, Underground | Broken | 2017 | Tier 2 - Elevated | Distribution Circuit | 11 | 3 | 2017-11-03 | 1915327 | Sus | Y | EquipmentFailureInvolved¦Underground¦ConductorUnderground¦Broken
17-0092711 | Unknown Cause | Patrol - found nothing |  |  | 2017 | Tier 3 - Extreme | Distribution Circuit | 11 | 5 | 2017-11-05 | 1916222 | Sus | Y | UnknownCause¦Patrolfoundnothing¦¦
17-0092740 | Animal | Squirrel | Fuse | Failed/Faulted | 2017 | Tier 2 - Elevated | Distribution Circuit | 11 | 5 | 2017-11-05 | 1916301 | Sus | Y | Animal¦Squirrel¦Fuse¦FailedFaulted
17-0094951 | Unknown Cause | Patrol - found nothing |  |  | 2017 | Tier 3 - Extreme | Distribution Circuit | 11 | 14 | 2017-11-14 | 1922222 | Sus | Y | UnknownCause¦Patrolfoundnothing¦¦
17-0096690 | Equipment Failure/Involved | Overhead | Pole-Wood | Broken | 2017 | Tier 2 - Elevated | Distribution Circuit | 11 | 20 | 2017-11-20 | 1926979 | Sus | Y | EquipmentFailureInvolved¦Overhead¦PoleWood¦Broken
17-0097458 | Unknown Cause | Patrol - found nothing |  |  | 2017 | Tier 2 - Elevated | Distribution Circuit | 11 | 25 | 2017-11-25 | 1928887 | Sus | Y | UnknownCause¦Patrolfoundnothing¦¦
17-0097725 | Equipment Failure/Involved | Overhead | Transformer | Failed/Faulted | 2017 | Tier 2 - Elevated | Transformer only | 11 | 27 | 2017-11-27 | 1929916 | Sus | Y | EquipmentFailureInvolved¦Overhead¦Transformer¦FailedFaulted
17-0098606 | Company Initiated | Return Circuit Normal | Transformer (UG) | Normal | 2017 | Tier 3 - Extreme | Distribution Circuit | 11 | 30 | 2017-11-30 | 1932656 | Sus | Y | CompanyInitiated¦ReturnCircuitNormal¦Transformer(UG)¦Normal
17-0099978 | Vegetation | Tree - branch fell on line | Service conductor | Broken | 2017 | Tier 3 - Extreme | Transformer only | 12 | 5 | 2017-12-05 | 1936252 | Sus | N | Vegetation¦Treebranchfellonline¦Serviceconductor¦Broken
17-0102546 | Unknown Cause | Patrol - not conducted |  |  | 2017 | Tier 2 - Elevated | Distribution Circuit | 12 | 19 | 2017-12-19 | 1947527 | Sus | N | UnknownCause¦Patrolnotconducted¦¦
17-0103412 | Vegetation | Tree - fell into line | Conductor, Overhead | Broken, wire on ground | 2017 | Tier 2 - Elevated | Distribution Circuit | 12 | 27 | 2017-12-27 | 1951967 | Sus | N | Vegetation¦Treefellintoline¦ConductorOverhead¦Brokenwireonground
18-0009312 | Equipment Failure/Involved | Overhead | Crossarm, Wood | Broken, wire on ground | 2018 | Tier 2 - Elevated | Distribution Circuit | 1 | 26 | 2018-01-26 | 14576 | Sus | N | EquipmentFailureInvolved¦Overhead¦CrossarmWood¦Brokenwireonground
18-0017074 | Unknown Cause | Patrol - found nothing |  |  | 2018 | Tier 2 - Elevated | Distribution Circuit | 2 | 25 | 2018-02-25 | 31273 | Sus | N | UnknownCause¦Patrolfoundnothing¦¦
18-0019036 | Equipment Failure/Involved | Overhead | Transformer | Failed/Faulted | 2018 | Tier 2 - Elevated | Transformer only | 3 | 2 | 2018-03-02 | 35966 | Sus | N | EquipmentFailureInvolved¦Overhead¦Transformer¦FailedFaulted
18-0019495 | Vegetation | Tree - fell into line | Service conductor | Broken | 2018 | Tier 3 - Extreme | Transformer only | 3 | 3 | 2018-03-03 | 37651 | Sus | N | Vegetation¦Treefellintoline¦Serviceconductor¦Broken
18-0023410 | Vegetation | Tree - branch fell on line | Conductor, Overhead | Broken, wire on ground | 2018 | Tier 3 - Extreme | Distribution Circuit | 3 | 16 | 2018-03-16 | 45737 | Sus | N | Vegetation¦Treebranchfellonline¦ConductorOverhead¦Brokenwireonground
18-0028138 | Animal | Squirrel | Capacitor | Failed/Faulted | 2018 | Tier 2 - Elevated | Distribution Circuit | 3 | 31 | 2018-03-31 | 57086 | Sus | N | Animal¦Squirrel¦Capacitor¦FailedFaulted
18-0028147 | Unknown Cause | Patrol - found nothing |  |  | 2018 | Tier 2 - Elevated | Distribution Circuit | 3 | 31 | 2018-03-31 | 57058 | Sus | N | UnknownCause¦Patrolfoundnothing¦¦
18-0028313 | 3rd Party | Vehicle | Transformer (UG) | Broken | 2018 | Tier 2 - Elevated | Distribution Circuit | 4 | 1 | 2018-04-01 | 57590 | Sus | N | 3rdParty¦Vehicle¦Transformer(UG)¦Broken
18-0030311 | Vegetation | Tree - branch fell on line | Transformer | Failed/Faulted | 2018 | Tier 3 - Extreme | Transformer only | 4 | 7 | 2018-04-07 | 62199 | Sus | N | Vegetation¦Treebranchfellonline¦Transformer¦FailedFaulted
18-0030364 | 3rd Party | Metallic Balloon | Fuse | Failed/Faulted | 2018 | Tier 2 - Elevated | Distribution Circuit | 4 | 8 | 2018-04-08 | 62504 | Sus | N | 3rdParty¦MetallicBalloon¦Fuse¦FailedFaulted
18-0036451 | Equipment Failure/Involved | Overhead | Transformer | Failed/Faulted | 2018 | Tier 2 - Elevated | Transformer only | 4 | 28 | 2018-04-28 | 75779 | Sus | N | EquipmentFailureInvolved¦Overhead¦Transformer¦FailedFaulted
18-0037134 | Equipment Failure/Involved | Overhead | Cutout, fuse holder | Broken | 2018 | Tier 2 - Elevated | Transformer only | 5 | 1 | 2018-05-01 | 77245 | Sus | Y | EquipmentFailureInvolved¦Overhead¦Cutoutfuseholder¦Broken
18-0059744 | Unknown Cause | Patrol - found nothing |  |  | 2018 | Tier 3 - Extreme | Distribution Circuit | 7 | 14 | 2018-07-14 | 131478 | Sus | Y | UnknownCause¦Patrolfoundnothing¦¦
18-0060574 | Unknown Cause | Patrol - found nothing |  |  | 2018 | Tier 3 - Extreme | Distribution Circuit | 7 | 17 | 2018-07-17 | 133495 | Sus | Y | UnknownCause¦Patrolfoundnothing¦¦
18-0066493 | Environmental/External | Fire, Forest/Grass | Pole-Wood | Burned/flashed | 2018 | Tier 2 - Elevated | Distribution Circuit | 8 | 3 | 2018-08-03 | 148211 | Sus | Y | EnvironmentalExternal¦FireForestGrass¦PoleWood¦Burnedflashed
18-0066766 | Environmental/External | Fire, Forest/Grass | Pole-Wood | Burned/flashed | 2018 | Tier 3 - Extreme | Distribution Circuit | 7 | 26 | 2018-07-26 | 148964 | Sus | Y | EnvironmentalExternal¦FireForestGrass¦PoleWood¦Burnedflashed
18-0066882 | Equipment Failure/Involved | Overhead | Crossarm, Wood | Broken | 2018 | Tier 3 - Extreme | Distribution Circuit | 8 | 5 | 2018-08-05 | 149279 | Sus | Y | EquipmentFailureInvolved¦Overhead¦CrossarmWood¦Broken
18-0067030 | Environmental/External | Fire, Forest/Grass | Pole-Wood | Burned/flashed | 2018 | Tier 3 - Extreme | Distribution Circuit | 8 | 6 | 2018-08-06 | 149754 | Sus | Y | EnvironmentalExternal¦FireForestGrass¦PoleWood¦Burnedflashed
18-0067764 | 3rd Party | Gun Shot | Conductor, Underground | Broken | 2018 | Tier 2 - Elevated | Distribution Circuit | 8 | 8 | 2018-08-08 | 151138 | Sus | Y | 3rdParty¦GunShot¦ConductorUnderground¦Broken
18-0072652 | 3rd Party | Vehicle | Pole-Wood | Broken, wire on ground | 2018 | Tier 3 - Extreme | Distribution Circuit | 8 | 22 | 2018-08-22 | 160567 | Sus | Y | 3rdParty¦Vehicle¦PoleWood¦Brokenwireonground
18-0096485 | Unknown Cause | Patrol - found nothing |  |  | 2018 | Tier 2 - Elevated | Distribution Circuit | 11 | 1 | 2018-11-01 | 207188 | Sus | Y | UnknownCause¦Patrolfoundnothing¦¦
18-0098854 | 3rd Party | Metallic Balloon | Conductor, Overhead | Normal | 2018 | Tier 2 - Elevated | Distribution Circuit | 11 | 10 | 2018-11-10 | 213055 | Sus | Y | 3rdParty¦MetallicBalloon¦ConductorOverhead¦Normal
18-0098855 | Animal | Bird found | Conductor, Overhead | Normal | 2018 | Tier 2 - Elevated | Distribution Circuit | 11 | 10 | 2018-11-10 | 213061 | Sus | Y | Animal¦Birdfound¦ConductorOverhead¦Normal
18-0099906 | Animal | Bird found | Conductor, Overhead | Normal | 2018 | Tier 2 - Elevated | Distribution Circuit | 11 | 15 | 2018-11-15 | 215645 | Sus | Y | Animal¦Birdfound¦ConductorOverhead¦Normal
18-0102332 | Environmental/External | Fire, Forest/Grass | Pole-Wood | Burned/flashed | 2018 | Tier 3 - Extreme | Distribution Circuit | 11 | 8 | 2018-11-08 | 221975 | Sus | Y | EnvironmentalExternal¦FireForestGrass¦PoleWood¦Burnedflashed
18-0104792 | Vegetation | Tree - branch fell on line | Conductor, Overhead | Normal | 2018 | Tier 3 - Extreme | Distribution Circuit | 11 | 29 | 2018-11-29 | 227739 | Sus | Y | Vegetation¦Treebranchfellonline¦ConductorOverhead¦Normal
18-0105146 | Vegetation | Tree - fell into line | Crossarm, Wood | Broken, wire on ground | 2018 | Tier 3 - Extreme | Distribution Circuit | 11 | 29 | 2018-11-29 | 228337 | Sus | Y | Vegetation¦Treefellintoline¦CrossarmWood¦Brokenwireonground
18-0108141 | 3rd Party | Vehicle | Pole-Wood | Broken | 2018 | Tier 3 - Extreme | Distribution Circuit | 12 | 9 | 2018-12-09 | 236620 | Sus | N | 3rdParty¦Vehicle¦PoleWood¦Broken
18-0108155 | Equipment Failure/Involved | Overhead | Pole-Wood | Broken | 2018 | Tier 2 - Elevated | Distribution Circuit | 12 | 9 | 2018-12-09 | 236582 | Sus | N | EquipmentFailureInvolved¦Overhead¦PoleWood¦Broken
18-0109116 | 3rd Party | Fire, house or bldg. | Conductor, Overhead | Burned/flashed | 2018 | Tier 3 - Extreme | Distribution Circuit | 12 | 14 | 2018-12-14 | 240110 | Sus | N | 3rdParty¦Firehouseorbldg¦ConductorOverhead¦Burnedflashed
18-0110158 | Animal | Other | Bushing | Normal | 2018 | Tier 2 - Elevated | Distribution Circuit | 12 | 20 | 2018-12-20 | 244620 | Sus | N | Animal¦Other¦Bushing¦Normal
19-0004631 | Equipment Failure/Involved | Overhead | Conductor, Overhead | Together | 2019 | Tier 2 - Elevated | Distribution Circuit | 1 | 5 | 2019-01-05 | 253530 | Sus | N | EquipmentFailureInvolved¦Overhead¦ConductorOverhead¦Together
19-0005244 | Equipment Failure/Involved | Overhead | Regulator | Failed/Faulted | 2019 | Tier 3 - Extreme | Distribution Circuit | 1 | 6 | 2019-01-06 | 256164 | Sus | N | EquipmentFailureInvolved¦Overhead¦Regulator¦FailedFaulted
19-0005652 | Equipment Failure/Involved | Overhead | Connector or Splice (OH) | Broken, wire on ground | 2019 | Tier 3 - Extreme | Distribution Circuit | 1 | 6 | 2019-01-06 | 256225 | Sus | N | EquipmentFailureInvolved¦Overhead¦ConnectororSplice(OH)¦Brokenwireonground
19-0006369 | Vegetation | Tree - fell into line | Crossarm, Wood | Broken | 2019 | Tier 2 - Elevated | Distribution Circuit | 1 | 8 | 2019-01-08 | 260578 | Sus | N | Vegetation¦Treefellintoline¦CrossarmWood¦Broken
19-0008952 | Vegetation | Tree - fell into line | Conductor, Overhead | Broken, wire on ground | 2019 | Tier 3 - Extreme | Distribution Circuit | 1 | 15 | 2019-01-15 | 265392 | Sus | N | Vegetation¦Treefellintoline¦ConductorOverhead¦Brokenwireonground
19-0016906 | Vegetation | Tree - branch fell on line | Conductor, Overhead | Normal | 2019 | Tier 2 - Elevated | Distribution Circuit | 2 | 2 | 2019-02-02 | 286112 | Sus | N | Vegetation¦Treebranchfellonline¦ConductorOverhead¦Normal
19-0017103 | Vegetation | Tree - grew into line | Fuse | Failed/Faulted | 2019 | Tier 3 - Extreme | Distribution Circuit | 2 | 2 | 2019-02-02 | 286929 | Sus | N | Vegetation¦Treegrewintoline¦Fuse¦FailedFaulted
19-0017507 | Equipment Failure/Involved | Overhead | Transformer (OH) | Failed/Faulted | 2019 | Tier 2 - Elevated | Transformer only | 2 | 2 | 2019-02-02 | 288743 | Sus | N | EquipmentFailureInvolved¦Overhead¦Transformer(OH)¦FailedFaulted
19-0018601 | Vegetation | Tree - branch fell on line | Insulator | Broken | 2019 | Tier 2 - Elevated | Distribution Circuit | 2 | 5 | 2019-02-05 | 292814 | Sus | N | Vegetation¦Treebranchfellonline¦Insulator¦Broken
19-0018709 | Unknown Cause | Patrol - found nothing |  |  | 2019 | Tier 2 - Elevated | Distribution Circuit | 2 | 5 | 2019-02-05 | 292813 | Sus | N | UnknownCause¦Patrolfoundnothing¦¦
19-0018798 | Unknown Cause | Patrol - found nothing |  |  | 2019 | Tier 2 - Elevated | Distribution Circuit | 2 | 5 | 2019-02-05 | 293806 | Sus | N | UnknownCause¦Patrolfoundnothing¦¦
19-0020053 | Equipment Failure/Involved | Overhead | Transformer (OH) | Leaking | 2019 | Tier 2 - Elevated | Distribution Circuit | 2 | 4 | 2019-02-04 | 296271 | Sus | N | EquipmentFailureInvolved¦Overhead¦Transformer(OH)¦Leaking
19-0021746 | Unknown Cause | Patrol - found nothing |  |  | 2019 | Tier 3 - Extreme | Distribution Circuit | 2 | 13 | 2019-02-13 | 301743 | Sus | N | UnknownCause¦Patrolfoundnothing¦¦
19-0021803 | Vegetation | Tree - fell into line | Conductor, Overhead | On Ground | 2019 | Tier 2 - Elevated | Distribution Circuit | 2 | 13 | 2019-02-13 | 302813 | Sus | N | Vegetation¦Treefellintoline¦ConductorOverhead¦OnGround
19-0021875 | Vegetation | Tree - fell into line | Conductor, Overhead | Broken, wire on ground | 2019 | Tier 2 - Elevated | Distribution Circuit | 2 | 13 | 2019-02-13 | 303128 | Sus | N | Vegetation¦Treefellintoline¦ConductorOverhead¦Brokenwireonground
19-0021927 | Vegetation | Tree - fell into line | Conductor, Overhead | Broken, wire on ground | 2019 | Tier 2 - Elevated | Distribution Circuit | 2 | 13 | 2019-02-13 | 302980 | Sus | N | Vegetation¦Treefellintoline¦ConductorOverhead¦Brokenwireonground
19-0022842 | Vegetation | Tree - fell into line | Conductor, Overhead | Broken, wire on ground | 2019 | Tier 3 - Extreme | Distribution Circuit | 2 | 14 | 2019-02-14 | 306689 | Sus | N | Vegetation¦Treefellintoline¦ConductorOverhead¦Brokenwireonground
19-0023437 | Vegetation | Tree - fell into line | Conductor, Overhead | Broken, wire on ground | 2019 | Tier 2 - Elevated | Distribution Circuit | 2 | 14 | 2019-02-14 | 307595 | Sus | N | Vegetation¦Treefellintoline¦ConductorOverhead¦Brokenwireonground
19-0024179 | Vegetation | Tree - bark fell into line | Conductor, Overhead | Broken, wire on ground | 2019 | Tier 3 - Extreme | Distribution Circuit | 2 | 13 | 2019-02-13 | 312588 | Sus | N | Vegetation¦Treebarkfellintoline¦ConductorOverhead¦Brokenwireonground
19-0024463 | Vegetation | Tree - branch fell on line | Conductor, Overhead | Broken, wire on ground | 2019 | Tier 3 - Extreme | Distribution Circuit | 2 | 16 | 2019-02-16 | 313722 | Sus | N | Vegetation¦Treebranchfellonline¦ConductorOverhead¦Brokenwireonground
19-0024478 | Unknown Cause | Patrol - found nothing |  |  | 2019 | Tier 3 - Extreme | Distribution Circuit | 2 | 14 | 2019-02-14 | 310761 | Sus | N | UnknownCause¦Patrolfoundnothing¦¦
19-0025051 | Vegetation | Tree - fell into line | Conductor, Overhead | Broken, wire on ground | 2019 | Tier 3 - Extreme | Distribution Circuit | 2 | 17 | 2019-02-17 | 315343 | Sus | N | Vegetation¦Treefellintoline¦ConductorOverhead¦Brokenwireonground
19-0025303 | Equipment Failure/Involved | Overhead | Anchor or Guy | Broken | 2019 | Tier 2 - Elevated | Distribution Circuit | 2 | 17 | 2019-02-17 | 316692 | Sus | N | EquipmentFailureInvolved¦Overhead¦AnchororGuy¦Broken
19-0025630 | Vegetation | Tree - fell into line | Pole-Wood | Broken | 2019 | Tier 2 - Elevated | Distribution Circuit | 2 | 12 | 2019-02-12 | 317665 | Sus | N | Vegetation¦Treefellintoline¦PoleWood¦Broken
19-0026774 | Vegetation | Tree - fell into line | Conductor, Overhead | Broken, wire on ground | 2019 | Tier 2 - Elevated | Distribution Circuit | 2 | 21 | 2019-02-21 | 320317 | Sus | N | Vegetation¦Treefellintoline¦ConductorOverhead¦Brokenwireonground
19-0030295 | Equipment Failure/Involved | Overhead | Transformer | Failed/Faulted | 2019 | Tier 3 - Extreme | Transformer only | 3 | 3 | 2019-03-03 | 330368 | Sus | N | EquipmentFailureInvolved¦Overhead¦Transformer¦FailedFaulted
19-0031227 | Vegetation | Tree - fell into line | Conductor, Overhead | Broken, wire on ground | 2019 | Tier 3 - Extreme | Distribution Circuit | 3 | 6 | 2019-03-06 | 332410 | Sus | N | Vegetation¦Treefellintoline¦ConductorOverhead¦Brokenwireonground
19-0031477 | Environmental/External | Lightning | Transformer (OH) | Broken | 2019 | Tier 3 - Extreme | Distribution Circuit | 3 | 6 | 2019-03-06 | 333138 | Sus | N | EnvironmentalExternal¦Lightning¦Transformer(OH)¦Broken
19-0031535 | Equipment Failure/Involved | Underground | Conductor, Underground | Broken | 2019 | Tier 2 - Elevated | Distribution Circuit | 3 | 6 | 2019-03-06 | 333319 | Sus | N | EquipmentFailureInvolved¦Underground¦ConductorUnderground¦Broken
19-0032879 | Unknown Cause | Patrol - found nothing |  |  | 2019 | Tier 3 - Extreme | Distribution Circuit | 3 | 12 | 2019-03-12 | 336804 | Sus | N | UnknownCause¦Patrolfoundnothing¦¦
19-0033255 | Unknown Cause | Patrol - found nothing |  |  | 2019 | Tier 2 - Elevated | Distribution Circuit | 3 | 12 | 2019-03-12 | 337906 | Sus | N | UnknownCause¦Patrolfoundnothing¦¦
19-0036436 | Equipment Failure/Involved | Underground | Elbow | Broken | 2019 | Tier 3 - Extreme | Distribution Circuit | 3 | 24 | 2019-03-24 | 346175 | Sus | N | EquipmentFailureInvolved¦Underground¦Elbow¦Broken
19-0036813 | Unknown Cause | Patrol - found nothing |  |  | 2019 | Tier 2 - Elevated | Distribution Circuit | 3 | 25 | 2019-03-25 | 347027 | Sus | N | UnknownCause¦Patrolfoundnothing¦¦
19-0041538 | Company Initiated | Construction Activity/equip, company | Pole-Wood | Broken | 2019 | Tier 3 - Extreme | Distribution Circuit | 4 | 11 | 2019-04-11 | 358632 | Sus | N | CompanyInitiated¦ConstructionActivityequipcompany¦PoleWood¦Broken
19-0041710 | Equipment Failure/Involved | Overhead | Woodpin | Broken | 2019 | Tier 3 - Extreme | Distribution Circuit | 4 | 11 | 2019-04-11 | 359064 | Sus | N | EquipmentFailureInvolved¦Overhead¦Woodpin¦Broken
19-0042862 | Unknown Cause | Patrol - found nothing |  |  | 2019 | Tier 2 - Elevated | Distribution Circuit | 4 | 16 | 2019-04-16 | 361520 | Sus | N | UnknownCause¦Patrolfoundnothing¦¦
19-0046669 | Unknown Cause | Patrol - found nothing |  |  | 2019 | Tier 3 - Extreme | Distribution Circuit | 4 | 27 | 2019-04-27 | 369081 | Sus | N | UnknownCause¦Patrolfoundnothing¦¦
19-0052495 | Equipment Failure/Involved | Overhead | Transformer | Broken | 2019 | Tier 2 - Elevated | Transformer only | 5 | 15 | 2019-05-15 | 381293 | Sus | Y | EquipmentFailureInvolved¦Overhead¦Transformer¦Broken
19-0052499 | Vegetation | Tree - fell into line | Conductor, Overhead | Broken, wire on ground | 2019 | Tier 2 - Elevated | Distribution Circuit | 5 | 16 | 2019-05-16 | 381827 | Sus | Y | Vegetation¦Treefellintoline¦ConductorOverhead¦Brokenwireonground
19-0057755 | Environmental/External | Lightning | Transformer | Failed/Faulted | 2019 | Tier 2 - Elevated | Transformer only | 5 | 26 | 2019-05-26 | 390580 | Sus | Y | EnvironmentalExternal¦Lightning¦Transformer¦FailedFaulted
19-0061125 | Equipment Failure/Involved | Overhead | Transformer | Failed/Faulted | 2019 | Tier 2 - Elevated | Distribution Circuit | 6 | 1 | 2019-06-01 | 395095 | Sus | Y | EquipmentFailureInvolved¦Overhead¦Transformer¦FailedFaulted
19-0065542 | Equipment Failure/Involved | Electrical Overload | Circuit Breaker | Normal | 2019 | Tier 2 - Elevated | Distribution Circuit | 6 | 10 | 2019-06-10 | 404645 | Sus | Y | EquipmentFailureInvolved¦ElectricalOverload¦CircuitBreaker¦Normal
19-0069198 | Equipment Failure/Involved | Overhead | Crossarm, Wood | Deteriorated | 2019 | Tier 3 - Extreme | Transformer only | 6 | 18 | 2019-06-18 | 419394 | Sus | Y | EquipmentFailureInvolved¦Overhead¦CrossarmWood¦Deteriorated
19-0076480 | Vegetation | Tree - branch fell on line | Conductor, Overhead | Normal | 2019 | Tier 3 - Extreme | Distribution Circuit | 7 | 11 | 2019-07-11 | 445311 | Sus | Y | Vegetation¦Treebranchfellonline¦ConductorOverhead¦Normal
19-0090677 | Equipment Failure/Involved | Overhead | Transformer | Failed/Faulted | 2019 | Tier 2 - Elevated | Transformer only | 8 | 21 | 2019-08-21 | 529678 | Sus | Y | EquipmentFailureInvolved¦Overhead¦Transformer¦FailedFaulted
19-0091633 | Vegetation | Tree - fell into line | Conductor, Overhead | Broken, wire on ground | 2019 | Tier 3 - Extreme | Distribution Circuit | 8 | 23 | 2019-08-23 | 534716 | Sus | Y | Vegetation¦Treefellintoline¦ConductorOverhead¦Brokenwireonground
19-0094184 | 3rd Party | Vehicle | Fuse | Normal | 2019 | Tier 3 - Extreme | Distribution Circuit | 8 | 30 | 2019-08-30 | 549124 | Sus | Y | 3rdParty¦Vehicle¦Fuse¦Normal
19-0095289 | Animal | Bird found | Fuse | Normal | 2019 | Tier 2 - Elevated | Distribution Circuit | 9 | 4 | 2019-09-04 | 553213 | Sus | Y | Animal¦Birdfound¦Fuse¦Normal
19-0105194 | Unknown Cause | Patrol - found nothing |  |  | 2019 | Tier 3 - Extreme | Distribution Circuit | 9 | 29 | 2019-09-29 | 629215 | Sus | Y | UnknownCause¦Patrolfoundnothing¦¦
19-0107202 | Unknown Cause | Patrol - found nothing |  |  | 2019 | Tier 2 - Elevated | Distribution Circuit | 10 | 3 | 2019-10-03 | 641794 | Sus | Y | UnknownCause¦Patrolfoundnothing¦¦
19-0113668 | Unknown Cause | Patrol - found nothing |  |  | 2019 | Tier 2 - Elevated | Distribution Circuit | 10 | 19 | 2019-10-19 | 671081 | Sus | Y | UnknownCause¦Patrolfoundnothing¦¦
19-0113838 | Equipment Failure/Involved | Overhead | Jumper | Broken | 2019 | Tier 2 - Elevated | Distribution Circuit | 10 | 20 | 2019-10-20 | 674902 | Sus | Y | EquipmentFailureInvolved¦Overhead¦Jumper¦Broken
19-0114936 | Wildfire Mitigation | Public Safety Power Shut-off | Conductor, Overhead | Normal | 2019 | Tier 2 - Elevated | Distribution Circuit | 10 | 23 | 2019-10-23 | 678124 | Sus | Y | WildfireMitigation¦PublicSafetyPowerShutoff¦ConductorOverhead¦Normal
19-0116007 | Equipment Failure/Involved | Overhead | Pole-Wood | Broken | 2019 | Tier 2 - Elevated | Transformer only | 10 | 25 | 2019-10-25 | 680342 | Sus | Y | EquipmentFailureInvolved¦Overhead¦PoleWood¦Broken
19-0120139 | Equipment Failure/Involved | Overhead | Transformer | Failed/Faulted | 2019 | Tier 3 - Extreme | Transformer only | 11 | 1 | 2019-11-01 | 697588 | Sus | Y | EquipmentFailureInvolved¦Overhead¦Transformer¦FailedFaulted
19-0123421 | Unknown Cause | Patrol - found nothing |  |  | 2019 | Tier 3 - Extreme | Distribution Circuit | 11 | 10 | 2019-11-10 | 704019 | Sus | Y | UnknownCause¦Patrolfoundnothing¦¦
19-0130613 | Vegetation | Tree - fell into line | Conductor, Overhead | Broken, wire on ground | 2019 | Tier 3 - Extreme | Distribution Circuit | 11 | 27 | 2019-11-27 | 720600 | Sus | Y | Vegetation¦Treefellintoline¦ConductorOverhead¦Brokenwireonground
19-0130951 | Vegetation | Tree - branch fell on line | Conductor, Overhead | Normal | 2019 | Tier 3 - Extreme | Distribution Circuit | 11 | 28 | 2019-11-28 | 722957 | Sus | Y | Vegetation¦Treebranchfellonline¦ConductorOverhead¦Normal
19-0131022 | Unknown Cause | Patrol - found nothing |  |  | 2019 | Tier 3 - Extreme | Distribution Circuit | 11 | 29 | 2019-11-29 | 723342 | Sus | Y | UnknownCause¦Patrolfoundnothing¦¦
19-0131514 | Unknown Cause | Patrol - found nothing |  |  | 2019 | Tier 2 - Elevated | Distribution Circuit | 11 | 30 | 2019-11-30 | 724711 | Sus | Y | UnknownCause¦Patrolfoundnothing¦¦
19-0131524 | Vegetation | Tree - fell into line | Conductor, Overhead | Together | 2019 | Tier 2 - Elevated | Distribution Circuit | 11 | 30 | 2019-11-30 | 724766 | Sus | Y | Vegetation¦Treefellintoline¦ConductorOverhead¦Together
19-0134820 | Unknown Cause | Patrol - found nothing |  |  | 2019 | Tier 3 - Extreme | Distribution Circuit | 12 | 7 | 2019-12-07 | 732957 | Sus | N | UnknownCause¦Patrolfoundnothing¦¦
19-0135017 | Vegetation | Tree - branch fell on line | Conductor, Overhead | Normal | 2019 | Tier 3 - Extreme | Distribution Circuit | 12 | 7 | 2019-12-07 | 733681 | Sus | N | Vegetation¦Treebranchfellonline¦ConductorOverhead¦Normal
19-0136595 | Unknown Cause | Patrol - found nothing |  |  | 2019 | Tier 2 - Elevated | Distribution Circuit | 12 | 14 | 2019-12-14 | 739900 | Sus | N | UnknownCause¦Patrolfoundnothing¦¦
19-0136663 | Equipment Failure/Involved | Overhead | Secondary | Together | 2019 | Tier 3 - Extreme | Distribution Circuit | 12 | 15 | 2019-12-15 | 740376 | Sus | N | EquipmentFailureInvolved¦Overhead¦Secondary¦Together
19-0137920 | Vegetation | Tree - fell into line | Conductor, Overhead | Broken, wire on ground | 2019 | Tier 2 - Elevated | Distribution Circuit | 12 | 26 | 2019-12-26 | 750382 | Sus | N | Vegetation¦Treefellintoline¦ConductorOverhead¦Brokenwireonground
20-0006322 | Vegetation | Tree - fell into line | Transformer | Failed/Faulted | 2020 | Tier 3 - Extreme | Transformer only | 1 | 8 | 2020-01-08 | 757139 | Sus | N | Vegetation¦Treefellintoline¦Transformer¦FailedFaulted
20-0016319 | Vegetation | Tree - branch fell on line | Conductor, Overhead | Normal | 2020 | Tier 2 - Elevated | Distribution Circuit | 2 | 2 | 2020-02-02 | 775596 | Sus | N | Vegetation¦Treebranchfellonline¦ConductorOverhead¦Normal
20-0019094 | Vegetation | Tree - branch fell on line | Conductor, Overhead | Broken, wire on ground | 2020 | Tier 2 - Elevated | Distribution Circuit | 2 | 9 | 2020-02-09 | 782192 | Sus | N | Vegetation¦Treebranchfellonline¦ConductorOverhead¦Brokenwireonground
20-0019756 | Unknown Cause | Patrol - found nothing |  |  | 2020 | Tier 3 - Extreme | Distribution Circuit | 2 | 9 | 2020-02-09 | 786011 | Sus | N | UnknownCause¦Patrolfoundnothing¦¦
20-0020146 | Unknown Cause | Patrol - found nothing |  |  | 2020 | Tier 3 - Extreme | Distribution Circuit | 2 | 9 | 2020-02-09 | 784158 | Sus | N | UnknownCause¦Patrolfoundnothing¦¦
20-0020314 | Equipment Failure/Involved | Overhead | Transformer (OH) | Failed/Faulted | 2020 | Tier 3 - Extreme | Transformer only | 2 | 10 | 2020-02-10 | 788068 | Sus | N | EquipmentFailureInvolved¦Overhead¦Transformer(OH)¦FailedFaulted
20-0022921 | 3rd Party | Tree - cutting, 3rd party | Conductor, Overhead | Normal | 2020 | Tier 3 - Extreme | Distribution Circuit | 2 | 17 | 2020-02-17 | 792625 | Sus | N | 3rdParty¦Treecutting3rdparty¦ConductorOverhead¦Normal
20-0031256 | Environmental/External | Lightning | Transformer | Failed/Faulted | 2020 | Tier 2 - Elevated | Transformer only | 3 | 12 | 2020-03-12 | 845023 | Sus | N | EnvironmentalExternal¦Lightning¦Transformer¦FailedFaulted
20-0032345 | Vegetation | Tree - branch fell on line | Conductor, Overhead | Normal | 2020 | Tier 3 - Extreme | Distribution Circuit | 3 | 15 | 2020-03-15 | 852287 | Sus | N | Vegetation¦Treebranchfellonline¦ConductorOverhead¦Normal
20-0033488 | Vegetation | Tree - branch fell on line | Conductor, Overhead | Broken, wire on object | 2020 | Tier 3 - Extreme | Distribution Circuit | 3 | 17 | 2020-03-17 | 856906 | Sus | N | Vegetation¦Treebranchfellonline¦ConductorOverhead¦Brokenwireonobject
20-0033734 | Equipment Failure/Involved | Overhead | Transformer | Failed/Faulted | 2020 | Tier 3 - Extreme | Transformer only | 3 | 17 | 2020-03-17 | 856999 | Sus | N | EquipmentFailureInvolved¦Overhead¦Transformer¦FailedFaulted
20-0038658 | Environmental/External | Lightning | Transformer (OH) | Failed/Faulted | 2020 | Tier 2 - Elevated | Transformer only | 4 | 5 | 2020-04-05 | 883354 | Sus | N | EnvironmentalExternal¦Lightning¦Transformer(OH)¦FailedFaulted
20-0042662 | Unknown Cause | Patrol - found nothing |  |  | 2020 | Tier 2 - Elevated | Distribution Circuit | 4 | 19 | 2020-04-19 | 897800 | Sus | N | UnknownCause¦Patrolfoundnothing¦¦
20-0048943 | Unknown Cause | Patrol - found nothing |  |  | 2020 | Tier 2 - Elevated | Distribution Circuit | 5 | 10 | 2020-05-10 | 910780 | Sus | Y | UnknownCause¦Patrolfoundnothing¦¦
20-0048995 | Equipment Failure/Involved | Overhead | Transformer | Failed/Faulted | 2020 | Tier 2 - Elevated | Transformer only | 5 | 11 | 2020-05-11 | 910919 | Sus | Y | EquipmentFailureInvolved¦Overhead¦Transformer¦FailedFaulted
20-0051827 | Unknown Cause | Patrol - found nothing |  |  | 2020 | Tier 3 - Extreme | Distribution Circuit | 5 | 19 | 2020-05-19 | 917523 | Sus | Y | UnknownCause¦Patrolfoundnothing¦¦
20-0055924 | Animal | Bird found | Transformer (OH) | Normal | 2020 | Tier 2 - Elevated | Distribution Circuit | 5 | 30 | 2020-05-30 | 926307 | Sus | Y | Animal¦Birdfound¦Transformer(OH)¦Normal
20-0060908 | 3rd Party | Customer Equipment | Lightning Arrestor | Failed/Faulted | 2020 | Tier 2 - Elevated | Distribution Circuit | 6 | 13 | 2020-06-13 | 938458 | Sus | Y | 3rdParty¦CustomerEquipment¦LightningArrestor¦FailedFaulted
20-0065070 | Equipment Failure/Involved | Overhead | Conductor, Overhead | Broken | 2020 | Tier 2 - Elevated | Distribution Circuit | 6 | 25 | 2020-06-25 | 947457 | Sus | Y | EquipmentFailureInvolved¦Overhead¦ConductorOverhead¦Broken
20-0065225 | Equipment Failure/Involved | Overhead | Pole-Wood | Broken | 2020 | Tier 2 - Elevated | Distribution Circuit | 6 | 26 | 2020-06-26 | 947891 | Sus | Y | EquipmentFailureInvolved¦Overhead¦PoleWood¦Broken
20-0068989 | Unknown Cause | Patrol - found nothing |  |  | 2020 | Tier 3 - Extreme | Distribution Circuit | 7 | 7 | 2020-07-07 | 959121 | Sus | Y | UnknownCause¦Patrolfoundnothing¦¦
20-0069603 | 3rd Party | Customer Equipment | Customer Equipment | Normal | 2020 | Tier 2 - Elevated | Distribution Circuit | 7 | 8 | 2020-07-08 | 960285 | Sus | Y | 3rdParty¦CustomerEquipment¦CustomerEquipment¦Normal
20-0074393 | Equipment Failure/Involved | Overhead | Transformer (OH) | Leaking | 2020 | Tier 2 - Elevated | Transformer only | 7 | 21 | 2020-07-21 | 969382 | Sus | Y | EquipmentFailureInvolved¦Overhead¦Transformer(OH)¦Leaking
20-0075993 | Vegetation | Tree - fell into line | Conductor, Overhead | Broken, wire on ground | 2020 | Tier 3 - Extreme | Transformer only | 7 | 25 | 2020-07-25 | 971957 | Sus | Y | Vegetation¦Treefellintoline¦ConductorOverhead¦Brokenwireonground
20-0076485 | Vegetation | Tree - fell into line | Service conductor | Broken, wire on ground | 2020 | Tier 2 - Elevated | Distribution Circuit | 7 | 27 | 2020-07-27 | 973134 | Sus | Y | Vegetation¦Treefellintoline¦Serviceconductor¦Brokenwireonground
20-0076733 | Animal | Bird found | Conductor, Overhead | Normal | 2020 | Tier 3 - Extreme | Distribution Circuit | 7 | 28 | 2020-07-28 | 973379 | Sus | Y | Animal¦Birdfound¦ConductorOverhead¦Normal
20-0077070 | Equipment Failure/Involved | Overhead | Conductor, Overhead | Broken, wire on ground | 2020 | Tier 2 - Elevated | Distribution Circuit | 7 | 28 | 2020-07-28 | 973322 | Sus | Y | EquipmentFailureInvolved¦Overhead¦ConductorOverhead¦Brokenwireonground
20-0077309 | Equipment Failure/Involved | Overhead | Transformer (OH) | Failed/Faulted | 2020 | Tier 2 - Elevated | Transformer only | 7 | 29 | 2020-07-29 | 974103 | Sus | Y | EquipmentFailureInvolved¦Overhead¦Transformer(OH)¦FailedFaulted
20-0080981 | Equipment Failure/Involved | Overhead | Crossarm, Wood | Broken | 2020 | Tier 2 - Elevated | Distribution Circuit | 8 | 7 | 2020-08-07 | 983597 | Sus | Y | EquipmentFailureInvolved¦Overhead¦CrossarmWood¦Broken
20-0083356 | 3rd Party | Other | Conductor, Overhead | Normal | 2020 | Tier 3 - Extreme | Distribution Circuit | 8 | 13 | 2020-08-13 | 996843 | Sus | Y | 3rdParty¦Other¦ConductorOverhead¦Normal
20-0085845 | Equipment Failure/Involved | Overhead | Transformer | Broken | 2020 | Tier 2 - Elevated | Transformer only | 8 | 16 | 2020-08-16 | 1012996 | Sus | Y | EquipmentFailureInvolved¦Overhead¦Transformer¦Broken
20-0087491 | Environmental/External | Fire, Forest/Grass | Pole-Wood | Burned/flashed | 2020 | Tier 2 - Elevated | Distribution Circuit | 8 | 19 | 2020-08-19 | 1021903 | Sus | Y | EnvironmentalExternal¦FireForestGrass¦PoleWood¦Burnedflashed
20-0089142 | Unknown Cause | Patrol - found nothing |  |  | 2020 | Tier 3 - Extreme | Distribution Circuit | 8 | 23 | 2020-08-23 | 1027990 | Sus | Y | UnknownCause¦Patrolfoundnothing¦¦
20-0090428 | Unknown Cause | Patrol - found nothing |  |  | 2020 | Tier 2 - Elevated | Distribution Circuit | 8 | 26 | 2020-08-26 | 1033235 | Sus | Y | UnknownCause¦Patrolfoundnothing¦¦
20-0093424 | Environmental/External | Fire, Forest/Grass | Conductor, Overhead | Normal | 2020 | Tier 3 - Extreme | Distribution Circuit | 8 | 19 | 2020-08-19 | 1054013 | Sus | Y | EnvironmentalExternal¦FireForestGrass¦ConductorOverhead¦Normal
20-0093787 | Unknown Cause | Patrol - not conducted |  |  | 2020 | Tier 2 - Elevated | Distribution Circuit | 9 | 5 | 2020-09-05 | 1056584 | Sus | Y | UnknownCause¦Patrolnotconducted¦¦
20-0094135 | Animal | Squirrel | Conductor, Overhead | Normal | 2020 | Tier 2 - Elevated | Distribution Circuit | 9 | 7 | 2020-09-07 | 1058196 | Sus | Y | Animal¦Squirrel¦ConductorOverhead¦Normal
20-0101942 | 3rd Party | Customer Equipment | Secondary | Normal | 2020 | Tier 3 - Extreme | Transformer only | 9 | 26 | 2020-09-26 | 1094697 | Sus | Y | 3rdParty¦CustomerEquipment¦Secondary¦Normal
20-0103403 | Environmental/External | Fire, Forest/Grass | Conductor, Overhead | Burned/flashed | 2020 | Tier 2 - Elevated | Transmission line | 9 | 30 | 2020-09-30 | 1101637 | Sus | Y | EnvironmentalExternal¦FireForestGrass¦ConductorOverhead¦Burnedflashed
20-0105770 | Equipment Failure/Involved | Overhead | Transformer (OH) | Failed/Faulted | 2020 | Tier 2 - Elevated | Transformer only | 10 | 6 | 2020-10-06 | 1112054 | Sus | Y | EquipmentFailureInvolved¦Overhead¦Transformer(OH)¦FailedFaulted
20-0109927 | Animal | Squirrel | Cutout, fuse holder | Normal | 2020 | Tier 3 - Extreme | Distribution Circuit | 10 | 17 | 2020-10-17 | 1119776 | Sus | Y | Animal¦Squirrel¦Cutoutfuseholder¦Normal
20-0115623 | Unknown Cause | Patrol - found nothing |  |  | 2020 | Tier 2 - Elevated | Distribution Circuit | 10 | 31 | 2020-10-31 | 1132699 | Sus | Y | UnknownCause¦Patrolfoundnothing¦¦
20-0116971 | Unknown Cause | Patrol - found nothing |  |  | 2020 | Tier 2 - Elevated | Distribution Circuit | 11 | 4 | 2020-11-04 | 1135793 | Sus | Y | UnknownCause¦Patrolfoundnothing¦¦
20-0118382 | Equipment Failure/Involved | Overhead | Transformer (OH) | Failed/Faulted | 2020 | Tier 2 - Elevated | Transformer only | 11 | 8 | 2020-11-08 | 1139076 | Sus | Y | EquipmentFailureInvolved¦Overhead¦Transformer(OH)¦FailedFaulted
20-0118753 | Equipment Failure/Involved | Overhead | Transformer | Deteriorated | 2020 | Tier 3 - Extreme | Transformer only | 11 | 9 | 2020-11-09 | 1139982 | Sus | Y | EquipmentFailureInvolved¦Overhead¦Transformer¦Deteriorated
21-0010084 | Unknown Cause | Patrol - found nothing |  |  | 2021 | Tier 2 - Elevated | Distribution Circuit | 1 | 19 | 2021-01-19 | 1214278 | Sus | N | UnknownCause¦Patrolfoundnothing¦¦
21-0010905 | Unknown Cause | Patrol - found nothing |  |  | 2021 | Tier 2 - Elevated | Distribution Circuit | 1 | 19 | 2021-01-19 | 1216786 | Sus | N | UnknownCause¦Patrolfoundnothing¦¦
21-0011028 | Unknown Cause | Patrol - not conducted |  |  | 2021 | Tier 2 - Elevated | Distribution Circuit | 1 | 19 | 2021-01-19 | 1216292 | Sus | N | UnknownCause¦Patrolnotconducted¦¦
21-0011757 | Vegetation | Tree - branch fell on line | Conductor, Overhead | Normal | 2021 | Tier 3 - Extreme | Distribution Circuit | 1 | 19 | 2021-01-19 | 1219303 | Sus | N | Vegetation¦Treebranchfellonline¦ConductorOverhead¦Normal
21-0013468 | Animal | Bird found | Conductor, Overhead | Normal | 2021 | Tier 2 - Elevated | Distribution Circuit | 1 | 24 | 2021-01-24 | 1222609 | Sus | N | Animal¦Birdfound¦ConductorOverhead¦Normal
21-0018602 | Vegetation | Tree - fell into line | Conductor, Overhead | On Ground | 2021 | Tier 3 - Extreme | Distribution Circuit | 1 | 26 | 2021-01-26 | 1242264 | Sus | N | Vegetation¦Treefellintoline¦ConductorOverhead¦OnGround
21-0020613 | Equipment Failure/Involved | Overhead | Recloser | Malfunctioning | 2021 | Tier 2 - Elevated | Distribution Circuit | 2 | 1 | 2021-02-01 | 1245465 | Sus | N | EquipmentFailureInvolved¦Overhead¦Recloser¦Malfunctioning
21-0021734 | Equipment Failure/Involved | Overhead | Transformer (OH) | Leaking | 2021 | Tier 3 - Extreme | Transformer only | 2 | 4 | 2021-02-04 | 1247796 | Sus | N | EquipmentFailureInvolved¦Overhead¦Transformer(OH)¦Leaking
21-0022383 | Equipment Failure/Involved | Overhead | Switch (OH) | Failed/Faulted | 2021 | Tier 3 - Extreme | Transformer only | 2 | 5 | 2021-02-05 | 1248734 | Sus | N | EquipmentFailureInvolved¦Overhead¦Switch(OH)¦FailedFaulted
21-0023627 | Vegetation | Tree - branch fell on line | Crossarm, Wood | Broken | 2021 | Tier 2 - Elevated | Transformer only | 2 | 9 | 2021-02-09 | 1251714 | Sus | N | Vegetation¦Treebranchfellonline¦CrossarmWood¦Broken
21-0027883 | 3rd Party | Vehicle | Other | Broken | 2021 | Tier 2 - Elevated | Transformer only | 2 | 21 | 2021-02-21 | 1259024 | Sus | N | 3rdParty¦Vehicle¦Other¦Broken
21-0034228 | Vegetation | Tree - branch fell on line | Conductor, Overhead | Normal | 2021 | Tier 2 - Elevated | Distribution Circuit | 3 | 9 | 2021-03-09 | 1276323 | Sus | N | Vegetation¦Treebranchfellonline¦ConductorOverhead¦Normal
21-0036114 | Equipment Failure/Involved | Overhead | Crossarm, Wood | Deteriorated | 2021 | Tier 3 - Extreme | Distribution Circuit | 3 | 13 | 2021-03-13 | 1281028 | Sus | N | EquipmentFailureInvolved¦Overhead¦CrossarmWood¦Deteriorated
21-0043721 | Equipment Failure/Involved | Overhead | Crossarm, Wood | Broken | 2021 | Tier 2 - Elevated | Distribution Circuit | 4 | 1 | 2021-04-01 | 1305172 | Sus | N | EquipmentFailureInvolved¦Overhead¦CrossarmWood¦Broken
21-0044207 | Equipment Failure/Involved | Overhead | Transformer (OH) | Failed/Faulted | 2021 | Tier 2 - Elevated | Distribution Circuit | 4 | 2 | 2021-04-02 | 1305805 | Sus | N | EquipmentFailureInvolved¦Overhead¦Transformer(OH)¦FailedFaulted
21-0050908 | Equipment Failure/Involved | Overhead | Transformer (OH) | Arcing | 2021 | Tier 2 - Elevated | Distribution Circuit | 4 | 20 | 2021-04-20 | 1325237 | Sus | N | EquipmentFailureInvolved¦Overhead¦Transformer(OH)¦Arcing
21-0052696 | Unknown Cause | Patrol - found nothing |  |  | 2021 | Tier 3 - Extreme | Distribution Circuit | 4 | 23 | 2021-04-23 | 1331411 | Sus | N | UnknownCause¦Patrolfoundnothing¦¦
21-0055948 | Equipment Failure/Involved | Overhead | Transformer | Failed/Faulted | 2021 | Tier 2 - Elevated | Transformer only | 5 | 3 | 2021-05-03 | 1339409 | Sus | Y | EquipmentFailureInvolved¦Overhead¦Transformer¦FailedFaulted
21-0065211 | Animal | Bird found | Pothead(Riser Termination) | Burned/flashed | 2021 | Tier 2 - Elevated | Distribution Circuit | 5 | 24 | 2021-05-24 | 1357504 | Sus | Y | Animal¦Birdfound¦Pothead(RiserTermination)¦Burnedflashed
21-0065713 | Equipment Failure/Involved | Overhead | Transformer (OH) | Broken | 2021 | Tier 2 - Elevated | Transformer only | 5 | 25 | 2021-05-25 | 1358120 | Sus | Y | EquipmentFailureInvolved¦Overhead¦Transformer(OH)¦Broken
21-0070612 | Vegetation | Tree - fell into line | Crossarm, Wood | Broken | 2021 | Tier 2 - Elevated | Distribution Circuit | 6 | 6 | 2021-06-06 | 1366995 | Sus | Y | Vegetation¦Treefellintoline¦CrossarmWood¦Broken
21-0073515 | Equipment Failure/Involved | Overhead | Conductor, Overhead | Broken | 2021 | Tier 2 - Elevated | Distribution Circuit | 6 | 12 | 2021-06-12 | 1371667 | Sus | Y | EquipmentFailureInvolved¦Overhead¦ConductorOverhead¦Broken
21-0073909 | Equipment Failure/Involved | Overhead | Insulator | Burned/flashed | 2021 | Tier 3 - Extreme | Distribution Circuit | 6 | 14 | 2021-06-14 | 1372850 | Sus | Y | EquipmentFailureInvolved¦Overhead¦Insulator¦Burnedflashed
21-0075733 | Equipment Failure/Involved | Overhead | Transformer (OH) | Failed/Faulted | 2021 | Tier 3 - Extreme | Transformer only | 6 | 17 | 2021-06-17 | 1376445 | Sus | Y | EquipmentFailureInvolved¦Overhead¦Transformer(OH)¦FailedFaulted
21-0083985 | Unknown Cause | Patrol - found nothing |  |  | 2021 | Tier 2 - Elevated | Distribution Circuit | 7 | 1 | 2021-07-01 | 1390288 | Sus | Y | UnknownCause¦Patrolfoundnothing¦¦
21-0085832 | Equipment Failure/Involved | Overhead | Transformer (OH) | Failed/Faulted | 2021 | Tier 2 - Elevated | Transformer only | 7 | 7 | 2021-07-07 | 1393495 | Sus | Y | EquipmentFailureInvolved¦Overhead¦Transformer(OH)¦FailedFaulted
21-0086757 | Company Initiated | Improper Construction | Fuse | Normal | 2021 | Tier 3 - Extreme | Distribution Circuit | 7 | 8 | 2021-07-08 | 1394885 | Sus | Y | CompanyInitiated¦ImproperConstruction¦Fuse¦Normal
21-0086765 | Unknown Cause | Patrol - found nothing |  |  | 2021 | Tier 2 - Elevated | Distribution Circuit | 7 | 8 | 2021-07-08 | 1394904 | Sus | Y | UnknownCause¦Patrolfoundnothing¦¦
21-0087656 | Equipment Failure/Involved | Overhead | Transformer (OH) | Failed/Faulted | 2021 | Tier 2 - Elevated | Transformer only | 7 | 11 | 2021-07-11 | 1399063 | Sus | Y | EquipmentFailureInvolved¦Overhead¦Transformer(OH)¦FailedFaulted
21-0087782 | Equipment Failure/Involved | Overhead | Transformer (OH) | Failed/Faulted | 2021 | Tier 2 - Elevated | Transformer only | 7 | 11 | 2021-07-11 | 1399726 | Sus | Y | EquipmentFailureInvolved¦Overhead¦Transformer(OH)¦FailedFaulted
21-0091867 | Unknown Cause | Patrol - found nothing |  |  | 2021 | Tier 2 - Elevated | Distribution Circuit | 7 | 19 | 2021-07-19 | 1408061 | Sus | Y | UnknownCause¦Patrolfoundnothing¦¦
21-0093981 | Equipment Failure/Involved | Overhead | Service conductor | Broken | 2021 | Tier 2 - Elevated | Transformer only | 7 | 23 | 2021-07-23 | 1412222 | Sus | Y | EquipmentFailureInvolved¦Overhead¦Serviceconductor¦Broken
21-0097770 | Equipment Failure/Involved | Overhead | Transformer (OH) | Failed/Faulted | 2021 | Tier 2 - Elevated | Distribution Circuit | 7 | 30 | 2021-07-30 | 1424254 | Sus | Y | EquipmentFailureInvolved¦Overhead¦Transformer(OH)¦FailedFaulted
21-0099161 | Vegetation | Tree - fell into line | Conductor, Overhead | Broken, wire on ground | 2021 | Tier 3 - Extreme | Distribution Circuit | 8 | 3 | 2021-08-03 | 1429672 | Sus | Y | Vegetation¦Treefellintoline¦ConductorOverhead¦Brokenwireonground
21-0101741 | Equipment Failure/Involved | Overhead | Transformer (OH) | Broken | 2021 | Tier 2 - Elevated | Transformer only | 8 | 8 | 2021-08-08 | 1437391 | Sus | Y | EquipmentFailureInvolved¦Overhead¦Transformer(OH)¦Broken
21-0101925 | Unknown Cause | Patrol - found nothing |  |  | 2021 | Tier 2 - Elevated | Distribution Circuit | 8 | 9 | 2021-08-09 | 1438053 | Sus | Y | UnknownCause¦Patrolfoundnothing¦¦
21-0104478 | Equipment Failure/Involved | Overhead | Transformer (OH) | Failed/Faulted | 2021 | Tier 3 - Extreme | Transformer only | 8 | 13 | 2021-08-13 | 1442354 | Sus | Y | EquipmentFailureInvolved¦Overhead¦Transformer(OH)¦FailedFaulted
21-0108865 | 3rd Party | Vehicle | Pole-Wood | Broken | 2021 | Tier 2 - Elevated | Distribution Circuit | 8 | 24 | 2021-08-24 | 1452426 | Sus | Y | 3rdParty¦Vehicle¦PoleWood¦Broken
21-0112690 | Unknown Cause | Patrol - found nothing |  |  | 2021 | Tier 3 - Extreme | Distribution Circuit | 9 | 2 | 2021-09-02 | 1461042 | Sus | Y | UnknownCause¦Patrolfoundnothing¦¦
21-0113956 | Equipment Failure/Involved | Overhead | Transformer (OH) | Burned/flashed | 2021 | Tier 2 - Elevated | Transformer only | 9 | 6 | 2021-09-06 | 1463294 | Sus | Y | EquipmentFailureInvolved¦Overhead¦Transformer(OH)¦Burnedflashed
21-0119403 | Unknown Cause | Patrol - found nothing |  |  | 2021 | Tier 3 - Extreme | Transformer only | 9 | 18 | 2021-09-18 | 1474773 | Sus | Y | UnknownCause¦Patrolfoundnothing¦¦
21-0124444 | 3rd Party | Vehicle | Conductor, Overhead | Broken, wire on ground | 2021 | Tier 2 - Elevated | Distribution Circuit | 9 | 30 | 2021-09-30 | 1484219 | Sus | Y | 3rdParty¦Vehicle¦ConductorOverhead¦Brokenwireonground
21-0125485 | 3rd Party | Customer Equipment | Customer Equipment | Broken | 2021 | Tier 3 - Extreme | Distribution Circuit | 10 | 4 | 2021-10-04 | 1486402 | Sus | Y | 3rdParty¦CustomerEquipment¦CustomerEquipment¦Broken
21-0127180 | Equipment Failure/Involved | Overhead | Transformer (OH) | Failed/Faulted | 2021 | Tier 2 - Elevated | Transformer only | 10 | 7 | 2021-10-07 | 1489419 | Sus | Y | EquipmentFailureInvolved¦Overhead¦Transformer(OH)¦FailedFaulted
21-0130288 | Environmental/External | Ice or snow | Switch (OH) | Normal | 2021 | Tier 2 - Elevated | Distribution Circuit | 12 | 10 | 2021-12-10 | 1563314 | Sus | N | EnvironmentalExternal¦Iceorsnow¦Switch(OH)¦Normal
21-0132551 | Equipment Failure/Involved | Overhead | Crossarm, Wood | Broken | 2021 | Tier 2 - Elevated | Distribution Circuit | 10 | 18 | 2021-10-18 | 1501030 | Sus | Y | EquipmentFailureInvolved¦Overhead¦CrossarmWood¦Broken
21-0133410 | Unknown Cause | Patrol - found nothing |  |  | 2021 | Tier 2 - Elevated | Distribution Circuit | 10 | 19 | 2021-10-19 | 1502469 | Sus | Y | UnknownCause¦Patrolfoundnothing¦¦
21-0148215 | Vegetation | Tree - fell into line | Conductor, Overhead | Broken, wire on ground | 2021 | Tier 2 - Elevated | Distribution Circuit | 11 | 18 | 2021-11-18 | 1549489 | Sus | Y | Vegetation¦Treefellintoline¦ConductorOverhead¦Brokenwireonground
21-0155019 | Equipment Failure/Involved | Underground | Service conductor | Broken | 2021 | Tier 2 - Elevated | Transformer only | 12 | 5 | 2021-12-05 | 1559538 | Sus | N | EquipmentFailureInvolved¦Underground¦Serviceconductor¦Broken
21-0157787 | Environmental/External | Ice or snow | Conductor, Overhead | Together | 2021 | Tier 2 - Elevated | Distribution Circuit | 12 | 14 | 2021-12-14 | 1569434 | Sus | N | EnvironmentalExternal¦Iceorsnow¦ConductorOverhead¦Together
21-0158367 | Vegetation | Tree - branch fell on line | Conductor, Overhead | Normal | 2021 | Tier 3 - Extreme | Distribution Circuit | 12 | 14 | 2021-12-14 | 1569459 | Sus | N | Vegetation¦Treebranchfellonline¦ConductorOverhead¦Normal
21-0158651 | Unknown Cause | Patrol - found nothing |  |  | 2021 | Tier 3 - Extreme | Distribution Circuit | 12 | 15 | 2021-12-15 | 1573457 | Sus | N | UnknownCause¦Patrolfoundnothing¦¦
21-0158835 | Vegetation | Tree - branch fell on line | Conductor, Overhead | Normal | 2021 | Tier 2 - Elevated | Distribution Circuit | 12 | 16 | 2021-12-16 | 1574489 | Sus | N | Vegetation¦Treebranchfellonline¦ConductorOverhead¦Normal
21-0158970 | Vegetation | Tree - fell into line | Conductor, Overhead | Broken, wire on ground | 2021 | Tier 3 - Extreme | Distribution Circuit | 12 | 15 | 2021-12-15 | 1575134 | Sus | N | Vegetation¦Treefellintoline¦ConductorOverhead¦Brokenwireonground
21-0159116 | Vegetation | Tree - fell into line | Conductor, Overhead | Broken, wire on ground | 2021 | Tier 3 - Extreme | Distribution Circuit | 12 | 16 | 2021-12-16 | 1575330 | Sus | N | Vegetation¦Treefellintoline¦ConductorOverhead¦Brokenwireonground
21-0160293 | Vegetation | Tree - bark fell into line | Conductor, Overhead | Normal | 2021 | Tier 2 - Elevated | Transformer only | 12 | 23 | 2021-12-23 | 1579757 | Sus | N | Vegetation¦Treebarkfellintoline¦ConductorOverhead¦Normal
21-0161126 | Vegetation | Tree - fell into line | Conductor, Overhead | Broken, wire on ground | 2021 | Tier 2 - Elevated | Distribution Circuit | 12 | 27 | 2021-12-27 | 1585857 | Sus | N | Vegetation¦Treefellintoline¦ConductorOverhead¦Brokenwireonground
21-0161195 | Vegetation | Tree - fell into line | Pole-Wood | Broken, wire on ground | 2021 | Tier 2 - Elevated | Distribution Circuit | 12 | 27 | 2021-12-27 | 1585321 | Sus | N | Vegetation¦Treefellintoline¦PoleWood¦Brokenwireonground
21-0161330 | Equipment Failure/Involved | Overhead | Conductor, Overhead | Broken, wire on ground | 2021 | Tier 2 - Elevated | Distribution Circuit | 12 | 27 | 2021-12-27 | 1586249 | Sus | N | EquipmentFailureInvolved¦Overhead¦ConductorOverhead¦Brokenwireonground
21-0161794 | Vegetation | Tree - fell into line | Pole-Wood | Broken | 2021 | Tier 2 - Elevated | Distribution Circuit | 12 | 30 | 2021-12-30 | 1589717 | Sus | N | Vegetation¦Treefellintoline¦PoleWood¦Broken
22-0005591 | Equipment Failure/Involved | Overhead | Conductor, Overhead | Together | 2022 | Tier 3 - Extreme | Distribution Circuit | 1 | 3 | 2022-01-03 | 1593805 | Sus | N | EquipmentFailureInvolved¦Overhead¦ConductorOverhead¦Together
22-0011147 | Unknown Cause | Patrol - found nothing |  |  | 2022 | Tier 2 - Elevated | Distribution Circuit | 1 | 19 | 2022-01-19 | 1604914 | Sus | N | UnknownCause¦Patrolfoundnothing¦¦
22-0012789 | Equipment Failure/Involved | Overhead | Crossarm, Wood | Broken | 2022 | Tier 2 - Elevated | Distribution Circuit | 1 | 21 | 2022-01-21 | 1607936 | Sus | N | EquipmentFailureInvolved¦Overhead¦CrossarmWood¦Broken
22-0013099 | Animal | Bird found | Conductor, Overhead | Together | 2022 | Tier 3 - Extreme | Distribution Circuit | 1 | 22 | 2022-01-22 | 1609546 | Sus | N | Animal¦Birdfound¦ConductorOverhead¦Together
22-0021068 | Equipment Failure/Involved | Overhead | Fuse | Failed/Faulted | 2022 | Tier 3 - Extreme | Transformer only | 2 | 10 | 2022-02-10 | 1625102 | Sus | N | EquipmentFailureInvolved¦Overhead¦Fuse¦FailedFaulted
22-0021366 | Equipment Failure/Involved | Underground | Transformer (UG) | Failed/Faulted | 2022 | Tier 2 - Elevated | Distribution Circuit | 2 | 11 | 2022-02-11 | 1625379 | Sus | N | EquipmentFailureInvolved¦Underground¦Transformer(UG)¦FailedFaulted
22-0033119 | Equipment Failure/Involved | Overhead | Insulator | Broken | 2022 | Tier 3 - Extreme | Distribution Circuit | 3 | 11 | 2022-03-11 | 1647179 | Sus | N | EquipmentFailureInvolved¦Overhead¦Insulator¦Broken
22-0035992 | Vegetation | Tree - bark fell into line | Conductor, Overhead | Normal | 2022 | Tier 3 - Extreme | Distribution Circuit | 3 | 19 | 2022-03-19 | 1651573 | Sus | N | Vegetation¦Treebarkfellintoline¦ConductorOverhead¦Normal
22-0039309 | Vegetation | Tree - bark fell into line | Fuse | Failed/Faulted | 2022 | Tier 3 - Extreme | Distribution Circuit | 3 | 28 | 2022-03-28 | 1657387 | Sus | N | Vegetation¦Treebarkfellintoline¦Fuse¦FailedFaulted
22-0045374 | Vegetation | Tree - branch fell on line | Conductor, Overhead | Normal | 2022 | Tier 3 - Extreme | Distribution Circuit | 4 | 11 | 2022-04-11 | 1668338 | Sus | N | Vegetation¦Treebranchfellonline¦ConductorOverhead¦Normal
22-0045515 | Unknown Cause | Patrol - found nothing |  |  | 2022 | Tier 3 - Extreme | Distribution Circuit | 4 | 11 | 2022-04-11 | 1668520 | Sus | N | UnknownCause¦Patrolfoundnothing¦¦
22-0045585 | Vegetation | Tree - branch fell on line | Conductor, Overhead | Normal | 2022 | Tier 2 - Elevated | Distribution Circuit | 4 | 11 | 2022-04-11 | 1668810 | Sus | N | Vegetation¦Treebranchfellonline¦ConductorOverhead¦Normal
22-0046858 | Vegetation | Tree - fell into line | Conductor, Overhead | Normal | 2022 | Tier 2 - Elevated | Distribution Circuit | 4 | 12 | 2022-04-12 | 1670788 | Sus | N | Vegetation¦Treefellintoline¦ConductorOverhead¦Normal
22-0048134 | Vegetation | Tree - branch fell on line | Conductor, Overhead | Normal | 2022 | Tier 2 - Elevated | Distribution Circuit | 4 | 14 | 2022-04-14 | 1672484 | Sus | N | Vegetation¦Treebranchfellonline¦ConductorOverhead¦Normal
22-0048747 | Vegetation | Tree - branch fell on line | Jumper | Broken | 2022 | Tier 3 - Extreme | Distribution Circuit | 4 | 14 | 2022-04-14 | 1672858 | Sus | N | Vegetation¦Treebranchfellonline¦Jumper¦Broken
22-0052519 | Animal | Squirrel | Conductor, Overhead | Normal | 2022 | Tier 2 - Elevated | Distribution Circuit | 4 | 21 | 2022-04-21 | 1678259 | Sus | N | Animal¦Squirrel¦ConductorOverhead¦Normal
22-0055297 | Vegetation | Tree - branch fell on line | Fuse | Normal | 2022 | Tier 3 - Extreme | Distribution Circuit | 4 | 27 | 2022-04-27 | 1683370 | Sus | N | Vegetation¦Treebranchfellonline¦Fuse¦Normal
22-0058343 | Unknown Cause | Patrol - found nothing |  |  | 2022 | Tier 3 - Extreme | Distribution Circuit | 5 | 5 | 2022-05-05 | 1688777 | Sus | Y | UnknownCause¦Patrolfoundnothing¦¦
22-0063671 | Vegetation | Tree - branch fell on line | Conductor, Overhead | Broken, wire on ground | 2022 | Tier 2 - Elevated | Distribution Circuit | 5 | 18 | 2022-05-18 | 1702229 | Sus | Y | Vegetation¦Treebranchfellonline¦ConductorOverhead¦Brokenwireonground
22-0067118 | Equipment Failure/Involved | Overhead | Crossarm, Wood | Broken | 2022 | Tier 2 - Elevated | Distribution Circuit | 5 | 26 | 2022-05-26 | 1711866 | Sus | Y | EquipmentFailureInvolved¦Overhead¦CrossarmWood¦Broken
22-0068405 | Unknown Cause | Patrol - found nothing |  |  | 2022 | Tier 2 - Elevated | Distribution Circuit | 5 | 31 | 2022-05-31 | 1714768 | Sus | Y | UnknownCause¦Patrolfoundnothing¦¦
22-0069278 | Equipment Failure/Involved | Overhead | Conductor, Overhead | Broken, wire on ground | 2022 | Tier 2 - Elevated | Distribution Circuit | 6 | 2 | 2022-06-02 | 1716564 | Sus | Y | EquipmentFailureInvolved¦Overhead¦ConductorOverhead¦Brokenwireonground
22-0080338 | Equipment Failure/Involved | Underground | Conductor, Underground | Broken | 2022 | Tier 2 - Elevated | Distribution Circuit | 6 | 30 | 2022-06-30 | 1746033 | Sus | Y | EquipmentFailureInvolved¦Underground¦ConductorUnderground¦Broken
22-0085266 | Unknown Cause | Patrol - found nothing |  |  | 2022 | Tier 2 - Elevated | Transformer only | 7 | 14 | 2022-07-14 | 1756030 | Sus | Y | UnknownCause¦Patrolfoundnothing¦¦
22-0092863 | Vegetation | Tree - grew into line | Conductor, Overhead | Normal | 2022 | Tier 2 - Elevated | Distribution Circuit | 8 | 2 | 2022-08-02 | 1771501 | Sus | Y | Vegetation¦Treegrewintoline¦ConductorOverhead¦Normal
22-0104927 | Unknown Cause | Patrol - found nothing |  |  | 2022 | Tier 3 - Extreme | Transformer only | 9 | 1 | 2022-09-01 | 1797172 | Sus | Y | UnknownCause¦Patrolfoundnothing¦¦
22-0109883 | Equipment Failure/Involved | Overhead | Conductor, Overhead | Broken | 2022 | Tier 3 - Extreme | Distribution Circuit | 9 | 13 | 2022-09-13 | 1810541 | Sus | Y | EquipmentFailureInvolved¦Overhead¦ConductorOverhead¦Broken
22-0115499 | Equipment Failure/Involved | Overhead | Pole-Wood | Deteriorated | 2022 | Tier 3 - Extreme | Distribution Circuit | 9 | 27 | 2022-09-27 | 1822930 | Sus | Y | EquipmentFailureInvolved¦Overhead¦PoleWood¦Deteriorated
22-0115557 | Equipment Failure/Involved | Underground | Conductor, Underground | Burned/flashed | 2022 | Tier 2 - Elevated | Distribution Circuit | 9 | 27 | 2022-09-27 | 1823003 | Sus | Y | EquipmentFailureInvolved¦Underground¦ConductorUnderground¦Burnedflashed
22-0116047 | Unknown Cause | Patrol - found nothing |  |  | 2022 | Tier 2 - Elevated | Distribution Circuit | 9 | 29 | 2022-09-29 | 1823962 | Sus | Y | UnknownCause¦Patrolfoundnothing¦¦
22-0117791 | Unknown Cause | Patrol - found nothing |  |  | 2022 | Tier 2 - Elevated | Distribution Circuit | 10 | 4 | 2022-10-04 | 1828620 | Sus | Y | UnknownCause¦Patrolfoundnothing¦¦
22-0119303 | Unknown Cause | Patrol - found nothing |  |  | 2022 | Tier 3 - Extreme | Distribution Circuit | 10 | 7 | 2022-10-07 | 1831620 | Sus | Y | UnknownCause¦Patrolfoundnothing¦¦
22-0119368 | Unknown Cause | Patrol - found nothing |  |  | 2022 | Tier 3 - Extreme | Distribution Circuit | 10 | 8 | 2022-10-08 | 1831798 | Sus | Y | UnknownCause¦Patrolfoundnothing¦¦
22-0123998 | Equipment Failure/Involved | Overhead | Pole-Wood | Deteriorated | 2022 | Tier 2 - Elevated | Distribution Circuit | 10 | 23 | 2022-10-23 | 1843362 | Sus | Y | EquipmentFailureInvolved¦Overhead¦PoleWood¦Deteriorated
22-0126000 | Animal | Bird found | Conductor, Overhead | Normal | 2022 | Tier 2 - Elevated | Distribution Circuit | 10 | 30 | 2022-10-30 | 1848673 | Sus | Y | Animal¦Birdfound¦ConductorOverhead¦Normal
22-0126557 | Equipment Failure/Involved | Overhead | Transformer (OH) | Failed/Faulted | 2022 | Tier 3 - Extreme | Distribution Circuit | 11 | 1 | 2022-11-01 | 1850241 | Sus | Y | EquipmentFailureInvolved¦Overhead¦Transformer(OH)¦FailedFaulted
22-0128181 | Unknown Cause | Patrol - found nothing |  |  | 2022 | Tier 2 - Elevated | Distribution Circuit | 11 | 5 | 2022-11-05 | 1854368 | Sus | Y | UnknownCause¦Patrolfoundnothing¦¦
22-0129528 | Unknown Cause | Patrol - found nothing |  |  | 2022 | Tier 2 - Elevated | Distribution Circuit | 11 | 9 | 2022-11-09 | 1858845 | Sus | Y | UnknownCause¦Patrolfoundnothing¦¦
22-0132768 | Unknown Cause | Patrol - found nothing |  |  | 2022 | Tier 3 - Extreme | Transformer only | 11 | 19 | 2022-11-19 | 1865911 | Sus | Y | UnknownCause¦Patrolfoundnothing¦¦
22-0135376 | Equipment Failure/Involved | Overhead | Pothead(Riser Termination) | Burned/flashed | 2022 | Tier 3 - Extreme | Distribution Circuit | 12 | 1 | 2022-12-01 | 1872599 | Sus | N | EquipmentFailureInvolved¦Overhead¦Pothead(RiserTermination)¦Burnedflashed
22-0135835 | Animal | Squirrel | Pothead(Riser Termination) | Normal | 2022 | Tier 2 - Elevated | Distribution Circuit | 12 | 1 | 2022-12-01 | 1873740 | Sus | N | Animal¦Squirrel¦Pothead(RiserTermination)¦Normal
22-0136419 | Equipment Failure/Involved | Overhead | Jumper | Burned Open | 2022 | Tier 2 - Elevated | Distribution Circuit | 12 | 4 | 2022-12-04 | 1875626 | Sus | N | EquipmentFailureInvolved¦Overhead¦Jumper¦BurnedOpen
22-0137035 | Unknown Cause | Patrol - found nothing |  |  | 2022 | Tier 2 - Elevated | Distribution Circuit | 12 | 6 | 2022-12-06 | 1877257 | Sus | N | UnknownCause¦Patrolfoundnothing¦¦
22-0137225 | Animal | Bird found | Conductor, Overhead | Broken, wire on ground | 2022 | Tier 2 - Elevated | Distribution Circuit | 12 | 7 | 2022-12-07 | 1877716 | Sus | N | Animal¦Birdfound¦ConductorOverhead¦Brokenwireonground
22-0138578 | Unknown Cause | Patrol - found nothing |  |  | 2022 | Tier 2 - Elevated | Distribution Circuit | 12 | 10 | 2022-12-10 | 1882967 | Sus | N | UnknownCause¦Patrolfoundnothing¦¦
22-0140410 | Unknown Cause | Patrol - not conducted |  |  | 2022 | Tier 3 - Extreme | Distribution Circuit | 12 | 16 | 2022-12-16 | 1891343 | Sus | N | UnknownCause¦Patrolnotconducted¦¦
22-0141318 | Unknown Cause | Patrol - found nothing |  |  | 2022 | Tier 2 - Elevated | Distribution Circuit | 12 | 26 | 2022-12-26 | 1897394 | Sus | N | UnknownCause¦Patrolfoundnothing¦¦
22-0141924 | Unknown Cause | Patrol - not conducted |  |  | 2022 | Tier 2 - Elevated | Transformer only | 12 | 28 | 2022-12-28 | 1900184 | Sus | N | UnknownCause¦Patrolnotconducted¦¦
22-0142238 | Vegetation | Tree - fell into line | Conductor, Overhead | Arcing | 2022 | Tier 3 - Extreme | Distribution Circuit | 12 | 30 | 2022-12-30 | 1902268 | Sus | N | Vegetation¦Treefellintoline¦ConductorOverhead¦Arcing
22-0142555 | Vegetation | Tree - branch fell on line | Conductor, Overhead | On Ground | 2022 | Tier 2 - Elevated | Distribution Circuit | 12 | 31 | 2022-12-31 | 1903769 | Sus | N | Vegetation¦Treebranchfellonline¦ConductorOverhead¦OnGround
15-0003680 | Vegetation | Tree - fell into line | Conductor, Overhead | Broken, wire on ground | 2015 | Tier 3 - Extreme | Distribution Circuit | 1 | 9 | 2015-01-09 | 1161758 | Sus | N | Vegetation¦Treefellintoline¦ConductorOverhead¦Brokenwireonground
15-0009950 | Equipment Failure/Involved | Other | Connector or Splice (OH) | Broken | 2015 | Tier 2 - Elevated | Distribution Circuit | 2 | 6 | 2015-02-06 | 1173833 | Sus | N | EquipmentFailureInvolved¦Other¦ConnectororSplice(OH)¦Broken
15-0011001 | Vegetation | Tree - branch fell on line | Conductor, Overhead | Broken, wire on ground | 2015 | Tier 2 - Elevated | Distribution Circuit | 2 | 7 | 2015-02-07 | 1179707 | Sus | N | Vegetation¦Treebranchfellonline¦ConductorOverhead¦Brokenwireonground
15-0011184 | Equipment Failure/Involved | Other | Transformer | Deteriorated | 2015 | Tier 2 - Elevated | Distribution Circuit | 2 | 7 | 2015-02-07 | 1180862 | Sus | N | EquipmentFailureInvolved¦Other¦Transformer¦Deteriorated
15-0011999 | Equipment Failure/Involved | Other | Pole-Wood | Broken, wire on ground | 2015 | Tier 3 - Extreme | Distribution Circuit | 2 | 9 | 2015-02-09 | 1185628 | Sus | N | EquipmentFailureInvolved¦Other¦PoleWood¦Brokenwireonground
15-0012300 | Vegetation | Tree - branch fell on line | Fuse | On Ground | 2015 | Tier 2 - Elevated | Distribution Circuit | 2 | 9 | 2015-02-09 | 1186933 | Sus | N | Vegetation¦Treebranchfellonline¦Fuse¦OnGround
15-0012608 | Vegetation | Tree - branch fell on line | Conductor, Overhead | Broken, wire on ground | 2015 | Tier 2 - Elevated | Distribution Circuit | 2 | 10 | 2015-02-10 | 1188235 | Sus | N | Vegetation¦Treebranchfellonline¦ConductorOverhead¦Brokenwireonground
15-0013359 | Vegetation | Tree - branch fell on line | Conductor, Overhead | Normal | 2015 | Tier 2 - Elevated | Distribution Circuit | 2 | 14 | 2015-02-14 | 1190145 | Sus | N | Vegetation¦Treebranchfellonline¦ConductorOverhead¦Normal
15-0022555 | Equipment Failure/Involved | Other | Jumper | Burned Open | 2015 | Tier 2 - Elevated | Distribution Circuit | 3 | 27 | 2015-03-27 | 1208737 | Sus | N | EquipmentFailureInvolved¦Other¦Jumper¦BurnedOpen
15-0042388 | Equipment Failure/Involved | Overhead | Jumper | Burned/flashed | 2015 | Tier 3 - Extreme | Distribution Circuit | 6 | 21 | 2015-06-21 | 1254272 | Sus | Y | EquipmentFailureInvolved¦Overhead¦Jumper¦Burnedflashed
15-0044006 | Equipment Failure/Involved | Substation | Bushing | Failed/Faulted | 2015 | Tier 3 - Extreme | Substation - Distribution | 6 | 29 | 2015-06-29 | 1258710 | Sus | Y | EquipmentFailureInvolved¦Substation¦Bushing¦FailedFaulted
15-0045607 | Unknown Cause | Patrol - found nothing |  |  | 2015 | Tier 2 - Elevated | Distribution Circuit | 7 | 5 | 2015-07-05 | 1263348 | Sus | Y | UnknownCause¦Patrolfoundnothing¦¦
15-0047650 | Vegetation | Tree - fell into line | Conductor, Overhead | Broken, wire on ground | 2015 | Tier 3 - Extreme | Distribution Circuit | 7 | 15 | 2015-07-15 | 1268417 | Sus | Y | Vegetation¦Treefellintoline¦ConductorOverhead¦Brokenwireonground
15-0048740 | Unknown Cause | Patrol - found nothing |  |  | 2015 | Tier 2 - Elevated | Distribution Circuit | 7 | 19 | 2015-07-19 | 1271956 | Sus | Y | UnknownCause¦Patrolfoundnothing¦¦
15-0049308 | Vegetation | Tree - fell into line | Service conductor | Broken, wire on ground | 2015 | Tier 2 - Elevated | Transformer only | 7 | 20 | 2015-07-20 | 1274148 | Sus | Y | Vegetation¦Treefellintoline¦Serviceconductor¦Brokenwireonground
15-0051419 | Environmental/External | Fire, Forest/Grass | Pole-Wood | Burned/flashed | 2015 | Tier 2 - Elevated | Distribution Circuit | 7 | 29 | 2015-07-29 | 1279570 | Sus | Y | EnvironmentalExternal¦FireForestGrass¦PoleWood¦Burnedflashed
15-0051960 | Equipment Failure/Involved | Overhead |  | Failed/Faulted | 2015 | Tier 2 - Elevated | Transformer only | 7 | 31 | 2015-07-31 | 1280827 | Sus | Y | EquipmentFailureInvolved¦Overhead¦¦FailedFaulted
15-0052523 | Unknown Cause | Patrol - found nothing |  |  | 2015 | Tier 2 - Elevated | Distribution Circuit | 8 | 4 | 2015-08-04 | 1282358 | Sus | Y | UnknownCause¦Patrolfoundnothing¦¦
15-0062221 | Equipment Failure/Involved | Overhead | Transformer | Failed/Faulted | 2015 | Tier 2 - Elevated | Transformer only | 9 | 18 | 2015-09-18 | 1308369 | Sus | Y | EquipmentFailureInvolved¦Overhead¦Transformer¦FailedFaulted
15-0071834 | Environmental/External | Lightning | Other | Failed/Faulted | 2015 | Tier 2 - Elevated | Transformer only | 10 | 19 | 2015-10-19 | 1325901 | Sus | Y | EnvironmentalExternal¦Lightning¦Other¦FailedFaulted
15-0075878 | 3rd Party | Vehicle | Pole-Wood | Broken, wire on ground | 2015 | Tier 2 - Elevated | Distribution Circuit | 11 | 5 | 2015-11-05 | 1336140 | Sus | Y | 3rdParty¦Vehicle¦PoleWood¦Brokenwireonground
15-0077894 | Vegetation | Tree - fell into line | Crossarm, Wood | Broken | 2015 | Tier 3 - Extreme | Distribution Circuit | 11 | 15 | 2015-11-15 | 1341753 | Sus | Y | Vegetation¦Treefellintoline¦CrossarmWood¦Broken
15-0078042 | Environmental/External | Lightning |  | Failed/Faulted | 2015 | Tier 2 - Elevated | Transformer only | 11 | 15 | 2015-11-15 | 1342562 | Sus | Y | EnvironmentalExternal¦Lightning¦¦FailedFaulted
15-0079927 | Animal | Bird found | Fuse | Failed/Faulted | 2015 | Tier 3 - Extreme | Distribution Circuit | 11 | 22 | 2015-11-22 | 1346730 | Sus | Y | Animal¦Birdfound¦Fuse¦FailedFaulted
15-0082583 | Unknown Cause | Patrol - found nothing |  |  | 2015 | Tier 2 - Elevated | Distribution Circuit | 12 | 3 | 2015-12-03 | 1352650 | Sus | N | UnknownCause¦Patrolfoundnothing¦¦
15-0084389 | Equipment Failure/Involved | Underground | Elbow | Burned/flashed | 2015 | Tier 2 - Elevated | Distribution Circuit | 12 | 12 | 2015-12-12 | 1359378 | Sus | N | EquipmentFailureInvolved¦Underground¦Elbow¦Burnedflashed
15-0085336 | Equipment Failure/Involved | Overhead | Transformer | Failed/Faulted | 2015 | Tier 2 - Elevated | Distribution Circuit | 12 | 14 | 2015-12-14 | 1363542 | Sus | N | EquipmentFailureInvolved¦Overhead¦Transformer¦FailedFaulted
15-0085527 | Vegetation | Tree - fell into line | Conductor, Overhead | Normal | 2015 | Tier 3 - Extreme | Distribution Circuit | 12 | 15 | 2015-12-15 | 1364378 | Sus | N | Vegetation¦Treefellintoline¦ConductorOverhead¦Normal
15-0086823 | Equipment Failure/Involved | Fire, pole | Crossarm, Wood | Burned/flashed | 2015 | Tier 2 - Elevated | Distribution Circuit | 12 | 22 | 2015-12-22 | 1369735 | Sus | N | EquipmentFailureInvolved¦Firepole¦CrossarmWood¦Burnedflashed
15-0086947 | Animal | Squirrel | Fuse | Normal | 2015 | Tier 2 - Elevated | Distribution Circuit | 12 | 23 | 2015-12-23 | 1370258 | Sus | N | Animal¦Squirrel¦Fuse¦Normal
15-0087671 | Unknown Cause | Patrol - found nothing |  |  | 2015 | Tier 3 - Extreme | Distribution Circuit | 12 | 28 | 2015-12-28 | 1373674 | Sus | N | UnknownCause¦Patrolfoundnothing¦¦
16-0009527 | Vegetation | Tree - branch fell on line | Conductor, Overhead | Normal | 2016 | Tier 2 - Elevated | Distribution Circuit | 1 | 31 | 2016-01-31 | 1395448 | Sus | N | Vegetation¦Treebranchfellonline¦ConductorOverhead¦Normal
16-0009819 | Unknown Cause | Patrol - found nothing |  |  | 2016 | Tier 2 - Elevated | Distribution Circuit | 2 | 1 | 2016-02-01 | 1396494 | Sus | N | UnknownCause¦Patrolfoundnothing¦¦
16-0013106 | Vegetation | Tree - branch fell on line | Conductor, Overhead | Normal | 2016 | Tier 3 - Extreme | Distribution Circuit | 2 | 17 | 2016-02-17 | 1404627 | Sus | N | Vegetation¦Treebranchfellonline¦ConductorOverhead¦Normal
16-0013587 | Environmental/External | Lightning | Transformer (OH) | Failed/Faulted | 2016 | Tier 2 - Elevated | Distribution Circuit | 2 | 18 | 2016-02-18 | 1407675 | Sus | N | EnvironmentalExternal¦Lightning¦Transformer(OH)¦FailedFaulted
16-0014628 | Unknown Cause | Patrol - found nothing |  |  | 2016 | Tier 2 - Elevated | Distribution Circuit | 2 | 22 | 2016-02-22 | 1410209 | Sus | N | UnknownCause¦Patrolfoundnothing¦¦
16-0017873 | Vegetation | Tree - fell into line | Conductor, Overhead | Broken, wire on ground | 2016 | Tier 2 - Elevated | Distribution Circuit | 3 | 5 | 2016-03-05 | 1419375 | Sus | N | Vegetation¦Treefellintoline¦ConductorOverhead¦Brokenwireonground
16-0018456 | Vegetation | Tree - fell into line | Conductor, Overhead | Normal | 2016 | Tier 3 - Extreme | Distribution Circuit | 3 | 6 | 2016-03-06 | 1421826 | Sus | N | Vegetation¦Treefellintoline¦ConductorOverhead¦Normal
16-0020276 | Vegetation | Tree - fell into line | Fuse | Failed/Faulted | 2016 | Tier 2 - Elevated | Distribution Circuit | 3 | 11 | 2016-03-11 | 1427245 | Sus | N | Vegetation¦Treefellintoline¦Fuse¦FailedFaulted
16-0021368 | Environmental/External | Flood/Erosion | Pole-Wood | Broken | 2016 | Tier 3 - Extreme | Distribution Circuit | 3 | 14 | 2016-03-14 | 1431578 | Sus | N | EnvironmentalExternal¦FloodErosion¦PoleWood¦Broken
16-0021368 | Environmental/External | Flood/Erosion | Pole-Wood | Broken | 2016 | Tier 3 - Extreme | Distribution Circuit | 3 | 14 | 2016-03-14 | 1431578 | Sus | N | EnvironmentalExternal¦FloodErosion¦PoleWood¦Broken
16-0023131 | Unknown Cause | Patrol - found nothing |  |  | 2016 | Tier 2 - Elevated | Distribution Circuit | 3 | 22 | 2016-03-22 | 1435859 | Sus | N | UnknownCause¦Patrolfoundnothing¦¦
16-0030911 | Animal | Bird found | Conductor, Overhead | Broken, wire on ground | 2016 | Tier 2 - Elevated | Distribution Circuit | 4 | 23 | 2016-04-23 | 1456576 | Sus | N | Animal¦Birdfound¦ConductorOverhead¦Brokenwireonground
16-0048469 | Vegetation | Tree - branch fell on line | Conductor, Overhead | Normal | 2016 | Tier 3 - Extreme | Distribution Circuit | 7 | 7 | 2016-07-07 | 1502484 | Sus | Y | Vegetation¦Treebranchfellonline¦ConductorOverhead¦Normal
16-0048926 | Vegetation | Tree - branch fell on line | Conductor, Overhead | Broken, wire on ground | 2016 | Tier 3 - Extreme | Distribution Circuit | 7 | 10 | 2016-07-10 | 1507872 | Sus | Y | Vegetation¦Treebranchfellonline¦ConductorOverhead¦Brokenwireonground
16-0052248 | Environmental/External | Fire, Forest/Grass | Conductor, Overhead | Broken, wire on ground | 2016 | Tier 3 - Extreme | Distribution Circuit | 7 | 25 | 2016-07-25 | 1515600 | Sus | Y | EnvironmentalExternal¦FireForestGrass¦ConductorOverhead¦Brokenwireonground
16-0054423 | Equipment Failure/Involved | Overhead | Other | Broken | 2016 | Tier 2 - Elevated | Transformer only | 8 | 2 | 2016-08-02 | 1520310 | Sus | Y | EquipmentFailureInvolved¦Overhead¦Other¦Broken
16-0065631 | Equipment Failure/Involved | Overhead | Pole-Wood | Deteriorated | 2016 | Tier 2 - Elevated | Distribution Circuit | 9 | 19 | 2016-09-19 | 1544066 | Sus | Y | EquipmentFailureInvolved¦Overhead¦PoleWood¦Deteriorated
16-0067702 | Equipment Failure/Involved | Overhead | Conductor, Overhead | Together | 2016 | Tier 3 - Extreme | Distribution Circuit | 9 | 27 | 2016-09-27 | 1548304 | Sus | Y | EquipmentFailureInvolved¦Overhead¦ConductorOverhead¦Together
16-0067997 | 3rd Party | Vehicle | Pole-Wood | Broken, wire on ground | 2016 | Tier 2 - Elevated | Distribution Circuit | 9 | 27 | 2016-09-27 | 1548978 | Sus | Y | 3rdParty¦Vehicle¦PoleWood¦Brokenwireonground
16-0069010 | Unknown Cause | Patrol - found nothing |  |  | 2016 | Tier 2 - Elevated | Distribution Circuit | 10 | 2 | 2016-10-02 | 1551267 | Sus | Y | UnknownCause¦Patrolfoundnothing¦¦
16-0070854 | Equipment Failure/Involved | Overhead | Secondary | Burned/flashed | 2016 | Tier 3 - Extreme | Transformer only | 10 | 10 | 2016-10-10 | 1555788 | Sus | Y | EquipmentFailureInvolved¦Overhead¦Secondary¦Burnedflashed
16-0072580 | Vegetation | Tree - fell into line | Conductor, Overhead | Together | 2016 | Tier 2 - Elevated | Distribution Circuit | 10 | 15 | 2016-10-15 | 1561543 | Sus | Y | Vegetation¦Treefellintoline¦ConductorOverhead¦Together
16-0077014 | Animal | Bird found | Fuse | Failed/Faulted | 2016 | Tier 2 - Elevated | Distribution Circuit | 10 | 31 | 2016-10-31 | 1573879 | Sus | Y | Animal¦Birdfound¦Fuse¦FailedFaulted
16-0081427 | Vegetation | Tree - fell into line | Conductor, Overhead | On Ground | 2016 | Tier 2 - Elevated | Distribution Circuit | 11 | 21 | 2016-11-21 | 1586453 | Sus | Y | Vegetation¦Treefellintoline¦ConductorOverhead¦OnGround
16-0082430 | Vegetation | Tree - branch fell on line | Conductor, Overhead | Normal | 2016 | Tier 3 - Extreme | Distribution Circuit | 11 | 27 | 2016-11-27 | 1589639 | Sus | Y | Vegetation¦Treebranchfellonline¦ConductorOverhead¦Normal
16-0085892 | Vegetation | Tree - fell into line | Conductor, Overhead | Normal | 2016 | Tier 3 - Extreme | Distribution Circuit | 12 | 15 | 2016-12-15 | 1603811 | Sus | N | Vegetation¦Treefellintoline¦ConductorOverhead¦Normal
16-0085894 | Vegetation | Tree - fell into line | Conductor, Overhead | Normal | 2016 | Tier 2 - Elevated | Transmission line | 12 | 15 | 2016-12-15 | 1603830 | Sus | N | Vegetation¦Treefellintoline¦ConductorOverhead¦Normal
16-0087511 | Equipment Failure/Involved | Electrical Overload | Transformer | Failed/Faulted | 2016 | Tier 2 - Elevated | Transformer only | 12 | 31 | 2016-12-31 | 1614015 | Sus | N | EquipmentFailureInvolved¦ElectricalOverload¦Transformer¦FailedFaulted
17-0006235 | Equipment Failure/Involved | Overhead | Cutout, fuse holder | Broken | 2017 | Tier 2 - Elevated | Transformer only | 1 | 9 | 2017-01-09 | 1631529 | Sus | N | EquipmentFailureInvolved¦Overhead¦Cutoutfuseholder¦Broken
17-0007195 | Vegetation | Tree - branch fell on line | Fuse | Failed/Faulted | 2017 | Tier 3 - Extreme | Distribution Circuit | 1 | 10 | 2017-01-10 | 1637319 | Sus | N | Vegetation¦Treebranchfellonline¦Fuse¦FailedFaulted
17-0007629 | Unknown Cause | Patrol - found nothing |  |  | 2017 | Tier 2 - Elevated | Distribution Circuit | 1 | 11 | 2017-01-11 | 1638937 | Sus | N | UnknownCause¦Patrolfoundnothing¦¦
17-0007928 | Unknown Cause | Patrol - found nothing |  |  | 2017 | Tier 3 - Extreme | Distribution Circuit | 1 | 10 | 2017-01-10 | 1637912 | Sus | N | UnknownCause¦Patrolfoundnothing¦¦
17-0008808 | Environmental/External | Flood/Erosion | Transformer | Broken | 2017 | Tier 3 - Extreme | Transformer only | 1 | 13 | 2017-01-13 | 1642675 | Sus | N | EnvironmentalExternal¦FloodErosion¦Transformer¦Broken
17-0009857 | Unknown Cause | Patrol - found nothing |  |  | 2017 | Tier 2 - Elevated | Distribution Circuit | 1 | 18 | 2017-01-18 | 1645803 | Sus | N | UnknownCause¦Patrolfoundnothing¦¦
17-0010245 | Unknown Cause | Patrol - found nothing |  |  | 2017 | Tier 3 - Extreme | Distribution Circuit | 1 | 18 | 2017-01-18 | 1647435 | Sus | N | UnknownCause¦Patrolfoundnothing¦¦
17-0011583 | Equipment Failure/Involved | Overhead | Conductor, Overhead | Broken, wire on ground | 2017 | Tier 3 - Extreme | Distribution Circuit | 1 | 19 | 2017-01-19 | 1653273 | Sus | N | EquipmentFailureInvolved¦Overhead¦ConductorOverhead¦Brokenwireonground
17-0014026 | Equipment Failure/Involved | Overhead | Crossarm, Wood | Broken, wire on ground | 2017 | Tier 2 - Elevated | Distribution Circuit | 1 | 23 | 2017-01-23 | 1664813 | Sus | N | EquipmentFailureInvolved¦Overhead¦CrossarmWood¦Brokenwireonground
17-0014283 | Equipment Failure/Involved | Overhead | Pole-Wood | Broken, wire on ground | 2017 | Tier 2 - Elevated | Distribution Circuit | 1 | 24 | 2017-01-24 | 1665446 | Sus | N | EquipmentFailureInvolved¦Overhead¦PoleWood¦Brokenwireonground
17-0014731 | Equipment Failure/Involved | Overhead | Conductor, Overhead | On Ground | 2017 | Tier 3 - Extreme | Distribution Circuit | 1 | 21 | 2017-01-21 | 1666897 | Sus | N | EquipmentFailureInvolved¦Overhead¦ConductorOverhead¦OnGround
17-0017582 | Equipment Failure/Involved | Overhead | Cutout, fuse holder | Broken | 2017 | Tier 2 - Elevated | Transformer only | 2 | 5 | 2017-02-05 | 1675545 | Sus | N | EquipmentFailureInvolved¦Overhead¦Cutoutfuseholder¦Broken
17-0017670 | Vegetation | Tree - fell into line | Conductor, Overhead | Broken, wire on ground | 2017 | Tier 2 - Elevated | Distribution Circuit | 2 | 6 | 2017-02-06 | 1675854 | Sus | N | Vegetation¦Treefellintoline¦ConductorOverhead¦Brokenwireonground
17-0018352 | Vegetation | Tree - fell into line | Conductor, Overhead | Broken, wire on ground | 2017 | Tier 2 - Elevated | Distribution Circuit | 2 | 7 | 2017-02-07 | 1677594 | Sus | N | Vegetation¦Treefellintoline¦ConductorOverhead¦Brokenwireonground
17-0022134 | Equipment Failure/Involved | Overhead | Jumper | Burned Open | 2017 | Tier 2 - Elevated | Distribution Circuit | 2 | 17 | 2017-02-17 | 1695103 | Sus | N | EquipmentFailureInvolved¦Overhead¦Jumper¦BurnedOpen
17-0022715 | Unknown Cause | Patrol - found nothing |  |  | 2017 | Tier 2 - Elevated | Distribution Circuit | 2 | 17 | 2017-02-17 | 1695060 | Sus | N | UnknownCause¦Patrolfoundnothing¦¦
17-0023114 | Unknown Cause | Patrol - found nothing |  |  | 2017 | Tier 2 - Elevated | Distribution Circuit | 2 | 17 | 2017-02-17 | 1698370 | Sus | N | UnknownCause¦Patrolfoundnothing¦¦
17-0026100 | Vegetation | Tree - fell into line | Conductor, Overhead | Broken, wire on ground | 2017 | Tier 3 - Extreme | Distribution Circuit | 2 | 23 | 2017-02-23 | 1712407 | Sus | N | Vegetation¦Treefellintoline¦ConductorOverhead¦Brokenwireonground
17-0030709 | Equipment Failure/Involved | Overhead | Transformer (OH) | Leaking | 2017 | Tier 3 - Extreme | Transformer only | 3 | 14 | 2017-03-14 | 1726996 | Sus | N | EquipmentFailureInvolved¦Overhead¦Transformer(OH)¦Leaking
17-0034428 | Unknown Cause | Patrol - found nothing |  |  | 2017 | Tier 2 - Elevated | Distribution Circuit | 3 | 28 | 2017-03-28 | 1737288 | Sus | N | UnknownCause¦Patrolfoundnothing¦¦
17-0034901 | Vegetation | Tree - fell into line | Conductor, Overhead | Broken, wire on ground | 2017 | Tier 2 - Elevated | Distribution Circuit | 3 | 30 | 2017-03-30 | 1738790 | Sus | N | Vegetation¦Treefellintoline¦ConductorOverhead¦Brokenwireonground
17-0035671 | Unknown Cause | Patrol - found nothing |  |  | 2017 | Tier 3 - Extreme | Distribution Circuit | 3 | 31 | 2017-03-31 | 1741551 | Sus | N | UnknownCause¦Patrolfoundnothing¦¦
17-0036182 | Equipment Failure/Involved | Overhead | Transformer | Deteriorated | 2017 | Tier 2 - Elevated | Transformer only | 4 | 3 | 2017-04-03 | 1743129 | Sus | N | EquipmentFailureInvolved¦Overhead¦Transformer¦Deteriorated
17-0037604 | Vegetation | Tree - fell into line | Conductor, Overhead | On Ground | 2017 | Tier 2 - Elevated | Distribution Circuit | 4 | 7 | 2017-04-07 | 1749516 | Sus | N | Vegetation¦Treefellintoline¦ConductorOverhead¦OnGround
17-0037815 | Vegetation | Tree - fell into line | Conductor, Overhead | Broken, wire on ground | 2017 | Tier 2 - Elevated | Distribution Circuit | 4 | 7 | 2017-04-07 | 1749779 | Sus | N | Vegetation¦Treefellintoline¦ConductorOverhead¦Brokenwireonground
17-0049769 | Vegetation | Tree - fell into line | Conductor, Overhead | Broken, wire on ground | 2017 | Tier 2 - Elevated | Distribution Circuit | 5 | 22 | 2017-05-22 | 1787943 | Sus | Y | Vegetation¦Treefellintoline¦ConductorOverhead¦Brokenwireonground
17-0049956 | Unknown Cause | Patrol - found nothing |  |  | 2017 | Tier 2 - Elevated | Distribution Circuit | 5 | 23 | 2017-05-23 | 1788705 | Sus | Y | UnknownCause¦Patrolfoundnothing¦¦
17-0050172 | Unknown Cause | Patrol - found nothing |  |  | 2017 | Tier 2 - Elevated | Distribution Circuit | 5 | 24 | 2017-05-24 | 1789235 | Sus | Y | UnknownCause¦Patrolfoundnothing¦¦
17-0057767 | Vegetation | Tree - fell into line | Pole-Wood | Deteriorated | 2017 | Tier 2 - Elevated | Transformer only | 6 | 22 | 2017-06-22 | 1814833 | Sus | Y | Vegetation¦Treefellintoline¦PoleWood¦Deteriorated
17-0058399 | Animal | Bird found | Jumper | Burned Open | 2017 | Tier 2 - Elevated | Distribution Circuit | 6 | 24 | 2017-06-24 | 1817445 | Sus | Y | Animal¦Birdfound¦Jumper¦BurnedOpen
17-0060157 | Animal | Squirrel | Conductor, Overhead | Arcing | 2017 | Tier 2 - Elevated | Transformer only | 7 | 3 | 2017-07-03 | 1822615 | Sus | Y | Animal¦Squirrel¦ConductorOverhead¦Arcing
17-0061453 | Environmental/External | Fire, Forest/Grass | Crossarm, Wood | Burned/flashed | 2017 | Tier 2 - Elevated | Distribution Circuit | 7 | 8 | 2017-07-08 | 1826839 | Sus | Y | EnvironmentalExternal¦FireForestGrass¦CrossarmWood¦Burnedflashed
17-0066270 | Unknown Cause | Patrol - found nothing |  |  | 2017 | Tier 2 - Elevated | Distribution Circuit | 7 | 28 | 2017-07-28 | 1841565 | Sus | Y | UnknownCause¦Patrolfoundnothing¦¦
17-0069163 | Unknown Cause | Patrol - found nothing |  |  | 2017 | Tier 2 - Elevated | Distribution Circuit | 8 | 9 | 2017-08-09 | 1849367 | Sus | Y | UnknownCause¦Patrolfoundnothing¦¦
17-0069792 | Equipment Failure/Involved | Overhead | Insulator | Broken, wire on object | 2017 | Tier 2 - Elevated | Distribution Circuit | 8 | 12 | 2017-08-12 | 1850966 | Sus | Y | EquipmentFailureInvolved¦Overhead¦Insulator¦Brokenwireonobject
17-0072568 | Vegetation | Tree - grew into line | Conductor, Overhead | Normal | 2017 | Tier 3 - Extreme | Distribution Circuit | 8 | 24 | 2017-08-24 | 1858416 | Sus | Y | Vegetation¦Treegrewintoline¦ConductorOverhead¦Normal
17-0077703 | Unknown Cause | Patrol - found nothing |  |  | 2017 | Tier 3 - Extreme | Distribution Circuit | 9 | 11 | 2017-09-11 | 1874985 | Sus | Y | UnknownCause¦Patrolfoundnothing¦¦
17-0087366 | Unknown Cause | Patrol - found nothing |  |  | 2017 | Tier 3 - Extreme | Distribution Circuit | 10 | 14 | 2017-10-14 | 1900645 | Sus | Y | UnknownCause¦Patrolfoundnothing¦¦
17-0087806 | Environmental/External | Fire, Forest/Grass | Pole-Wood | Broken, wire on ground | 2017 | Tier 2 - Elevated | Distribution Circuit | 10 | 9 | 2017-10-09 | 1902150 | Sus | Y | EnvironmentalExternal¦FireForestGrass¦PoleWood¦Brokenwireonground
17-0089151 | Equipment Failure/Involved | Overhead |  | Broken | 2017 | Tier 2 - Elevated | Transformer only | 10 | 20 | 2017-10-20 | 1905632 | Sus | Y | EquipmentFailureInvolved¦Overhead¦¦Broken
17-0090245 | Equipment Failure/Involved | Overhead | Pole-Wood | Broken | 2017 | Tier 2 - Elevated | Distribution Circuit | 10 | 25 | 2017-10-25 | 1909231 | Sus | Y | EquipmentFailureInvolved¦Overhead¦PoleWood¦Broken
17-0096189 | Equipment Failure/Involved | Overhead | Conductor, Overhead | Burned/flashed | 2017 | Tier 2 - Elevated | Transformer only | 11 | 18 | 2017-11-18 | 1925595 | Sus | Y | EquipmentFailureInvolved¦Overhead¦ConductorOverhead¦Burnedflashed
17-0099754 | Vegetation | Tree - fell into line | Conductor, Overhead | Broken, wire on object | 2017 | Tier 2 - Elevated | Distribution Circuit | 12 | 4 | 2017-12-04 | 1935747 | Sus | N | Vegetation¦Treefellintoline¦ConductorOverhead¦Brokenwireonobject
17-0099807 | Vegetation | Tree - branch fell on line | Crossarm, Wood | Broken, wire on object | 2017 | Tier 3 - Extreme | Distribution Circuit | 12 | 4 | 2017-12-04 | 1936022 | Sus | N | Vegetation¦Treebranchfellonline¦CrossarmWood¦Brokenwireonobject
17-0102538 | Equipment Failure/Involved | Overhead | Transformer (OH) | Broken | 2017 | Tier 3 - Extreme | Transformer only | 12 | 19 | 2017-12-19 | 1947539 | Sus | N | EquipmentFailureInvolved¦Overhead¦Transformer(OH)¦Broken
17-0103675 | Equipment Failure/Involved | Overhead | Jumper | Burned Open | 2017 | Tier 3 - Extreme | Distribution Circuit | 12 | 30 | 2017-12-30 | 1953405 | Sus | N | EquipmentFailureInvolved¦Overhead¦Jumper¦BurnedOpen
18-0005923 | Equipment Failure/Involved | Overhead | Fuse | Failed/Faulted | 2018 | Tier 2 - Elevated | Distribution Circuit | 1 | 13 | 2018-01-13 | 7673 | Sus | N | EquipmentFailureInvolved¦Overhead¦Fuse¦FailedFaulted
18-0006028 | Unknown Cause | Patrol - not conducted |  |  | 2018 | Tier 2 - Elevated | Distribution Circuit | 1 | 13 | 2018-01-13 | 7959 | Sus | N | UnknownCause¦Patrolnotconducted¦¦
18-0009359 | Unknown Cause | Patrol - found nothing |  |  | 2018 | Tier 3 - Extreme | Distribution Circuit | 1 | 26 | 2018-01-26 | 14593 | Sus | N | UnknownCause¦Patrolfoundnothing¦¦
18-0018575 | Unknown Cause | Patrol - found nothing |  |  | 2018 | Tier 2 - Elevated | Distribution Circuit | 3 | 1 | 2018-03-01 | 34660 | Sus | N | UnknownCause¦Patrolfoundnothing¦¦
18-0018712 | Vegetation | Tree - fell into line | Conductor, Overhead | Broken, wire on ground | 2018 | Tier 2 - Elevated | Distribution Circuit | 3 | 1 | 2018-03-01 | 35163 | Sus | N | Vegetation¦Treefellintoline¦ConductorOverhead¦Brokenwireonground
18-0018958 | Equipment Failure/Involved | Overhead | Fuse | Failed/Faulted | 2018 | Tier 2 - Elevated | Transformer only | 3 | 1 | 2018-03-01 | 35919 | Sus | N | EquipmentFailureInvolved¦Overhead¦Fuse¦FailedFaulted
18-0019537 | Equipment Failure/Involved | Underground | Transformer (UG) | Broken | 2018 | Tier 2 - Elevated | Distribution Circuit | 3 | 3 | 2018-03-03 | 37826 | Sus | N | EquipmentFailureInvolved¦Underground¦Transformer(UG)¦Broken
18-0023192 | Vegetation | Tree - fell into line | Conductor, Overhead | Normal | 2018 | Tier 3 - Extreme | Distribution Circuit | 3 | 15 | 2018-03-15 | 45108 | Sus | N | Vegetation¦Treefellintoline¦ConductorOverhead¦Normal
18-0029956 | Vegetation | Tree - branch fell on line | Connector or Splice (OH) | Burned/flashed | 2018 | Tier 2 - Elevated | Distribution Circuit | 4 | 6 | 2018-04-06 | 60857 | Sus | N | Vegetation¦Treebranchfellonline¦ConnectororSplice(OH)¦Burnedflashed
18-0039428 | Unknown Cause | Patrol - found nothing |  |  | 2018 | Tier 2 - Elevated | Distribution Circuit | 5 | 9 | 2018-05-09 | 82037 | Sus | Y | UnknownCause¦Patrolfoundnothing¦¦
18-0040408 | Unknown Cause | Patrol - found nothing |  |  | 2018 | Tier 2 - Elevated | Distribution Circuit | 5 | 11 | 2018-05-11 | 84136 | Sus | Y | UnknownCause¦Patrolfoundnothing¦¦
18-0046719 | Unknown Cause | Patrol - found nothing |  |  | 2018 | Tier 2 - Elevated | Distribution Circuit | 6 | 3 | 2018-06-03 | 99864 | Sus | Y | UnknownCause¦Patrolfoundnothing¦¦
18-0051747 | Vegetation | Tree - fell into line | Crossarm, Wood | Broken | 2018 | Tier 2 - Elevated | Distribution Circuit | 6 | 17 | 2018-06-17 | 111345 | Sus | Y | Vegetation¦Treefellintoline¦CrossarmWood¦Broken
18-0057342 | Equipment Failure/Involved | Overhead | Transformer (OH) | Broken | 2018 | Tier 2 - Elevated | Distribution Circuit | 7 | 6 | 2018-07-06 | 125249 | Sus | Y | EquipmentFailureInvolved¦Overhead¦Transformer(OH)¦Broken
18-0057487 | Animal | Squirrel | Fuse | Failed/Faulted | 2018 | Tier 2 - Elevated | Distribution Circuit | 7 | 6 | 2018-07-06 | 125431 | Sus | Y | Animal¦Squirrel¦Fuse¦FailedFaulted
18-0062479 | Equipment Failure/Involved | Overhead | Transformer | Failed/Faulted | 2018 | Tier 2 - Elevated | Transformer only | 7 | 22 | 2018-07-22 | 137466 | Sus | Y | EquipmentFailureInvolved¦Overhead¦Transformer¦FailedFaulted
18-0064571 | 3rd Party | Vehicle | Pole-Wood | Broken | 2018 | Tier 2 - Elevated | Distribution Circuit | 7 | 28 | 2018-07-28 | 142379 | Sus | Y | 3rdParty¦Vehicle¦PoleWood¦Broken
18-0067916 | Environmental/External | Fire, Forest/Grass | Pole-Wood | Burned/flashed | 2018 | Tier 3 - Extreme | Distribution Circuit | 7 | 26 | 2018-07-26 | 151385 | Sus | Y | EnvironmentalExternal¦FireForestGrass¦PoleWood¦Burnedflashed
18-0078708 | Vegetation | Tree - grew into line | Secondary | Together | 2018 | Tier 3 - Extreme | Transformer only | 9 | 11 | 2018-09-11 | 172482 | Sus | Y | Vegetation¦Treegrewintoline¦Secondary¦Together
18-0079660 | Animal | Squirrel | Transformer (OH) | Normal | 2018 | Tier 2 - Elevated | Distribution Circuit | 9 | 14 | 2018-09-14 | 174128 | Sus | Y | Animal¦Squirrel¦Transformer(OH)¦Normal
18-0083472 | Equipment Failure/Involved | Overhead | Transformer (OH) | Leaking | 2018 | Tier 3 - Extreme | Transformer only | 9 | 25 | 2018-09-25 | 181259 | Sus | Y | EquipmentFailureInvolved¦Overhead¦Transformer(OH)¦Leaking
18-0092007 | Equipment Failure/Involved | Overhead | Transformer | Failed/Faulted | 2018 | Tier 2 - Elevated | Transformer only | 10 | 19 | 2018-10-19 | 198336 | Sus | Y | EquipmentFailureInvolved¦Overhead¦Transformer¦FailedFaulted
18-0096547 | Equipment Failure/Involved | Overhead | Crossarm, Wood | Broken | 2018 | Tier 2 - Elevated | Distribution Circuit | 11 | 2 | 2018-11-02 | 207403 | Sus | Y | EquipmentFailureInvolved¦Overhead¦CrossarmWood¦Broken
18-0096733 | Equipment Failure/Involved | Overhead | Transformer | Failed/Faulted | 2018 | Tier 2 - Elevated | Transformer only | 11 | 2 | 2018-11-02 | 207806 | Sus | Y | EquipmentFailureInvolved¦Overhead¦Transformer¦FailedFaulted
18-0099209 | Equipment Failure/Involved | Overhead | Transformer | Failed/Faulted | 2018 | Tier 3 - Extreme | Transformer only | 11 | 12 | 2018-11-12 | 213943 | Sus | Y | EquipmentFailureInvolved¦Overhead¦Transformer¦FailedFaulted
18-0100877 | Environmental/External | Fire, Forest/Grass | Pole-Wood | Burned/flashed | 2018 | Tier 3 - Extreme | Distribution Circuit | 11 | 8 | 2018-11-08 | 217938 | Sus | Y | EnvironmentalExternal¦FireForestGrass¦PoleWood¦Burnedflashed
18-0103022 | Vegetation | Tree - branch fell on line | Conductor, Overhead | Normal | 2018 | Tier 2 - Elevated | Distribution Circuit | 11 | 24 | 2018-11-24 | 223974 | Sus | Y | Vegetation¦Treebranchfellonline¦ConductorOverhead¦Normal
18-0104180 | Vegetation | Tree - fell into line | Conductor, Overhead | Broken, wire on ground | 2018 | Tier 3 - Extreme | Distribution Circuit | 11 | 28 | 2018-11-28 | 226204 | Sus | Y | Vegetation¦Treefellintoline¦ConductorOverhead¦Brokenwireonground
18-0105156 | Equipment Failure/Involved | Overhead | Conductor, Overhead | Broken, wire on ground | 2018 | Tier 3 - Extreme | Distribution Circuit | 11 | 29 | 2018-11-29 | 228367 | Sus | Y | EquipmentFailureInvolved¦Overhead¦ConductorOverhead¦Brokenwireonground
18-0105212 | Unknown Cause | Patrol - found nothing |  |  | 2018 | Tier 3 - Extreme | Distribution Circuit | 11 | 29 | 2018-11-29 | 228492 | Sus | Y | UnknownCause¦Patrolfoundnothing¦¦
18-0105624 | Unknown Cause | Patrol - found nothing |  |  | 2018 | Tier 3 - Extreme | Distribution Circuit | 11 | 30 | 2018-11-30 | 229876 | Sus | Y | UnknownCause¦Patrolfoundnothing¦¦
18-0105863 | Unknown Cause | Patrol - found nothing |  |  | 2018 | Tier 2 - Elevated | Distribution Circuit | 12 | 1 | 2018-12-01 | 230833 | Sus | N | UnknownCause¦Patrolfoundnothing¦¦
18-0106815 | Unknown Cause | Patrol - found nothing |  |  | 2018 | Tier 2 - Elevated | Distribution Circuit | 12 | 4 | 2018-12-04 | 233494 | Sus | N | UnknownCause¦Patrolfoundnothing¦¦
18-0108102 | Vegetation | Tree - cutting, PG&E contractor | Connector or Splice (OH) | Normal | 2018 | Tier 3 - Extreme | Distribution Circuit | 12 | 8 | 2018-12-08 | 236463 | Sus | N | Vegetation¦TreecuttingPG&Econtractor¦ConnectororSplice(OH)¦Normal
18-0110967 | Unknown Cause | Patrol - found nothing |  |  | 2018 | Tier 2 - Elevated | Distribution Circuit | 12 | 28 | 2018-12-28 | 248861 | Sus | N | UnknownCause¦Patrolfoundnothing¦¦
19-0003924 | Unknown Cause | Patrol - found nothing |  |  | 2019 | Tier 2 - Elevated | Distribution Circuit | 1 | 3 | 2019-01-03 | 252294 | Sus | N | UnknownCause¦Patrolfoundnothing¦¦
19-0004913 | Vegetation | Tree - fell into line | Conductor, Overhead | Broken, wire on ground | 2019 | Tier 3 - Extreme | Distribution Circuit | 1 | 5 | 2019-01-05 | 254727 | Sus | N | Vegetation¦Treefellintoline¦ConductorOverhead¦Brokenwireonground
19-0005159 | Equipment Failure/Involved | Overhead | Conductor, Overhead | Broken, wire on ground | 2019 | Tier 3 - Extreme | Distribution Circuit | 1 | 6 | 2019-01-06 | 255579 | Sus | N | EquipmentFailureInvolved¦Overhead¦ConductorOverhead¦Brokenwireonground
19-0006111 | Vegetation | Tree - fell into line | Conductor, Overhead | Broken, wire on ground | 2019 | Tier 3 - Extreme | Distribution Circuit | 1 | 8 | 2019-01-08 | 260188 | Sus | N | Vegetation¦Treefellintoline¦ConductorOverhead¦Brokenwireonground
19-0010191 | Vegetation | Tree - fell into line | Conductor, Overhead | Broken, wire on ground | 2019 | Tier 3 - Extreme | Distribution Circuit | 1 | 16 | 2019-01-16 | 270595 | Sus | N | Vegetation¦Treefellintoline¦ConductorOverhead¦Brokenwireonground
19-0010362 | Vegetation | Tree - fell into line | Conductor, Overhead | Together | 2019 | Tier 2 - Elevated | Distribution Circuit | 1 | 16 | 2019-01-16 | 268529 | Sus | N | Vegetation¦Treefellintoline¦ConductorOverhead¦Together
19-0010363 | Unknown Cause | Patrol - found nothing |  |  | 2019 | Tier 2 - Elevated | Distribution Circuit | 1 | 16 | 2019-01-16 | 269265 | Sus | N | UnknownCause¦Patrolfoundnothing¦¦
19-0012107 | Equipment Failure/Involved | Overhead | Pole-Wood | Broken | 2019 | Tier 2 - Elevated | Distribution Circuit | 1 | 19 | 2019-01-19 | 276660 | Sus | N | EquipmentFailureInvolved¦Overhead¦PoleWood¦Broken
19-0012570 | Vegetation | Tree - fell into line | Pole-Wood | Broken, wire on ground | 2019 | Tier 3 - Extreme | Transformer only | 1 | 20 | 2019-01-20 | 277281 | Sus | N | Vegetation¦Treefellintoline¦PoleWood¦Brokenwireonground
19-0017259 | Vegetation | Tree - fell into line | Conductor, Overhead | Broken, wire on ground | 2019 | Tier 3 - Extreme | Distribution Circuit | 2 | 2 | 2019-02-02 | 287808 | Sus | N | Vegetation¦Treefellintoline¦ConductorOverhead¦Brokenwireonground
19-0020757 | Vegetation | Tree - fell into line | Conductor, Overhead | Together | 2019 | Tier 2 - Elevated | Distribution Circuit | 2 | 10 | 2019-02-10 | 299078 | Sus | N | Vegetation¦Treefellintoline¦ConductorOverhead¦Together
19-0022084 | Vegetation | Tree - fell into line | Conductor, Overhead | Together | 2019 | Tier 3 - Extreme | Distribution Circuit | 2 | 13 | 2019-02-13 | 303813 | Sus | N | Vegetation¦Treefellintoline¦ConductorOverhead¦Together
19-0022226 | Vegetation | Tree - fell into line | Secondary | Broken | 2019 | Tier 2 - Elevated | Distribution Circuit | 2 | 13 | 2019-02-13 | 304512 | Sus | N | Vegetation¦Treefellintoline¦Secondary¦Broken
19-0022571 | Unknown Cause | Patrol - not conducted |  |  | 2019 | Tier 3 - Extreme | Distribution Circuit | 2 | 13 | 2019-02-13 | 302836 | Sus | N | UnknownCause¦Patrolnotconducted¦¦
19-0022716 | Vegetation | Tree - branch fell on line | Conductor, Overhead | Broken, wire on ground | 2019 | Tier 3 - Extreme | Transmission line | 2 | 13 | 2019-02-13 | 305936 | Sus | N | Vegetation¦Treebranchfellonline¦ConductorOverhead¦Brokenwireonground
19-0024296 | Vegetation | Tree - fell into line | Conductor, Overhead | Together | 2019 | Tier 3 - Extreme | Distribution Circuit | 2 | 15 | 2019-02-15 | 312609 | Sus | N | Vegetation¦Treefellintoline¦ConductorOverhead¦Together
19-0024976 | Unknown Cause | Patrol - found nothing |  |  | 2019 | Tier 2 - Elevated | Distribution Circuit | 2 | 16 | 2019-02-16 | 315157 | Sus | N | UnknownCause¦Patrolfoundnothing¦¦
19-0025130 | Vegetation | Tree - fell into line | Conductor, Overhead | Broken, wire on ground | 2019 | Tier 3 - Extreme | Distribution Circuit | 2 | 17 | 2019-02-17 | 315816 | Sus | N | Vegetation¦Treefellintoline¦ConductorOverhead¦Brokenwireonground
19-0025983 | Unknown Cause | Patrol - found nothing |  |  | 2019 | Tier 3 - Extreme | Distribution Circuit | 2 | 19 | 2019-02-19 | 318616 | Sus | N | UnknownCause¦Patrolfoundnothing¦¦
19-0027048 | Equipment Failure/Involved | Overhead | Pole-Wood | Broken | 2019 | Tier 2 - Elevated | Distribution Circuit | 2 | 21 | 2019-02-21 | 320718 | Sus | N | EquipmentFailureInvolved¦Overhead¦PoleWood¦Broken
19-0031988 | Equipment Failure/Involved | Overhead | Conductor, Overhead | Deteriorated | 2019 | Tier 2 - Elevated | Distribution Circuit | 3 | 8 | 2019-03-08 | 334274 | Sus | N | EquipmentFailureInvolved¦Overhead¦ConductorOverhead¦Deteriorated
19-0032103 | Vegetation | Tree - fell into line | Conductor, Overhead | Normal | 2019 | Tier 3 - Extreme | Distribution Circuit | 3 | 8 | 2019-03-08 | 334279 | Sus | N | Vegetation¦Treefellintoline¦ConductorOverhead¦Normal
19-0037990 | Vegetation | Tree - fell into line | Conductor, Overhead | Broken, wire on ground | 2019 | Tier 2 - Elevated | Distribution Circuit | 3 | 28 | 2019-03-28 | 349533 | Sus | N | Vegetation¦Treefellintoline¦ConductorOverhead¦Brokenwireonground
19-0038620 | Unknown Cause | Patrol - found nothing |  |  | 2019 | Tier 2 - Elevated | Distribution Circuit | 3 | 31 | 2019-03-31 | 351209 | Sus | N | UnknownCause¦Patrolfoundnothing¦¦
19-0044615 | Environmental/External | Lightning | Transformer | Failed/Faulted | 2019 | Tier 2 - Elevated | Transformer only | 4 | 20 | 2019-04-20 | 364570 | Sus | N | EnvironmentalExternal¦Lightning¦Transformer¦FailedFaulted
19-0045009 | Unknown Cause | Patrol - found nothing |  |  | 2019 | Tier 2 - Elevated | Distribution Circuit | 4 | 22 | 2019-04-22 | 365708 | Sus | N | UnknownCause¦Patrolfoundnothing¦¦
19-0057497 | Environmental/External | Lightning | Cutout, fuse holder | Failed/Faulted | 2019 | Tier 3 - Extreme | Distribution Circuit | 5 | 24 | 2019-05-24 | 389831 | Sus | Y | EnvironmentalExternal¦Lightning¦Cutoutfuseholder¦FailedFaulted
19-0061720 | Unknown Cause | Patrol - not conducted |  |  | 2019 | Tier 3 - Extreme | Distribution Circuit | 6 | 2 | 2019-06-02 | 396019 | Sus | Y | UnknownCause¦Patrolnotconducted¦¦
19-0066696 | Equipment Failure/Involved | Overhead | Transformer | Failed/Faulted | 2019 | Tier 3 - Extreme | Transformer only | 6 | 12 | 2019-06-12 | 407538 | Sus | Y | EquipmentFailureInvolved¦Overhead¦Transformer¦FailedFaulted
19-0068709 | Equipment Failure/Involved | Overhead | Pothead(Riser Termination) | Failed/Faulted | 2019 | Tier 3 - Extreme | Distribution Circuit | 6 | 17 | 2019-06-17 | 417796 | Sus | Y | EquipmentFailureInvolved¦Overhead¦Pothead(RiserTermination)¦FailedFaulted
19-0073479 | Unknown Cause | Patrol - not conducted |  |  | 2019 | Tier 2 - Elevated | Distribution Circuit | 6 | 30 | 2019-06-30 | 438323 | Sus | Y | UnknownCause¦Patrolnotconducted¦¦
19-0074668 | Vegetation | Tree - fell into line | Conductor, Overhead | Broken, wire on ground | 2019 | Tier 3 - Extreme | Distribution Circuit | 7 | 4 | 2019-07-04 | 441157 | Sus | Y | Vegetation¦Treefellintoline¦ConductorOverhead¦Brokenwireonground
19-0075577 | 3rd Party | Vehicle | Conductor, Overhead | Broken, wire on ground | 2019 | Tier 3 - Extreme | Distribution Circuit | 7 | 9 | 2019-07-09 | 443296 | Sus | Y | 3rdParty¦Vehicle¦ConductorOverhead¦Brokenwireonground
19-0077376 | 3rd Party | Customer Equipment | Customer Equipment | Broken | 2019 | Tier 2 - Elevated | Distribution Circuit | 7 | 15 | 2019-07-15 | 451072 | Sus | Y | 3rdParty¦CustomerEquipment¦CustomerEquipment¦Broken
19-0079397 | Equipment Failure/Involved | Overhead | Transformer | Failed/Faulted | 2019 | Tier 2 - Elevated | Transformer only | 7 | 19 | 2019-07-19 | 462447 | Sus | Y | EquipmentFailureInvolved¦Overhead¦Transformer¦FailedFaulted
19-0080915 | Unknown Cause | Patrol - found nothing |  |  | 2019 | Tier 3 - Extreme | Distribution Circuit | 7 | 24 | 2019-07-24 | 470760 | Sus | Y | UnknownCause¦Patrolfoundnothing¦¦
19-0085594 | Unknown Cause | Patrol - found nothing |  |  | 2019 | Tier 2 - Elevated | Distribution Circuit | 8 | 8 | 2019-08-08 | 491739 | Sus | Y | UnknownCause¦Patrolfoundnothing¦¦
19-0094251 | Vegetation | Tree - fell into line | Conductor, Overhead | Broken, wire on ground | 2019 | Tier 3 - Extreme | Distribution Circuit | 8 | 30 | 2019-08-30 | 549224 | Sus | Y | Vegetation¦Treefellintoline¦ConductorOverhead¦Brokenwireonground
19-0102379 | 3rd Party | Vehicle | Pole-Wood | Broken | 2019 | Tier 2 - Elevated | Distribution Circuit | 9 | 23 | 2019-09-23 | 605679 | Sus | Y | 3rdParty¦Vehicle¦PoleWood¦Broken
19-0105265 | Vegetation | Tree - branch fell on line | Fuse | Failed/Faulted | 2019 | Tier 3 - Extreme | Distribution Circuit | 9 | 29 | 2019-09-29 | 629457 | Sus | Y | Vegetation¦Treebranchfellonline¦Fuse¦FailedFaulted
19-0116363 | Wildfire Mitigation | Public Safety Power Shut-off | Conductor, Overhead | Normal | 2019 | Tier 2 - Elevated | Distribution Circuit | 10 | 26 | 2019-10-26 | 683127 | Sus | Y | WildfireMitigation¦PublicSafetyPowerShutoff¦ConductorOverhead¦Normal
19-0116917 | 3rd Party | Vehicle | Conductor, Overhead | Broken, wire on ground | 2019 | Tier 2 - Elevated | Transformer only | 10 | 26 | 2019-10-26 | 680897 | Sus | Y | 3rdParty¦Vehicle¦ConductorOverhead¦Brokenwireonground
19-0117895 | Wildfire Mitigation | Public Safety Power Shut-off | Conductor, Overhead | Broken, wire on ground | 2019 | Tier 3 - Extreme | Distribution Circuit | 10 | 26 | 2019-10-26 | 691767 | Sus | Y | WildfireMitigation¦PublicSafetyPowerShutoff¦ConductorOverhead¦Brokenwireonground
19-0125409 | Unknown Cause | Patrol - found nothing |  |  | 2019 | Tier 3 - Extreme | Distribution Circuit | 11 | 16 | 2019-11-16 | 708269 | Sus | Y | UnknownCause¦Patrolfoundnothing¦¦
19-0128006 | Unknown Cause | Patrol - found nothing |  |  | 2019 | Tier 2 - Elevated | Distribution Circuit | 11 | 23 | 2019-11-23 | 713601 | Sus | Y | UnknownCause¦Patrolfoundnothing¦¦
19-0129462 | Vegetation | Tree - fell into line | Pole-Wood | Broken, wire on ground | 2019 | Tier 2 - Elevated | Distribution Circuit | 11 | 26 | 2019-11-26 | 717781 | Sus | Y | Vegetation¦Treefellintoline¦PoleWood¦Brokenwireonground
19-0129674 | Vegetation | Tree - fell into line | Conductor, Overhead | Broken, wire on ground | 2019 | Tier 2 - Elevated | Distribution Circuit | 11 | 26 | 2019-11-26 | 719022 | Sus | Y | Vegetation¦Treefellintoline¦ConductorOverhead¦Brokenwireonground
19-0131403 | Vegetation | Tree - branch fell on line | Conductor, Overhead | Normal | 2019 | Tier 2 - Elevated | Distribution Circuit | 11 | 30 | 2019-11-30 | 724219 | Sus | Y | Vegetation¦Treebranchfellonline¦ConductorOverhead¦Normal
19-0132270 | Vegetation | Tree - fell into line | Conductor, Overhead | Normal | 2019 | Tier 2 - Elevated | Distribution Circuit | 12 | 2 | 2019-12-02 | 727173 | Sus | N | Vegetation¦Treefellintoline¦ConductorOverhead¦Normal
19-0133013 | Unknown Cause | Patrol - found nothing |  |  | 2019 | Tier 2 - Elevated | Distribution Circuit | 12 | 3 | 2019-12-03 | 729010 | Sus | N | UnknownCause¦Patrolfoundnothing¦¦
19-0137101 | Vegetation | Tree - fell into line | Conductor, Overhead | Normal | 2019 | Tier 3 - Extreme | Distribution Circuit | 12 | 18 | 2019-12-18 | 745362 | Sus | N | Vegetation¦Treefellintoline¦ConductorOverhead¦Normal
19-0137678 | Vegetation | Tree - branch fell on line | Conductor, Overhead | Normal | 2019 | Tier 2 - Elevated | Distribution Circuit | 12 | 22 | 2019-12-22 | 748938 | Sus | N | Vegetation¦Treebranchfellonline¦ConductorOverhead¦Normal
19-0137839 | Unknown Cause | Patrol - found nothing |  |  | 2019 | Tier 3 - Extreme | Distribution Circuit | 12 | 24 | 2019-12-24 | 749990 | Sus | N | UnknownCause¦Patrolfoundnothing¦¦
20-0018884 | Unknown Cause | Patrol - found nothing |  |  | 2020 | Tier 2 - Elevated | Distribution Circuit | 2 | 8 | 2020-02-08 | 780840 | Sus | N | UnknownCause¦Patrolfoundnothing¦¦
20-0019288 | Vegetation | Tree - fell into line | Conductor, Overhead | Broken | 2020 | Tier 2 - Elevated | Distribution Circuit | 2 | 9 | 2020-02-09 | 782623 | Sus | N | Vegetation¦Treefellintoline¦ConductorOverhead¦Broken
20-0024822 | Unknown Cause | Patrol - found nothing |  |  | 2020 | Tier 2 - Elevated | Distribution Circuit | 2 | 21 | 2020-02-21 | 800037 | Sus | N | UnknownCause¦Patrolfoundnothing¦¦
20-0024937 | Equipment Failure/Involved | Overhead | Crossarm, Wood | Broken | 2020 | Tier 2 - Elevated | Distribution Circuit | 2 | 22 | 2020-02-22 | 800796 | Sus | N | EquipmentFailureInvolved¦Overhead¦CrossarmWood¦Broken
20-0024937 | Equipment Failure/Involved | Overhead | Crossarm, Wood | Broken | 2020 | Tier 2 - Elevated | Distribution Circuit | 2 | 22 | 2020-02-22 | 800796 | Sus | N | EquipmentFailureInvolved¦Overhead¦CrossarmWood¦Broken
20-0032337 | Unknown Cause | Patrol - found nothing |  |  | 2020 | Tier 3 - Extreme | Distribution Circuit | 3 | 15 | 2020-03-15 | 852399 | Sus | N | UnknownCause¦Patrolfoundnothing¦¦
20-0032449 | Vegetation | Tree - fell into line | Conductor, Overhead | Broken, wire on ground | 2020 | Tier 3 - Extreme | Distribution Circuit | 3 | 15 | 2020-03-15 | 852916 | Sus | N | Vegetation¦Treefellintoline¦ConductorOverhead¦Brokenwireonground
20-0033500 | Unknown Cause | Patrol - not conducted |  |  | 2020 | Tier 2 - Elevated | Distribution Circuit | 3 | 17 | 2020-03-17 | 856860 | Sus | N | UnknownCause¦Patrolnotconducted¦¦
20-0033914 | Unknown Cause | Patrol - not conducted |  |  | 2020 | Tier 3 - Extreme | Distribution Circuit | 3 | 18 | 2020-03-18 | 858435 | Sus | N | UnknownCause¦Patrolnotconducted¦¦
20-0033925 | Vegetation | Tree - branch fell on line | Conductor, Overhead | Broken, wire on ground | 2020 | Tier 3 - Extreme | Distribution Circuit | 3 | 16 | 2020-03-16 | 858471 | Sus | N | Vegetation¦Treebranchfellonline¦ConductorOverhead¦Brokenwireonground
20-0034587 | Unknown Cause | Patrol - found nothing |  |  | 2020 | Tier 3 - Extreme | Distribution Circuit | 3 | 20 | 2020-03-20 | 859497 | Sus | N | UnknownCause¦Patrolfoundnothing¦¦
20-0034993 | Vegetation | Tree - fell into line | Conductor, Overhead | Normal | 2020 | Tier 3 - Extreme | Distribution Circuit | 3 | 21 | 2020-03-21 | 861169 | Sus | N | Vegetation¦Treefellintoline¦ConductorOverhead¦Normal
20-0035732 | Unknown Cause | Patrol - found nothing |  |  | 2020 | Tier 3 - Extreme | Distribution Circuit | 3 | 24 | 2020-03-24 | 863787 | Sus | N | UnknownCause¦Patrolfoundnothing¦¦
20-0038824 | Vegetation | Tree - fell into line | Conductor, Overhead | Normal | 2020 | Tier 3 - Extreme | Distribution Circuit | 4 | 6 | 2020-04-06 | 883644 | Sus | N | Vegetation¦Treefellintoline¦ConductorOverhead¦Normal
20-0051377 | Equipment Failure/Involved | Overhead | Pole-Wood | Normal | 2020 | Tier 3 - Extreme | Distribution Circuit | 5 | 18 | 2020-05-18 | 915908 | Sus | Y | EquipmentFailureInvolved¦Overhead¦PoleWood¦Normal
20-0051454 | Environmental/External | Lightning | Transformer (OH) | Failed/Faulted | 2020 | Tier 2 - Elevated | Distribution Circuit | 5 | 18 | 2020-05-18 | 916364 | Sus | Y | EnvironmentalExternal¦Lightning¦Transformer(OH)¦FailedFaulted
20-0054041 | 3rd Party | Vehicle | Conductor, Overhead | Together | 2020 | Tier 3 - Extreme | Distribution Circuit | 5 | 26 | 2020-05-26 | 921411 | Sus | Y | 3rdParty¦Vehicle¦ConductorOverhead¦Together
20-0054925 | Equipment Failure/Involved | Overhead | Transformer | Failed/Faulted | 2020 | Tier 3 - Extreme | Transformer only | 5 | 27 | 2020-05-27 | 923749 | Sus | Y | EquipmentFailureInvolved¦Overhead¦Transformer¦FailedFaulted
20-0055703 | Vegetation | Tree - cutting, PG&E contractor | Other | Broken | 2020 | Tier 3 - Extreme | Distribution Circuit | 5 | 29 | 2020-05-29 | 925437 | Sus | Y | Vegetation¦TreecuttingPG&Econtractor¦Other¦Broken
20-0055962 | Equipment Failure/Involved | Overhead | Conductor, Overhead | Together | 2020 | Tier 3 - Extreme | Distribution Circuit | 5 | 30 | 2020-05-30 | 926304 | Sus | Y | EquipmentFailureInvolved¦Overhead¦ConductorOverhead¦Together
20-0064146 | Equipment Failure/Involved | Overhead | Conductor, Overhead | Broken, wire on object | 2020 | Tier 2 - Elevated | Distribution Circuit | 6 | 23 | 2020-06-23 | 945538 | Sus | Y | EquipmentFailureInvolved¦Overhead¦ConductorOverhead¦Brokenwireonobject
20-0064294 | Unknown Cause | Patrol - found nothing |  |  | 2020 | Tier 2 - Elevated | Distribution Circuit | 6 | 24 | 2020-06-24 | 945914 | Sus | Y | UnknownCause¦Patrolfoundnothing¦¦
20-0087471 | Equipment Failure/Involved | Overhead | Transformer (OH) | Failed/Faulted | 2020 | Tier 3 - Extreme | Transformer only | 8 | 19 | 2020-08-19 | 1022584 | Sus | Y | EquipmentFailureInvolved¦Overhead¦Transformer(OH)¦FailedFaulted
20-0094332 | Wildfire Mitigation | Public Safety Power Shut-off | Conductor, Overhead | Normal | 2020 | Tier 3 - Extreme | Distribution Circuit | 9 | 7 | 2020-09-07 | 1059822 | Sus | Y | WildfireMitigation¦PublicSafetyPowerShutoff¦ConductorOverhead¦Normal
20-0100062 | Equipment Failure/Involved | Overhead | Transformer (OH) | Leaking | 2020 | Tier 3 - Extreme | Distribution Circuit | 9 | 22 | 2020-09-22 | 1086977 | Sus | Y | EquipmentFailureInvolved¦Overhead¦Transformer(OH)¦Leaking
20-0100082 | Environmental/External | Fire, Forest/Grass | Conductor, Overhead | Burned/flashed | 2020 | Tier 3 - Extreme | Distribution Circuit | 9 | 7 | 2020-09-07 | 1087113 | Sus | Y | EnvironmentalExternal¦FireForestGrass¦ConductorOverhead¦Burnedflashed
20-0109719 | 3rd Party | Vehicle | Pole-Wood | Broken | 2020 | Tier 2 - Elevated | Distribution Circuit | 10 | 16 | 2020-10-16 | 1119379 | Sus | Y | 3rdParty¦Vehicle¦PoleWood¦Broken
20-0118544 | Vegetation | Tree - branch fell on line | Transformer (OH) | Broken | 2020 | Tier 2 - Elevated | Transformer only | 11 | 8 | 2020-11-08 | 1139713 | Sus | Y | Vegetation¦Treebranchfellonline¦Transformer(OH)¦Broken
20-0120729 | Equipment Failure/Involved | Overhead | Transformer (OH) | Broken | 2020 | Tier 2 - Elevated | Transformer only | 11 | 13 | 2020-11-13 | 1143694 | Sus | Y | EquipmentFailureInvolved¦Overhead¦Transformer(OH)¦Broken
20-0122375 | Unknown Cause | Patrol - found nothing |  |  | 2020 | Tier 3 - Extreme | Distribution Circuit | 11 | 18 | 2020-11-18 | 1148416 | Sus | Y | UnknownCause¦Patrolfoundnothing¦¦
20-0132175 | Vegetation | Tree - branch fell on line | Conductor, Overhead | Normal | 2020 | Tier 3 - Extreme | Transformer only | 12 | 29 | 2020-12-29 | 1200838 | Sus | N | Vegetation¦Treebranchfellonline¦ConductorOverhead¦Normal
21-0010762 | Vegetation | Tree - branch fell on line | Conductor, Overhead | Normal | 2021 | Tier 3 - Extreme | Distribution Circuit | 1 | 19 | 2021-01-19 | 1216877 | Sus | N | Vegetation¦Treebranchfellonline¦ConductorOverhead¦Normal
21-0012826 | Unknown Cause | Patrol - found nothing |  |  | 2021 | Tier 3 - Extreme | Distribution Circuit | 1 | 19 | 2021-01-19 | 1221322 | Sus | N | UnknownCause¦Patrolfoundnothing¦¦
21-0013338 | Equipment Failure/Involved | Overhead | Transformer (OH) | Failed/Faulted | 2021 | Tier 3 - Extreme | Distribution Circuit | 1 | 23 | 2021-01-23 | 1222027 | Sus | N | EquipmentFailureInvolved¦Overhead¦Transformer(OH)¦FailedFaulted
21-0014124 | Vegetation | Tree - fell into line | Conductor, Overhead | Normal | 2021 | Tier 3 - Extreme | Distribution Circuit | 1 | 25 | 2021-01-25 | 1225076 | Sus | N | Vegetation¦Treefellintoline¦ConductorOverhead¦Normal
21-0014767 | Unknown Cause | Patrol - found nothing |  |  | 2021 | Tier 2 - Elevated | Distribution Circuit | 1 | 26 | 2021-01-26 | 1226672 | Sus | N | UnknownCause¦Patrolfoundnothing¦¦
21-0016016 | Vegetation | Tree - fell into line | Conductor, Overhead | Normal | 2021 | Tier 3 - Extreme | Distribution Circuit | 1 | 27 | 2021-01-27 | 1234783 | Sus | N | Vegetation¦Treefellintoline¦ConductorOverhead¦Normal
21-0018619 | 3rd Party | Customer Equipment | Transformer (OH) | Failed/Faulted | 2021 | Tier 3 - Extreme | Distribution Circuit | 1 | 29 | 2021-01-29 | 1241831 | Sus | N | 3rdParty¦CustomerEquipment¦Transformer(OH)¦FailedFaulted
21-0021345 | Vegetation | Tree - grew into line | Conductor, Overhead | Normal | 2021 | Tier 2 - Elevated | Distribution Circuit | 2 | 2 | 2021-02-02 | 1246538 | Sus | N | Vegetation¦Treegrewintoline¦ConductorOverhead¦Normal
21-0047191 | Equipment Failure/Involved | Overhead | Connector or Splice (OH) | Broken, wire on ground | 2021 | Tier 2 - Elevated | Distribution Circuit | 4 | 10 | 2021-04-10 | 1312804 | Sus | N | EquipmentFailureInvolved¦Overhead¦ConnectororSplice(OH)¦Brokenwireonground
21-0052677 | Animal | Squirrel | Transformer | Failed/Faulted | 2021 | Tier 2 - Elevated | Transformer only | 4 | 23 | 2021-04-23 | 1331328 | Sus | N | Animal¦Squirrel¦Transformer¦FailedFaulted
21-0052837 | Equipment Failure/Involved | Overhead | Conductor, Overhead | Broken, wire on ground | 2021 | Tier 2 - Elevated | Distribution Circuit | 4 | 25 | 2021-04-25 | 1333305 | Sus | N | EquipmentFailureInvolved¦Overhead¦ConductorOverhead¦Brokenwireonground
21-0060250 | Unknown Cause | Patrol - found nothing |  |  | 2021 | Tier 2 - Elevated | Distribution Circuit | 5 | 12 | 2021-05-12 | 1346781 | Sus | Y | UnknownCause¦Patrolfoundnothing¦¦
21-0070995 | Equipment Failure/Involved | Overhead | Transformer (OH) | Leaking | 2021 | Tier 3 - Extreme | Transformer only | 6 | 7 | 2021-06-07 | 1367710 | Sus | Y | EquipmentFailureInvolved¦Overhead¦Transformer(OH)¦Leaking
21-0072318 | Equipment Failure/Involved | Overhead | Pole-Wood | Deteriorated | 2021 | Tier 2 - Elevated | Distribution Circuit | 6 | 9 | 2021-06-09 | 1369717 | Sus | Y | EquipmentFailureInvolved¦Overhead¦PoleWood¦Deteriorated
21-0074820 | Equipment Failure/Involved | Overhead | Crossarm, Wood | Broken | 2021 | Tier 2 - Elevated | Distribution Circuit | 6 | 15 | 2021-06-15 | 1374834 | Sus | Y | EquipmentFailureInvolved¦Overhead¦CrossarmWood¦Broken
21-0077670 | Unknown Cause | Patrol - found nothing |  |  | 2021 | Tier 2 - Elevated | Distribution Circuit | 6 | 22 | 2021-06-22 | 1382272 | Sus | Y | UnknownCause¦Patrolfoundnothing¦¦
21-0080313 | Vegetation | Tree - branch fell on line | Conductor, Overhead | Normal | 2021 | Tier 3 - Extreme | Distribution Circuit | 6 | 26 | 2021-06-26 | 1385735 | Sus | Y | Vegetation¦Treebranchfellonline¦ConductorOverhead¦Normal
21-0092074 | Environmental/External | Lightning | Transformer (OH) | Failed/Faulted | 2021 | Tier 3 - Extreme | Transformer only | 7 | 19 | 2021-07-19 | 1408339 | Sus | Y | EnvironmentalExternal¦Lightning¦Transformer(OH)¦FailedFaulted
21-0101566 | 3rd Party | Vehicle | Conductor, Overhead | Broken | 2021 | Tier 2 - Elevated | Distribution Circuit | 8 | 7 | 2021-08-07 | 1436715 | Sus | Y | 3rdParty¦Vehicle¦ConductorOverhead¦Broken
21-0101776 | Unknown Cause | Patrol - found nothing |  |  | 2021 | Tier 3 - Extreme | Distribution Circuit | 8 | 9 | 2021-08-09 | 1437596 | Sus | Y | UnknownCause¦Patrolfoundnothing¦¦
21-0106979 | Environmental/External | Fire, Forest/Grass | Service conductor | Burned/flashed | 2021 | Tier 2 - Elevated | Transformer only | 8 | 12 | 2021-08-12 | 1447686 | Sus | Y | EnvironmentalExternal¦FireForestGrass¦Serviceconductor¦Burnedflashed
21-0107555 | 3rd Party | Vehicle | Pole-Wood | Normal | 2021 | Tier 2 - Elevated | Distribution Circuit | 8 | 20 | 2021-08-20 | 1448909 | Sus | Y | 3rdParty¦Vehicle¦PoleWood¦Normal
21-0107695 | Equipment Failure/Involved | Overhead | Pole-Wood | Deteriorated | 2021 | Tier 3 - Extreme | Distribution Circuit | 8 | 21 | 2021-08-21 | 1449460 | Sus | Y | EquipmentFailureInvolved¦Overhead¦PoleWood¦Deteriorated
21-0111216 | Equipment Failure/Involved | Overhead | Crossarm, Wood | Burned/flashed | 2021 | Tier 2 - Elevated | Distribution Circuit | 8 | 30 | 2021-08-30 | 1458256 | Sus | Y | EquipmentFailureInvolved¦Overhead¦CrossarmWood¦Burnedflashed
21-0118176 | Vegetation | Tree - fell into line | Conductor, Overhead | Broken, wire on ground | 2021 | Tier 3 - Extreme | Distribution Circuit | 9 | 16 | 2021-09-16 | 1472841 | Sus | Y | Vegetation¦Treefellintoline¦ConductorOverhead¦Brokenwireonground
21-0126839 | Unknown Cause | Patrol - found nothing |  |  | 2021 | Tier 2 - Elevated | Distribution Circuit | 10 | 6 | 2021-10-06 | 1489025 | Sus | Y | UnknownCause¦Patrolfoundnothing¦¦
21-0126964 | Unknown Cause | Patrol - found nothing |  |  | 2021 | Tier 3 - Extreme | Transformer only | 10 | 6 | 2021-10-06 | 1489116 | Sus | Y | UnknownCause¦Patrolfoundnothing¦¦
21-0127450 | 3rd Party | Vehicle | Pole-Wood | Broken, wire on ground | 2021 | Tier 2 - Elevated | Distribution Circuit | 10 | 7 | 2021-10-07 | 1489827 | Sus | Y | 3rdParty¦Vehicle¦PoleWood¦Brokenwireonground
21-0128149 | Animal | Squirrel | Bushing | Burned/flashed | 2021 | Tier 2 - Elevated | Distribution Circuit | 10 | 9 | 2021-10-09 | 1491117 | Sus | Y | Animal¦Squirrel¦Bushing¦Burnedflashed
21-0133789 | Vegetation | Tree - branch fell on line | Transformer (OH) | Normal | 2021 | Tier 3 - Extreme | Transformer only | 10 | 20 | 2021-10-20 | 1503088 | Sus | Y | Vegetation¦Treebranchfellonline¦Transformer(OH)¦Normal
21-0136109 | Unknown Cause | Patrol - found nothing |  |  | 2021 | Tier 2 - Elevated | Distribution Circuit | 10 | 24 | 2021-10-24 | 1511235 | Sus | Y | UnknownCause¦Patrolfoundnothing¦¦
21-0140289 | Animal | Squirrel | Transformer (OH) | Normal | 2021 | Tier 3 - Extreme | Distribution Circuit | 10 | 30 | 2021-10-30 | 1526127 | Sus | Y | Animal¦Squirrel¦Transformer(OH)¦Normal
21-0141593 | Equipment Failure/Involved | Overhead | Transformer (OH) | Broken | 2021 | Tier 2 - Elevated | Transformer only | 11 | 3 | 2021-11-03 | 1533687 | Sus | Y | EquipmentFailureInvolved¦Overhead¦Transformer(OH)¦Broken
21-0148106 | Unknown Cause | Patrol - found nothing |  |  | 2021 | Tier 2 - Elevated | Distribution Circuit | 11 | 18 | 2021-11-18 | 1549477 | Sus | Y | UnknownCause¦Patrolfoundnothing¦¦
21-0157683 | Vegetation | Tree - fell into line | Conductor, Overhead | Broken, wire on ground | 2021 | Tier 2 - Elevated | Distribution Circuit | 12 | 13 | 2021-12-13 | 1568549 | Sus | N | Vegetation¦Treefellintoline¦ConductorOverhead¦Brokenwireonground
21-0161260 | Vegetation | Tree - fell into line | Pole-Wood | Broken, wire on ground | 2021 | Tier 2 - Elevated | Distribution Circuit | 12 | 27 | 2021-12-27 | 1586341 | Sus | N | Vegetation¦Treefellintoline¦PoleWood¦Brokenwireonground
21-0161299 | Vegetation | Tree - fell into line | Conductor, Overhead | Together | 2021 | Tier 3 - Extreme | Distribution Circuit | 12 | 27 | 2021-12-27 | 1586525 | Sus | N | Vegetation¦Treefellintoline¦ConductorOverhead¦Together
21-0161792 | Equipment Failure/Involved | Overhead | Transformer (OH) | Broken | 2021 | Tier 2 - Elevated | Distribution Circuit | 12 | 30 | 2021-12-30 | 1589760 | Sus | N | EquipmentFailureInvolved¦Overhead¦Transformer(OH)¦Broken
22-0005069 | Vegetation | Tree - fell into line | Pole-Wood | Broken, wire on ground | 2021 | Tier 3 - Extreme | Distribution Circuit | 12 | 27 | 2021-12-27 | 1584096 | Sus | N | Vegetation¦Treefellintoline¦PoleWood¦Brokenwireonground
22-0005681 | Vegetation | Tree - fell into line | Conductor, Overhead | Broken, wire on ground | 2021 | Tier 2 - Elevated | Distribution Circuit | 12 | 26 | 2021-12-26 | 1593970 | Sus | N | Vegetation¦Treefellintoline¦ConductorOverhead¦Brokenwireonground
22-0005760 | Environmental/External | Ice or snow | Conductor, Overhead | Broken, wire on ground | 2021 | Tier 2 - Elevated | Distribution Circuit | 12 | 27 | 2021-12-27 | 1594310 | Sus | N | EnvironmentalExternal¦Iceorsnow¦ConductorOverhead¦Brokenwireonground
22-0007618 | Environmental/External | Ice or snow | Conductor, Overhead | Broken, wire on ground | 2021 | Tier 3 - Extreme | Distribution Circuit | 12 | 27 | 2021-12-27 | 1598223 | Sus | N | EnvironmentalExternal¦Iceorsnow¦ConductorOverhead¦Brokenwireonground
22-0013048 | Unknown Cause | Patrol - found nothing |  |  | 2022 | Tier 3 - Extreme | Distribution Circuit | 1 | 22 | 2022-01-22 | 1609262 | Sus | N | UnknownCause¦Patrolfoundnothing¦¦
22-0021147 | Unknown Cause | Patrol - found nothing |  |  | 2022 | Tier 2 - Elevated | Distribution Circuit | 2 | 11 | 2022-02-11 | 1625332 | Sus | N | UnknownCause¦Patrolfoundnothing¦¦
22-0031979 | Vegetation | Tree - fell into line | Transformer | Broken | 2022 | Tier 2 - Elevated | Transformer only | 3 | 9 | 2022-03-09 | 1645514 | Sus | N | Vegetation¦Treefellintoline¦Transformer¦Broken
22-0032664 | Company Initiated | Personnel, company | Transformer (OH) | Normal | 2022 | Tier 2 - Elevated | Transformer only | 3 | 11 | 2022-03-11 | 1646624 | Sus | N | CompanyInitiated¦Personnelcompany¦Transformer(OH)¦Normal
22-0034772 | Vegetation | Tree - branch fell on line | Conductor, Overhead | Normal | 2022 | Tier 3 - Extreme | Transformer only | 3 | 16 | 2022-03-16 | 1650042 | Sus | N | Vegetation¦Treebranchfellonline¦ConductorOverhead¦Normal
22-0034958 | Company Initiated | Personnel, company | Recloser | Normal | 2022 | Tier 2 - Elevated | Distribution Circuit | 4 | 11 | 2022-04-11 | 1667841 | Sus | N | CompanyInitiated¦Personnelcompany¦Recloser¦Normal
22-0036268 | Unknown Cause | Patrol - found nothing |  |  | 2022 | Tier 3 - Extreme | Distribution Circuit | 3 | 21 | 2022-03-21 | 1652308 | Sus | N | UnknownCause¦Patrolfoundnothing¦¦
22-0041615 | Unknown Cause | Patrol - not conducted |  |  | 2022 | Tier 2 - Elevated | Distribution Circuit | 4 | 1 | 2022-04-01 | 1661001 | Sus | N | UnknownCause¦Patrolnotconducted¦¦
22-0047279 | Equipment Failure/Involved | Underground | Transformer (UG) | Leaking | 2022 | Tier 2 - Elevated | Distribution Circuit | 4 | 13 | 2022-04-13 | 1671494 | Sus | N | EquipmentFailureInvolved¦Underground¦Transformer(UG)¦Leaking
22-0050846 | Equipment Failure/Involved | Underground | Transformer (UG) | Leaking | 2022 | Tier 3 - Extreme | Distribution Circuit | 4 | 18 | 2022-04-18 | 1675795 | Sus | N | EquipmentFailureInvolved¦Underground¦Transformer(UG)¦Leaking
22-0058621 | Equipment Failure/Involved | Overhead | Cutout, fuse holder | Broken | 2022 | Tier 2 - Elevated | Distribution Circuit | 5 | 5 | 2022-05-05 | 1689219 | Sus | Y | EquipmentFailureInvolved¦Overhead¦Cutoutfuseholder¦Broken
22-0067236 | 3rd Party | Vehicle | Pole-Wood | Broken | 2022 | Tier 3 - Extreme | Distribution Circuit | 5 | 26 | 2022-05-26 | 1712013 | Sus | Y | 3rdParty¦Vehicle¦PoleWood¦Broken
22-0078452 | Animal | Squirrel | Fuse | Burned Open | 2022 | Tier 2 - Elevated | Distribution Circuit | 6 | 25 | 2022-06-25 | 1741822 | Sus | Y | Animal¦Squirrel¦Fuse¦BurnedOpen
22-0081379 | Equipment Failure/Involved | Overhead | Fuse | Burned Open | 2022 | Tier 2 - Elevated | Transformer only | 7 | 2 | 2022-07-02 | 1747807 | Sus | Y | EquipmentFailureInvolved¦Overhead¦Fuse¦BurnedOpen
22-0086035 | Animal | Bird found | Transformer (OH) | Burned/flashed | 2022 | Tier 2 - Elevated | Distribution Circuit | 7 | 15 | 2022-07-15 | 1757495 | Sus | Y | Animal¦Birdfound¦Transformer(OH)¦Burnedflashed
22-0086069 | Vegetation | Tree - fell into line | Service conductor | Broken, wire on ground | 2022 | Tier 3 - Extreme | Transformer only | 7 | 15 | 2022-07-15 | 1757521 | Sus | Y | Vegetation¦Treefellintoline¦Serviceconductor¦Brokenwireonground
22-0089102 | Unknown Cause | Patrol - found nothing |  |  | 2022 | Tier 2 - Elevated | Distribution Circuit | 7 | 24 | 2022-07-24 | 1764361 | Sus | Y | UnknownCause¦Patrolfoundnothing¦¦
22-0092738 | Equipment Failure/Involved | Overhead | Lightning Arrestor | Broken | 2022 | Tier 2 - Elevated | Transformer only | 8 | 2 | 2022-08-02 | 1771279 | Sus | Y | EquipmentFailureInvolved¦Overhead¦LightningArrestor¦Broken
22-0097398 | Unknown Cause | Patrol - found nothing |  |  | 2022 | Tier 2 - Elevated | Distribution Circuit | 8 | 15 | 2022-08-15 | 1780995 | Sus | Y | UnknownCause¦Patrolfoundnothing¦¦
22-0099634 | Equipment Failure/Involved | Overhead | Fuse | Burned Open | 2022 | Tier 3 - Extreme | Transformer only | 8 | 19 | 2022-08-19 | 1784954 | Sus | Y | EquipmentFailureInvolved¦Overhead¦Fuse¦BurnedOpen
22-0103635 | Vegetation | Tree - branch fell on line | Transformer (OH) | Broken, wire on ground | 2022 | Tier 3 - Extreme | Transformer only | 8 | 30 | 2022-08-30 | 1794854 | Sus | Y | Vegetation¦Treebranchfellonline¦Transformer(OH)¦Brokenwireonground
22-0103730 | Equipment Failure/Involved | Overhead | Pole-Wood | Deteriorated | 2022 | Tier 2 - Elevated | Distribution Circuit | 8 | 30 | 2022-08-30 | 1795091 | Sus | Y | EquipmentFailureInvolved¦Overhead¦PoleWood¦Deteriorated
22-0117793 | Unknown Cause | Patrol - found nothing |  |  | 2022 | Tier 3 - Extreme | Distribution Circuit | 10 | 4 | 2022-10-04 | 1828569 | Sus | Y | UnknownCause¦Patrolfoundnothing¦¦
22-0123020 | 3rd Party | Tree - cutting, 3rd party | Conductor, Overhead | Normal | 2022 | Tier 2 - Elevated | Distribution Circuit | 10 | 19 | 2022-10-19 | 1840800 | Sus | Y | 3rdParty¦Treecutting3rdparty¦ConductorOverhead¦Normal
22-0123084 | Vegetation | Tree - fell into line | Conductor, Overhead | Broken, wire on ground | 2022 | Tier 2 - Elevated | Distribution Circuit | 10 | 20 | 2022-10-20 | 1841140 | Sus | Y | Vegetation¦Treefellintoline¦ConductorOverhead¦Brokenwireonground
22-0124473 | Unknown Cause | Patrol - found nothing |  |  | 2022 | Tier 2 - Elevated | Distribution Circuit | 10 | 25 | 2022-10-25 | 1844713 | Sus | Y | UnknownCause¦Patrolfoundnothing¦¦
22-0124539 | 3rd Party | Tree - cutting, 3rd party | Transformer (OH) | Broken | 2022 | Tier 2 - Elevated | Distribution Circuit | 10 | 25 | 2022-10-25 | 1844984 | Sus | Y | 3rdParty¦Treecutting3rdparty¦Transformer(OH)¦Broken
22-0128989 | Equipment Failure/Involved | Overhead | Conductor, Overhead | Deteriorated | 2022 | Tier 2 - Elevated | Distribution Circuit | 11 | 8 | 2022-11-08 | 1856800 | Sus | Y | EquipmentFailureInvolved¦Overhead¦ConductorOverhead¦Deteriorated
22-0129361 | 3rd Party | Vehicle | Pole-Wood | Broken | 2022 | Tier 3 - Extreme | Distribution Circuit | 11 | 8 | 2022-11-08 | 1858397 | Sus | Y | 3rdParty¦Vehicle¦PoleWood¦Broken
22-0130601 | Equipment Failure/Involved | Overhead | Conductor, Overhead | Broken, wire on ground | 2022 | Tier 2 - Elevated | Distribution Circuit | 11 | 12 | 2022-11-12 | 1861379 | Sus | Y | EquipmentFailureInvolved¦Overhead¦ConductorOverhead¦Brokenwireonground
22-0130652 | Equipment Failure/Involved | Overhead | Conductor, Overhead | Broken, wire on ground | 2022 | Tier 2 - Elevated | Distribution Circuit | 11 | 13 | 2022-11-13 | 1861522 | Sus | Y | EquipmentFailureInvolved¦Overhead¦ConductorOverhead¦Brokenwireonground
22-0131765 | Animal | Other | Transformer (OH) | Failed/Faulted | 2022 | Tier 2 - Elevated | Transformer only | 11 | 16 | 2022-11-16 | 1864151 | Sus | Y | Animal¦Other¦Transformer(OH)¦FailedFaulted
22-0136830 | Vegetation | Tree - branch fell on line | Conductor, Overhead | Broken, wire on ground | 2022 | Tier 3 - Extreme | Distribution Circuit | 12 | 5 | 2022-12-05 | 1876655 | Sus | N | Vegetation¦Treebranchfellonline¦ConductorOverhead¦Brokenwireonground
22-0136835 | Unknown Cause | Patrol - not conducted |  |  | 2022 | Tier 2 - Elevated | Distribution Circuit | 12 | 5 | 2022-12-05 | 1876714 | Sus | N | UnknownCause¦Patrolnotconducted¦¦
22-0138484 | Vegetation | Tree - branch fell on line | Conductor, Overhead | Normal | 2022 | Tier 2 - Elevated | Distribution Circuit | 12 | 10 | 2022-12-10 | 1881787 | Sus | N | Vegetation¦Treebranchfellonline¦ConductorOverhead¦Normal
22-0139282 | Vegetation | Tree - branch fell on line | Service conductor | Normal | 2022 | Tier 3 - Extreme | Transformer only | 12 | 12 | 2022-12-12 | 1887281 | Sus | N | Vegetation¦Treebranchfellonline¦Serviceconductor¦Normal
22-0142467 | Vegetation | Tree - branch fell on line | Conductor, Overhead | Together | 2022 | Tier 3 - Extreme | Distribution Circuit | 12 | 31 | 2022-12-31 | 1903017 | Sus | N | Vegetation¦Treebranchfellonline¦ConductorOverhead¦Together
15-0002258 | Vegetation | Tree - branch fell on line | Other | Normal | 2015 | Tier 3 - Extreme | Distribution Circuit | 1 | 2 | 2015-01-02 | 1158647 | Sus | N | Vegetation¦Treebranchfellonline¦Other¦Normal
15-0007243 | Equipment Failure/Involved | Other | Transformer | Broken | 2015 | Tier 3 - Extreme | Transformer only | 1 | 26 | 2015-01-26 | 1168658 | Sus | N | EquipmentFailureInvolved¦Other¦Transformer¦Broken
15-0010479 | Vegetation | Tree - fell into line | Conductor, Overhead | Broken, wire on ground | 2015 | Tier 2 - Elevated | Distribution Circuit | 2 | 6 | 2015-02-06 | 1173184 | Sus | N | Vegetation¦Treefellintoline¦ConductorOverhead¦Brokenwireonground
15-0010635 | Unknown Cause | Patrol - found nothing |  |  | 2015 | Tier 2 - Elevated | Distribution Circuit | 2 | 6 | 2015-02-06 | 1177540 | Sus | N | UnknownCause¦Patrolfoundnothing¦¦
15-0012201 | Vegetation | Tree - fell into line | Conductor, Overhead | Broken, wire on ground | 2015 | Tier 2 - Elevated | Distribution Circuit | 2 | 8 | 2015-02-08 | 1185254 | Sus | N | Vegetation¦Treefellintoline¦ConductorOverhead¦Brokenwireonground
15-0022173 | Unknown Cause | Patrol - found nothing |  |  | 2015 | Tier 3 - Extreme | Distribution Circuit | 3 | 26 | 2015-03-26 | 1208181 | Sus | N | UnknownCause¦Patrolfoundnothing¦¦
15-0024274 | Equipment Failure/Involved | Other | Transformer | Burned Open | 2015 | Tier 3 - Extreme | Transformer only | 4 | 5 | 2015-04-05 | 1212950 | Sus | N | EquipmentFailureInvolved¦Other¦Transformer¦BurnedOpen
15-0025363 | Equipment Failure/Involved | Other | Transformer | Malfunctioning | 2015 | Tier 2 - Elevated | Transformer only | 4 | 8 | 2015-04-08 | 1215932 | Sus | N | EquipmentFailureInvolved¦Other¦Transformer¦Malfunctioning
15-0032776 | Unknown Cause | Patrol - found nothing |  |  | 2015 | Tier 2 - Elevated | Distribution Circuit | 5 | 7 | 2015-05-07 | 1231368 | Sus | Y | UnknownCause¦Patrolfoundnothing¦¦
15-0039442 | Unknown Cause | Patrol - found nothing |  |  | 2015 | Tier 2 - Elevated | Distribution Circuit | 6 | 8 | 2015-06-08 | 1245856 | Sus | Y | UnknownCause¦Patrolfoundnothing¦¦
15-0040942 | Unknown Cause | Patrol - found nothing |  |  | 2015 | Tier 2 - Elevated | Distribution Circuit | 6 | 14 | 2015-06-14 | 1250789 | Sus | Y | UnknownCause¦Patrolfoundnothing¦¦
15-0044279 | Company Initiated | Improper Construction | Conductor, Underground | Normal | 2015 | Tier 2 - Elevated | Distribution Circuit | 6 | 30 | 2015-06-30 | 1259447 | Sus | Y | CompanyInitiated¦ImproperConstruction¦ConductorUnderground¦Normal
15-0045224 | Environmental/External | Lightning | Fuse | Failed/Faulted | 2015 | Tier 2 - Elevated | Distribution Circuit | 7 | 2 | 2015-07-02 | 1262159 | Sus | Y | EnvironmentalExternal¦Lightning¦Fuse¦FailedFaulted
15-0047264 | 3rd Party | Vehicle | Pole-Wood | Broken, wire on ground | 2015 | Tier 2 - Elevated | Distribution Circuit | 7 | 14 | 2015-07-14 | 1267629 | Sus | Y | 3rdParty¦Vehicle¦PoleWood¦Brokenwireonground
15-0047782 | Equipment Failure/Involved | Overhead | Connector or Splice (OH) | Broken | 2015 | Tier 3 - Extreme | Distribution Circuit | 7 | 16 | 2015-07-16 | 1268831 | Sus | Y | EquipmentFailureInvolved¦Overhead¦ConnectororSplice(OH)¦Broken
15-0050623 | Animal | Squirrel | Fuse | Failed/Faulted | 2015 | Tier 3 - Extreme | Distribution Circuit | 7 | 27 | 2015-07-27 | 1277704 | Sus | Y | Animal¦Squirrel¦Fuse¦FailedFaulted
15-0056870 | Unknown Cause | Patrol - found nothing |  |  | 2015 | Tier 2 - Elevated | Distribution Circuit | 8 | 24 | 2015-08-24 | 1293494 | Sus | Y | UnknownCause¦Patrolfoundnothing¦¦
15-0062812 | Environmental/External | Fire, Forest/Grass | Pole-Wood | Burned/flashed | 2015 | Tier 2 - Elevated | Distribution Circuit | 9 | 10 | 2015-09-10 | 1310569 | Sus | Y | EnvironmentalExternal¦FireForestGrass¦PoleWood¦Burnedflashed
15-0073068 | Animal | Squirrel | Pothead/Riser Termination | Burned/flashed | 2015 | Tier 3 - Extreme | Distribution Circuit | 10 | 23 | 2015-10-23 | 1328414 | Sus | Y | Animal¦Squirrel¦PotheadRiserTermination¦Burnedflashed
15-0073137 | Animal | Squirrel | Fuse | Failed/Faulted | 2015 | Tier 2 - Elevated | Distribution Circuit | 10 | 24 | 2015-10-24 | 1328706 | Sus | Y | Animal¦Squirrel¦Fuse¦FailedFaulted
15-0073206 | Unknown Cause | Patrol - found nothing |  |  | 2015 | Tier 2 - Elevated | Distribution Circuit | 10 | 25 | 2015-10-25 | 1328892 | Sus | Y | UnknownCause¦Patrolfoundnothing¦¦
15-0075303 | Environmental/External | Lightning | Transformer | Burned/flashed | 2015 | Tier 2 - Elevated | Transformer only | 11 | 3 | 2015-11-03 | 1334473 | Sus | Y | EnvironmentalExternal¦Lightning¦Transformer¦Burnedflashed
15-0076757 | Vegetation | Tree - fell into line | Conductor, Overhead | Normal | 2015 | Tier 2 - Elevated | Distribution Circuit | 11 | 9 | 2015-11-09 | 1337928 | Sus | Y | Vegetation¦Treefellintoline¦ConductorOverhead¦Normal
15-0078489 | Environmental/External | Lightning | Transformer | Failed/Faulted | 2015 | Tier 3 - Extreme | Transformer only | 11 | 16 | 2015-11-16 | 1343644 | Sus | Y | EnvironmentalExternal¦Lightning¦Transformer¦FailedFaulted
15-0082495 | Unknown Cause | Patrol - found nothing |  | Normal | 2015 | Tier 3 - Extreme | Distribution Circuit | 12 | 3 | 2015-12-03 | 1352707 | Sus | N | UnknownCause¦Patrolfoundnothing¦¦Normal
15-0084087 | Environmental/External | Lightning | Transformer | Failed/Faulted | 2015 | Tier 2 - Elevated | Transformer only | 12 | 10 | 2015-12-10 | 1358201 | Sus | N | EnvironmentalExternal¦Lightning¦Transformer¦FailedFaulted
15-0084179 | Vegetation | Tree - branch fell on line | Jumper | Burned Open | 2015 | Tier 3 - Extreme | Distribution Circuit | 12 | 11 | 2015-12-11 | 1358489 | Sus | N | Vegetation¦Treebranchfellonline¦Jumper¦BurnedOpen
15-0087484 | Vegetation | Tree - fell into line | Conductor, Overhead | Broken, wire on ground | 2015 | Tier 2 - Elevated | Distribution Circuit | 12 | 27 | 2015-12-27 | 1372326 | Sus | N | Vegetation¦Treefellintoline¦ConductorOverhead¦Brokenwireonground
16-0004756 | 3rd Party | Tree - cutting, 3rd party | Conductor, Overhead | Normal | 2016 | Tier 3 - Extreme | Distribution Circuit | 1 | 12 | 2016-01-12 | 1382138 | Sus | N | 3rdParty¦Treecutting3rdparty¦ConductorOverhead¦Normal
16-0004950 | Vegetation | Tree - bark fell into line | Conductor, Overhead | Broken, wire on ground | 2016 | Tier 2 - Elevated | Distribution Circuit | 1 | 13 | 2016-01-13 | 1382499 | Sus | N | Vegetation¦Treebarkfellintoline¦ConductorOverhead¦Brokenwireonground
16-0005696 | Equipment Failure/Involved | Overhead | Crossarm, Wood | Broken | 2016 | Tier 3 - Extreme | Distribution Circuit | 1 | 15 | 2016-01-15 | 1384678 | Sus | N | EquipmentFailureInvolved¦Overhead¦CrossarmWood¦Broken
16-0007706 | Unknown Cause | Patrol - not conducted |  | Failed/Faulted | 2016 | Tier 2 - Elevated | Distribution Circuit | 1 | 23 | 2016-01-23 | 1390596 | Sus | N | UnknownCause¦Patrolnotconducted¦¦FailedFaulted
16-0009180 | Vegetation | Tree - branch fell on line | Conductor, Overhead | Broken, wire on ground | 2016 | Tier 3 - Extreme | Distribution Circuit | 1 | 29 | 2016-01-29 | 1394058 | Sus | N | Vegetation¦Treebranchfellonline¦ConductorOverhead¦Brokenwireonground
16-0009342 | 3rd Party | Vehicle | Pole-Wood | Normal | 2016 | Tier 2 - Elevated | Distribution Circuit | 1 | 31 | 2016-01-31 | 1394654 | Sus | N | 3rdParty¦Vehicle¦PoleWood¦Normal
16-0013584 | Unknown Cause | Patrol - found nothing |  |  | 2016 | Tier 2 - Elevated | Distribution Circuit | 2 | 17 | 2016-02-17 | 1406827 | Sus | N | UnknownCause¦Patrolfoundnothing¦¦
16-0015266 | Vegetation | Tree - branch fell on line | Conductor, Overhead | Normal | 2016 | Tier 2 - Elevated | Distribution Circuit | 2 | 24 | 2016-02-24 | 1411518 | Sus | N | Vegetation¦Treebranchfellonline¦ConductorOverhead¦Normal
16-0018040 | Vegetation | Tree - fell into line | Conductor, Overhead | On Ground | 2016 | Tier 2 - Elevated | Distribution Circuit | 3 | 5 | 2016-03-05 | 1417491 | Sus | N | Vegetation¦Treefellintoline¦ConductorOverhead¦OnGround
16-0018606 | Vegetation | Tree - fell into line | Conductor, Overhead | Broken, wire on ground | 2016 | Tier 3 - Extreme | Distribution Circuit | 3 | 6 | 2016-03-06 | 1422756 | Sus | N | Vegetation¦Treefellintoline¦ConductorOverhead¦Brokenwireonground
16-0018879 | Vegetation | Tree - fell into line | Conductor, Overhead | Broken, wire on ground | 2016 | Tier 3 - Extreme | Distribution Circuit | 3 | 7 | 2016-03-07 | 1423325 | Sus | N | Vegetation¦Treefellintoline¦ConductorOverhead¦Brokenwireonground
16-0020698 | Vegetation | Tree - fell into line | Conductor, Overhead | Broken, wire on ground | 2016 | Tier 3 - Extreme | Distribution Circuit | 3 | 11 | 2016-03-11 | 1428892 | Sus | N | Vegetation¦Treefellintoline¦ConductorOverhead¦Brokenwireonground
16-0021048 | Vegetation | Tree - fell into line | Conductor, Overhead | On Ground | 2016 | Tier 2 - Elevated | Distribution Circuit | 3 | 13 | 2016-03-13 | 1430584 | Sus | N | Vegetation¦Treefellintoline¦ConductorOverhead¦OnGround
16-0022069 | Vegetation | Tree - branch fell on line | Conductor, Overhead | Normal | 2016 | Tier 2 - Elevated | Distribution Circuit | 3 | 16 | 2016-03-16 | 1432925 | Sus | N | Vegetation¦Treebranchfellonline¦ConductorOverhead¦Normal
16-0023531 | Unknown Cause | Patrol - found nothing |  |  | 2016 | Tier 3 - Extreme | Distribution Circuit | 3 | 23 | 2016-03-23 | 1436976 | Sus | N | UnknownCause¦Patrolfoundnothing¦¦
16-0033557 | Equipment Failure/Involved | Overhead | Crossarm, Wood | Broken | 2016 | Tier 3 - Extreme | Distribution Circuit | 5 | 3 | 2016-05-03 | 1463976 | Sus | Y | EquipmentFailureInvolved¦Overhead¦CrossarmWood¦Broken
16-0038836 | Unknown Cause | Patrol - found nothing |  |  | 2016 | Tier 3 - Extreme | Distribution Circuit | 5 | 26 | 2016-05-26 | 1477698 | Sus | Y | UnknownCause¦Patrolfoundnothing¦¦
16-0045866 | Equipment Failure/Involved | Overhead | Transformer | Failed/Faulted | 2016 | Tier 2 - Elevated | Transformer only | 6 | 26 | 2016-06-26 | 1496165 | Sus | Y | EquipmentFailureInvolved¦Overhead¦Transformer¦FailedFaulted
16-0047047 | Animal | Squirrel |  | Failed/Faulted | 2016 | Tier 2 - Elevated | Transformer only | 6 | 30 | 2016-06-30 | 1498809 | Sus | Y | Animal¦Squirrel¦¦FailedFaulted
16-0052276 | Equipment Failure/Involved | Other | Customer Equipment | Malfunctioning | 2016 | Tier 2 - Elevated | Transformer only | 7 | 25 | 2016-07-25 | 1515646 | Sus | Y | EquipmentFailureInvolved¦Other¦CustomerEquipment¦Malfunctioning
16-0057416 | Equipment Failure/Involved | Overhead | Crossarm, Wood | Burned/flashed | 2016 | Tier 3 - Extreme | Distribution Circuit | 8 | 15 | 2016-08-15 | 1526822 | Sus | Y | EquipmentFailureInvolved¦Overhead¦CrossarmWood¦Burnedflashed
16-0074685 | Vegetation | Tree - fell into line | Conductor, Overhead | Broken, wire on ground | 2016 | Tier 2 - Elevated | Distribution Circuit | 10 | 21 | 2016-10-21 | 1567284 | Sus | Y | Vegetation¦Treefellintoline¦ConductorOverhead¦Brokenwireonground
16-0076807 | Unknown Cause | Patrol - not conducted |  |  | 2016 | Tier 3 - Extreme | Distribution Circuit | 10 | 30 | 2016-10-30 | 1573302 | Sus | Y | UnknownCause¦Patrolnotconducted¦¦
16-0083763 | Unknown Cause | Patrol - found nothing |  |  | 2016 | Tier 2 - Elevated | Distribution Circuit | 12 | 3 | 2016-12-03 | 1594054 | Sus | N | UnknownCause¦Patrolfoundnothing¦¦
16-0083939 | Vegetation | Tree - cutting, PG&E contractor | Pole-Wood | Broken | 2016 | Tier 3 - Extreme | Distribution Circuit | 12 | 5 | 2016-12-05 | 1594817 | Sus | N | Vegetation¦TreecuttingPG&Econtractor¦PoleWood¦Broken
16-0084779 | Animal | Other | Conductor, Underground | Deteriorated | 2016 | Tier 2 - Elevated | Distribution Circuit | 12 | 9 | 2016-12-09 | 1597712 | Sus | N | Animal¦Other¦ConductorUnderground¦Deteriorated
16-0086920 | Equipment Failure/Involved | Overhead | Fuse | Failed/Faulted | 2016 | Tier 2 - Elevated | Distribution Circuit | 12 | 24 | 2016-12-24 | 1610302 | Sus | N | EquipmentFailureInvolved¦Overhead¦Fuse¦FailedFaulted
17-0002733 | Animal | Bird found | Fuse | Failed/Faulted | 2017 | Tier 2 - Elevated | Distribution Circuit | 1 | 1 | 2017-01-01 | 1614383 | Sus | N | Animal¦Birdfound¦Fuse¦FailedFaulted
17-0003186 | Vegetation | Tree - fell into line | Conductor, Overhead | Normal | 2017 | Tier 3 - Extreme | Distribution Circuit | 1 | 3 | 2017-01-03 | 1615945 | Sus | N | Vegetation¦Treefellintoline¦ConductorOverhead¦Normal
17-0003810 | Vegetation | Tree - fell into line | Insulator | Broken | 2017 | Tier 3 - Extreme | Distribution Circuit | 1 | 4 | 2017-01-04 | 1618755 | Sus | N | Vegetation¦Treefellintoline¦Insulator¦Broken
17-0004592 | Vegetation | Tree - branch fell on line | Service conductor | Broken | 2017 | Tier 2 - Elevated | Transformer only | 1 | 7 | 2017-01-07 | 1621153 | Sus | N | Vegetation¦Treebranchfellonline¦Serviceconductor¦Broken
17-0005010 | Vegetation | Tree - branch fell on line | Conductor, Overhead | Normal | 2017 | Tier 2 - Elevated | Distribution Circuit | 1 | 8 | 2017-01-08 | 1622778 | Sus | N | Vegetation¦Treebranchfellonline¦ConductorOverhead¦Normal
17-0005064 | Equipment Failure/Involved | Overhead | Transformer (OH) | Failed/Faulted | 2017 | Tier 2 - Elevated | Transformer only | 1 | 8 | 2017-01-08 | 1623829 | Sus | N | EquipmentFailureInvolved¦Overhead¦Transformer(OH)¦FailedFaulted
17-0005599 | Equipment Failure/Involved | Overhead | Jumper | Burned Open | 2017 | Tier 2 - Elevated | Distribution Circuit | 1 | 8 | 2017-01-08 | 1628014 | Sus | N | EquipmentFailureInvolved¦Overhead¦Jumper¦BurnedOpen
17-0005861 | Vegetation | Tree - fell into line | Conductor, Overhead | Broken, wire on ground | 2017 | Tier 3 - Extreme | Distribution Circuit | 1 | 9 | 2017-01-09 | 1629925 | Sus | N | Vegetation¦Treefellintoline¦ConductorOverhead¦Brokenwireonground
17-0006036 | Unknown Cause | Patrol - found nothing |  |  | 2017 | Tier 2 - Elevated | Distribution Circuit | 1 | 8 | 2017-01-08 | 1627635 | Sus | N | UnknownCause¦Patrolfoundnothing¦¦
17-0007328 | Vegetation | Tree - fell into line | Pole-Wood | Broken, wire on ground | 2017 | Tier 2 - Elevated | Distribution Circuit | 1 | 11 | 2017-01-11 | 1638362 | Sus | N | Vegetation¦Treefellintoline¦PoleWood¦Brokenwireonground
17-0008432 | Vegetation | Tree - branch fell on line | Conductor, Overhead | Together | 2017 | Tier 3 - Extreme | Distribution Circuit | 1 | 12 | 2017-01-12 | 1641096 | Sus | N | Vegetation¦Treebranchfellonline¦ConductorOverhead¦Together
17-0008447 | Equipment Failure/Involved | Overhead | Insulator | Burned/flashed | 2017 | Tier 2 - Elevated | Distribution Circuit | 1 | 12 | 2017-01-12 | 1641548 | Sus | N | EquipmentFailureInvolved¦Overhead¦Insulator¦Burnedflashed
17-0011182 | Unknown Cause | Patrol - found nothing |  |  | 2017 | Tier 2 - Elevated | Distribution Circuit | 1 | 20 | 2017-01-20 | 1652171 | Sus | N | UnknownCause¦Patrolfoundnothing¦¦
17-0011398 | Unknown Cause | Patrol - found nothing |  |  | 2017 | Tier 3 - Extreme | Distribution Circuit | 1 | 20 | 2017-01-20 | 1652844 | Sus | N | UnknownCause¦Patrolfoundnothing¦¦
17-0013074 | Vegetation | Tree - fell into line | Conductor, Overhead | Broken, wire on ground | 2017 | Tier 3 - Extreme | Distribution Circuit | 1 | 22 | 2017-01-22 | 1660089 | Sus | N | Vegetation¦Treefellintoline¦ConductorOverhead¦Brokenwireonground
17-0017432 | Unknown Cause | Patrol - found nothing |  |  | 2017 | Tier 3 - Extreme | Distribution Circuit | 2 | 4 | 2017-02-04 | 1674601 | Sus | N | UnknownCause¦Patrolfoundnothing¦¦
17-0017433 | Vegetation | Tree - fell into line | Conductor, Overhead | Broken, wire on ground | 2017 | Tier 2 - Elevated | Distribution Circuit | 2 | 4 | 2017-02-04 | 1674624 | Sus | N | Vegetation¦Treefellintoline¦ConductorOverhead¦Brokenwireonground
17-0017773 | Unknown Cause | Patrol - found nothing |  |  | 2017 | Tier 3 - Extreme | Distribution Circuit | 2 | 6 | 2017-02-06 | 1675931 | Sus | N | UnknownCause¦Patrolfoundnothing¦¦
17-0017851 | Vegetation | Tree - fell into line | Conductor, Overhead | Broken, wire on ground | 2017 | Tier 2 - Elevated | Distribution Circuit | 2 | 6 | 2017-02-06 | 1676739 | Sus | N | Vegetation¦Treefellintoline¦ConductorOverhead¦Brokenwireonground
17-0017865 | Vegetation | Tree - branch fell on line | Conductor, Overhead | Normal | 2017 | Tier 3 - Extreme | Distribution Circuit | 2 | 6 | 2017-02-06 | 1676799 | Sus | N | Vegetation¦Treebranchfellonline¦ConductorOverhead¦Normal
17-0018067 | Unknown Cause | Patrol - not conducted |  |  | 2017 | Tier 2 - Elevated | Distribution Circuit | 2 | 7 | 2017-02-07 | 1677499 | Sus | N | UnknownCause¦Patrolnotconducted¦¦
17-0018180 | Vegetation | Tree - branch fell on line | Conductor, Overhead | Broken, wire on ground | 2017 | Tier 2 - Elevated | Distribution Circuit | 2 | 7 | 2017-02-07 | 1678003 | Sus | N | Vegetation¦Treebranchfellonline¦ConductorOverhead¦Brokenwireonground
17-0019622 | Equipment Failure/Involved | Underground | Conductor, Underground | Burned/flashed | 2017 | Tier 2 - Elevated | Distribution Circuit | 2 | 9 | 2017-02-09 | 1683697 | Sus | N | EquipmentFailureInvolved¦Underground¦ConductorUnderground¦Burnedflashed
17-0022511 | Vegetation | Tree - fell into line | Conductor, Overhead | Normal | 2017 | Tier 3 - Extreme | Distribution Circuit | 2 | 17 | 2017-02-17 | 1696896 | Sus | N | Vegetation¦Treefellintoline¦ConductorOverhead¦Normal
17-0024058 | Unknown Cause | Patrol - found nothing |  |  | 2017 | Tier 2 - Elevated | Transmission line | 2 | 20 | 2017-02-20 | 1705664 | Sus | N | UnknownCause¦Patrolfoundnothing¦¦
17-0024923 | Equipment Failure/Involved | Overhead | Conductor, Overhead | Broken, wire on ground | 2017 | Tier 3 - Extreme | Distribution Circuit | 2 | 21 | 2017-02-21 | 1707754 | Sus | N | EquipmentFailureInvolved¦Overhead¦ConductorOverhead¦Brokenwireonground
17-0025704 | Vegetation | Tree - fell into line | Conductor, Overhead | Broken, wire on ground | 2017 | Tier 3 - Extreme | Distribution Circuit | 2 | 22 | 2017-02-22 | 1710998 | Sus | N | Vegetation¦Treefellintoline¦ConductorOverhead¦Brokenwireonground
17-0030094 | Vegetation | Tree - fell into line | Conductor, Overhead | On Ground | 2017 | Tier 3 - Extreme | Distribution Circuit | 3 | 10 | 2017-03-10 | 1724429 | Sus | N | Vegetation¦Treefellintoline¦ConductorOverhead¦OnGround
17-0033338 | Vegetation | Tree - fell into line | Fuse | Failed/Faulted | 2017 | Tier 2 - Elevated | Distribution Circuit | 3 | 23 | 2017-03-23 | 1734400 | Sus | N | Vegetation¦Treefellintoline¦Fuse¦FailedFaulted
17-0035373 | Vegetation | Tree - fell into line | Conductor, Overhead | Broken, wire on ground | 2017 | Tier 2 - Elevated | Distribution Circuit | 3 | 30 | 2017-03-30 | 1740163 | Sus | N | Vegetation¦Treefellintoline¦ConductorOverhead¦Brokenwireonground
17-0037714 | Vegetation | Tree - fell into line | Conductor, Overhead | Broken, wire on ground | 2017 | Tier 3 - Extreme | Distribution Circuit | 4 | 6 | 2017-04-06 | 1746827 | Sus | N | Vegetation¦Treefellintoline¦ConductorOverhead¦Brokenwireonground
17-0038455 | Vegetation | Tree - fell into line | Service conductor | Broken, wire on ground | 2017 | Tier 3 - Extreme | Distribution Circuit | 4 | 9 | 2017-04-09 | 1753430 | Sus | N | Vegetation¦Treefellintoline¦Serviceconductor¦Brokenwireonground
17-0039818 | Equipment Failure/Involved | Overhead | Jumper | Broken | 2017 | Tier 2 - Elevated | Transformer only | 4 | 13 | 2017-04-13 | 1756772 | Sus | N | EquipmentFailureInvolved¦Overhead¦Jumper¦Broken
17-0040031 | Environmental/External | Lightning | Transformer | Failed/Faulted | 2017 | Tier 3 - Extreme | Transformer only | 4 | 13 | 2017-04-13 | 1757180 | Sus | N | EnvironmentalExternal¦Lightning¦Transformer¦FailedFaulted
17-0044993 | Unknown Cause | Patrol - found nothing |  |  | 2017 | Tier 2 - Elevated | Distribution Circuit | 5 | 3 | 2017-05-03 | 1773530 | Sus | Y | UnknownCause¦Patrolfoundnothing¦¦
17-0045403 | Equipment Failure/Involved | Overhead | Crossarm, Wood | Broken | 2017 | Tier 2 - Elevated | Distribution Circuit | 5 | 4 | 2017-05-04 | 1774973 | Sus | Y | EquipmentFailureInvolved¦Overhead¦CrossarmWood¦Broken
17-0045986 | Vegetation | Tree - fell into line | Conductor, Overhead | Broken, wire on ground | 2017 | Tier 2 - Elevated | Distribution Circuit | 5 | 6 | 2017-05-06 | 1776356 | Sus | Y | Vegetation¦Treefellintoline¦ConductorOverhead¦Brokenwireonground
17-0046971 | Equipment Failure/Involved | Overhead | Transformer | Failed/Faulted | 2017 | Tier 2 - Elevated | Transformer only | 5 | 10 | 2017-05-10 | 1779499 | Sus | Y | EquipmentFailureInvolved¦Overhead¦Transformer¦FailedFaulted
17-0050523 | Unknown Cause | Patrol - not conducted |  |  | 2017 | Tier 3 - Extreme | Distribution Circuit | 5 | 25 | 2017-05-25 | 1790091 | Sus | Y | UnknownCause¦Patrolnotconducted¦¦
17-0052526 | Equipment Failure/Involved | Underground | Conductor, Underground | Deteriorated | 2017 | Tier 3 - Extreme | Distribution Circuit | 6 | 3 | 2017-06-03 | 1796188 | Sus | Y | EquipmentFailureInvolved¦Underground¦ConductorUnderground¦Deteriorated
17-0056140 | Vegetation | Tree - branch fell on line | Conductor, Overhead | Normal | 2017 | Tier 2 - Elevated | Distribution Circuit | 6 | 18 | 2017-06-18 | 1808054 | Sus | Y | Vegetation¦Treebranchfellonline¦ConductorOverhead¦Normal
17-0067737 | Equipment Failure/Involved | Overhead | Pole-Wood | Deteriorated | 2017 | Tier 2 - Elevated | Transformer only | 8 | 3 | 2017-08-03 | 1845632 | Sus | Y | EquipmentFailureInvolved¦Overhead¦PoleWood¦Deteriorated
17-0073084 | Vegetation | Tree - fell into line | Fuse | Failed/Faulted | 2017 | Tier 3 - Extreme | Distribution Circuit | 8 | 26 | 2017-08-26 | 1860126 | Sus | Y | Vegetation¦Treefellintoline¦Fuse¦FailedFaulted
17-0073177 | Equipment Failure/Involved | Overhead | Transformer (OH) | Failed/Faulted | 2017 | Tier 2 - Elevated | Transformer only | 8 | 27 | 2017-08-27 | 1860355 | Sus | Y | EquipmentFailureInvolved¦Overhead¦Transformer(OH)¦FailedFaulted
17-0081202 | Unknown Cause | Patrol - found nothing |  |  | 2017 | Tier 2 - Elevated | Distribution Circuit | 9 | 23 | 2017-09-23 | 1884483 | Sus | Y | UnknownCause¦Patrolfoundnothing¦¦
17-0083152 | Animal | Squirrel | Fuse | Failed/Faulted | 2017 | Tier 2 - Elevated | Distribution Circuit | 10 | 1 | 2017-10-01 | 1888875 | Sus | Y | Animal¦Squirrel¦Fuse¦FailedFaulted
17-0085611 | Unknown Cause | Patrol - found nothing |  |  | 2017 | Tier 2 - Elevated | Distribution Circuit | 10 | 9 | 2017-10-09 | 1895775 | Sus | Y | UnknownCause¦Patrolfoundnothing¦¦
17-0086830 | Environmental/External | Fire, Forest/Grass | Pole-Wood | Broken, wire on ground | 2017 | Tier 2 - Elevated | Distribution Circuit | 10 | 8 | 2017-10-08 | 1899506 | Sus | Y | EnvironmentalExternal¦FireForestGrass¦PoleWood¦Brokenwireonground
17-0087128 | Environmental/External | Fire, Forest/Grass | Regulator | Failed/Faulted | 2017 | Tier 3 - Extreme | Distribution Circuit | 10 | 8 | 2017-10-08 | 1900114 | Sus | Y | EnvironmentalExternal¦FireForestGrass¦Regulator¦FailedFaulted
17-0087212 | Equipment Failure/Involved | Overhead | Pole-Wood | Broken | 2017 | Tier 3 - Extreme | Distribution Circuit | 10 | 8 | 2017-10-08 | 1900362 | Sus | Y | EquipmentFailureInvolved¦Overhead¦PoleWood¦Broken
17-0088315 | Environmental/External | Fire, Forest/Grass | Footings, Tower or Pole | Burned/flashed | 2017 | Tier 2 - Elevated | Distribution Circuit | 10 | 18 | 2017-10-18 | 1903360 | Sus | Y | EnvironmentalExternal¦FireForestGrass¦FootingsTowerorPole¦Burnedflashed
17-0090026 | Vegetation | Tree - cutting, PG&E contractor | Conductor, Overhead | Together | 2017 | Tier 2 - Elevated | Distribution Circuit | 10 | 24 | 2017-10-24 | 1908569 | Sus | Y | Vegetation¦TreecuttingPG&Econtractor¦ConductorOverhead¦Together
17-0095494 | Vegetation | Tree - fell into line | Conductor, Overhead | Broken, wire on ground | 2017 | Tier 2 - Elevated | Distribution Circuit | 11 | 16 | 2017-11-16 | 1923564 | Sus | Y | Vegetation¦Treefellintoline¦ConductorOverhead¦Brokenwireonground
17-0099662 | Vegetation | Tree - branch fell on line | Secondary | Bent or Twisted | 2017 | Tier 2 - Elevated | Distribution Circuit | 12 | 4 | 2017-12-04 | 1935114 | Sus | N | Vegetation¦Treebranchfellonline¦Secondary¦BentorTwisted
18-0004441 | Equipment Failure/Involved | Overhead | Lightning Arrestor | Failed/Faulted | 2018 | Tier 2 - Elevated | Transformer only | 1 | 8 | 2018-01-08 | 4160 | Sus | N | EquipmentFailureInvolved¦Overhead¦LightningArrestor¦FailedFaulted
18-0006152 | Company Initiated | Improper Construction | Conductor, Overhead | Normal | 2018 | Tier 3 - Extreme | Distribution Circuit | 1 | 15 | 2018-01-15 | 8376 | Sus | N | CompanyInitiated¦ImproperConstruction¦ConductorOverhead¦Normal
18-0012456 | Unknown Cause | Patrol - found nothing |  |  | 2018 | Tier 2 - Elevated | Distribution Circuit | 2 | 8 | 2018-02-08 | 21247 | Sus | N | UnknownCause¦Patrolfoundnothing¦¦
18-0019376 | Vegetation | Tree - fell into line | Conductor, Overhead | Broken, wire on ground | 2018 | Tier 3 - Extreme | Distribution Circuit | 3 | 3 | 2018-03-03 | 37123 | Sus | N | Vegetation¦Treefellintoline¦ConductorOverhead¦Brokenwireonground
18-0019452 | Vegetation | Tree - branch fell on line | Conductor, Overhead | Normal | 2018 | Tier 3 - Extreme | Distribution Circuit | 3 | 3 | 2018-03-03 | 37540 | Sus | N | Vegetation¦Treebranchfellonline¦ConductorOverhead¦Normal
18-0023226 | Unknown Cause | Patrol - found nothing |  |  | 2018 | Tier 3 - Extreme | Distribution Circuit | 3 | 16 | 2018-03-16 | 45151 | Sus | N | UnknownCause¦Patrolfoundnothing¦¦
18-0023235 | Vegetation | Tree - fell into line | Conductor, Overhead | Normal | 2018 | Tier 3 - Extreme | Distribution Circuit | 3 | 15 | 2018-03-15 | 45143 | Sus | N | Vegetation¦Treefellintoline¦ConductorOverhead¦Normal
18-0025248 | Unknown Cause | Patrol - not conducted |  |  | 2018 | Tier 2 - Elevated | Distribution Circuit | 3 | 22 | 2018-03-22 | 49989 | Sus | N | UnknownCause¦Patrolnotconducted¦¦
18-0038862 | Unknown Cause | Patrol - found nothing |  |  | 2018 | Tier 2 - Elevated | Distribution Circuit | 5 | 7 | 2018-05-07 | 80798 | Sus | Y | UnknownCause¦Patrolfoundnothing¦¦
18-0042990 | Environmental/External | Lightning | Transformer | Failed/Faulted | 2018 | Tier 2 - Elevated | Transformer only | 5 | 21 | 2018-05-21 | 90959 | Sus | Y | EnvironmentalExternal¦Lightning¦Transformer¦FailedFaulted
18-0044276 | Unknown Cause | Patrol - not conducted |  |  | 2018 | Tier 3 - Extreme | Transformer only | 5 | 24 | 2018-05-24 | 93414 | Sus | Y | UnknownCause¦Patrolnotconducted¦¦
18-0046727 | Animal | Bird found | Connector or Splice (OH) | Normal | 2018 | Tier 2 - Elevated | Distribution Circuit | 6 | 3 | 2018-06-03 | 99881 | Sus | Y | Animal¦Birdfound¦ConnectororSplice(OH)¦Normal
18-0056492 | Vegetation | Tree - fell into line | Pole-Wood | Broken, wire on ground | 2018 | Tier 3 - Extreme | Distribution Circuit | 7 | 2 | 2018-07-02 | 123301 | Sus | Y | Vegetation¦Treefellintoline¦PoleWood¦Brokenwireonground
18-0064801 | Equipment Failure/Involved | Overhead | Transformer (OH) | Failed/Faulted | 2018 | Tier 2 - Elevated | Distribution Circuit | 7 | 29 | 2018-07-29 | 144389 | Sus | Y | EquipmentFailureInvolved¦Overhead¦Transformer(OH)¦FailedFaulted
18-0066777 | Vegetation | Tree - branch fell on line | Conductor, Overhead | Normal | 2018 | Tier 2 - Elevated | Distribution Circuit | 8 | 4 | 2018-08-04 | 148999 | Sus | Y | Vegetation¦Treebranchfellonline¦ConductorOverhead¦Normal
18-0068944 | Animal | Squirrel | Pothead(Riser Termination) | Normal | 2018 | Tier 2 - Elevated | Distribution Circuit | 8 | 11 | 2018-08-11 | 153362 | Sus | Y | Animal¦Squirrel¦Pothead(RiserTermination)¦Normal
18-0073588 | Animal | Bird found | Recloser | Failed/Faulted | 2018 | Tier 2 - Elevated | Distribution Circuit | 8 | 26 | 2018-08-26 | 162624 | Sus | Y | Animal¦Birdfound¦Recloser¦FailedFaulted
18-0080171 | Vegetation | Tree - fell into line | Transformer | Broken, wire on ground | 2018 | Tier 2 - Elevated | Transformer only | 9 | 16 | 2018-09-16 | 175430 | Sus | Y | Vegetation¦Treefellintoline¦Transformer¦Brokenwireonground
18-0086928 | Unknown Cause | Patrol - found nothing |  |  | 2018 | Tier 3 - Extreme | Distribution Circuit | 10 | 4 | 2018-10-04 | 188435 | Sus | Y | UnknownCause¦Patrolfoundnothing¦¦
18-0093611 | Animal | Bird found | Conductor, Overhead | Normal | 2018 | Tier 2 - Elevated | Distribution Circuit | 10 | 24 | 2018-10-24 | 201224 | Sus | Y | Animal¦Birdfound¦ConductorOverhead¦Normal
18-0094809 | 3rd Party | Vehicle | Pole-Wood | Broken | 2018 | Tier 2 - Elevated | Distribution Circuit | 10 | 27 | 2018-10-27 | 203571 | Sus | Y | 3rdParty¦Vehicle¦PoleWood¦Broken
18-0096028 | Unknown Cause | Patrol - found nothing |  |  | 2018 | Tier 3 - Extreme | Distribution Circuit | 10 | 31 | 2018-10-31 | 206424 | Sus | Y | UnknownCause¦Patrolfoundnothing¦¦
18-0099218 | Unknown Cause | Patrol - found nothing |  |  | 2018 | Tier 2 - Elevated | Transformer only | 11 | 12 | 2018-11-12 | 214031 | Sus | Y | UnknownCause¦Patrolfoundnothing¦¦
18-0103397 | Vegetation | Tree - branch fell on line | Conductor, Overhead | Normal | 2018 | Tier 2 - Elevated | Distribution Circuit | 11 | 26 | 2018-11-26 | 225002 | Sus | Y | Vegetation¦Treebranchfellonline¦ConductorOverhead¦Normal
18-0105584 | Unknown Cause | Patrol - found nothing |  |  | 2018 | Tier 2 - Elevated | Distribution Circuit | 11 | 30 | 2018-11-30 | 230204 | Sus | Y | UnknownCause¦Patrolfoundnothing¦¦
18-0106167 | Environmental/External | Fire, Forest/Grass | Pole-Wood | Burned/flashed | 2018 | Tier 3 - Extreme | Distribution Circuit | 11 | 8 | 2018-11-08 | 231968 | Sus | Y | EnvironmentalExternal¦FireForestGrass¦PoleWood¦Burnedflashed
18-0108321 | Vegetation | Tree - cutting, PG&E contractor | Conductor, Overhead | Normal | 2018 | Tier 3 - Extreme | Distribution Circuit | 12 | 10 | 2018-12-10 | 237044 | Sus | N | Vegetation¦TreecuttingPG&Econtractor¦ConductorOverhead¦Normal
18-0109170 | Vegetation | Tree - fell into line | Pole-Wood | Broken | 2018 | Tier 3 - Extreme | Distribution Circuit | 12 | 14 | 2018-12-14 | 240010 | Sus | N | Vegetation¦Treefellintoline¦PoleWood¦Broken
18-0110575 | Unknown Cause | Patrol - found nothing |  |  | 2018 | Tier 3 - Extreme | Distribution Circuit | 12 | 24 | 2018-12-24 | 246591 | Sus | N | UnknownCause¦Patrolfoundnothing¦¦
19-0005602 | Vegetation | Tree - fell into line | Conductor, Overhead | Broken, wire on ground | 2019 | Tier 3 - Extreme | Distribution Circuit | 1 | 7 | 2019-01-07 | 258505 | Sus | N | Vegetation¦Treefellintoline¦ConductorOverhead¦Brokenwireonground
19-0005722 | Vegetation | Tree - branch fell on line | Recloser | Normal | 2019 | Tier 3 - Extreme | Distribution Circuit | 1 | 6 | 2019-01-06 | 256493 | Sus | N | Vegetation¦Treebranchfellonline¦Recloser¦Normal
19-0006728 | Vegetation | Tree - fell into line | Conductor, Overhead | Broken, wire on ground | 2019 | Tier 3 - Extreme | Distribution Circuit | 1 | 9 | 2019-01-09 | 261319 | Sus | N | Vegetation¦Treefellintoline¦ConductorOverhead¦Brokenwireonground
19-0007810 | Vegetation | Tree - fell into line | Conductor, Overhead | Broken, wire on ground | 2019 | Tier 3 - Extreme | Distribution Circuit | 1 | 11 | 2019-01-11 | 262986 | Sus | N | Vegetation¦Treefellintoline¦ConductorOverhead¦Brokenwireonground
19-0008226 | 3rd Party | Gun Shot | Conductor, Overhead | Deteriorated | 2019 | Tier 2 - Elevated | Distribution Circuit | 1 | 12 | 2019-01-12 | 263849 | Sus | N | 3rdParty¦GunShot¦ConductorOverhead¦Deteriorated
19-0010857 | Vegetation | Tree - fell into line | Conductor, Overhead | Broken, wire on ground | 2019 | Tier 2 - Elevated | Distribution Circuit | 1 | 17 | 2019-01-17 | 272716 | Sus | N | Vegetation¦Treefellintoline¦ConductorOverhead¦Brokenwireonground
19-0010912 | Vegetation | Tree - fell into line | Conductor, Overhead | Broken, wire on ground | 2019 | Tier 3 - Extreme | Distribution Circuit | 1 | 17 | 2019-01-17 | 273445 | Sus | N | Vegetation¦Treefellintoline¦ConductorOverhead¦Brokenwireonground
19-0011361 | Vegetation | Tree - fell into line | Crossarm, Wood | Broken, wire on ground | 2019 | Tier 2 - Elevated | Distribution Circuit | 1 | 17 | 2019-01-17 | 274685 | Sus | N | Vegetation¦Treefellintoline¦CrossarmWood¦Brokenwireonground
19-0013018 | Unknown Cause | Patrol - found nothing |  |  | 2019 | Tier 3 - Extreme | Distribution Circuit | 1 | 22 | 2019-01-22 | 278697 | Sus | N | UnknownCause¦Patrolfoundnothing¦¦
19-0017231 | Vegetation | Tree - branch fell on line | Conductor, Overhead | Normal | 2019 | Tier 3 - Extreme | Distribution Circuit | 2 | 2 | 2019-02-02 | 287576 | Sus | N | Vegetation¦Treebranchfellonline¦ConductorOverhead¦Normal
19-0017458 | Animal | Bird found | Conductor, Overhead | Broken, wire on ground | 2019 | Tier 2 - Elevated | Distribution Circuit | 2 | 3 | 2019-02-03 | 288545 | Sus | N | Animal¦Birdfound¦ConductorOverhead¦Brokenwireonground
19-0018240 | Vegetation | Tree - fell into line | Pole-Wood | Broken, wire on ground | 2019 | Tier 3 - Extreme | Distribution Circuit | 2 | 4 | 2019-02-04 | 291576 | Sus | N | Vegetation¦Treefellintoline¦PoleWood¦Brokenwireonground
19-0018456 | Unknown Cause | Patrol - found nothing |  |  | 2019 | Tier 2 - Elevated | Distribution Circuit | 2 | 5 | 2019-02-05 | 292282 | Sus | N | UnknownCause¦Patrolfoundnothing¦¦
19-0019441 | Equipment Failure/Involved | Overhead | Transformer | Failed/Faulted | 2019 | Tier 2 - Elevated | Transformer only | 2 | 6 | 2019-02-06 | 294883 | Sus | N | EquipmentFailureInvolved¦Overhead¦Transformer¦FailedFaulted
19-0020239 | Vegetation | Tree - fell into line | Conductor, Overhead | Together | 2019 | Tier 3 - Extreme | Distribution Circuit | 2 | 9 | 2019-02-09 | 296666 | Sus | N | Vegetation¦Treefellintoline¦ConductorOverhead¦Together
19-0020515 | Vegetation | Tree - fell into line | Conductor, Overhead | Normal | 2019 | Tier 3 - Extreme | Distribution Circuit | 2 | 10 | 2019-02-10 | 297775 | Sus | N | Vegetation¦Treefellintoline¦ConductorOverhead¦Normal
19-0020764 | Vegetation | Tree - fell into line | Conductor, Overhead | Broken, wire on ground | 2019 | Tier 2 - Elevated | Distribution Circuit | 2 | 10 | 2019-02-10 | 298050 | Sus | N | Vegetation¦Treefellintoline¦ConductorOverhead¦Brokenwireonground
19-0020821 | Vegetation | Tree - fell into line | Conductor, Overhead | Broken, wire on ground | 2019 | Tier 3 - Extreme | Distribution Circuit | 2 | 10 | 2019-02-10 | 299288 | Sus | N | Vegetation¦Treefellintoline¦ConductorOverhead¦Brokenwireonground
19-0021346 | Equipment Failure/Involved | Overhead | Jumper | Broken | 2019 | Tier 3 - Extreme | Distribution Circuit | 2 | 12 | 2019-02-12 | 300392 | Sus | N | EquipmentFailureInvolved¦Overhead¦Jumper¦Broken
19-0023612 | Vegetation | Tree - fell into line | Transformer | Broken, wire on object | 2019 | Tier 3 - Extreme | Transformer only | 2 | 14 | 2019-02-14 | 310609 | Sus | N | Vegetation¦Treefellintoline¦Transformer¦Brokenwireonobject
19-0023840 | Vegetation | Tree - fell into line | Conductor, Overhead | Broken, wire on ground | 2019 | Tier 3 - Extreme | Distribution Circuit | 2 | 15 | 2019-02-15 | 311324 | Sus | N | Vegetation¦Treefellintoline¦ConductorOverhead¦Brokenwireonground
19-0023889 | Vegetation | Tree - fell into line | Conductor, Overhead | Normal | 2019 | Tier 2 - Elevated | Distribution Circuit | 2 | 15 | 2019-02-15 | 311119 | Sus | N | Vegetation¦Treefellintoline¦ConductorOverhead¦Normal
19-0024242 | Unknown Cause | Patrol - found nothing |  |  | 2019 | Tier 2 - Elevated | Distribution Circuit | 2 | 15 | 2019-02-15 | 312505 | Sus | N | UnknownCause¦Patrolfoundnothing¦¦
19-0024591 | Environmental/External | Flood/Erosion | Conductor, Underground | Normal | 2019 | Tier 2 - Elevated | Distribution Circuit | 2 | 16 | 2019-02-16 | 314541 | Sus | N | EnvironmentalExternal¦FloodErosion¦ConductorUnderground¦Normal
19-0025133 | Vegetation | Tree - branch fell on line | Conductor, Overhead | Normal | 2019 | Tier 3 - Extreme | Distribution Circuit | 2 | 16 | 2019-02-16 | 315823 | Sus | N | Vegetation¦Treebranchfellonline¦ConductorOverhead¦Normal
19-0025307 | Unknown Cause | Patrol - found nothing |  |  | 2019 | Tier 2 - Elevated | Distribution Circuit | 2 | 17 | 2019-02-17 | 315795 | Sus | N | UnknownCause¦Patrolfoundnothing¦¦
19-0026106 | Equipment Failure/Involved | Overhead | Transformer | Failed/Faulted | 2019 | Tier 3 - Extreme | Transformer only | 2 | 19 | 2019-02-19 | 318783 | Sus | N | EquipmentFailureInvolved¦Overhead¦Transformer¦FailedFaulted
19-0026903 | 3rd Party | Contact with High Voltage, 3rd party | Conductor, Overhead | Together | 2019 | Tier 2 - Elevated | Distribution Circuit | 2 | 21 | 2019-02-21 | 320558 | Sus | N | 3rdParty¦ContactwithHighVoltage3rdparty¦ConductorOverhead¦Together
19-0027969 | Unknown Cause | Patrol - found nothing |  |  | 2019 | Tier 2 - Elevated | Distribution Circuit | 2 | 25 | 2019-02-25 | 323353 | Sus | N | UnknownCause¦Patrolfoundnothing¦¦
19-0031722 | Unknown Cause | Patrol - found nothing |  |  | 2019 | Tier 2 - Elevated | Distribution Circuit | 3 | 7 | 2019-03-07 | 333473 | Sus | N | UnknownCause¦Patrolfoundnothing¦¦
19-0032293 | Unknown Cause | Patrol - not conducted |  |  | 2019 | Tier 2 - Elevated | Distribution Circuit | 3 | 9 | 2019-03-09 | 335099 | Sus | N | UnknownCause¦Patrolnotconducted¦¦
19-0039531 | Equipment Failure/Involved | Overhead | Pole-Wood | Broken | 2019 | Tier 2 - Elevated | Distribution Circuit | 4 | 3 | 2019-04-03 | 353325 | Sus | N | EquipmentFailureInvolved¦Overhead¦PoleWood¦Broken
19-0040361 | Equipment Failure/Involved | Overhead | Insulator | Broken | 2019 | Tier 2 - Elevated | Distribution Circuit | 4 | 7 | 2019-04-07 | 355162 | Sus | N | EquipmentFailureInvolved¦Overhead¦Insulator¦Broken
19-0042514 | Wildfire Mitigation | CWSP - Vegetation Removal | Fuse | Normal | 2019 | Tier 3 - Extreme | Distribution Circuit | 4 | 25 | 2019-04-25 | 367778 | Sus | N | WildfireMitigation¦CWSPVegetationRemoval¦Fuse¦Normal
19-0043905 | Equipment Failure/Involved | Overhead | Pole-Wood | Broken | 2019 | Tier 2 - Elevated | Distribution Circuit | 4 | 18 | 2019-04-18 | 362934 | Sus | N | EquipmentFailureInvolved¦Overhead¦PoleWood¦Broken
19-0044275 | Company Initiated | Construction Activity/equip, company | Pole-Wood | Deteriorated | 2019 | Tier 3 - Extreme | Transformer only | 4 | 19 | 2019-04-19 | 363627 | Sus | N | CompanyInitiated¦ConstructionActivityequipcompany¦PoleWood¦Deteriorated
19-0047171 | Unknown Cause | Patrol - not conducted |  |  | 2019 | Tier 2 - Elevated | Distribution Circuit | 4 | 29 | 2019-04-29 | 370296 | Sus | N | UnknownCause¦Patrolnotconducted¦¦
19-0057597 | Equipment Failure/Involved | Overhead | Crossarm, Wood | Broken | 2019 | Tier 3 - Extreme | Distribution Circuit | 5 | 25 | 2019-05-25 | 390119 | Sus | Y | EquipmentFailureInvolved¦Overhead¦CrossarmWood¦Broken
19-0064604 | Vegetation | Tree - fell into line | Pole-Wood | Broken, wire on ground | 2019 | Tier 3 - Extreme | Distribution Circuit | 6 | 8 | 2019-06-08 | 401447 | Sus | Y | Vegetation¦Treefellintoline¦PoleWood¦Brokenwireonground
19-0066713 | Vegetation | Tree - fell into line | Conductor, Overhead | Broken, wire on ground | 2019 | Tier 3 - Extreme | Distribution Circuit | 6 | 12 | 2019-06-12 | 407668 | Sus | Y | Vegetation¦Treefellintoline¦ConductorOverhead¦Brokenwireonground
19-0070265 | Unknown Cause | Patrol - found nothing |  |  | 2019 | Tier 2 - Elevated | Distribution Circuit | 6 | 20 | 2019-06-20 | 422268 | Sus | Y | UnknownCause¦Patrolfoundnothing¦¦
19-0071813 | Vegetation | Tree - fell into line | Conductor, Overhead | Normal | 2019 | Tier 3 - Extreme | Distribution Circuit | 6 | 25 | 2019-06-25 | 428435 | Sus | Y | Vegetation¦Treefellintoline¦ConductorOverhead¦Normal
19-0077246 | Vegetation | Tree - fell into line | Conductor, Overhead | Together | 2019 | Tier 2 - Elevated | Distribution Circuit | 7 | 14 | 2019-07-14 | 450359 | Sus | Y | Vegetation¦Treefellintoline¦ConductorOverhead¦Together
19-0094592 | Vegetation | Tree - branch fell on line | Connector or Splice (OH) | Broken | 2019 | Tier 3 - Extreme | Transformer only | 9 | 2 | 2019-09-02 | 550958 | Sus | Y | Vegetation¦Treebranchfellonline¦ConnectororSplice(OH)¦Broken
19-0098078 | Equipment Failure/Involved | Overhead | Cutout, fuse holder | Broken | 2019 | Tier 3 - Extreme | Transformer only | 9 | 12 | 2019-09-12 | 573773 | Sus | Y | EquipmentFailureInvolved¦Overhead¦Cutoutfuseholder¦Broken
19-0099435 | Unknown Cause | Patrol - found nothing |  |  | 2019 | Tier 2 - Elevated | Distribution Circuit | 9 | 16 | 2019-09-16 | 583822 | Sus | Y | UnknownCause¦Patrolfoundnothing¦¦
19-0103205 | Equipment Failure/Involved | Overhead | Transformer | Failed/Faulted | 2019 | Tier 2 - Elevated | Transformer only | 9 | 24 | 2019-09-24 | 608998 | Sus | Y | EquipmentFailureInvolved¦Overhead¦Transformer¦FailedFaulted
19-0103528 | 3rd Party | Vehicle | Other | Normal | 2019 | Tier 3 - Extreme | Distribution Circuit | 9 | 25 | 2019-09-25 | 613806 | Sus | Y | 3rdParty¦Vehicle¦Other¦Normal
19-0103663 | Unknown Cause | Patrol - found nothing |  |  | 2019 | Tier 2 - Elevated | Distribution Circuit | 9 | 25 | 2019-09-25 | 614158 | Sus | Y | UnknownCause¦Patrolfoundnothing¦¦
19-0104974 | Equipment Failure/Involved | Underground | Conductor, Underground | Broken | 2019 | Tier 3 - Extreme | Transformer only | 9 | 28 | 2019-09-28 | 626313 | Sus | Y | EquipmentFailureInvolved¦Underground¦ConductorUnderground¦Broken
19-0114811 | Wildfire Mitigation | Public Safety Power Shut-off | Conductor, Overhead | Normal | 2019 | Tier 3 - Extreme | Distribution Circuit | 10 | 23 | 2019-10-23 | 678962 | Sus | Y | WildfireMitigation¦PublicSafetyPowerShutoff¦ConductorOverhead¦Normal
19-0119580 | Unknown Cause | Patrol - found nothing |  |  | 2019 | Tier 3 - Extreme | Distribution Circuit | 10 | 30 | 2019-10-30 | 696273 | Sus | Y | UnknownCause¦Patrolfoundnothing¦¦
19-0124944 | Unknown Cause | Patrol - found nothing |  |  | 2019 | Tier 2 - Elevated | Distribution Circuit | 11 | 14 | 2019-11-14 | 707178 | Sus | Y | UnknownCause¦Patrolfoundnothing¦¦
19-0127919 | 3rd Party | Vehicle | Pole-Wood | Broken, wire on ground | 2019 | Tier 2 - Elevated | Distribution Circuit | 11 | 23 | 2019-11-23 | 713371 | Sus | Y | 3rdParty¦Vehicle¦PoleWood¦Brokenwireonground
19-0129470 | Unknown Cause | Patrol - found nothing |  |  | 2019 | Tier 2 - Elevated | Distribution Circuit | 11 | 26 | 2019-11-26 | 717293 | Sus | Y | UnknownCause¦Patrolfoundnothing¦¦
19-0130137 | Vegetation | Tree - branch fell on line | Conductor, Overhead | Normal | 2019 | Tier 3 - Extreme | Distribution Circuit | 11 | 27 | 2019-11-27 | 720150 | Sus | Y | Vegetation¦Treebranchfellonline¦ConductorOverhead¦Normal
19-0130811 | Unknown Cause | Patrol - found nothing |  |  | 2019 | Tier 2 - Elevated | Distribution Circuit | 11 | 27 | 2019-11-27 | 722769 | Sus | Y | UnknownCause¦Patrolfoundnothing¦¦
19-0130843 | Unknown Cause | Patrol - found nothing |  |  | 2019 | Tier 2 - Elevated | Distribution Circuit | 11 | 28 | 2019-11-28 | 722847 | Sus | Y | UnknownCause¦Patrolfoundnothing¦¦
19-0130894 | Environmental/External | Ice or snow | Fuse | Failed/Faulted | 2019 | Tier 3 - Extreme | Distribution Circuit | 11 | 28 | 2019-11-28 | 722932 | Sus | Y | EnvironmentalExternal¦Iceorsnow¦Fuse¦FailedFaulted
19-0131046 | Vegetation | Tree - fell into line | Conductor, Overhead | Normal | 2019 | Tier 2 - Elevated | Distribution Circuit | 11 | 29 | 2019-11-29 | 723313 | Sus | Y | Vegetation¦Treefellintoline¦ConductorOverhead¦Normal
19-0132021 | Unknown Cause | Patrol - found nothing |  |  | 2019 | Tier 3 - Extreme | Distribution Circuit | 12 | 1 | 2019-12-01 | 726196 | Sus | N | UnknownCause¦Patrolfoundnothing¦¦
19-0134783 | Vegetation | Tree - branch fell on line | Conductor, Overhead | Normal | 2019 | Tier 3 - Extreme | Distribution Circuit | 12 | 7 | 2019-12-07 | 732582 | Sus | N | Vegetation¦Treebranchfellonline¦ConductorOverhead¦Normal
20-0010319 | Vegetation | Tree - fell into line | Conductor, Overhead | Deteriorated | 2020 | Tier 3 - Extreme | Distribution Circuit | 1 | 16 | 2020-01-16 | 763552 | Sus | N | Vegetation¦Treefellintoline¦ConductorOverhead¦Deteriorated
20-0011369 | Vegetation | Tree - fell into line | Conductor, Overhead | Broken, wire on ground | 2020 | Tier 3 - Extreme | Distribution Circuit | 1 | 20 | 2020-01-20 | 766634 | Sus | N | Vegetation¦Treefellintoline¦ConductorOverhead¦Brokenwireonground
20-0019478 | Vegetation | Tree - fell into line | Pole-Wood | Broken, wire on ground | 2020 | Tier 2 - Elevated | Distribution Circuit | 2 | 9 | 2020-02-09 | 782014 | Sus | N | Vegetation¦Treefellintoline¦PoleWood¦Brokenwireonground
20-0026398 | Equipment Failure/Involved | Overhead | Other | Broken | 2020 | Tier 3 - Extreme | Distribution Circuit | 2 | 27 | 2020-02-27 | 814675 | Sus | N | EquipmentFailureInvolved¦Overhead¦Other¦Broken
20-0026860 | Equipment Failure/Involved | Overhead | Cutout, fuse holder | Broken | 2020 | Tier 2 - Elevated | Distribution Circuit | 2 | 27 | 2020-02-27 | 817160 | Sus | N | EquipmentFailureInvolved¦Overhead¦Cutoutfuseholder¦Broken
20-0027594 | Equipment Failure/Involved | Overhead | Conductor, Overhead | Bent or Twisted | 2020 | Tier 3 - Extreme | Distribution Circuit | 3 | 1 | 2020-03-01 | 821045 | Sus | N | EquipmentFailureInvolved¦Overhead¦ConductorOverhead¦BentorTwisted
20-0029713 | Unknown Cause | Patrol - found nothing |  |  | 2020 | Tier 2 - Elevated | Distribution Circuit | 3 | 6 | 2020-03-06 | 837694 | Sus | N | UnknownCause¦Patrolfoundnothing¦¦
20-0033059 | Unknown Cause | Patrol - found nothing |  |  | 2020 | Tier 2 - Elevated | Distribution Circuit | 3 | 15 | 2020-03-15 | 855899 | Sus | N | UnknownCause¦Patrolfoundnothing¦¦
20-0034992 | Environmental/External | Lightning | Transformer (OH) | Failed/Faulted | 2020 | Tier 3 - Extreme | Distribution Circuit | 3 | 21 | 2020-03-21 | 861115 | Sus | N | EnvironmentalExternal¦Lightning¦Transformer(OH)¦FailedFaulted
20-0039200 | Unknown Cause | Patrol - found nothing |  |  | 2020 | Tier 3 - Extreme | Distribution Circuit | 4 | 7 | 2020-04-07 | 886667 | Sus | N | UnknownCause¦Patrolfoundnothing¦¦
20-0046639 | Unknown Cause | Patrol - found nothing |  |  | 2020 | Tier 2 - Elevated | Distribution Circuit | 5 | 2 | 2020-05-02 | 906005 | Sus | Y | UnknownCause¦Patrolfoundnothing¦¦
20-0048128 | Equipment Failure/Involved | Overhead | Transformer | Failed/Faulted | 2020 | Tier 2 - Elevated | Transformer only | 5 | 7 | 2020-05-07 | 908811 | Sus | Y | EquipmentFailureInvolved¦Overhead¦Transformer¦FailedFaulted
20-0048690 | Equipment Failure/Involved | Overhead | Transformer | Failed/Faulted | 2020 | Tier 3 - Extreme | Transformer only | 5 | 8 | 2020-05-08 | 909864 | Sus | Y | EquipmentFailureInvolved¦Overhead¦Transformer¦FailedFaulted
20-0051802 | Equipment Failure/Involved | Overhead | Transformer | Failed/Faulted | 2020 | Tier 2 - Elevated | Transformer only | 5 | 19 | 2020-05-19 | 917591 | Sus | Y | EquipmentFailureInvolved¦Overhead¦Transformer¦FailedFaulted
20-0054127 | Unknown Cause | Patrol - found nothing |  |  | 2020 | Tier 2 - Elevated | Distribution Circuit | 5 | 26 | 2020-05-26 | 921577 | Sus | Y | UnknownCause¦Patrolfoundnothing¦¦
20-0055484 | Vegetation | Tree - branch fell on line | Conductor, Overhead | Normal | 2020 | Tier 2 - Elevated | Distribution Circuit | 5 | 28 | 2020-05-28 | 924840 | Sus | Y | Vegetation¦Treebranchfellonline¦ConductorOverhead¦Normal
20-0055659 | Unknown Cause | Patrol - found nothing |  |  | 2020 | Tier 2 - Elevated | Distribution Circuit | 5 | 29 | 2020-05-29 | 925316 | Sus | Y | UnknownCause¦Patrolfoundnothing¦¦
20-0057157 | Equipment Failure/Involved | Overhead | Pole-Wood | Broken | 2020 | Tier 3 - Extreme | Transformer only | 6 | 3 | 2020-06-03 | 929652 | Sus | Y | EquipmentFailureInvolved¦Overhead¦PoleWood¦Broken
20-0057645 | Animal | Other | Crossarm, Wood | Broken | 2020 | Tier 2 - Elevated | Distribution Circuit | 6 | 4 | 2020-06-04 | 930777 | Sus | Y | Animal¦Other¦CrossarmWood¦Broken
20-0066410 | Environmental/External | Fire, Forest/Grass | Pole-Wood | Burned/flashed | 2020 | Tier 2 - Elevated | Distribution Circuit | 6 | 29 | 2020-06-29 | 954134 | Sus | Y | EnvironmentalExternal¦FireForestGrass¦PoleWood¦Burnedflashed
20-0072135 | 3rd Party | Customer Equipment | Transformer | Failed/Faulted | 2020 | Tier 2 - Elevated | Distribution Circuit | 7 | 15 | 2020-07-15 | 964948 | Sus | Y | 3rdParty¦CustomerEquipment¦Transformer¦FailedFaulted
20-0072540 | Equipment Failure/Involved | Overhead | Connector or Splice (OH) | Broken | 2020 | Tier 2 - Elevated | Distribution Circuit | 7 | 16 | 2020-07-16 | 965829 | Sus | Y | EquipmentFailureInvolved¦Overhead¦ConnectororSplice(OH)¦Broken
20-0073275 | Equipment Failure/Involved | Overhead | Secondary | Broken | 2020 | Tier 3 - Extreme | Transformer only | 7 | 18 | 2020-07-18 | 967191 | Sus | Y | EquipmentFailureInvolved¦Overhead¦Secondary¦Broken
20-0075967 | Unknown Cause | Patrol - found nothing |  |  | 2020 | Tier 3 - Extreme | Distribution Circuit | 7 | 25 | 2020-07-25 | 971853 | Sus | Y | UnknownCause¦Patrolfoundnothing¦¦
20-0079021 | Animal | Squirrel | Transformer (OH) | Normal | 2020 | Tier 3 - Extreme | Distribution Circuit | 8 | 3 | 2020-08-03 | 977490 | Sus | Y | Animal¦Squirrel¦Transformer(OH)¦Normal
20-0080147 | Vegetation | Tree - fell into line | Crossarm, Wood | Broken | 2020 | Tier 2 - Elevated | Distribution Circuit | 8 | 5 | 2020-08-05 | 979574 | Sus | Y | Vegetation¦Treefellintoline¦CrossarmWood¦Broken
20-0081222 | Equipment Failure/Involved | Overhead | Conductor, Overhead | Deteriorated | 2020 | Tier 3 - Extreme | Distribution Circuit | 8 | 8 | 2020-08-08 | 985116 | Sus | Y | EquipmentFailureInvolved¦Overhead¦ConductorOverhead¦Deteriorated
20-0084634 | Vegetation | Tree - fell into line | Pole-Wood | Broken | 2020 | Tier 3 - Extreme | Distribution Circuit | 8 | 16 | 2020-08-16 | 1009881 | Sus | Y | Vegetation¦Treefellintoline¦PoleWood¦Broken
20-0084788 | Vegetation | Tree - branch fell on line | Conductor, Overhead | Normal | 2020 | Tier 3 - Extreme | Distribution Circuit | 8 | 16 | 2020-08-16 | 1010690 | Sus | Y | Vegetation¦Treebranchfellonline¦ConductorOverhead¦Normal
20-0087512 | Vegetation | Tree - fell into line | Conductor, Overhead | Normal | 2020 | Tier 3 - Extreme | Distribution Circuit | 8 | 19 | 2020-08-19 | 1023645 | Sus | Y | Vegetation¦Treefellintoline¦ConductorOverhead¦Normal
20-0087640 | Animal | Bird found | Transformer (OH) | Normal | 2020 | Tier 3 - Extreme | Distribution Circuit | 8 | 19 | 2020-08-19 | 1023858 | Sus | Y | Animal¦Birdfound¦Transformer(OH)¦Normal
20-0091599 | Unknown Cause | Patrol - found nothing |  |  | 2020 | Tier 2 - Elevated | Distribution Circuit | 8 | 31 | 2020-08-31 | 1042993 | Sus | Y | UnknownCause¦Patrolfoundnothing¦¦
20-0096102 | Environmental/External | Fire, Forest/Grass | Transformer | Normal | 2020 | Tier 3 - Extreme | Transformer only | 8 | 19 | 2020-08-19 | 1063642 | Sus | Y | EnvironmentalExternal¦FireForestGrass¦Transformer¦Normal
20-0098185 | Environmental/External | Fire, Forest/Grass | Conductor, Overhead | Burned/flashed | 2020 | Tier 3 - Extreme | Distribution Circuit | 8 | 18 | 2020-08-18 | 1075615 | Sus | Y | EnvironmentalExternal¦FireForestGrass¦ConductorOverhead¦Burnedflashed
20-0098822 | Equipment Failure/Involved | Underground | Conductor, Underground | Burned/flashed | 2020 | Tier 2 - Elevated | Distribution Circuit | 9 | 18 | 2020-09-18 | 1079674 | Sus | Y | EquipmentFailureInvolved¦Underground¦ConductorUnderground¦Burnedflashed
20-0109409 | Unknown Cause | Patrol - found nothing |  |  | 2020 | Tier 2 - Elevated | Distribution Circuit | 10 | 15 | 2020-10-15 | 1118750 | Sus | Y | UnknownCause¦Patrolfoundnothing¦¦
20-0111433 | Vegetation | Tree - fell into line | Conductor, Overhead | Broken, wire on ground | 2020 | Tier 3 - Extreme | Distribution Circuit | 10 | 21 | 2020-10-21 | 1122477 | Sus | Y | Vegetation¦Treefellintoline¦ConductorOverhead¦Brokenwireonground
20-0115023 | Environmental/External | Fire, Forest/Grass | Transformer (UG) | Burned/flashed | 2020 | Tier 3 - Extreme | Distribution Circuit | 10 | 29 | 2020-10-29 | 1131826 | Sus | Y | EnvironmentalExternal¦FireForestGrass¦Transformer(UG)¦Burnedflashed
20-0115726 | Unknown Cause | Patrol - found nothing |  |  | 2020 | Tier 2 - Elevated | Distribution Circuit | 11 | 1 | 2020-11-01 | 1133281 | Sus | Y | UnknownCause¦Patrolfoundnothing¦¦
20-0118208 | Unknown Cause | Patrol - found nothing |  |  | 2020 | Tier 3 - Extreme | Distribution Circuit | 11 | 7 | 2020-11-07 | 1138223 | Sus | Y | UnknownCause¦Patrolfoundnothing¦¦
20-0118518 | Unknown Cause | Patrol - found nothing |  |  | 2020 | Tier 2 - Elevated | Transformer only | 11 | 8 | 2020-11-08 | 1139437 | Sus | Y | UnknownCause¦Patrolfoundnothing¦¦
20-0121969 | Unknown Cause | Patrol - found nothing |  |  | 2020 | Tier 2 - Elevated | Distribution Circuit | 11 | 17 | 2020-11-17 | 1147220 | Sus | Y | UnknownCause¦Patrolfoundnothing¦¦
20-0122681 | Vegetation | Tree - fell into line | Conductor, Overhead | Broken, wire on ground | 2020 | Tier 2 - Elevated | Distribution Circuit | 11 | 18 | 2020-11-18 | 1148992 | Sus | Y | Vegetation¦Treefellintoline¦ConductorOverhead¦Brokenwireonground
20-0128301 | 3rd Party | Other | Transformer | Failed/Faulted | 2020 | Tier 2 - Elevated | Transformer only | 12 | 6 | 2020-12-06 | 1166447 | Sus | N | 3rdParty¦Other¦Transformer¦FailedFaulted
20-0129352 | Unknown Cause | Patrol - found nothing |  |  | 2020 | Tier 2 - Elevated | Distribution Circuit | 12 | 10 | 2020-12-10 | 1175034 | Sus | N | UnknownCause¦Patrolfoundnothing¦¦
20-0130120 | Vegetation | Tree - branch fell on line | Conductor, Overhead | Normal | 2020 | Tier 3 - Extreme | Distribution Circuit | 12 | 13 | 2020-12-13 | 1182336 | Sus | N | Vegetation¦Treebranchfellonline¦ConductorOverhead¦Normal
20-0132151 | Environmental/External | Fire, Forest/Grass | Pole-Wood | Burned/flashed | 2020 | Tier 2 - Elevated | Distribution Circuit | 12 | 29 | 2020-12-29 | 1200680 | Sus | N | EnvironmentalExternal¦FireForestGrass¦PoleWood¦Burnedflashed
21-0008514 | Equipment Failure/Involved | Overhead | Transformer | Broken, wire on ground | 2021 | Tier 2 - Elevated | Transformer only | 1 | 14 | 2021-01-14 | 1210175 | Sus | N | EquipmentFailureInvolved¦Overhead¦Transformer¦Brokenwireonground
21-0009884 | Unknown Cause | Patrol - found nothing |  |  | 2021 | Tier 2 - Elevated | Distribution Circuit | 1 | 18 | 2021-01-18 | 1213003 | Sus | N | UnknownCause¦Patrolfoundnothing¦¦
21-0010040 | Unknown Cause | Patrol - found nothing |  |  | 2021 | Tier 2 - Elevated | Distribution Circuit | 1 | 19 | 2021-01-19 | 1213799 | Sus | N | UnknownCause¦Patrolfoundnothing¦¦
21-0010668 | Unknown Cause | Patrol - found nothing |  |  | 2021 | Tier 2 - Elevated | Distribution Circuit | 1 | 19 | 2021-01-19 | 1215439 | Sus | N | UnknownCause¦Patrolfoundnothing¦¦
21-0012880 | Equipment Failure/Involved | Overhead | Secondary | Broken | 2021 | Tier 3 - Extreme | Transformer only | 1 | 22 | 2021-01-22 | 1221473 | Sus | N | EquipmentFailureInvolved¦Overhead¦Secondary¦Broken
21-0014841 | Vegetation | Tree - branch fell on line | Conductor, Overhead | Broken, wire on ground | 2021 | Tier 3 - Extreme | Distribution Circuit | 1 | 26 | 2021-01-26 | 1227063 | Sus | N | Vegetation¦Treebranchfellonline¦ConductorOverhead¦Brokenwireonground
21-0016139 | Vegetation | Tree - fell into line | Conductor, Overhead | Broken, wire on ground | 2021 | Tier 2 - Elevated | Distribution Circuit | 1 | 27 | 2021-01-27 | 1235118 | Sus | N | Vegetation¦Treefellintoline¦ConductorOverhead¦Brokenwireonground
21-0018259 | Equipment Failure/Involved | Overhead | Transformer (OH) | Failed/Faulted | 2021 | Tier 3 - Extreme | Transformer only | 1 | 29 | 2021-01-29 | 1241134 | Sus | N | EquipmentFailureInvolved¦Overhead¦Transformer(OH)¦FailedFaulted
21-0022546 | Equipment Failure/Involved | Overhead | Transformer (OH) | Burned/flashed | 2021 | Tier 3 - Extreme | Distribution Circuit | 2 | 5 | 2021-02-05 | 1249282 | Sus | N | EquipmentFailureInvolved¦Overhead¦Transformer(OH)¦Burnedflashed
21-0022708 | Unknown Cause | Patrol - found nothing |  |  | 2021 | Tier 2 - Elevated | Distribution Circuit | 2 | 6 | 2021-02-06 | 1249719 | Sus | N | UnknownCause¦Patrolfoundnothing¦¦
21-0025290 | Vegetation | Tree - bark fell into line | Conductor, Overhead | Normal | 2021 | Tier 3 - Extreme | Distribution Circuit | 2 | 13 | 2021-02-13 | 1254332 | Sus | N | Vegetation¦Treebarkfellintoline¦ConductorOverhead¦Normal
21-0025389 | Company Initiated | Return Circuit Normal | Generator | Normal | 2021 | Tier 2 - Elevated | Distribution Circuit | 3 | 9 | 2021-03-09 | 1276477 | Sus | N | CompanyInitiated¦ReturnCircuitNormal¦Generator¦Normal
21-0027852 | Equipment Failure/Involved | Overhead | Connector or Splice (OH) | Broken, wire on ground | 2021 | Tier 2 - Elevated | Distribution Circuit | 2 | 21 | 2021-02-21 | 1258960 | Sus | N | EquipmentFailureInvolved¦Overhead¦ConnectororSplice(OH)¦Brokenwireonground
21-0031526 | Unknown Cause | Patrol - found nothing |  |  | 2021 | Tier 2 - Elevated | Distribution Circuit | 3 | 3 | 2021-03-03 | 1265877 | Sus | N | UnknownCause¦Patrolfoundnothing¦¦
21-0039817 | Equipment Failure/Involved | Overhead | Pole-Wood | Broken | 2021 | Tier 2 - Elevated | Distribution Circuit | 3 | 23 | 2021-03-23 | 1293796 | Sus | N | EquipmentFailureInvolved¦Overhead¦PoleWood¦Broken
21-0041981 | Unknown Cause | Patrol - found nothing |  |  | 2021 | Tier 2 - Elevated | Distribution Circuit | 3 | 28 | 2021-03-28 | 1302072 | Sus | N | UnknownCause¦Patrolfoundnothing¦¦
21-0042426 | Animal | Bird found | Conductor, Overhead | Normal | 2021 | Tier 2 - Elevated | Distribution Circuit | 3 | 29 | 2021-03-29 | 1302887 | Sus | N | Animal¦Birdfound¦ConductorOverhead¦Normal
21-0049938 | Vegetation | Tree - fell into line | Conductor, Overhead | Normal | 2021 | Tier 2 - Elevated | Distribution Circuit | 4 | 17 | 2021-04-17 | 1321517 | Sus | N | Vegetation¦Treefellintoline¦ConductorOverhead¦Normal
21-0064897 | Unknown Cause | Patrol - found nothing |  |  | 2021 | Tier 2 - Elevated | Distribution Circuit | 5 | 23 | 2021-05-23 | 1356911 | Sus | Y | UnknownCause¦Patrolfoundnothing¦¦
21-0067008 | Equipment Failure/Involved | Underground | Transformer (UG) | Leaking | 2021 | Tier 3 - Extreme | Distribution Circuit | 5 | 27 | 2021-05-27 | 1360280 | Sus | Y | EquipmentFailureInvolved¦Underground¦Transformer(UG)¦Leaking
21-0067905 | Unknown Cause | Patrol - found nothing |  |  | 2021 | Tier 2 - Elevated | Distribution Circuit | 5 | 31 | 2021-05-31 | 1361968 | Sus | Y | UnknownCause¦Patrolfoundnothing¦¦
21-0069719 | Vegetation | Tree - fell into line | Transformer (OH) | Burned/flashed | 2021 | Tier 3 - Extreme | Transformer only | 6 | 3 | 2021-06-03 | 1365141 | Sus | Y | Vegetation¦Treefellintoline¦Transformer(OH)¦Burnedflashed
21-0072549 | Animal | Squirrel | Transformer (OH) | Failed/Faulted | 2021 | Tier 2 - Elevated | Distribution Circuit | 6 | 10 | 2021-06-10 | 1369945 | Sus | Y | Animal¦Squirrel¦Transformer(OH)¦FailedFaulted
21-0073798 | Unknown Cause | Patrol - found nothing |  |  | 2021 | Tier 2 - Elevated | Distribution Circuit | 6 | 14 | 2021-06-14 | 1372532 | Sus | Y | UnknownCause¦Patrolfoundnothing¦¦
21-0074794 | Animal | Squirrel | Cutout, fuse holder | Normal | 2021 | Tier 3 - Extreme | Distribution Circuit | 6 | 15 | 2021-06-15 | 1374673 | Sus | Y | Animal¦Squirrel¦Cutoutfuseholder¦Normal
21-0076063 | Equipment Failure/Involved | Overhead | Transformer (OH) | Failed/Faulted | 2021 | Tier 2 - Elevated | Transformer only | 6 | 18 | 2021-06-18 | 1377192 | Sus | Y | EquipmentFailureInvolved¦Overhead¦Transformer(OH)¦FailedFaulted
21-0078315 | Equipment Failure/Involved | Overhead | Crossarm, Wood | Broken | 2021 | Tier 2 - Elevated | Distribution Circuit | 6 | 23 | 2021-06-23 | 1383250 | Sus | Y | EquipmentFailureInvolved¦Overhead¦CrossarmWood¦Broken
21-0086741 | Equipment Failure/Involved | Overhead | Transformer (OH) | Broken | 2021 | Tier 3 - Extreme | Distribution Circuit | 7 | 8 | 2021-07-08 | 1394878 | Sus | Y | EquipmentFailureInvolved¦Overhead¦Transformer(OH)¦Broken
21-0088432 | Vegetation | Tree - branch fell on line | Conductor, Overhead | Normal | 2021 | Tier 3 - Extreme | Distribution Circuit | 7 | 12 | 2021-07-12 | 1402187 | Sus | Y | Vegetation¦Treebranchfellonline¦ConductorOverhead¦Normal
21-0098157 | Equipment Failure/Involved | Overhead | Transformer (OH) | Deteriorated | 2021 | Tier 3 - Extreme | Distribution Circuit | 7 | 31 | 2021-07-31 | 1427470 | Sus | Y | EquipmentFailureInvolved¦Overhead¦Transformer(OH)¦Deteriorated
21-0099454 | Unknown Cause | Patrol - found nothing |  |  | 2021 | Tier 2 - Elevated | Distribution Circuit | 8 | 4 | 2021-08-04 | 1433378 | Sus | Y | UnknownCause¦Patrolfoundnothing¦¦
21-0102637 | Equipment Failure/Involved | Overhead | Transformer (OH) | Leaking | 2021 | Tier 2 - Elevated | Transformer only | 8 | 10 | 2021-08-10 | 1439286 | Sus | Y | EquipmentFailureInvolved¦Overhead¦Transformer(OH)¦Leaking
21-0113561 | Unknown Cause | Patrol - found nothing |  |  | 2021 | Tier 2 - Elevated | Distribution Circuit | 9 | 3 | 2021-09-03 | 1461786 | Sus | Y | UnknownCause¦Patrolfoundnothing¦¦
21-0114289 | Equipment Failure/Involved | Electrical Overload | Transformer | Normal | 2021 | Tier 2 - Elevated | Transformer only | 9 | 7 | 2021-09-07 | 1463766 | Sus | Y | EquipmentFailureInvolved¦ElectricalOverload¦Transformer¦Normal
21-0122337 | Unknown Cause | Patrol - found nothing |  |  | 2021 | Tier 2 - Elevated | Transformer only | 9 | 25 | 2021-09-25 | 1480364 | Sus | Y | UnknownCause¦Patrolfoundnothing¦¦
21-0126295 | Equipment Failure/Involved | Overhead | Crossarm, Wood | Broken | 2021 | Tier 2 - Elevated | Distribution Circuit | 10 | 5 | 2021-10-05 | 1488007 | Sus | Y | EquipmentFailureInvolved¦Overhead¦CrossarmWood¦Broken
21-0127806 | Unknown Cause | Patrol - found nothing |  |  | 2021 | Tier 2 - Elevated | Distribution Circuit | 10 | 8 | 2021-10-08 | 1490550 | Sus | Y | UnknownCause¦Patrolfoundnothing¦¦
21-0134286 | Unknown Cause | Patrol - found nothing |  |  | 2021 | Tier 3 - Extreme | Distribution Circuit | 10 | 21 | 2021-10-21 | 1503910 | Sus | Y | UnknownCause¦Patrolfoundnothing¦¦
21-0135941 | Vegetation | Tree - branch fell on line | Conductor, Overhead | Broken, wire on ground | 2021 | Tier 2 - Elevated | Distribution Circuit | 10 | 24 | 2021-10-24 | 1510024 | Sus | Y | Vegetation¦Treebranchfellonline¦ConductorOverhead¦Brokenwireonground
21-0136072 | Vegetation | Tree - fell into line | Conductor, Overhead | Broken, wire on ground | 2021 | Tier 2 - Elevated | Distribution Circuit | 10 | 24 | 2021-10-24 | 1510483 | Sus | Y | Vegetation¦Treefellintoline¦ConductorOverhead¦Brokenwireonground
21-0136375 | Vegetation | Tree - branch fell on line | Conductor, Overhead | Broken, wire on ground | 2021 | Tier 2 - Elevated | Distribution Circuit | 10 | 24 | 2021-10-24 | 1512216 | Sus | Y | Vegetation¦Treebranchfellonline¦ConductorOverhead¦Brokenwireonground
21-0138132 | Unknown Cause | Patrol - found nothing |  |  | 2021 | Tier 3 - Extreme | Distribution Circuit | 10 | 26 | 2021-10-26 | 1521473 | Sus | Y | UnknownCause¦Patrolfoundnothing¦¦
21-0138148 | Equipment Failure/Involved | Overhead | Recloser | Malfunctioning | 2021 | Tier 2 - Elevated | Distribution Circuit | 10 | 26 | 2021-10-26 | 1521579 | Sus | Y | EquipmentFailureInvolved¦Overhead¦Recloser¦Malfunctioning
21-0138239 | Equipment Failure/Involved | Overhead | Transformer (OH) | Leaking | 2021 | Tier 2 - Elevated | Distribution Circuit | 10 | 26 | 2021-10-26 | 1521870 | Sus | Y | EquipmentFailureInvolved¦Overhead¦Transformer(OH)¦Leaking
21-0156294 | Vegetation | Tree - fell into line | Conductor, Overhead | Normal | 2021 | Tier 2 - Elevated | Distribution Circuit | 12 | 9 | 2021-12-09 | 1562845 | Sus | N | Vegetation¦Treefellintoline¦ConductorOverhead¦Normal
21-0156673 | Equipment Failure/Involved | Overhead | Conductor, Overhead | Broken | 2021 | Tier 3 - Extreme | Distribution Circuit | 12 | 10 | 2021-12-10 | 1564133 | Sus | N | EquipmentFailureInvolved¦Overhead¦ConductorOverhead¦Broken
21-0158105 | Vegetation | Tree - fell into line | Conductor, Overhead | Broken, wire on ground | 2021 | Tier 2 - Elevated | Distribution Circuit | 12 | 14 | 2021-12-14 | 1570890 | Sus | N | Vegetation¦Treefellintoline¦ConductorOverhead¦Brokenwireonground
21-0158143 | Vegetation | Tree - fell into line | Conductor, Overhead | Broken, wire on ground | 2021 | Tier 2 - Elevated | Distribution Circuit | 12 | 14 | 2021-12-14 | 1569792 | Sus | N | Vegetation¦Treefellintoline¦ConductorOverhead¦Brokenwireonground
21-0158370 | Vegetation | Tree - fell into line | Pole-Wood | Broken | 2021 | Tier 3 - Extreme | Transformer only | 12 | 14 | 2021-12-14 | 1570310 | Sus | N | Vegetation¦Treefellintoline¦PoleWood¦Broken
21-0158775 | Unknown Cause | Patrol - not conducted |  |  | 2021 | Tier 2 - Elevated | Distribution Circuit | 12 | 15 | 2021-12-15 | 1573307 | Sus | N | UnknownCause¦Patrolnotconducted¦¦
21-0159735 | Unknown Cause | Patrol - found nothing |  |  | 2021 | Tier 2 - Elevated | Substation - Distribution | 12 | 19 | 2021-12-19 | 1577411 | Sus | N | UnknownCause¦Patrolfoundnothing¦¦
21-0160097 | Equipment Failure/Involved | Overhead | Transformer (OH) | Failed/Faulted | 2021 | Tier 2 - Elevated | Transformer only | 12 | 22 | 2021-12-22 | 1578965 | Sus | N | EquipmentFailureInvolved¦Overhead¦Transformer(OH)¦FailedFaulted
22-0007544 | Equipment Failure/Involved | Overhead | Transformer | Normal | 2022 | Tier 2 - Elevated | Transformer only | 1 | 7 | 2022-01-07 | 1597637 | Sus | N | EquipmentFailureInvolved¦Overhead¦Transformer¦Normal
22-0007740 | Environmental/External | Ice or snow | Conductor, Overhead | Broken | 2021 | Tier 3 - Extreme | Distribution Circuit | 12 | 27 | 2021-12-27 | 1598619 | Sus | N | EnvironmentalExternal¦Iceorsnow¦ConductorOverhead¦Broken
22-0013898 | Equipment Failure/Involved | Overhead | Pole-Wood | Deteriorated | 2022 | Tier 2 - Elevated | Distribution Circuit | 1 | 25 | 2022-01-25 | 1611593 | Sus | N | EquipmentFailureInvolved¦Overhead¦PoleWood¦Deteriorated
22-0023045 | Vegetation | Tree - branch fell on line | Transformer (OH) | Normal | 2022 | Tier 3 - Extreme | Transformer only | 2 | 16 | 2022-02-16 | 1628900 | Sus | N | Vegetation¦Treebranchfellonline¦Transformer(OH)¦Normal
22-0027023 | Animal | Bird found | Conductor, Overhead | Normal | 2022 | Tier 2 - Elevated | Distribution Circuit | 2 | 25 | 2022-02-25 | 1637972 | Sus | N | Animal¦Birdfound¦ConductorOverhead¦Normal
22-0031744 | Equipment Failure/Involved | Overhead | Transformer (OH) | Broken | 2022 | Tier 2 - Elevated | Transformer only | 3 | 9 | 2022-03-09 | 1645151 | Sus | N | EquipmentFailureInvolved¦Overhead¦Transformer(OH)¦Broken
22-0032076 | Unknown Cause | Patrol - found nothing |  |  | 2022 | Tier 2 - Elevated | Distribution Circuit | 3 | 10 | 2022-03-10 | 1645808 | Sus | N | UnknownCause¦Patrolfoundnothing¦¦
22-0038353 | Unknown Cause | Patrol - found nothing |  |  | 2022 | Tier 2 - Elevated | Distribution Circuit | 3 | 25 | 2022-03-25 | 1655558 | Sus | N | UnknownCause¦Patrolfoundnothing¦¦
22-0039009 | Equipment Failure/Involved | Overhead | Conductor, Overhead | Together | 2022 | Tier 2 - Elevated | Distribution Circuit | 3 | 27 | 2022-03-27 | 1656695 | Sus | N | EquipmentFailureInvolved¦Overhead¦ConductorOverhead¦Together
22-0043141 | Equipment Failure/Involved | Overhead | Insulator | Broken | 2022 | Tier 3 - Extreme | Distribution Circuit | 4 | 5 | 2022-04-05 | 1663729 | Sus | N | EquipmentFailureInvolved¦Overhead¦Insulator¦Broken
22-0044792 | Vegetation | Tree - fell into line | Conductor, Overhead | Broken, wire on ground | 2022 | Tier 2 - Elevated | Distribution Circuit | 4 | 8 | 2022-04-08 | 1666445 | Sus | N | Vegetation¦Treefellintoline¦ConductorOverhead¦Brokenwireonground
22-0048130 | Vegetation | Tree - branch fell on line | Conductor, Overhead | Broken, wire on ground | 2022 | Tier 3 - Extreme | Distribution Circuit | 4 | 14 | 2022-04-14 | 1672383 | Sus | N | Vegetation¦Treebranchfellonline¦ConductorOverhead¦Brokenwireonground
22-0052227 | Vegetation | Tree - fell into line | Conductor, Overhead | Broken, wire on ground | 2022 | Tier 2 - Elevated | Distribution Circuit | 4 | 20 | 2022-04-20 | 1677778 | Sus | N | Vegetation¦Treefellintoline¦ConductorOverhead¦Brokenwireonground
22-0056959 | Vegetation | Tree - branch fell on line | Conductor, Overhead | Normal | 2022 | Tier 2 - Elevated | Distribution Circuit | 5 | 2 | 2022-05-02 | 1686582 | Sus | Y | Vegetation¦Treebranchfellonline¦ConductorOverhead¦Normal
22-0059964 | Unknown Cause | Patrol - found nothing |  |  | 2022 | Tier 3 - Extreme | Distribution Circuit | 5 | 9 | 2022-05-09 | 1692451 | Sus | Y | UnknownCause¦Patrolfoundnothing¦¦
22-0060405 | Unknown Cause | Patrol - found nothing |  |  | 2022 | Tier 2 - Elevated | Transformer only | 5 | 10 | 2022-05-10 | 1693090 | Sus | Y | UnknownCause¦Patrolfoundnothing¦¦
22-0066472 | Equipment Failure/Involved | Overhead | Cutout, fuse holder | Failed/Faulted | 2022 | Tier 3 - Extreme | Distribution Circuit | 5 | 25 | 2022-05-25 | 1710251 | Sus | Y | EquipmentFailureInvolved¦Overhead¦Cutoutfuseholder¦FailedFaulted
22-0082268 | Unknown Cause | Patrol - found nothing |  |  | 2022 | Tier 3 - Extreme | Distribution Circuit | 7 | 6 | 2022-07-06 | 1749927 | Sus | Y | UnknownCause¦Patrolfoundnothing¦¦
22-0086192 | Equipment Failure/Involved | Overhead | Transformer (OH) | Leaking | 2022 | Tier 2 - Elevated | Transformer only | 7 | 16 | 2022-07-16 | 1758022 | Sus | Y | EquipmentFailureInvolved¦Overhead¦Transformer(OH)¦Leaking
22-0092945 | Animal | Bird found | Transformer (OH) | Normal | 2022 | Tier 2 - Elevated | Distribution Circuit | 8 | 3 | 2022-08-03 | 1771655 | Sus | Y | Animal¦Birdfound¦Transformer(OH)¦Normal
22-0096212 | Wildfire Mitigation | CWSP - Vegetation Removal | Conductor, Overhead | Normal | 2022 | Tier 3 - Extreme | Distribution Circuit | 8 | 11 | 2022-08-11 | 1778514 | Sus | Y | WildfireMitigation¦CWSPVegetationRemoval¦ConductorOverhead¦Normal
22-0096405 | Equipment Failure/Involved | Overhead | Transformer (OH) | Failed/Faulted | 2022 | Tier 2 - Elevated | Transformer only | 8 | 11 | 2022-08-11 | 1778697 | Sus | Y | EquipmentFailureInvolved¦Overhead¦Transformer(OH)¦FailedFaulted
22-0100482 | 3rd Party | Vehicle | Pole-Wood | Broken | 2022 | Tier 2 - Elevated | Distribution Circuit | 8 | 22 | 2022-08-22 | 1787326 | Sus | Y | 3rdParty¦Vehicle¦PoleWood¦Broken
22-0106052 | Vegetation | Tree - fell into line | Conductor, Overhead | Normal | 2022 | Tier 3 - Extreme | Distribution Circuit | 9 | 5 | 2022-09-05 | 1800489 | Sus | Y | Vegetation¦Treefellintoline¦ConductorOverhead¦Normal
22-0108903 | Equipment Failure/Involved | Overhead | Transformer (OH) | Failed/Faulted | 2022 | Tier 2 - Elevated | Distribution Circuit | 9 | 10 | 2022-09-10 | 1808183 | Sus | Y | EquipmentFailureInvolved¦Overhead¦Transformer(OH)¦FailedFaulted
22-0121677 | Unknown Cause | Patrol - found nothing |  |  | 2022 | Tier 2 - Elevated | Distribution Circuit | 10 | 14 | 2022-10-14 | 1837370 | Sus | Y | UnknownCause¦Patrolfoundnothing¦¦
22-0122430 | Equipment Failure/Involved | Overhead | Transformer (OH) | Failed/Faulted | 2022 | Tier 2 - Elevated | Transformer only | 10 | 18 | 2022-10-18 | 1839535 | Sus | Y | EquipmentFailureInvolved¦Overhead¦Transformer(OH)¦FailedFaulted
22-0124254 | Equipment Failure/Involved | Overhead | Crossarm, Wood | Broken | 2022 | Tier 2 - Elevated | Transformer only | 10 | 24 | 2022-10-24 | 1844205 | Sus | Y | EquipmentFailureInvolved¦Overhead¦CrossarmWood¦Broken
22-0126040 | 3rd Party | Vehicle | Anchor or Guy | Broken | 2022 | Tier 2 - Elevated | Transformer only | 10 | 30 | 2022-10-30 | 1848846 | Sus | Y | 3rdParty¦Vehicle¦AnchororGuy¦Broken
22-0126610 | Vegetation | Tree - branch fell on line | Conductor, Overhead | Normal | 2022 | Tier 3 - Extreme | Distribution Circuit | 11 | 1 | 2022-11-01 | 1850212 | Sus | Y | Vegetation¦Treebranchfellonline¦ConductorOverhead¦Normal
22-0130752 | Unknown Cause | Patrol - found nothing |  |  | 2022 | Tier 2 - Elevated | Distribution Circuit | 11 | 14 | 2022-11-14 | 1862003 | Sus | Y | UnknownCause¦Patrolfoundnothing¦¦
22-0138604 | Vegetation | Tree - branch fell on line | Fuse | Normal | 2022 | Tier 2 - Elevated | Distribution Circuit | 12 | 10 | 2022-12-10 | 1882651 | Sus | N | Vegetation¦Treebranchfellonline¦Fuse¦Normal
22-0139581 | Vegetation | Tree - branch fell on line | Conductor, Overhead | Together | 2022 | Tier 2 - Elevated | Distribution Circuit | 12 | 13 | 2022-12-13 | 1888639 | Sus | N | Vegetation¦Treebranchfellonline¦ConductorOverhead¦Together
22-0139739 | Equipment Failure/Involved | Overhead | Transformer (OH) | Broken | 2022 | Zone 1 - HHZ | Transformer only | 12 | 13 | 2022-12-13 | 1888833 | Sus | N | EquipmentFailureInvolved¦Overhead¦Transformer(OH)¦Broken
22-0140741 | Equipment Failure/Involved | Overhead | Lightning Arrestor | Broken | 2022 | Tier 2 - Elevated | Distribution Circuit | 12 | 20 | 2022-12-20 | 1894052 | Sus | N | EquipmentFailureInvolved¦Overhead¦LightningArrestor¦Broken
22-0141757 | Unknown Cause | Patrol - found nothing |  |  | 2022 | Tier 2 - Elevated | Distribution Circuit | 12 | 27 | 2022-12-27 | 1898585 | Sus | N | UnknownCause¦Patrolfoundnothing¦¦
22-0142496 | Vegetation | Tree - fell into line | Conductor, Overhead | Normal | 2022 | Tier 3 - Extreme | Distribution Circuit | 12 | 31 | 2022-12-31 | 1903316 | Sus | N | Vegetation¦Treefellintoline¦ConductorOverhead¦Normal
15-0010571 | Vegetation | Tree - branch fell on line | Insulator | Broken | 2015 | Tier 2 - Elevated | Distribution Circuit | 2 | 6 | 2015-02-06 | 1176952 | Sus | N | Vegetation¦Treebranchfellonline¦Insulator¦Broken
15-0010828 | Equipment Failure/Involved | Other | Conductor, Overhead | Broken, wire on ground | 2015 | Tier 2 - Elevated | Distribution Circuit | 2 | 6 | 2015-02-06 | 1179141 | Sus | N | EquipmentFailureInvolved¦Other¦ConductorOverhead¦Brokenwireonground
15-0012500 | Vegetation | Tree - branch fell on line | Conductor, Overhead | Broken, wire on ground | 2015 | Tier 2 - Elevated | Distribution Circuit | 2 | 10 | 2015-02-10 | 1187929 | Sus | N | Vegetation¦Treebranchfellonline¦ConductorOverhead¦Brokenwireonground
15-0014820 | Vegetation | Tree - fell into line | Conductor, Overhead | Normal | 2015 | Tier 2 - Elevated | Distribution Circuit | 2 | 22 | 2015-02-22 | 1193773 | Sus | N | Vegetation¦Treefellintoline¦ConductorOverhead¦Normal
15-0032447 | Equipment Failure/Involved | Overhead | Connector or Splice (OH) | Broken | 2015 | Tier 2 - Elevated | Transformer only | 5 | 7 | 2015-05-07 | 1230499 | Sus | Y | EquipmentFailureInvolved¦Overhead¦ConnectororSplice(OH)¦Broken
15-0038593 | Environmental/External | Lightning |  | Normal | 2015 | Tier 2 - Elevated | Transformer only | 6 | 4 | 2015-06-04 | 1243816 | Sus | Y | EnvironmentalExternal¦Lightning¦¦Normal
15-0040562 | Unknown Cause | Patrol - found nothing |  |  | 2015 | Tier 2 - Elevated | Distribution Circuit | 6 | 12 | 2015-06-12 | 1249620 | Sus | Y | UnknownCause¦Patrolfoundnothing¦¦
15-0043474 | Animal | Bird found | Conductor, Overhead | Normal | 2015 | Tier 2 - Elevated | Distribution Circuit | 6 | 25 | 2015-06-25 | 1256781 | Sus | Y | Animal¦Birdfound¦ConductorOverhead¦Normal
15-0048680 | Unknown Cause | Patrol - found nothing |  |  | 2015 | Tier 2 - Elevated | Distribution Circuit | 7 | 19 | 2015-07-19 | 1271814 | Sus | Y | UnknownCause¦Patrolfoundnothing¦¦
15-0055414 | Unknown Cause | Patrol - found nothing |  |  | 2015 | Tier 2 - Elevated | Distribution Circuit | 8 | 16 | 2015-08-16 | 1289673 | Sus | Y | UnknownCause¦Patrolfoundnothing¦¦
15-0059528 | Unknown Cause | Patrol - not conducted |  |  | 2015 | Tier 2 - Elevated | Distribution Circuit | 9 | 5 | 2015-09-05 | 1300730 | Sus | Y | UnknownCause¦Patrolnotconducted¦¦
15-0063666 | Vegetation | Tree - fell into line | Insulator | Broken | 2015 | Tier 2 - Elevated | Distribution Circuit | 9 | 25 | 2015-09-25 | 1312101 | Sus | Y | Vegetation¦Treefellintoline¦Insulator¦Broken
15-0066618 | Equipment Failure/Involved | Electrical Overload | Generator | Normal | 2015 | Tier 3 - Extreme | Distribution Circuit | 10 | 23 | 2015-10-23 | 1328257 | Sus | Y | EquipmentFailureInvolved¦ElectricalOverload¦Generator¦Normal
15-0071332 | 3rd Party | Vehicle | Switch | Broken | 2015 | Tier 3 - Extreme | Transformer only | 10 | 17 | 2015-10-17 | 1324349 | Sus | Y | 3rdParty¦Vehicle¦Switch¦Broken
15-0071341 | Environmental/External | Lightning | Transformer (OH) | Deteriorated | 2015 | Tier 2 - Elevated | Transformer only | 10 | 17 | 2015-10-17 | 1324407 | Sus | Y | EnvironmentalExternal¦Lightning¦Transformer(OH)¦Deteriorated
15-0071564 | Equipment Failure/Involved | Overhead | Transformer | Failed/Faulted | 2015 | Tier 3 - Extreme | Transformer only | 10 | 18 | 2015-10-18 | 1325534 | Sus | Y | EquipmentFailureInvolved¦Overhead¦Transformer¦FailedFaulted
15-0072975 | Unknown Cause | Patrol - found nothing |  |  | 2015 | Tier 2 - Elevated | Distribution Circuit | 10 | 23 | 2015-10-23 | 1328265 | Sus | Y | UnknownCause¦Patrolfoundnothing¦¦
15-0073105 | Equipment Failure/Involved | Underground | Transformer | Failed/Faulted | 2015 | Tier 2 - Elevated | Distribution Circuit | 10 | 23 | 2015-10-23 | 1328534 | Sus | Y | EquipmentFailureInvolved¦Underground¦Transformer¦FailedFaulted
15-0083048 | Unknown Cause | Patrol - found nothing |  |  | 2015 | Tier 2 - Elevated | Distribution Circuit | 12 | 6 | 2015-12-06 | 1354686 | Sus | N | UnknownCause¦Patrolfoundnothing¦¦
15-0083704 | Unknown Cause | Patrol - found nothing |  |  | 2015 | Tier 2 - Elevated | Distribution Circuit | 12 | 9 | 2015-12-09 | 1356579 | Sus | N | UnknownCause¦Patrolfoundnothing¦¦
16-0007383 | Vegetation | Tree - fell into line | Conductor, Overhead | Broken, wire on ground | 2016 | Tier 2 - Elevated | Distribution Circuit | 1 | 22 | 2016-01-22 | 1389840 | Sus | N | Vegetation¦Treefellintoline¦ConductorOverhead¦Brokenwireonground
16-0007948 | Unknown Cause | Patrol - found nothing |  |  | 2016 | Tier 3 - Extreme | Distribution Circuit | 1 | 25 | 2016-01-25 | 1391441 | Sus | N | UnknownCause¦Patrolfoundnothing¦¦
16-0012619 | Unknown Cause | Patrol - found nothing |  |  | 2016 | Tier 3 - Extreme | Distribution Circuit | 2 | 15 | 2016-02-15 | 1403458 | Sus | N | UnknownCause¦Patrolfoundnothing¦¦
16-0016092 | Vegetation | Tree - fell into line | Conductor, Overhead | Broken, wire on ground | 2016 | Tier 3 - Extreme | Distribution Circuit | 2 | 28 | 2016-02-28 | 1413279 | Sus | N | Vegetation¦Treefellintoline¦ConductorOverhead¦Brokenwireonground
16-0018229 | Vegetation | Tree - fell into line | Secondary | Broken | 2016 | Tier 3 - Extreme | Distribution Circuit | 3 | 5 | 2016-03-05 | 1419683 | Sus | N | Vegetation¦Treefellintoline¦Secondary¦Broken
16-0018254 | Vegetation | Tree - branch fell on line | Conductor, Overhead | Normal | 2016 | Tier 3 - Extreme | Distribution Circuit | 3 | 5 | 2016-03-05 | 1421145 | Sus | N | Vegetation¦Treebranchfellonline¦ConductorOverhead¦Normal
16-0018641 | Vegetation | Tree - branch fell on line | Conductor, Overhead | Broken, wire on ground | 2016 | Tier 3 - Extreme | Distribution Circuit | 3 | 6 | 2016-03-06 | 1422825 | Sus | N | Vegetation¦Treebranchfellonline¦ConductorOverhead¦Brokenwireonground
16-0019102 | Unknown Cause | Patrol - found nothing |  |  | 2016 | Tier 2 - Elevated | Distribution Circuit | 3 | 7 | 2016-03-07 | 1424258 | Sus | N | UnknownCause¦Patrolfoundnothing¦¦
16-0019955 | Vegetation | Tree - fell into line | Conductor, Overhead | Broken, wire on ground | 2016 | Tier 3 - Extreme | Distribution Circuit | 3 | 10 | 2016-03-10 | 1426392 | Sus | N | Vegetation¦Treefellintoline¦ConductorOverhead¦Brokenwireonground
16-0020170 | 3rd Party | Other | Conductor, Overhead | Normal | 2016 | Tier 2 - Elevated | Distribution Circuit | 3 | 10 | 2016-03-10 | 1426937 | Sus | N | 3rdParty¦Other¦ConductorOverhead¦Normal
16-0022294 | Equipment Failure/Involved | Other | Transformer | Deteriorated | 2016 | Tier 2 - Elevated | Transformer only | 3 | 17 | 2016-03-17 | 1433255 | Sus | N | EquipmentFailureInvolved¦Other¦Transformer¦Deteriorated
16-0030605 | Vegetation | Tree - branch fell on line | Conductor, Overhead | Normal | 2016 | Tier 3 - Extreme | Distribution Circuit | 4 | 22 | 2016-04-22 | 1455682 | Sus | N | Vegetation¦Treebranchfellonline¦ConductorOverhead¦Normal
16-0032914 | Vegetation | Tree - branch fell on line | Conductor, Overhead | Normal | 2016 | Tier 3 - Extreme | Distribution Circuit | 4 | 30 | 2016-04-30 | 1462400 | Sus | N | Vegetation¦Treebranchfellonline¦ConductorOverhead¦Normal
16-0034611 | Equipment Failure/Involved | Overhead | Lightning Arrestor | Failed/Faulted | 2016 | Tier 2 - Elevated | Distribution Circuit | 5 | 6 | 2016-05-06 | 1466225 | Sus | Y | EquipmentFailureInvolved¦Overhead¦LightningArrestor¦FailedFaulted
16-0038551 | Environmental/External | Lightning | Transformer | Failed/Faulted | 2016 | Tier 2 - Elevated | Transformer only | 5 | 25 | 2016-05-25 | 1477235 | Sus | Y | EnvironmentalExternal¦Lightning¦Transformer¦FailedFaulted
16-0040906 | Unknown Cause | Patrol - found nothing |  |  | 2016 | Tier 2 - Elevated | Distribution Circuit | 6 | 3 | 2016-06-03 | 1482283 | Sus | Y | UnknownCause¦Patrolfoundnothing¦¦
16-0043134 | Equipment Failure/Involved | Overhead | Insulator | Broken | 2016 | Tier 2 - Elevated | Distribution Circuit | 6 | 14 | 2016-06-14 | 1488698 | Sus | Y | EquipmentFailureInvolved¦Overhead¦Insulator¦Broken
16-0045019 | Equipment Failure/Involved | Overhead | Conductor, Overhead | Bent or Twisted | 2016 | Tier 3 - Extreme | Transformer only | 6 | 22 | 2016-06-22 | 1493986 | Sus | Y | EquipmentFailureInvolved¦Overhead¦ConductorOverhead¦BentorTwisted
16-0046207 | Animal | Squirrel | Crossarm, Steel | Normal | 2016 | Tier 3 - Extreme | Distribution Circuit | 6 | 28 | 2016-06-28 | 1497272 | Sus | Y | Animal¦Squirrel¦CrossarmSteel¦Normal
16-0050315 | Environmental/External | Fire, Forest/Grass | Pole-Wood | Burned/flashed | 2016 | Tier 2 - Elevated | Distribution Circuit | 7 | 15 | 2016-07-15 | 1510927 | Sus | Y | EnvironmentalExternal¦FireForestGrass¦PoleWood¦Burnedflashed
16-0052117 | Unknown Cause | Patrol - found nothing |  |  | 2016 | Tier 2 - Elevated | Transformer only | 7 | 24 | 2016-07-24 | 1515124 | Sus | Y | UnknownCause¦Patrolfoundnothing¦¦
16-0053963 | Unknown Cause | Patrol - found nothing |  |  | 2016 | Tier 2 - Elevated | Transformer only | 7 | 31 | 2016-07-31 | 1519473 | Sus | Y | UnknownCause¦Patrolfoundnothing¦¦
16-0056416 | Equipment Failure/Involved | Overhead | Cutout, fuse holder | Broken | 2016 | Tier 3 - Extreme | Transformer only | 8 | 11 | 2016-08-11 | 1524571 | Sus | Y | EquipmentFailureInvolved¦Overhead¦Cutoutfuseholder¦Broken
16-0058238 | Equipment Failure/Involved | Overhead | Crossarm, Wood | Broken, wire on object | 2016 | Tier 3 - Extreme | Transformer only | 8 | 18 | 2016-08-18 | 1528370 | Sus | Y | EquipmentFailureInvolved¦Overhead¦CrossarmWood¦Brokenwireonobject
16-0063802 | Unknown Cause | Patrol - not conducted |  |  | 2016 | Tier 2 - Elevated | Distribution Circuit | 9 | 11 | 2016-09-11 | 1539790 | Sus | Y | UnknownCause¦Patrolnotconducted¦¦
16-0066617 | Unknown Cause | Patrol - found nothing |  |  | 2016 | Tier 2 - Elevated | Distribution Circuit | 9 | 22 | 2016-09-22 | 1545945 | Sus | Y | UnknownCause¦Patrolfoundnothing¦¦
16-0069096 | Environmental/External | Lightning | Conductor, Overhead | Normal | 2016 | Tier 3 - Extreme | Distribution Circuit | 10 | 2 | 2016-10-02 | 1551734 | Sus | Y | EnvironmentalExternal¦Lightning¦ConductorOverhead¦Normal
16-0070403 | Equipment Failure/Involved | Overhead | Crossarm, Wood | Broken | 2016 | Tier 2 - Elevated | Transformer only | 10 | 7 | 2016-10-07 | 1554646 | Sus | Y | EquipmentFailureInvolved¦Overhead¦CrossarmWood¦Broken
16-0081070 | Vegetation | Tree - branch fell on line |  | Failed/Faulted | 2016 | Tier 3 - Extreme | Transformer only | 11 | 19 | 2016-11-19 | 1584726 | Sus | Y | Vegetation¦Treebranchfellonline¦¦FailedFaulted
16-0081603 | Animal | Squirrel | Transformer | Failed/Faulted | 2016 | Tier 2 - Elevated | Distribution Circuit | 11 | 22 | 2016-11-22 | 1586996 | Sus | Y | Animal¦Squirrel¦Transformer¦FailedFaulted
16-0082386 | Unknown Cause | Patrol - found nothing |  |  | 2016 | Tier 2 - Elevated | Distribution Circuit | 11 | 26 | 2016-11-26 | 1589517 | Sus | Y | UnknownCause¦Patrolfoundnothing¦¦
16-0082533 | Equipment Failure/Involved | Overhead | Conductor, Overhead | Broken, wire on ground | 2016 | Tier 2 - Elevated | Distribution Circuit | 11 | 27 | 2016-11-27 | 1590206 | Sus | Y | EquipmentFailureInvolved¦Overhead¦ConductorOverhead¦Brokenwireonground
17-0003402 | Equipment Failure/Involved | Overhead | Conductor, Overhead | Broken, wire on ground | 2017 | Tier 3 - Extreme | Distribution Circuit | 1 | 4 | 2017-01-04 | 1617372 | Sus | N | EquipmentFailureInvolved¦Overhead¦ConductorOverhead¦Brokenwireonground
17-0006299 | Equipment Failure/Involved | Overhead | Secondary | Normal | 2017 | Tier 3 - Extreme | Transformer only | 1 | 9 | 2017-01-09 | 1624466 | Sus | N | EquipmentFailureInvolved¦Overhead¦Secondary¦Normal
17-0006815 | Vegetation | Tree - branch fell on line | Conductor, Overhead | Normal | 2017 | Tier 3 - Extreme | Distribution Circuit | 1 | 10 | 2017-01-10 | 1633826 | Sus | N | Vegetation¦Treebranchfellonline¦ConductorOverhead¦Normal
17-0007153 | Vegetation | Tree - fell into line | Conductor, Overhead | Broken, wire on ground | 2017 | Tier 3 - Extreme | Distribution Circuit | 1 | 10 | 2017-01-10 | 1636923 | Sus | N | Vegetation¦Treefellintoline¦ConductorOverhead¦Brokenwireonground
17-0007736 | Vegetation | Tree - fell into line | Crossarm, Wood | Broken | 2017 | Tier 3 - Extreme | Distribution Circuit | 1 | 11 | 2017-01-11 | 1639867 | Sus | N | Vegetation¦Treefellintoline¦CrossarmWood¦Broken
17-0008241 | Vegetation | Tree - fell into line | Conductor, Overhead | Broken, wire on object | 2017 | Tier 2 - Elevated | Distribution Circuit | 1 | 11 | 2017-01-11 | 1640874 | Sus | N | Vegetation¦Treefellintoline¦ConductorOverhead¦Brokenwireonobject
17-0008766 | 3rd Party | Other | Conductor, Overhead | Broken | 2017 | Tier 2 - Elevated | Distribution Circuit | 1 | 12 | 2017-01-12 | 1642557 | Sus | N | 3rdParty¦Other¦ConductorOverhead¦Broken
17-0009385 | Unknown Cause | Patrol - found nothing |  |  | 2017 | Tier 2 - Elevated | Distribution Circuit | 1 | 16 | 2017-01-16 | 1644477 | Sus | N | UnknownCause¦Patrolfoundnothing¦¦
17-0010203 | Vegetation | Tree - palm frond fell into line | Conductor, Overhead | Normal | 2017 | Tier 2 - Elevated | Transmission line | 1 | 18 | 2017-01-18 | 1647173 | Sus | N | Vegetation¦Treepalmfrondfellintoline¦ConductorOverhead¦Normal
17-0011263 | Unknown Cause | Patrol - not conducted |  |  | 2017 | Tier 2 - Elevated | Distribution Circuit | 1 | 20 | 2017-01-20 | 1652467 | Sus | N | UnknownCause¦Patrolnotconducted¦¦
17-0011856 | Vegetation | Tree - fell into line | Conductor, Overhead | Broken, wire on ground | 2017 | Tier 3 - Extreme | Distribution Circuit | 1 | 20 | 2017-01-20 | 1655127 | Sus | N | Vegetation¦Treefellintoline¦ConductorOverhead¦Brokenwireonground
17-0014021 | Unknown Cause | Patrol - found nothing |  |  | 2017 | Tier 3 - Extreme | Distribution Circuit | 1 | 23 | 2017-01-23 | 1664679 | Sus | N | UnknownCause¦Patrolfoundnothing¦¦
17-0014501 | Unknown Cause | Patrol - found nothing |  |  | 2017 | Tier 2 - Elevated | Transformer only | 1 | 24 | 2017-01-24 | 1665474 | Sus | N | UnknownCause¦Patrolfoundnothing¦¦
17-0017094 | Vegetation | Tree - fell into line | Conductor, Overhead | Broken, wire on ground | 2017 | Tier 3 - Extreme | Distribution Circuit | 2 | 3 | 2017-02-03 | 1673509 | Sus | N | Vegetation¦Treefellintoline¦ConductorOverhead¦Brokenwireonground
17-0019368 | Vegetation | Tree - fell into line | Conductor, Overhead | Broken, wire on ground | 2017 | Tier 3 - Extreme | Distribution Circuit | 2 | 7 | 2017-02-07 | 1682634 | Sus | N | Vegetation¦Treefellintoline¦ConductorOverhead¦Brokenwireonground
17-0023174 | Unknown Cause | Patrol - found nothing |  |  | 2017 | Tier 2 - Elevated | Distribution Circuit | 2 | 18 | 2017-02-18 | 1700174 | Sus | N | UnknownCause¦Patrolfoundnothing¦¦
17-0023225 | Equipment Failure/Involved | Overhead | Connector or Splice (OH) | Broken | 2017 | Tier 2 - Elevated | Distribution Circuit | 2 | 18 | 2017-02-18 | 1700720 | Sus | N | EquipmentFailureInvolved¦Overhead¦ConnectororSplice(OH)¦Broken
17-0023957 | Vegetation | Tree - fell into line | Conductor, Overhead | On Ground | 2017 | Tier 2 - Elevated | Distribution Circuit | 2 | 20 | 2017-02-20 | 1704236 | Sus | N | Vegetation¦Treefellintoline¦ConductorOverhead¦OnGround
17-0026359 | Vegetation | Tree - fell into line | Crossarm, Wood | Broken | 2017 | Tier 2 - Elevated | Distribution Circuit | 2 | 24 | 2017-02-24 | 1712637 | Sus | N | Vegetation¦Treefellintoline¦CrossarmWood¦Broken
17-0037265 | Vegetation | Tree - fell into line | Pole-Wood | Broken | 2017 | Tier 2 - Elevated | Distribution Circuit | 4 | 6 | 2017-04-06 | 1745949 | Sus | N | Vegetation¦Treefellintoline¦PoleWood¦Broken
17-0037690 | Vegetation | Tree - branch fell on line | Fuse | Failed/Faulted | 2017 | Tier 2 - Elevated | Distribution Circuit | 4 | 6 | 2017-04-06 | 1746381 | Sus | N | Vegetation¦Treebranchfellonline¦Fuse¦FailedFaulted
17-0041718 | Equipment Failure/Involved | Overhead | Transformer (OH) | Failed/Faulted | 2017 | Tier 2 - Elevated | Distribution Circuit | 4 | 20 | 2017-04-20 | 1761887 | Sus | N | EquipmentFailureInvolved¦Overhead¦Transformer(OH)¦FailedFaulted
17-0044809 | 3rd Party | Tree - cutting, 3rd party | Conductor, Overhead | Normal | 2017 | Tier 2 - Elevated | Distribution Circuit | 5 | 3 | 2017-05-03 | 1773224 | Sus | Y | 3rdParty¦Treecutting3rdparty¦ConductorOverhead¦Normal
17-0044994 | Unknown Cause | Patrol - found nothing |  |  | 2017 | Tier 2 - Elevated | Distribution Circuit | 5 | 3 | 2017-05-03 | 1773367 | Sus | Y | UnknownCause¦Patrolfoundnothing¦¦
17-0046005 | Vegetation | Tree - fell into line | Conductor, Overhead | Broken, wire on ground | 2017 | Tier 2 - Elevated | Distribution Circuit | 5 | 7 | 2017-05-07 | 1777005 | Sus | Y | Vegetation¦Treefellintoline¦ConductorOverhead¦Brokenwireonground
17-0048139 | Animal | Bird found | Conductor, Overhead | Normal | 2017 | Tier 3 - Extreme | Distribution Circuit | 5 | 15 | 2017-05-15 | 1782804 | Sus | Y | Animal¦Birdfound¦ConductorOverhead¦Normal
17-0053153 | Equipment Failure/Involved | Overhead | Transformer | Failed/Faulted | 2017 | Tier 3 - Extreme | Transformer only | 6 | 6 | 2017-06-06 | 1798143 | Sus | Y | EquipmentFailureInvolved¦Overhead¦Transformer¦FailedFaulted
17-0059906 | Equipment Failure/Involved | Overhead | Transformer (OH) | Failed/Faulted | 2017 | Tier 2 - Elevated | Transformer only | 6 | 30 | 2017-06-30 | 1821743 | Sus | Y | EquipmentFailureInvolved¦Overhead¦Transformer(OH)¦FailedFaulted
17-0061553 | Vegetation | Tree - fell into line | Conductor, Overhead | Broken, wire on ground | 2017 | Tier 2 - Elevated | Distribution Circuit | 7 | 9 | 2017-07-09 | 1827439 | Sus | Y | Vegetation¦Treefellintoline¦ConductorOverhead¦Brokenwireonground
17-0068139 | Equipment Failure/Involved | Underground | Conductor, Underground | Burned/flashed | 2017 | Tier 2 - Elevated | Distribution Circuit | 8 | 5 | 2017-08-05 | 1846773 | Sus | Y | EquipmentFailureInvolved¦Underground¦ConductorUnderground¦Burnedflashed
17-0069522 | Unknown Cause | Patrol - found nothing |  |  | 2017 | Tier 2 - Elevated | Distribution Circuit | 8 | 10 | 2017-08-10 | 1850212 | Sus | Y | UnknownCause¦Patrolfoundnothing¦¦
17-0069930 | Unknown Cause | Patrol - not conducted |  |  | 2017 | Tier 2 - Elevated | Substation - Distribution | 8 | 13 | 2017-08-13 | 1851501 | Sus | Y | UnknownCause¦Patrolnotconducted¦¦
17-0069930 | Unknown Cause | Patrol - not conducted |  |  | 2017 | Tier 2 - Elevated | Substation - Distribution | 8 | 13 | 2017-08-13 | 1851501 | Sus | Y | UnknownCause¦Patrolnotconducted¦¦
17-0072880 | Equipment Failure/Involved | Underground | Conductor, Underground | Burned/flashed | 2017 | Tier 2 - Elevated | Distribution Circuit | 8 | 25 | 2017-08-25 | 1859214 | Sus | Y | EquipmentFailureInvolved¦Underground¦ConductorUnderground¦Burnedflashed
17-0075171 | Equipment Failure/Involved | Electrical Overload | Recloser | Normal | 2017 | Tier 2 - Elevated | Distribution Circuit | 9 | 2 | 2017-09-02 | 1866546 | Sus | Y | EquipmentFailureInvolved¦ElectricalOverload¦Recloser¦Normal
17-0075342 | Equipment Failure/Involved | Underground | Transformer (UG) | Failed/Faulted | 2017 | Tier 3 - Extreme | Distribution Circuit | 9 | 2 | 2017-09-02 | 1867372 | Sus | Y | EquipmentFailureInvolved¦Underground¦Transformer(UG)¦FailedFaulted
17-0077806 | Vegetation | Tree - fell into line | Conductor, Overhead | Broken, wire on ground | 2017 | Tier 2 - Elevated | Distribution Circuit | 9 | 11 | 2017-09-11 | 1875672 | Sus | Y | Vegetation¦Treefellintoline¦ConductorOverhead¦Brokenwireonground
17-0078186 | Vegetation | Tree - branch fell on line | Conductor, Overhead | Normal | 2017 | Tier 3 - Extreme | Distribution Circuit | 9 | 12 | 2017-09-12 | 1877175 | Sus | Y | Vegetation¦Treebranchfellonline¦ConductorOverhead¦Normal
17-0079592 | Environmental/External | Lightning | Transformer | Failed/Faulted | 2017 | Tier 2 - Elevated | Transformer only | 9 | 17 | 2017-09-17 | 1880633 | Sus | Y | EnvironmentalExternal¦Lightning¦Transformer¦FailedFaulted
17-0081329 | Vegetation | Tree - branch fell on line | Conductor, Overhead | Broken, wire on ground | 2017 | Tier 3 - Extreme | Distribution Circuit | 9 | 24 | 2017-09-24 | 1885026 | Sus | Y | Vegetation¦Treebranchfellonline¦ConductorOverhead¦Brokenwireonground
17-0085103 | Equipment Failure/Involved | Overhead | Conductor, Overhead | Together | 2017 | Tier 2 - Elevated | Distribution Circuit | 10 | 8 | 2017-10-08 | 1893336 | Sus | Y | EquipmentFailureInvolved¦Overhead¦ConductorOverhead¦Together
17-0086842 | Environmental/External | Fire, Forest/Grass | Pole-Wood | Broken, wire on ground | 2017 | Tier 2 - Elevated | Distribution Circuit | 10 | 8 | 2017-10-08 | 1899529 | Sus | Y | EnvironmentalExternal¦FireForestGrass¦PoleWood¦Brokenwireonground
17-0087398 | Environmental/External | Fire, Forest/Grass | Pole-Wood | Burned/flashed | 2017 | Tier 2 - Elevated | Distribution Circuit | 10 | 8 | 2017-10-08 | 1900897 | Sus | Y | EnvironmentalExternal¦FireForestGrass¦PoleWood¦Burnedflashed
17-0087582 | Environmental/External | Fire, Forest/Grass | Pole-Wood | Burned/flashed | 2017 | Tier 3 - Extreme | Distribution Circuit | 10 | 8 | 2017-10-08 | 1901448 | Sus | Y | EnvironmentalExternal¦FireForestGrass¦PoleWood¦Burnedflashed
17-0087583 | Equipment Failure/Involved | Overhead | Pole-Wood | Broken | 2017 | Tier 2 - Elevated | Distribution Circuit | 10 | 9 | 2017-10-09 | 1901449 | Sus | Y | EquipmentFailureInvolved¦Overhead¦PoleWood¦Broken
17-0092339 | Unknown Cause | Patrol - found nothing |  |  | 2017 | Tier 3 - Extreme | Distribution Circuit | 11 | 3 | 2017-11-03 | 1914888 | Sus | Y | UnknownCause¦Patrolfoundnothing¦¦
17-0097612 | Unknown Cause | Patrol - found nothing |  |  | 2017 | Tier 2 - Elevated | Distribution Circuit | 11 | 26 | 2017-11-26 | 1929437 | Sus | Y | UnknownCause¦Patrolfoundnothing¦¦
17-0097720 | Unknown Cause | Patrol - found nothing |  |  | 2017 | Tier 3 - Extreme | Distribution Circuit | 11 | 27 | 2017-11-27 | 1929830 | Sus | Y | UnknownCause¦Patrolfoundnothing¦¦
17-0099890 | Vegetation | Tree - branch fell on line | Conductor, Overhead | Normal | 2017 | Tier 3 - Extreme | Distribution Circuit | 12 | 5 | 2017-12-05 | 1936231 | Sus | N | Vegetation¦Treebranchfellonline¦ConductorOverhead¦Normal
17-0100134 | Unknown Cause | Patrol - found nothing |  |  | 2017 | Tier 2 - Elevated | Distribution Circuit | 12 | 5 | 2017-12-05 | 1936892 | Sus | N | UnknownCause¦Patrolfoundnothing¦¦
17-0102035 | Vegetation | Tree - branch fell on line | Conductor, Overhead | Normal | 2017 | Tier 3 - Extreme | Distribution Circuit | 12 | 16 | 2017-12-16 | 1944508 | Sus | N | Vegetation¦Treebranchfellonline¦ConductorOverhead¦Normal
17-0102176 | Equipment Failure/Involved | Overhead | Conductor, Overhead | Together | 2017 | Tier 2 - Elevated | Distribution Circuit | 12 | 16 | 2017-12-16 | 1945640 | Sus | N | EquipmentFailureInvolved¦Overhead¦ConductorOverhead¦Together
18-0009097 | Unknown Cause | Patrol - found nothing |  |  | 2018 | Tier 2 - Elevated | Transformer only | 1 | 25 | 2018-01-25 | 14034 | Sus | N | UnknownCause¦Patrolfoundnothing¦¦
18-0013077 | Equipment Failure/Involved | Overhead | Pole-Wood | Broken | 2018 | Tier 2 - Elevated | Distribution Circuit | 2 | 10 | 2018-02-10 | 22314 | Sus | N | EquipmentFailureInvolved¦Overhead¦PoleWood¦Broken
18-0015122 | 3rd Party | Fire, house or bldg. | Crossarm, Wood | Burned/flashed | 2018 | Tier 2 - Elevated | Distribution Circuit | 2 | 17 | 2018-02-17 | 26375 | Sus | N | 3rdParty¦Firehouseorbldg¦CrossarmWood¦Burnedflashed
18-0018367 | Vegetation | Tree - bark fell into line | Conductor, Overhead | Broken, wire on ground | 2018 | Tier 2 - Elevated | Distribution Circuit | 3 | 1 | 2018-03-01 | 34217 | Sus | N | Vegetation¦Treebarkfellintoline¦ConductorOverhead¦Brokenwireonground
18-0019427 | Vegetation | Tree - fell into line | Insulator | Broken, wire on object | 2018 | Tier 2 - Elevated | Distribution Circuit | 3 | 2 | 2018-03-02 | 36903 | Sus | N | Vegetation¦Treefellintoline¦Insulator¦Brokenwireonobject
18-0019501 | Vegetation | Tree - fell into line | Pole-Wood | Broken | 2018 | Tier 2 - Elevated | Distribution Circuit | 3 | 3 | 2018-03-03 | 37691 | Sus | N | Vegetation¦Treefellintoline¦PoleWood¦Broken
18-0022054 | Unknown Cause | Patrol - not conducted |  |  | 2018 | Tier 2 - Elevated | Distribution Circuit | 3 | 13 | 2018-03-13 | 42886 | Sus | N | UnknownCause¦Patrolnotconducted¦¦
18-0023574 | Vegetation | Tree - fell into line | Pole-Wood | Broken | 2018 | Tier 3 - Extreme | Distribution Circuit | 3 | 16 | 2018-03-16 | 45567 | Sus | N | Vegetation¦Treefellintoline¦PoleWood¦Broken
18-0025254 | Unknown Cause | Patrol - not conducted |  |  | 2018 | Tier 3 - Extreme | Distribution Circuit | 3 | 22 | 2018-03-22 | 50045 | Sus | N | UnknownCause¦Patrolnotconducted¦¦
18-0025690 | Vegetation | Tree - branch fell on line | Fuse | Normal | 2018 | Tier 3 - Extreme | Distribution Circuit | 3 | 22 | 2018-03-22 | 50893 | Sus | N | Vegetation¦Treebranchfellonline¦Fuse¦Normal
18-0026891 | Unknown Cause | Patrol - found nothing |  |  | 2018 | Tier 2 - Elevated | Distribution Circuit | 3 | 27 | 2018-03-27 | 54113 | Sus | N | UnknownCause¦Patrolfoundnothing¦¦
18-0027043 | Vegetation | Tree - grew into line | Conductor, Overhead | Normal | 2018 | Tier 2 - Elevated | Distribution Circuit | 3 | 27 | 2018-03-27 | 54388 | Sus | N | Vegetation¦Treegrewintoline¦ConductorOverhead¦Normal
18-0034109 | Equipment Failure/Involved | Electrical Overload | Transformer |  | 2018 | Tier 3 - Extreme | Transformer only | 4 | 20 | 2018-04-20 | 70614 | Sus | N | EquipmentFailureInvolved¦ElectricalOverload¦Transformer¦
18-0052138 | Equipment Failure/Involved | Overhead | Crossarm, Wood | Burned/flashed | 2018 | Tier 2 - Elevated | Distribution Circuit | 6 | 19 | 2018-06-19 | 112481 | Sus | Y | EquipmentFailureInvolved¦Overhead¦CrossarmWood¦Burnedflashed
18-0066905 | Vegetation | Tree - fell into line | Pole-Wood | Broken, wire on ground | 2018 | Tier 2 - Elevated | Distribution Circuit | 8 | 5 | 2018-08-05 | 149354 | Sus | Y | Vegetation¦Treefellintoline¦PoleWood¦Brokenwireonground
18-0073553 | Unknown Cause | Patrol - found nothing |  |  | 2018 | Tier 2 - Elevated | Distribution Circuit | 8 | 26 | 2018-08-26 | 162503 | Sus | Y | UnknownCause¦Patrolfoundnothing¦¦
18-0077145 | Equipment Failure/Involved | Overhead | Pole-Wood | Broken | 2018 | Tier 3 - Extreme | Distribution Circuit | 9 | 6 | 2018-09-06 | 169340 | Sus | Y | EquipmentFailureInvolved¦Overhead¦PoleWood¦Broken
18-0082451 | Unknown Cause | Patrol - found nothing |  |  | 2018 | Tier 2 - Elevated | Distribution Circuit | 9 | 22 | 2018-09-22 | 179537 | Sus | Y | UnknownCause¦Patrolfoundnothing¦¦
18-0085636 | Equipment Failure/Involved | Overhead | Insulator | Broken | 2018 | Tier 3 - Extreme | Transformer only | 10 | 2 | 2018-10-02 | 185964 | Sus | Y | EquipmentFailureInvolved¦Overhead¦Insulator¦Broken
18-0091299 | Unknown Cause | Patrol - found nothing |  |  | 2018 | Tier 3 - Extreme | Distribution Circuit | 10 | 17 | 2018-10-17 | 197321 | Sus | Y | UnknownCause¦Patrolfoundnothing¦¦
18-0091970 | Wildfire Mitigation | CWSP - Vegetation Removal |  |  | 2018 | Tier 3 - Extreme | Distribution Circuit | 10 | 19 | 2018-10-19 | 198327 | Sus | Y | WildfireMitigation¦CWSPVegetationRemoval¦¦
18-0097582 | Wildfire Mitigation | CWSP - Vegetation Removal |  |  | 2018 | Tier 3 - Extreme | Distribution Circuit | 11 | 19 | 2018-11-19 | 218117 | Sus | Y | WildfireMitigation¦CWSPVegetationRemoval¦¦
18-0098133 | Company Initiated | Coordination failure | Other | Normal | 2018 | Tier 2 - Elevated | Transmission line | 11 | 8 | 2018-11-08 | 211383 | Sus | Y | CompanyInitiated¦Coordinationfailure¦Other¦Normal
18-0102121 | Environmental/External | Fire, Forest/Grass | Pole-Wood | Burned/flashed | 2018 | Tier 3 - Extreme | Distribution Circuit | 11 | 8 | 2018-11-08 | 221114 | Sus | Y | EnvironmentalExternal¦FireForestGrass¦PoleWood¦Burnedflashed
18-0105930 | Unknown Cause | Patrol - found nothing |  |  | 2018 | Tier 2 - Elevated | Distribution Circuit | 12 | 1 | 2018-12-01 | 231371 | Sus | N | UnknownCause¦Patrolfoundnothing¦¦
18-0106151 | Environmental/External | Fire, Forest/Grass | Pole-Wood | Burned/flashed | 2018 | Tier 3 - Extreme | Distribution Circuit | 11 | 8 | 2018-11-08 | 231947 | Sus | Y | EnvironmentalExternal¦FireForestGrass¦PoleWood¦Burnedflashed
19-0011036 | Vegetation | Tree - fell into line | Crossarm, Wood | Broken, wire on ground | 2019 | Tier 3 - Extreme | Distribution Circuit | 1 | 16 | 2019-01-16 | 271679 | Sus | N | Vegetation¦Treefellintoline¦CrossarmWood¦Brokenwireonground
19-0011651 | Environmental/External | Lightning | Transformer | Failed/Faulted | 2019 | Tier 3 - Extreme | Transformer only | 1 | 17 | 2019-01-17 | 274781 | Sus | N | EnvironmentalExternal¦Lightning¦Transformer¦FailedFaulted
19-0017386 | Vegetation | Tree - branch fell on line | Conductor, Overhead | Normal | 2019 | Tier 2 - Elevated | Distribution Circuit | 2 | 2 | 2019-02-02 | 288009 | Sus | N | Vegetation¦Treebranchfellonline¦ConductorOverhead¦Normal
19-0018471 | Unknown Cause | Patrol - found nothing |  |  | 2019 | Tier 3 - Extreme | Distribution Circuit | 2 | 5 | 2019-02-05 | 292176 | Sus | N | UnknownCause¦Patrolfoundnothing¦¦
19-0018750 | Vegetation | Tree - fell into line | Conductor, Overhead | Broken, wire on ground | 2019 | Tier 2 - Elevated | Distribution Circuit | 2 | 5 | 2019-02-05 | 293066 | Sus | N | Vegetation¦Treefellintoline¦ConductorOverhead¦Brokenwireonground
19-0020668 | Unknown Cause | Patrol - found nothing |  |  | 2019 | Tier 2 - Elevated | Distribution Circuit | 2 | 10 | 2019-02-10 | 298555 | Sus | N | UnknownCause¦Patrolfoundnothing¦¦
19-0020958 | Vegetation | Tree - fell into line | Conductor, Overhead | Broken, wire on ground | 2019 | Tier 3 - Extreme | Distribution Circuit | 2 | 9 | 2019-02-09 | 299702 | Sus | N | Vegetation¦Treefellintoline¦ConductorOverhead¦Brokenwireonground
19-0021014 | Unknown Cause | Patrol - not conducted |  |  | 2019 | Tier 3 - Extreme | Distribution Circuit | 2 | 10 | 2019-02-10 | 299824 | Sus | N | UnknownCause¦Patrolnotconducted¦¦
19-0021540 | Vegetation | Tree - fell into line | Conductor, Overhead | Broken, wire on ground | 2019 | Tier 2 - Elevated | Distribution Circuit | 2 | 10 | 2019-02-10 | 300865 | Sus | N | Vegetation¦Treefellintoline¦ConductorOverhead¦Brokenwireonground
19-0021653 | Vegetation | Tree - fell into line | Conductor, Overhead | Broken, wire on ground | 2019 | Tier 2 - Elevated | Distribution Circuit | 2 | 12 | 2019-02-12 | 301407 | Sus | N | Vegetation¦Treefellintoline¦ConductorOverhead¦Brokenwireonground
19-0022375 | Vegetation | Tree - branch fell on line | Conductor, Overhead | Normal | 2019 | Tier 2 - Elevated | Distribution Circuit | 2 | 12 | 2019-02-12 | 303087 | Sus | N | Vegetation¦Treebranchfellonline¦ConductorOverhead¦Normal
19-0023112 | Vegetation | Tree - fell into line | Pole-Wood | Broken | 2019 | Tier 2 - Elevated | Distribution Circuit | 2 | 14 | 2019-02-14 | 307363 | Sus | N | Vegetation¦Treefellintoline¦PoleWood¦Broken
19-0023546 | Equipment Failure/Involved | Overhead | Transformer (OH) | Failed/Faulted | 2019 | Tier 3 - Extreme | Transformer only | 2 | 14 | 2019-02-14 | 306128 | Sus | N | EquipmentFailureInvolved¦Overhead¦Transformer(OH)¦FailedFaulted
19-0023915 | Unknown Cause | Patrol - found nothing |  |  | 2019 | Tier 2 - Elevated | Distribution Circuit | 2 | 15 | 2019-02-15 | 311799 | Sus | N | UnknownCause¦Patrolfoundnothing¦¦
19-0024531 | Unknown Cause | Patrol - not conducted |  |  | 2019 | Tier 2 - Elevated | Distribution Circuit | 2 | 15 | 2019-02-15 | 305438 | Sus | N | UnknownCause¦Patrolnotconducted¦¦
19-0025163 | Vegetation | Tree - fell into line | Conductor, Overhead | Broken, wire on ground | 2019 | Tier 3 - Extreme | Distribution Circuit | 2 | 17 | 2019-02-17 | 315960 | Sus | N | Vegetation¦Treefellintoline¦ConductorOverhead¦Brokenwireonground
19-0025686 | Environmental/External | Ice or snow | Pole-Wood | Broken, wire on ground | 2019 | Tier 2 - Elevated | Distribution Circuit | 2 | 13 | 2019-02-13 | 317955 | Sus | N | EnvironmentalExternal¦Iceorsnow¦PoleWood¦Brokenwireonground
19-0028781 | Vegetation | Tree - fell into line | Conductor, Overhead | Broken, wire on ground | 2019 | Tier 2 - Elevated | Distribution Circuit | 2 | 27 | 2019-02-27 | 326563 | Sus | N | Vegetation¦Treefellintoline¦ConductorOverhead¦Brokenwireonground
19-0029631 | Equipment Failure/Involved | Overhead | Transformer (OH) | Deteriorated | 2019 | Tier 2 - Elevated | Transformer only | 3 | 1 | 2019-03-01 | 328537 | Sus | N | EquipmentFailureInvolved¦Overhead¦Transformer(OH)¦Deteriorated
19-0035559 | Vegetation | Tree - fell into line | Pole-Wood | Broken, wire on ground | 2019 | Tier 3 - Extreme | Distribution Circuit | 3 | 20 | 2019-03-20 | 344127 | Sus | N | Vegetation¦Treefellintoline¦PoleWood¦Brokenwireonground
19-0048034 | Unknown Cause | Patrol - not conducted |  |  | 2019 | Tier 2 - Elevated | Distribution Circuit | 5 | 1 | 2019-05-01 | 371949 | Sus | Y | UnknownCause¦Patrolnotconducted¦¦
19-0049802 | Equipment Failure/Involved | Overhead | Transformer | Broken, wire on ground | 2019 | Tier 3 - Extreme | Transformer only | 5 | 7 | 2019-05-07 | 375904 | Sus | Y | EquipmentFailureInvolved¦Overhead¦Transformer¦Brokenwireonground
19-0053639 | Equipment Failure/Involved | Overhead | Crossarm, Wood | Broken | 2019 | Tier 3 - Extreme | Transformer only | 5 | 18 | 2019-05-18 | 384194 | Sus | Y | EquipmentFailureInvolved¦Overhead¦CrossarmWood¦Broken
19-0057564 | Equipment Failure/Involved | Overhead | Transformer | Failed/Faulted | 2019 | Tier 3 - Extreme | Transformer only | 5 | 25 | 2019-05-25 | 389938 | Sus | Y | EquipmentFailureInvolved¦Overhead¦Transformer¦FailedFaulted
19-0060329 | Equipment Failure/Involved | Overhead | Transformer | Failed/Faulted | 2019 | Tier 2 - Elevated | Transformer only | 5 | 30 | 2019-05-30 | 393919 | Sus | Y | EquipmentFailureInvolved¦Overhead¦Transformer¦FailedFaulted
19-0063078 | Equipment Failure/Involved | Overhead | Conductor, Overhead | Broken | 2019 | Tier 3 - Extreme | Distribution Circuit | 6 | 5 | 2019-06-05 | 398563 | Sus | Y | EquipmentFailureInvolved¦Overhead¦ConductorOverhead¦Broken
19-0063878 | Equipment Failure/Involved | Overhead | Pole-Wood | Deteriorated | 2019 | Tier 2 - Elevated | Transformer only | 6 | 6 | 2019-06-06 | 400025 | Sus | Y | EquipmentFailureInvolved¦Overhead¦PoleWood¦Deteriorated
19-0067605 | Equipment Failure/Involved | Overhead | Transformer (OH) | Failed/Faulted | 2019 | Tier 2 - Elevated | Distribution Circuit | 6 | 14 | 2019-06-14 | 410687 | Sus | Y | EquipmentFailureInvolved¦Overhead¦Transformer(OH)¦FailedFaulted
19-0068055 | Equipment Failure/Involved | Overhead | Pole-Wood | Deteriorated | 2019 | Tier 3 - Extreme | Distribution Circuit | 6 | 15 | 2019-06-15 | 414093 | Sus | Y | EquipmentFailureInvolved¦Overhead¦PoleWood¦Deteriorated
19-0078904 | Equipment Failure/Involved | Overhead | Booster | Failed/Faulted | 2019 | Tier 2 - Elevated | Distribution Circuit | 7 | 18 | 2019-07-18 | 457748 | Sus | Y | EquipmentFailureInvolved¦Overhead¦Booster¦FailedFaulted
19-0078904 | Equipment Failure/Involved | Overhead | Booster | Failed/Faulted | 2019 | Tier 2 - Elevated | Distribution Circuit | 7 | 18 | 2019-07-18 | 457748 | Sus | Y | EquipmentFailureInvolved¦Overhead¦Booster¦FailedFaulted
19-0080454 | Equipment Failure/Involved | Overhead | Transformer | Failed/Faulted | 2019 | Tier 2 - Elevated | Transformer only | 7 | 23 | 2019-07-23 | 469521 | Sus | Y | EquipmentFailureInvolved¦Overhead¦Transformer¦FailedFaulted
19-0080947 | Vegetation | Tree - fell into line | Conductor, Overhead | Normal | 2019 | Tier 2 - Elevated | Distribution Circuit | 7 | 25 | 2019-07-25 | 470869 | Sus | Y | Vegetation¦Treefellintoline¦ConductorOverhead¦Normal
19-0081856 | Unknown Cause | Patrol - found nothing |  |  | 2019 | Tier 2 - Elevated | Distribution Circuit | 7 | 27 | 2019-07-27 | 473550 | Sus | Y | UnknownCause¦Patrolfoundnothing¦¦
19-0081899 | Animal | Squirrel | Conductor, Overhead | Normal | 2019 | Tier 3 - Extreme | Distribution Circuit | 7 | 28 | 2019-07-28 | 473793 | Sus | Y | Animal¦Squirrel¦ConductorOverhead¦Normal
19-0088553 | Unknown Cause | Patrol - found nothing |  |  | 2019 | Tier 2 - Elevated | Distribution Circuit | 8 | 15 | 2019-08-15 | 514220 | Sus | Y | UnknownCause¦Patrolfoundnothing¦¦
19-0089657 | 3rd Party | Vehicle | Pole-Wood | Broken, wire on ground | 2019 | Tier 3 - Extreme | Transmission line | 8 | 19 | 2019-08-19 | 524046 | Sus | Y | 3rdParty¦Vehicle¦PoleWood¦Brokenwireonground
19-0102180 | Unknown Cause | Patrol - found nothing |  |  | 2019 | Tier 3 - Extreme | Distribution Circuit | 9 | 21 | 2019-09-21 | 603216 | Sus | Y | UnknownCause¦Patrolfoundnothing¦¦
19-0102862 | Equipment Failure/Involved | Overhead | Fuse | Failed/Faulted | 2019 | Tier 2 - Elevated | Distribution Circuit | 9 | 24 | 2019-09-24 | 608096 | Sus | Y | EquipmentFailureInvolved¦Overhead¦Fuse¦FailedFaulted
19-0109728 | Wildfire Mitigation | Public Safety Power Shut-off | Pole-Wood | Broken, wire on ground | 2019 | Tier 2 - Elevated | Distribution Circuit | 10 | 9 | 2019-10-09 | 651143 | Sus | Y | WildfireMitigation¦PublicSafetyPowerShutoff¦PoleWood¦Brokenwireonground
19-0118424 | Wildfire Mitigation | Public Safety Power Shut-off | Conductor, Overhead | Normal | 2019 | Tier 2 - Elevated | Distribution Circuit | 10 | 26 | 2019-10-26 | 693330 | Sus | Y | WildfireMitigation¦PublicSafetyPowerShutoff¦ConductorOverhead¦Normal
19-0122778 | Equipment Failure/Involved | Overhead | Transformer | Failed/Faulted | 2019 | Tier 3 - Extreme | Distribution Circuit | 11 | 8 | 2019-11-08 | 702413 | Sus | Y | EquipmentFailureInvolved¦Overhead¦Transformer¦FailedFaulted
19-0124210 | Unknown Cause | Patrol - found nothing |  |  | 2019 | Tier 2 - Elevated | Distribution Circuit | 11 | 13 | 2019-11-13 | 705721 | Sus | Y | UnknownCause¦Patrolfoundnothing¦¦
19-0126241 | Equipment Failure/Involved | Electrical Overload | Conductor, Overhead | Broken | 2019 | Tier 2 - Elevated | Distribution Circuit | 11 | 19 | 2019-11-19 | 710121 | Sus | Y | EquipmentFailureInvolved¦ElectricalOverload¦ConductorOverhead¦Broken
19-0129530 | Vegetation | Tree - branch fell on line | Conductor, Overhead | Broken, wire on ground | 2019 | Tier 2 - Elevated | Distribution Circuit | 11 | 26 | 2019-11-26 | 718231 | Sus | Y | Vegetation¦Treebranchfellonline¦ConductorOverhead¦Brokenwireonground
19-0130801 | Equipment Failure/Involved | Overhead | Jumper | Burned Open | 2019 | Tier 3 - Extreme | Distribution Circuit | 11 | 27 | 2019-11-27 | 722317 | Sus | Y | EquipmentFailureInvolved¦Overhead¦Jumper¦BurnedOpen
19-0132147 | Vegetation | Tree - fell into line | Pole-Wood | Broken, wire on ground | 2019 | Tier 2 - Elevated | Distribution Circuit | 12 | 2 | 2019-12-02 | 726924 | Sus | N | Vegetation¦Treefellintoline¦PoleWood¦Brokenwireonground
20-0005171 | Unknown Cause | Patrol - found nothing |  |  | 2020 | Tier 2 - Elevated | Distribution Circuit | 1 | 4 | 2020-01-04 | 754861 | Sus | N | UnknownCause¦Patrolfoundnothing¦¦
20-0005339 | 3rd Party | Vehicle | Pole-Wood | Normal | 2020 | Tier 2 - Elevated | Distribution Circuit | 1 | 6 | 2020-01-06 | 755283 | Sus | N | 3rdParty¦Vehicle¦PoleWood¦Normal
20-0010303 | Vegetation | Tree - fell into line | Conductor, Overhead | Broken, wire on ground | 2020 | Tier 2 - Elevated | Distribution Circuit | 1 | 16 | 2020-01-16 | 763568 | Sus | N | Vegetation¦Treefellintoline¦ConductorOverhead¦Brokenwireonground
20-0010994 | Vegetation | Tree - fell into line | Pole-Wood | Broken, wire on ground | 2020 | Tier 2 - Elevated | Distribution Circuit | 1 | 16 | 2020-01-16 | 765253 | Sus | N | Vegetation¦Treefellintoline¦PoleWood¦Brokenwireonground
20-0014215 | Unknown Cause | Patrol - found nothing |  |  | 2020 | Tier 3 - Extreme | Distribution Circuit | 1 | 27 | 2020-01-27 | 771127 | Sus | N | UnknownCause¦Patrolfoundnothing¦¦
20-0016080 | Vegetation | Tree - fell into line | Crossarm, Wood | Broken, wire on ground | 2020 | Tier 3 - Extreme | Distribution Circuit | 1 | 31 | 2020-01-31 | 774693 | Sus | N | Vegetation¦Treefellintoline¦CrossarmWood¦Brokenwireonground
20-0020213 | Unknown Cause | Patrol - found nothing |  |  | 2020 | Tier 3 - Extreme | Distribution Circuit | 2 | 9 | 2020-02-09 | 781689 | Sus | N | UnknownCause¦Patrolfoundnothing¦¦
20-0020251 | Vegetation | Tree - branch fell on line | Conductor, Overhead | Normal | 2020 | Tier 3 - Extreme | Distribution Circuit | 2 | 9 | 2020-02-09 | 788001 | Sus | N | Vegetation¦Treebranchfellonline¦ConductorOverhead¦Normal
20-0023357 | Vegetation | Tree - fell into line | Conductor, Overhead | Broken, wire on ground | 2020 | Tier 2 - Elevated | Distribution Circuit | 2 | 19 | 2020-02-19 | 795357 | Sus | N | Vegetation¦Treefellintoline¦ConductorOverhead¦Brokenwireonground
20-0028596 | Animal | Squirrel | Fuse | Normal | 2020 | Tier 3 - Extreme | Distribution Circuit | 3 | 4 | 2020-03-04 | 828093 | Sus | N | Animal¦Squirrel¦Fuse¦Normal
20-0028848 | Equipment Failure/Involved | Overhead | Cutout, fuse holder | Broken | 2020 | Tier 2 - Elevated | Transformer only | 3 | 4 | 2020-03-04 | 831066 | Sus | N | EquipmentFailureInvolved¦Overhead¦Cutoutfuseholder¦Broken
20-0029534 | Vegetation | Tree - branch fell on line | Conductor, Overhead | Broken, wire on ground | 2020 | Tier 2 - Elevated | Distribution Circuit | 3 | 5 | 2020-03-05 | 836653 | Sus | N | Vegetation¦Treebranchfellonline¦ConductorOverhead¦Brokenwireonground
20-0031634 | Unknown Cause | Patrol - found nothing |  |  | 2020 | Tier 2 - Elevated | Distribution Circuit | 3 | 13 | 2020-03-13 | 848421 | Sus | N | UnknownCause¦Patrolfoundnothing¦¦
20-0032647 | Equipment Failure/Involved | Overhead | Secondary | Burned Open | 2020 | Tier 2 - Elevated | Distribution Circuit | 3 | 15 | 2020-03-15 | 852694 | Sus | N | EquipmentFailureInvolved¦Overhead¦Secondary¦BurnedOpen
20-0033566 | Vegetation | Tree - branch fell on line | Conductor, Overhead | Normal | 2020 | Tier 3 - Extreme | Distribution Circuit | 3 | 14 | 2020-03-14 | 857190 | Sus | N | Vegetation¦Treebranchfellonline¦ConductorOverhead¦Normal
20-0036101 | Vegetation | Tree - branch fell on line | Conductor, Overhead | Contaminated | 2020 | Tier 3 - Extreme | Distribution Circuit | 3 | 25 | 2020-03-25 | 865368 | Sus | N | Vegetation¦Treebranchfellonline¦ConductorOverhead¦Contaminated
20-0036546 | Unknown Cause | Patrol - found nothing |  |  | 2020 | Tier 2 - Elevated | Distribution Circuit | 3 | 27 | 2020-03-27 | 867911 | Sus | N | UnknownCause¦Patrolfoundnothing¦¦
20-0036622 | Animal | Other | Pole-Wood | Broken | 2020 | Tier 2 - Elevated | Distribution Circuit | 3 | 27 | 2020-03-27 | 868341 | Sus | N | Animal¦Other¦PoleWood¦Broken
20-0038411 | Unknown Cause | Patrol - found nothing |  |  | 2020 | Tier 3 - Extreme | Distribution Circuit | 4 | 4 | 2020-04-04 | 882285 | Sus | N | UnknownCause¦Patrolfoundnothing¦¦
20-0039979 | Vegetation | Tree - fell into line | Conductor, Overhead | Normal | 2020 | Tier 3 - Extreme | Distribution Circuit | 4 | 9 | 2020-04-09 | 892807 | Sus | N | Vegetation¦Treefellintoline¦ConductorOverhead¦Normal
20-0042646 | Unknown Cause | Patrol - found nothing |  |  | 2020 | Tier 3 - Extreme | Distribution Circuit | 4 | 19 | 2020-04-19 | 897714 | Sus | N | UnknownCause¦Patrolfoundnothing¦¦
20-0044436 | Equipment Failure/Involved | Overhead | Transformer (OH) | Broken | 2020 | Tier 2 - Elevated | Transformer only | 4 | 24 | 2020-04-24 | 900834 | Sus | N | EquipmentFailureInvolved¦Overhead¦Transformer(OH)¦Broken
20-0045285 | 3rd Party | Vehicle | Pole-Wood | Broken | 2020 | Tier 2 - Elevated | Distribution Circuit | 4 | 28 | 2020-04-28 | 903162 | Sus | N | 3rdParty¦Vehicle¦PoleWood¦Broken
20-0060548 | Vegetation | Tree - fell into line | Conductor, Overhead | Broken, wire on ground | 2020 | Tier 2 - Elevated | Distribution Circuit | 6 | 12 | 2020-06-12 | 937699 | Sus | Y | Vegetation¦Treefellintoline¦ConductorOverhead¦Brokenwireonground
20-0062230 | Equipment Failure/Involved | Overhead | Insulator | Broken | 2020 | Tier 2 - Elevated | Distribution Circuit | 6 | 17 | 2020-06-17 | 941194 | Sus | Y | EquipmentFailureInvolved¦Overhead¦Insulator¦Broken
20-0076607 | Unknown Cause | Patrol - found nothing |  |  | 2020 | Tier 2 - Elevated | Distribution Circuit | 7 | 27 | 2020-07-27 | 973222 | Sus | Y | UnknownCause¦Patrolfoundnothing¦¦
20-0078714 | Animal | Squirrel | Conductor, Overhead | Normal | 2020 | Tier 2 - Elevated | Distribution Circuit | 8 | 1 | 2020-08-01 | 976596 | Sus | Y | Animal¦Squirrel¦ConductorOverhead¦Normal
20-0079247 | Equipment Failure/Involved | Overhead | Connector or Splice (OH) | Arcing | 2020 | Tier 2 - Elevated | Distribution Circuit | 8 | 3 | 2020-08-03 | 978142 | Sus | Y | EquipmentFailureInvolved¦Overhead¦ConnectororSplice(OH)¦Arcing
20-0084029 | Equipment Failure/Involved | Overhead | Transformer | Failed/Faulted | 2020 | Tier 2 - Elevated | Transformer only | 8 | 14 | 2020-08-14 | 1003168 | Sus | Y | EquipmentFailureInvolved¦Overhead¦Transformer¦FailedFaulted
20-0086797 | Environmental/External | Lightning | Transformer | Failed/Faulted | 2020 | Tier 2 - Elevated | Transformer only | 8 | 18 | 2020-08-18 | 1019452 | Sus | Y | EnvironmentalExternal¦Lightning¦Transformer¦FailedFaulted
20-0089060 | Environmental/External | Fire, Forest/Grass | Conductor, Overhead | Normal | 2020 | Tier 2 - Elevated | Distribution Circuit | 8 | 20 | 2020-08-20 | 1027681 | Sus | Y | EnvironmentalExternal¦FireForestGrass¦ConductorOverhead¦Normal
20-0090179 | Environmental/External | Fire, Forest/Grass | Pole-Wood | Burned/flashed | 2020 | Tier 3 - Extreme | Distribution Circuit | 8 | 19 | 2020-08-19 | 1032234 | Sus | Y | EnvironmentalExternal¦FireForestGrass¦PoleWood¦Burnedflashed
20-0099811 | Unknown Cause | Patrol - found nothing |  |  | 2020 | Tier 2 - Elevated | Distribution Circuit | 9 | 21 | 2020-09-21 | 1086060 | Sus | Y | UnknownCause¦Patrolfoundnothing¦¦
20-0100359 | Environmental/External | Fire, Forest/Grass | Conductor, Overhead | Burned/flashed | 2020 | Tier 2 - Elevated | Distribution Circuit | 9 | 7 | 2020-09-07 | 1088634 | Sus | Y | EnvironmentalExternal¦FireForestGrass¦ConductorOverhead¦Burnedflashed
20-0100555 | Environmental/External | Fire, Forest/Grass | Pole-Wood | Burned/flashed | 2020 | Tier 3 - Extreme | Distribution Circuit | 9 | 23 | 2020-09-23 | 1089263 | Sus | Y | EnvironmentalExternal¦FireForestGrass¦PoleWood¦Burnedflashed
20-0109387 | 3rd Party | Vehicle | Pole-Wood | Broken | 2020 | Tier 2 - Elevated | Distribution Circuit | 10 | 15 | 2020-10-15 | 1118826 | Sus | Y | 3rdParty¦Vehicle¦PoleWood¦Broken
20-0110804 | Vegetation | Tree - fell into line | Secondary | Broken | 2020 | Tier 2 - Elevated | Transformer only | 10 | 20 | 2020-10-20 | 1121335 | Sus | Y | Vegetation¦Treefellintoline¦Secondary¦Broken
20-0111431 | Vegetation | Tree - branch fell on line | Cutout, fuse holder | Normal | 2020 | Tier 3 - Extreme | Distribution Circuit | 10 | 21 | 2020-10-21 | 1122488 | Sus | Y | Vegetation¦Treebranchfellonline¦Cutoutfuseholder¦Normal
20-0112595 | Equipment Failure/Involved | Overhead | Transformer | Broken | 2020 | Tier 2 - Elevated | Transformer only | 10 | 23 | 2020-10-23 | 1124258 | Sus | Y | EquipmentFailureInvolved¦Overhead¦Transformer¦Broken
20-0113676 | Vegetation | Tree - branch fell on line | Service conductor | Broken | 2020 | Tier 2 - Elevated | Distribution Circuit | 10 | 26 | 2020-10-26 | 1128494 | Sus | Y | Vegetation¦Treebranchfellonline¦Serviceconductor¦Broken
20-0117659 | 3rd Party | Vehicle | Pole-Wood | Broken, wire on object | 2020 | Tier 2 - Elevated | Distribution Circuit | 11 | 6 | 2020-11-06 | 1137181 | Sus | Y | 3rdParty¦Vehicle¦PoleWood¦Brokenwireonobject
20-0122406 | Unknown Cause | Patrol - found nothing |  |  | 2020 | Tier 3 - Extreme | Distribution Circuit | 11 | 18 | 2020-11-18 | 1148204 | Sus | Y | UnknownCause¦Patrolfoundnothing¦¦
20-0125539 | Unknown Cause | Patrol - found nothing |  |  | 2020 | Tier 2 - Elevated | Distribution Circuit | 11 | 27 | 2020-11-27 | 1155375 | Sus | Y | UnknownCause¦Patrolfoundnothing¦¦
20-0128685 | Unknown Cause | Patrol - found nothing |  |  | 2020 | Tier 2 - Elevated | Distribution Circuit | 12 | 7 | 2020-12-07 | 1168565 | Sus | N | UnknownCause¦Patrolfoundnothing¦¦
20-0130186 | Vegetation | Tree - fell into line | Conductor, Overhead | Normal | 2020 | Tier 2 - Elevated | Distribution Circuit | 12 | 13 | 2020-12-13 | 1182779 | Sus | N | Vegetation¦Treefellintoline¦ConductorOverhead¦Normal
20-0132046 | Vegetation | Tree - fell into line | Transformer (OH) | Failed/Faulted | 2020 | Tier 3 - Extreme | Transformer only | 12 | 28 | 2020-12-28 | 1199970 | Sus | N | Vegetation¦Treefellintoline¦Transformer(OH)¦FailedFaulted
21-0005799 | Equipment Failure/Involved | Overhead | Secondary | Broken, wire on ground | 2021 | Tier 3 - Extreme | Transformer only | 1 | 6 | 2021-01-06 | 1205553 | Sus | N | EquipmentFailureInvolved¦Overhead¦Secondary¦Brokenwireonground
21-0006831 | Unknown Cause | Patrol - found nothing |  |  | 2021 | Tier 2 - Elevated | Distribution Circuit | 1 | 9 | 2021-01-09 | 1207202 | Sus | N | UnknownCause¦Patrolfoundnothing¦¦
21-0010340 | Vegetation | Tree - fell into line | Conductor, Overhead | Broken, wire on ground | 2021 | Tier 2 - Elevated | Distribution Circuit | 1 | 19 | 2021-01-19 | 1215528 | Sus | N | Vegetation¦Treefellintoline¦ConductorOverhead¦Brokenwireonground
21-0010616 | Unknown Cause | Patrol - found nothing |  |  | 2021 | Tier 2 - Elevated | Distribution Circuit | 1 | 19 | 2021-01-19 | 1214767 | Sus | N | UnknownCause¦Patrolfoundnothing¦¦
21-0011476 | Unknown Cause | Patrol - found nothing |  |  | 2021 | Tier 3 - Extreme | Transformer only | 1 | 19 | 2021-01-19 | 1214229 | Sus | N | UnknownCause¦Patrolfoundnothing¦¦
21-0011482 | Vegetation | Tree - fell into line | Conductor, Overhead | Broken, wire on ground | 2021 | Tier 3 - Extreme | Distribution Circuit | 1 | 19 | 2021-01-19 | 1218726 | Sus | N | Vegetation¦Treefellintoline¦ConductorOverhead¦Brokenwireonground
21-0011634 | Equipment Failure/Involved | Overhead | Conductor, Overhead | Broken, wire on ground | 2021 | Tier 3 - Extreme | Distribution Circuit | 1 | 20 | 2021-01-20 | 1219028 | Sus | N | EquipmentFailureInvolved¦Overhead¦ConductorOverhead¦Brokenwireonground
21-0013599 | Unknown Cause | Patrol - found nothing |  |  | 2021 | Tier 3 - Extreme | Transformer only | 1 | 25 | 2021-01-25 | 1223322 | Sus | N | UnknownCause¦Patrolfoundnothing¦¦
21-0013718 | Unknown Cause | Patrol - found nothing |  |  | 2021 | Tier 2 - Elevated | Distribution Circuit | 1 | 25 | 2021-01-25 | 1223870 | Sus | N | UnknownCause¦Patrolfoundnothing¦¦
21-0013949 | Unknown Cause | Patrol - found nothing |  |  | 2021 | Tier 2 - Elevated | Distribution Circuit | 1 | 25 | 2021-01-25 | 1224545 | Sus | N | UnknownCause¦Patrolfoundnothing¦¦
21-0016126 | Vegetation | Tree - fell into line | Conductor, Overhead | Broken | 2021 | Tier 2 - Elevated | Distribution Circuit | 1 | 26 | 2021-01-26 | 1235171 | Sus | N | Vegetation¦Treefellintoline¦ConductorOverhead¦Broken
21-0016386 | Vegetation | Tree - branch fell on line | Conductor, Overhead | Normal | 2021 | Tier 2 - Elevated | Distribution Circuit | 1 | 26 | 2021-01-26 | 1230009 | Sus | N | Vegetation¦Treebranchfellonline¦ConductorOverhead¦Normal
21-0020490 | Equipment Failure/Involved | Overhead | Conductor, Overhead | Together | 2021 | Tier 3 - Extreme | Distribution Circuit | 2 | 1 | 2021-02-01 | 1245212 | Sus | N | EquipmentFailureInvolved¦Overhead¦ConductorOverhead¦Together
21-0021806 | Equipment Failure/Involved | Overhead | Pole-Wood | Broken | 2021 | Tier 3 - Extreme | Distribution Circuit | 2 | 4 | 2021-02-04 | 1247848 | Sus | N | EquipmentFailureInvolved¦Overhead¦PoleWood¦Broken
21-0022251 | Environmental/External | Ice or snow | Transformer (OH) | Broken | 2021 | Tier 3 - Extreme | Transformer only | 2 | 5 | 2021-02-05 | 1248574 | Sus | N | EnvironmentalExternal¦Iceorsnow¦Transformer(OH)¦Broken
21-0025523 | Equipment Failure/Involved | Overhead | Jumper | Burned Open | 2021 | Tier 2 - Elevated | Distribution Circuit | 2 | 15 | 2021-02-15 | 1255034 | Sus | N | EquipmentFailureInvolved¦Overhead¦Jumper¦BurnedOpen
21-0026127 | Unknown Cause | Patrol - found nothing |  |  | 2021 | Tier 2 - Elevated | Distribution Circuit | 2 | 16 | 2021-02-16 | 1256043 | Sus | N | UnknownCause¦Patrolfoundnothing¦¦
21-0030763 | Equipment Failure/Involved | Overhead | Crossarm, Steel | Broken | 2021 | Tier 3 - Extreme | Distribution Circuit | 3 | 1 | 2021-03-01 | 1264737 | Sus | N | EquipmentFailureInvolved¦Overhead¦CrossarmSteel¦Broken
21-0032411 | Equipment Failure/Involved | Overhead | Connector or Splice (OH) | Normal | 2021 | Tier 2 - Elevated | Distribution Circuit | 3 | 4 | 2021-03-04 | 1268293 | Sus | N | EquipmentFailureInvolved¦Overhead¦ConnectororSplice(OH)¦Normal
21-0037086 | Vegetation | Tree - fell into line | Secondary | Broken | 2021 | Tier 2 - Elevated | Transformer only | 3 | 16 | 2021-03-16 | 1284641 | Sus | N | Vegetation¦Treefellintoline¦Secondary¦Broken
21-0052779 | Company Initiated | Personnel, company | Pole-Wood | Normal | 2021 | Tier 3 - Extreme | Distribution Circuit | 4 | 24 | 2021-04-24 | 1332776 | Sus | N | CompanyInitiated¦Personnelcompany¦PoleWood¦Normal
21-0063604 | Equipment Failure/Involved | Overhead | Crossarm, Wood | Broken | 2021 | Tier 3 - Extreme | Distribution Circuit | 5 | 19 | 2021-05-19 | 1354038 | Sus | Y | EquipmentFailureInvolved¦Overhead¦CrossarmWood¦Broken
21-0064665 | Equipment Failure/Involved | Overhead | Fuse | Failed/Faulted | 2021 | Tier 2 - Elevated | Transformer only | 5 | 21 | 2021-05-21 | 1355973 | Sus | Y | EquipmentFailureInvolved¦Overhead¦Fuse¦FailedFaulted
21-0069840 | Unknown Cause | Patrol - not conducted |  |  | 2021 | Tier 2 - Elevated | Distribution Circuit | 6 | 4 | 2021-06-04 | 1365321 | Sus | Y | UnknownCause¦Patrolnotconducted¦¦
21-0070582 | Vegetation | Tree - branch fell on line | Conductor, Overhead | Normal | 2021 | Tier 2 - Elevated | Distribution Circuit | 6 | 6 | 2021-06-06 | 1366881 | Sus | Y | Vegetation¦Treebranchfellonline¦ConductorOverhead¦Normal
21-0076693 | Vegetation | Tree - grew into line | Conductor, Overhead | Normal | 2021 | Tier 2 - Elevated | Distribution Circuit | 6 | 19 | 2021-06-19 | 1379877 | Sus | Y | Vegetation¦Treegrewintoline¦ConductorOverhead¦Normal
21-0079490 | Unknown Cause | Patrol - found nothing |  |  | 2021 | Tier 3 - Extreme | Distribution Circuit | 6 | 24 | 2021-06-24 | 1384350 | Sus | Y | UnknownCause¦Patrolfoundnothing¦¦
21-0079618 | Equipment Failure/Involved | Overhead | Connector or Splice (OH) | Broken, wire on ground | 2021 | Tier 2 - Elevated | Distribution Circuit | 6 | 24 | 2021-06-24 | 1384441 | Sus | Y | EquipmentFailureInvolved¦Overhead¦ConnectororSplice(OH)¦Brokenwireonground
21-0081065 | Vegetation | Tree - fell into line | Service conductor | Normal | 2021 | Tier 3 - Extreme | Transformer only | 6 | 28 | 2021-06-28 | 1387321 | Sus | Y | Vegetation¦Treefellintoline¦Serviceconductor¦Normal
21-0083974 | Unknown Cause | Patrol - found nothing |  |  | 2021 | Tier 2 - Elevated | Distribution Circuit | 7 | 1 | 2021-07-01 | 1390273 | Sus | Y | UnknownCause¦Patrolfoundnothing¦¦
21-0087474 | Equipment Failure/Involved | Underground | Transformer (UG) | Failed/Faulted | 2021 | Tier 2 - Elevated | Distribution Circuit | 7 | 10 | 2021-07-10 | 1397862 | Sus | Y | EquipmentFailureInvolved¦Underground¦Transformer(UG)¦FailedFaulted
21-0091908 | Unknown Cause | Patrol - found nothing |  |  | 2021 | Tier 3 - Extreme | Distribution Circuit | 7 | 19 | 2021-07-19 | 1408206 | Sus | Y | UnknownCause¦Patrolfoundnothing¦¦
21-0094631 | Unknown Cause | Patrol - found nothing |  |  | 2021 | Tier 2 - Elevated | Transformer only | 7 | 25 | 2021-07-25 | 1414009 | Sus | Y | UnknownCause¦Patrolfoundnothing¦¦
21-0094771 | Vegetation | Tree - fell into line | Conductor, Overhead | Broken, wire on ground | 2021 | Tier 2 - Elevated | Distribution Circuit | 7 | 26 | 2021-07-26 | 1414532 | Sus | Y | Vegetation¦Treefellintoline¦ConductorOverhead¦Brokenwireonground
21-0097265 | Equipment Failure/Involved | Overhead | Pole-Wood | Broken | 2021 | Tier 2 - Elevated | Distribution Circuit | 7 | 30 | 2021-07-30 | 1421203 | Sus | Y | EquipmentFailureInvolved¦Overhead¦PoleWood¦Broken
21-0099755 | Unknown Cause | Patrol - found nothing |  |  | 2021 | Tier 2 - Elevated | Distribution Circuit | 8 | 4 | 2021-08-04 | 1433751 | Sus | Y | UnknownCause¦Patrolfoundnothing¦¦
21-0106069 | Vegetation | Tree - branch fell on line | Conductor, Overhead | Normal | 2021 | Tier 2 - Elevated | Distribution Circuit | 8 | 17 | 2021-08-17 | 1446105 | Sus | Y | Vegetation¦Treebranchfellonline¦ConductorOverhead¦Normal
21-0109636 | Equipment Failure/Involved | Overhead | Transformer (OH) | Broken | 2021 | Tier 2 - Elevated | Distribution Circuit | 8 | 26 | 2021-08-26 | 1453721 | Sus | Y | EquipmentFailureInvolved¦Overhead¦Transformer(OH)¦Broken
21-0111554 | Animal | Squirrel | Transformer (OH) | Failed/Faulted | 2021 | Tier 3 - Extreme | Distribution Circuit | 8 | 31 | 2021-08-31 | 1459062 | Sus | Y | Animal¦Squirrel¦Transformer(OH)¦FailedFaulted
21-0113660 | Unknown Cause | Patrol - found nothing |  |  | 2021 | Tier 3 - Extreme | Transformer only | 9 | 4 | 2021-09-04 | 1462032 | Sus | Y | UnknownCause¦Patrolfoundnothing¦¦
21-0118621 | Equipment Failure/Involved | Overhead | Transformer (OH) | Failed/Faulted | 2021 | Tier 2 - Elevated | Transformer only | 9 | 16 | 2021-09-16 | 1473407 | Sus | Y | EquipmentFailureInvolved¦Overhead¦Transformer(OH)¦FailedFaulted
21-0119664 | Animal | Squirrel | Transformer (OH) | Burned/flashed | 2021 | Tier 3 - Extreme | Transformer only | 9 | 19 | 2021-09-19 | 1475693 | Sus | Y | Animal¦Squirrel¦Transformer(OH)¦Burnedflashed
21-0122866 | Equipment Failure/Involved | Overhead | Transformer (OH) | Normal | 2021 | Tier 2 - Elevated | Transformer only | 9 | 27 | 2021-09-27 | 1481675 | Sus | Y | EquipmentFailureInvolved¦Overhead¦Transformer(OH)¦Normal
21-0127479 | Equipment Failure/Involved | Overhead | Connector or Splice (OH) | Broken, wire on ground | 2021 | Tier 3 - Extreme | Distribution Circuit | 10 | 8 | 2021-10-08 | 1489916 | Sus | Y | EquipmentFailureInvolved¦Overhead¦ConnectororSplice(OH)¦Brokenwireonground
21-0131984 | Unknown Cause | Patrol - found nothing |  |  | 2021 | Tier 2 - Elevated | Distribution Circuit | 10 | 17 | 2021-10-17 | 1499257 | Sus | Y | UnknownCause¦Patrolfoundnothing¦¦
21-0132230 | Vegetation | Tree - grew into line | Service conductor | Broken | 2021 | Tier 2 - Elevated | Transformer only | 10 | 17 | 2021-10-17 | 1499684 | Sus | Y | Vegetation¦Treegrewintoline¦Serviceconductor¦Broken
21-0136132 | Vegetation | Tree - fell into line | Conductor, Overhead | Broken, wire on ground | 2021 | Tier 2 - Elevated | Distribution Circuit | 10 | 24 | 2021-10-24 | 1511649 | Sus | Y | Vegetation¦Treefellintoline¦ConductorOverhead¦Brokenwireonground
21-0137328 | Unknown Cause | Patrol - found nothing |  |  | 2021 | Tier 2 - Elevated | Distribution Circuit | 10 | 24 | 2021-10-24 | 1515743 | Sus | Y | UnknownCause¦Patrolfoundnothing¦¦
21-0139251 | Vegetation | Tree - fell into line | Conductor, Overhead | Normal | 2021 | Tier 3 - Extreme | Distribution Circuit | 10 | 28 | 2021-10-28 | 1523950 | Sus | Y | Vegetation¦Treefellintoline¦ConductorOverhead¦Normal
21-0139562 | Vegetation | Tree - fell into line | Pole-Wood | Broken, wire on ground | 2021 | Tier 3 - Extreme | Distribution Circuit | 10 | 28 | 2021-10-28 | 1524620 | Sus | Y | Vegetation¦Treefellintoline¦PoleWood¦Brokenwireonground
21-0153261 | Unknown Cause | Patrol - not conducted |  |  | 2021 | Tier 2 - Elevated | Distribution Circuit | 11 | 30 | 2021-11-30 | 1556744 | Sus | Y | UnknownCause¦Patrolnotconducted¦¦
21-0157938 | Vegetation | Tree - fell into line | Conductor, Overhead | Normal | 2021 | Tier 3 - Extreme | Distribution Circuit | 12 | 14 | 2021-12-14 | 1570632 | Sus | N | Vegetation¦Treefellintoline¦ConductorOverhead¦Normal
21-0158451 | Unknown Cause | Patrol - not conducted |  |  | 2021 | Tier 2 - Elevated | Transmission line | 12 | 15 | 2021-12-15 | 1572458 | Sus | N | UnknownCause¦Patrolnotconducted¦¦
21-0159848 | Unknown Cause | Patrol - found nothing |  |  | 2021 | Tier 3 - Extreme | Distribution Circuit | 12 | 20 | 2021-12-20 | 1577877 | Sus | N | UnknownCause¦Patrolfoundnothing¦¦
21-0160004 | Equipment Failure/Involved | Overhead | Transformer (OH) | Failed/Faulted | 2021 | Tier 3 - Extreme | Transformer only | 12 | 21 | 2021-12-21 | 1578890 | Sus | N | EquipmentFailureInvolved¦Overhead¦Transformer(OH)¦FailedFaulted
21-0160663 | Equipment Failure/Involved | Overhead | Connector or Splice (OH) | Broken | 2021 | Tier 3 - Extreme | Distribution Circuit | 12 | 25 | 2021-12-25 | 1581965 | Sus | N | EquipmentFailureInvolved¦Overhead¦ConnectororSplice(OH)¦Broken
21-0160868 | Unknown Cause | Patrol - not conducted |  |  | 2021 | Tier 2 - Elevated | Distribution Circuit | 12 | 26 | 2021-12-26 | 1583103 | Sus | N | UnknownCause¦Patrolnotconducted¦¦
21-0161091 | Vegetation | Tree - fell into line | Conductor, Overhead | Broken, wire on ground | 2021 | Tier 3 - Extreme | Distribution Circuit | 12 | 27 | 2021-12-27 | 1585682 | Sus | N | Vegetation¦Treefellintoline¦ConductorOverhead¦Brokenwireonground
21-0161641 | Unknown Cause | Patrol - found nothing |  |  | 2021 | Tier 2 - Elevated | Distribution Circuit | 12 | 29 | 2021-12-29 | 1588697 | Sus | N | UnknownCause¦Patrolfoundnothing¦¦
21-0161840 | Vegetation | Tree - fell into line | Conductor, Overhead | Broken, wire on ground | 2021 | Tier 3 - Extreme | Distribution Circuit | 12 | 27 | 2021-12-27 | 1589923 | Sus | N | Vegetation¦Treefellintoline¦ConductorOverhead¦Brokenwireonground
21-0162006 | Vegetation | Tree - fell into line | Conductor, Overhead | Broken, wire on ground | 2021 | Tier 2 - Elevated | Distribution Circuit | 12 | 26 | 2021-12-26 | 1590815 | Sus | N | Vegetation¦Treefellintoline¦ConductorOverhead¦Brokenwireonground
22-0005168 | Vegetation | Tree - fell into line | Crossarm, Wood | Broken, wire on ground | 2021 | Tier 3 - Extreme | Distribution Circuit | 12 | 30 | 2021-12-30 | 1590490 | Sus | N | Vegetation¦Treefellintoline¦CrossarmWood¦Brokenwireonground
22-0006045 | Vegetation | Tree - fell into line | Crossarm, Wood | Broken, wire on ground | 2021 | Tier 2 - Elevated | Distribution Circuit | 12 | 27 | 2021-12-27 | 1594966 | Sus | N | Vegetation¦Treefellintoline¦CrossarmWood¦Brokenwireonground
22-0008318 | Unknown Cause | Patrol - found nothing |  |  | 2022 | Tier 2 - Elevated | Transformer only | 1 | 11 | 2022-01-11 | 1600073 | Sus | N | UnknownCause¦Patrolfoundnothing¦¦
22-0010520 | Unknown Cause | Patrol - found nothing |  |  | 2022 | Tier 2 - Elevated | Distribution Circuit | 1 | 17 | 2022-01-17 | 1603944 | Sus | N | UnknownCause¦Patrolfoundnothing¦¦
22-0015625 | 3rd Party | Vehicle | Pole-Wood | Broken | 2022 | Tier 2 - Elevated | Distribution Circuit | 1 | 28 | 2022-01-28 | 1614967 | Sus | N | 3rdParty¦Vehicle¦PoleWood¦Broken
22-0020294 | Equipment Failure/Involved | Overhead | Other | Broken | 2022 | Tier 3 - Extreme | Distribution Circuit | 2 | 9 | 2022-02-09 | 1624095 | Sus | N | EquipmentFailureInvolved¦Overhead¦Other¦Broken
22-0040691 | Animal | Squirrel | Transformer (OH) | Burned/flashed | 2022 | Tier 2 - Elevated | Distribution Circuit | 3 | 30 | 2022-03-30 | 1659691 | Sus | N | Animal¦Squirrel¦Transformer(OH)¦Burnedflashed
22-0042081 | Animal | Bird found | Conductor, Overhead | Normal | 2022 | Tier 2 - Elevated | Distribution Circuit | 4 | 2 | 2022-04-02 | 1661781 | Sus | N | Animal¦Birdfound¦ConductorOverhead¦Normal
22-0044778 | Unknown Cause | Patrol - not conducted |  |  | 2022 | Tier 3 - Extreme | Distribution Circuit | 4 | 8 | 2022-04-08 | 1666410 | Sus | N | UnknownCause¦Patrolnotconducted¦¦
22-0050711 | Vegetation | Tree - fell into line | Communication Equipment | Broken | 2022 | Tier 3 - Extreme | Transformer only | 4 | 17 | 2022-04-17 | 1675166 | Sus | N | Vegetation¦Treefellintoline¦CommunicationEquipment¦Broken
22-0054126 | Animal | Bird found | Fuse | Burned Open | 2022 | Tier 2 - Elevated | Distribution Circuit | 4 | 25 | 2022-04-25 | 1680795 | Sus | N | Animal¦Birdfound¦Fuse¦BurnedOpen
22-0058710 | Equipment Failure/Involved | Underground | Transformer (UG) | Leaking | 2022 | Tier 2 - Elevated | Distribution Circuit | 5 | 5 | 2022-05-05 | 1689423 | Sus | Y | EquipmentFailureInvolved¦Underground¦Transformer(UG)¦Leaking
22-0060412 | Equipment Failure/Involved | Substation | Other | Arcing | 2022 | Tier 2 - Elevated | Transmission line | 5 | 10 | 2022-05-10 | 1693319 | Sus | Y | EquipmentFailureInvolved¦Substation¦Other¦Arcing
22-0063096 | Equipment Failure/Involved | Overhead | Conductor, Overhead | Broken | 2022 | Tier 2 - Elevated | Distribution Circuit | 5 | 17 | 2022-05-17 | 1699123 | Sus | Y | EquipmentFailureInvolved¦Overhead¦ConductorOverhead¦Broken
22-0066595 | Equipment Failure/Involved | Underground | Connector or Splice (UG) | Burned/flashed | 2022 | Tier 2 - Elevated | Distribution Circuit | 5 | 25 | 2022-05-25 | 1710864 | Sus | Y | EquipmentFailureInvolved¦Underground¦ConnectororSplice(UG)¦Burnedflashed
22-0070711 | Vegetation | Tree - branch fell on line | Conductor, Overhead | Broken, wire on ground | 2022 | Tier 3 - Extreme | Distribution Circuit | 6 | 6 | 2022-06-06 | 1720645 | Sus | Y | Vegetation¦Treebranchfellonline¦ConductorOverhead¦Brokenwireonground
22-0073083 | Equipment Failure/Involved | Underground | Transformer (UG) | Failed/Faulted | 2022 | Tier 2 - Elevated | Distribution Circuit | 6 | 10 | 2022-06-10 | 1727865 | Sus | Y | EquipmentFailureInvolved¦Underground¦Transformer(UG)¦FailedFaulted
22-0076793 | Animal | Bird found | Conductor, Overhead | Normal | 2022 | Tier 3 - Extreme | Distribution Circuit | 6 | 22 | 2022-06-22 | 1737648 | Sus | Y | Animal¦Birdfound¦ConductorOverhead¦Normal
22-0083396 | Unknown Cause | Patrol - found nothing |  |  | 2022 | Tier 2 - Elevated | Transformer only | 7 | 8 | 2022-07-08 | 1751506 | Sus | Y | UnknownCause¦Patrolfoundnothing¦¦
22-0083660 | 3rd Party | Customer Equipment | Customer Equipment | Malfunctioning | 2022 | Tier 2 - Elevated | Distribution Circuit | 7 | 10 | 2022-07-10 | 1752628 | Sus | Y | 3rdParty¦CustomerEquipment¦CustomerEquipment¦Malfunctioning
22-0086260 | Animal | Bird found | Conductor, Overhead | Normal | 2022 | Tier 2 - Elevated | Distribution Circuit | 7 | 17 | 2022-07-17 | 1758394 | Sus | Y | Animal¦Birdfound¦ConductorOverhead¦Normal
22-0093140 | Vegetation | Tree - fell into line | Transformer (OH) | Broken | 2022 | Tier 2 - Elevated | Transformer only | 8 | 3 | 2022-08-03 | 1771972 | Sus | Y | Vegetation¦Treefellintoline¦Transformer(OH)¦Broken
22-0096144 | Unknown Cause | Patrol - found nothing |  |  | 2022 | Tier 2 - Elevated | Distribution Circuit | 8 | 11 | 2022-08-11 | 1778277 | Sus | Y | UnknownCause¦Patrolfoundnothing¦¦
22-0099015 | Animal | Other | Bus | Normal | 2022 | Tier 2 - Elevated | Substation - Distribution | 8 | 18 | 2022-08-18 | 1784144 | Sus | Y | Animal¦Other¦Bus¦Normal
22-0101467 | Equipment Failure/Involved | Overhead | Transformer (OH) | Broken | 2022 | Tier 3 - Extreme | Distribution Circuit | 8 | 24 | 2022-08-24 | 1790464 | Sus | Y | EquipmentFailureInvolved¦Overhead¦Transformer(OH)¦Broken
22-0103205 | Equipment Failure/Involved | Overhead | Transformer (OH) | Deteriorated | 2022 | Tier 2 - Elevated | Distribution Circuit | 8 | 29 | 2022-08-29 | 1794285 | Sus | Y | EquipmentFailureInvolved¦Overhead¦Transformer(OH)¦Deteriorated
22-0106175 | Equipment Failure/Involved | Overhead | Pole-Wood | Deteriorated | 2022 | Tier 2 - Elevated | Distribution Circuit | 9 | 5 | 2022-09-05 | 1801067 | Sus | Y | EquipmentFailureInvolved¦Overhead¦PoleWood¦Deteriorated
22-0107519 | Equipment Failure/Involved | Underground | Conductor, Underground | Broken | 2022 | Tier 2 - Elevated | Distribution Circuit | 9 | 7 | 2022-09-07 | 1804657 | Sus | Y | EquipmentFailureInvolved¦Underground¦ConductorUnderground¦Broken
22-0117146 | 3rd Party | Vehicle | Pole-Wood | Broken | 2022 | Tier 3 - Extreme | Distribution Circuit | 10 | 3 | 2022-10-03 | 1826609 | Sus | Y | 3rdParty¦Vehicle¦PoleWood¦Broken
22-0120757 | 3rd Party | Tree - cutting, 3rd party | Conductor, Overhead | Broken, wire on ground | 2022 | Tier 2 - Elevated | Distribution Circuit | 10 | 12 | 2022-10-12 | 1835902 | Sus | Y | 3rdParty¦Treecutting3rdparty¦ConductorOverhead¦Brokenwireonground
22-0122298 | Unknown Cause | Patrol - found nothing |  |  | 2022 | Tier 2 - Elevated | Distribution Circuit | 10 | 17 | 2022-10-17 | 1839266 | Sus | Y | UnknownCause¦Patrolfoundnothing¦¦
22-0131517 | Unknown Cause | Patrol - found nothing |  |  | 2022 | Tier 2 - Elevated | Distribution Circuit | 11 | 16 | 2022-11-16 | 1863725 | Sus | Y | UnknownCause¦Patrolfoundnothing¦¦
22-0136805 | Vegetation | Tree - branch fell on line | Conductor, Overhead | Normal | 2022 | Tier 3 - Extreme | Distribution Circuit | 12 | 5 | 2022-12-05 | 1876633 | Sus | N | Vegetation¦Treebranchfellonline¦ConductorOverhead¦Normal
22-0138817 | Vegetation | Tree - fell into line | Conductor, Overhead | Broken, wire on ground | 2022 | Tier 3 - Extreme | Distribution Circuit | 12 | 11 | 2022-12-11 | 1885139 | Sus | N | Vegetation¦Treefellintoline¦ConductorOverhead¦Brokenwireonground
22-0139474 | Equipment Failure/Involved | Overhead | Jumper | Burned Open | 2022 | Tier 3 - Extreme | Distribution Circuit | 12 | 13 | 2022-12-13 | 1888098 | Sus | N | EquipmentFailureInvolved¦Overhead¦Jumper¦BurnedOpen
22-0141933 | Equipment Failure/Involved | Overhead | Conductor, Overhead | Normal | 2022 | Tier 2 - Elevated | Distribution Circuit | 12 | 27 | 2022-12-27 | 1900219 | Sus | N | EquipmentFailureInvolved¦Overhead¦ConductorOverhead¦Normal
22-0141971 | Equipment Failure/Involved | Overhead | Fuse | Broken | 2022 | Tier 2 - Elevated | Transformer only | 12 | 28 | 2022-12-28 | 1900479 | Sus | N | EquipmentFailureInvolved¦Overhead¦Fuse¦Broken
22-0142325 | Vegetation | Tree - fell into line | Conductor, Overhead | Normal | 2022 | Tier 3 - Extreme | Distribution Circuit | 12 | 30 | 2022-12-30 | 1902683 | Sus | N | Vegetation¦Treefellintoline¦ConductorOverhead¦Normal
15-0010515 | Equipment Failure/Involved | Lightning | Lightning Arrestor | Failed/Faulted | 2015 | Tier 2 - Elevated | Distribution Circuit | 2 | 6 | 2015-02-06 | 1176209 | Sus | N | EquipmentFailureInvolved¦Lightning¦LightningArrestor¦FailedFaulted
15-0011372 | Vegetation | Tree - fell into line | Conductor, Overhead | Broken, wire on ground | 2015 | Tier 3 - Extreme | Distribution Circuit | 2 | 6 | 2015-02-06 | 1176990 | Sus | N | Vegetation¦Treefellintoline¦ConductorOverhead¦Brokenwireonground
15-0016343 | Equipment Failure/Involved | Other | Transformer | Malfunctioning | 2015 | Tier 3 - Extreme | Transformer only | 2 | 28 | 2015-02-28 | 1197129 | Sus | N | EquipmentFailureInvolved¦Other¦Transformer¦Malfunctioning
15-0018087 | Vegetation | Tree - cutting, 3rd party | Conductor, Overhead | Broken, wire on ground | 2015 | Tier 3 - Extreme | Distribution Circuit | 3 | 8 | 2015-03-08 | 1200773 | Sus | N | Vegetation¦Treecutting3rdparty¦ConductorOverhead¦Brokenwireonground
15-0025340 | Unknown Cause | Patrol - not conducted |  |  | 2015 | Tier 2 - Elevated | Distribution Circuit | 4 | 8 | 2015-04-08 | 1215881 | Sus | N | UnknownCause¦Patrolnotconducted¦¦
15-0034769 | Unknown Cause | Patrol - found nothing |  |  | 2015 | Tier 2 - Elevated | Distribution Circuit | 5 | 17 | 2015-05-17 | 1235884 | Sus | Y | UnknownCause¦Patrolfoundnothing¦¦
15-0045586 | Vegetation | Tree - fell into line | Conductor, Overhead | Together | 2015 | Tier 2 - Elevated | Distribution Circuit | 7 | 5 | 2015-07-05 | 1263278 | Sus | Y | Vegetation¦Treefellintoline¦ConductorOverhead¦Together
15-0050173 | 3rd Party | Tree - cutting, 3rd party | Transformer (OH) | Failed/Faulted | 2015 | Tier 3 - Extreme | Distribution Circuit | 7 | 23 | 2015-07-23 | 1276380 | Sus | Y | 3rdParty¦Treecutting3rdparty¦Transformer(OH)¦FailedFaulted
15-0058388 | Animal | Squirrel | Conductor, Overhead | Normal | 2015 | Tier 3 - Extreme | Distribution Circuit | 8 | 31 | 2015-08-31 | 1297657 | Sus | Y | Animal¦Squirrel¦ConductorOverhead¦Normal
15-0059288 | Vegetation | Tree - fell into line | Conductor, Overhead | Normal | 2015 | Tier 3 - Extreme | Distribution Circuit | 9 | 4 | 2015-09-04 | 1299974 | Sus | Y | Vegetation¦Treefellintoline¦ConductorOverhead¦Normal
15-0059549 | Unknown Cause | Patrol - found nothing |  |  | 2015 | Tier 3 - Extreme | Distribution Circuit | 9 | 6 | 2015-09-06 | 1300812 | Sus | Y | UnknownCause¦Patrolfoundnothing¦¦
15-0061525 | Equipment Failure/Involved | Overhead | Pole-Wood | Broken | 2015 | Tier 2 - Elevated | Distribution Circuit | 9 | 15 | 2015-09-15 | 1306282 | Sus | Y | EquipmentFailureInvolved¦Overhead¦PoleWood¦Broken
15-0062836 | Vegetation | Tree - fell into line | Conductor, Overhead | Broken, wire on ground | 2015 | Tier 2 - Elevated | Distribution Circuit | 9 | 23 | 2015-09-23 | 1310603 | Sus | Y | Vegetation¦Treefellintoline¦ConductorOverhead¦Brokenwireonground
15-0072832 | Animal | Squirrel | Fuse | Failed/Faulted | 2015 | Tier 3 - Extreme | Distribution Circuit | 10 | 22 | 2015-10-22 | 1327945 | Sus | Y | Animal¦Squirrel¦Fuse¦FailedFaulted
15-0074425 | Unknown Cause | Patrol - found nothing |  |  | 2015 | Tier 2 - Elevated | Distribution Circuit | 10 | 31 | 2015-10-31 | 1331898 | Sus | Y | UnknownCause¦Patrolfoundnothing¦¦
15-0077847 | Unknown Cause | Patrol - found nothing |  |  | 2015 | Tier 2 - Elevated | Distribution Circuit | 11 | 15 | 2015-11-15 | 1341376 | Sus | Y | UnknownCause¦Patrolfoundnothing¦¦
15-0080717 | Vegetation | Tree - fell into line | Conductor, Overhead | Normal | 2015 | Tier 3 - Extreme | Distribution Circuit | 11 | 24 | 2015-11-24 | 1348256 | Sus | Y | Vegetation¦Treefellintoline¦ConductorOverhead¦Normal
15-0082995 | 3rd Party | Vehicle | Pole-Wood | Broken | 2015 | Tier 2 - Elevated | Distribution Circuit | 12 | 5 | 2015-12-05 | 1354514 | Sus | N | 3rdParty¦Vehicle¦PoleWood¦Broken
15-0083747 | Equipment Failure/Involved | Overhead | Crossarm, Wood | Broken | 2015 | Tier 2 - Elevated | Distribution Circuit | 12 | 9 | 2015-12-09 | 1356562 | Sus | N | EquipmentFailureInvolved¦Overhead¦CrossarmWood¦Broken
15-0084309 | Equipment Failure/Involved | Overhead | Transformer (OH) | Broken | 2015 | Tier 2 - Elevated | Distribution Circuit | 12 | 11 | 2015-12-11 | 1359009 | Sus | N | EquipmentFailureInvolved¦Overhead¦Transformer(OH)¦Broken
15-0084702 | Vegetation | Tree - branch fell on line | Conductor, Overhead | Normal | 2015 | Tier 2 - Elevated | Distribution Circuit | 12 | 13 | 2015-12-13 | 1360343 | Sus | N | Vegetation¦Treebranchfellonline¦ConductorOverhead¦Normal
15-0084817 | Vegetation | Tree - branch fell on line | Conductor, Overhead | Normal | 2015 | Tier 3 - Extreme | Distribution Circuit | 12 | 13 | 2015-12-13 | 1360283 | Sus | N | Vegetation¦Treebranchfellonline¦ConductorOverhead¦Normal
15-0084977 | Vegetation | Tree - fell into line | Conductor, Overhead | Broken, wire on ground | 2015 | Tier 2 - Elevated | Distribution Circuit | 12 | 13 | 2015-12-13 | 1362680 | Sus | N | Vegetation¦Treefellintoline¦ConductorOverhead¦Brokenwireonground
15-0086374 | Unknown Cause | Patrol - not conducted |  |  | 2015 | Tier 2 - Elevated | Distribution Circuit | 12 | 21 | 2015-12-21 | 1367383 | Sus | N | UnknownCause¦Patrolnotconducted¦¦
15-0086421 | Unknown Cause | Patrol - found nothing |  |  | 2015 | Tier 3 - Extreme | Distribution Circuit | 12 | 21 | 2015-12-21 | 1367713 | Sus | N | UnknownCause¦Patrolfoundnothing¦¦
15-0086667 | Vegetation | Tree - fell into line | Jumper | Broken | 2015 | Tier 2 - Elevated | Distribution Circuit | 12 | 22 | 2015-12-22 | 1368799 | Sus | N | Vegetation¦Treefellintoline¦Jumper¦Broken
15-0086859 | Equipment Failure/Involved | Overhead | Transformer (OH) | Failed/Faulted | 2015 | Tier 3 - Extreme | Transformer only | 12 | 22 | 2015-12-22 | 1369701 | Sus | N | EquipmentFailureInvolved¦Overhead¦Transformer(OH)¦FailedFaulted
15-0087119 | Vegetation | Tree - fell into line | Conductor, Overhead | Broken, wire on ground | 2015 | Tier 2 - Elevated | Distribution Circuit | 12 | 24 | 2015-12-24 | 1370858 | Sus | N | Vegetation¦Treefellintoline¦ConductorOverhead¦Brokenwireonground
15-0087530 | Environmental/External | Ice or snow | Transformer (OH) | Failed/Faulted | 2015 | Tier 3 - Extreme | Distribution Circuit | 12 | 27 | 2015-12-27 | 1372757 | Sus | N | EnvironmentalExternal¦Iceorsnow¦Transformer(OH)¦FailedFaulted
16-0002540 | 3rd Party | Vehicle | Pole-Wood | Broken, wire on ground | 2016 | Tier 2 - Elevated | Distribution Circuit | 1 | 2 | 2016-01-02 | 1376070 | Sus | N | 3rdParty¦Vehicle¦PoleWood¦Brokenwireonground
16-0007542 | Unknown Cause | Patrol - found nothing |  |  | 2016 | Tier 2 - Elevated | Distribution Circuit | 1 | 22 | 2016-01-22 | 1389996 | Sus | N | UnknownCause¦Patrolfoundnothing¦¦
16-0009666 | Vegetation | Tree - branch fell on line | Conductor, Overhead | Bent or Twisted | 2016 | Tier 2 - Elevated | Distribution Circuit | 1 | 31 | 2016-01-31 | 1396051 | Sus | N | Vegetation¦Treebranchfellonline¦ConductorOverhead¦BentorTwisted
16-0011661 | Equipment Failure/Involved | Overhead | Conductor, Overhead | Broken, wire on object | 2016 | Tier 2 - Elevated | Transformer only | 2 | 9 | 2016-02-09 | 1400861 | Sus | N | EquipmentFailureInvolved¦Overhead¦ConductorOverhead¦Brokenwireonobject
16-0012193 | Unknown Cause | Patrol - found nothing |  |  | 2016 | Tier 2 - Elevated | Distribution Circuit | 2 | 11 | 2016-02-11 | 1402179 | Sus | N | UnknownCause¦Patrolfoundnothing¦¦
16-0015691 | Vegetation | Tree - branch fell on line | Conductor, Overhead | Normal | 2016 | Tier 2 - Elevated | Distribution Circuit | 2 | 25 | 2016-02-25 | 1412294 | Sus | N | Vegetation¦Treebranchfellonline¦ConductorOverhead¦Normal
16-0022204 | Equipment Failure/Involved | Overhead | Transformer | Failed/Faulted | 2016 | Tier 2 - Elevated | Transformer only | 3 | 17 | 2016-03-17 | 1433050 | Sus | N | EquipmentFailureInvolved¦Overhead¦Transformer¦FailedFaulted
16-0024905 | Unknown Cause | Patrol - found nothing |  |  | 2016 | Tier 2 - Elevated | Distribution Circuit | 3 | 30 | 2016-03-30 | 1441377 | Sus | N | UnknownCause¦Patrolfoundnothing¦¦
16-0027887 | Unknown Cause | Patrol - found nothing |  |  | 2016 | Tier 2 - Elevated | Distribution Circuit | 4 | 11 | 2016-04-11 | 1449070 | Sus | N | UnknownCause¦Patrolfoundnothing¦¦
16-0029139 | Vegetation | Tree - branch fell on line | Conductor, Overhead | Broken, wire on ground | 2016 | Tier 3 - Extreme | Distribution Circuit | 4 | 16 | 2016-04-16 | 1452069 | Sus | N | Vegetation¦Treebranchfellonline¦ConductorOverhead¦Brokenwireonground
16-0034630 | Equipment Failure/Involved | Overhead | Transformer | Failed/Faulted | 2016 | Tier 2 - Elevated | Transformer only | 5 | 7 | 2016-05-07 | 1466291 | Sus | Y | EquipmentFailureInvolved¦Overhead¦Transformer¦FailedFaulted
16-0037214 | Vegetation | Tree - branch fell on line | Fuse | Failed/Faulted | 2016 | Tier 2 - Elevated | Distribution Circuit | 5 | 19 | 2016-05-19 | 1472895 | Sus | Y | Vegetation¦Treebranchfellonline¦Fuse¦FailedFaulted
16-0041488 | Equipment Failure/Involved | Overhead | Transformer | Failed/Faulted | 2016 | Tier 3 - Extreme | Transformer only | 6 | 6 | 2016-06-06 | 1484203 | Sus | Y | EquipmentFailureInvolved¦Overhead¦Transformer¦FailedFaulted
16-0049193 | Vegetation | Tree - fell into line | Conductor, Overhead | Broken, wire on ground | 2016 | Tier 3 - Extreme | Distribution Circuit | 7 | 11 | 2016-07-11 | 1508575 | Sus | Y | Vegetation¦Treefellintoline¦ConductorOverhead¦Brokenwireonground
16-0055093 | Vegetation | Tree - branch fell on line | Conductor, Overhead | Normal | 2016 | Tier 3 - Extreme | Distribution Circuit | 8 | 4 | 2016-08-04 | 1521547 | Sus | Y | Vegetation¦Treebranchfellonline¦ConductorOverhead¦Normal
16-0056204 | Unknown Cause | Patrol - found nothing |  |  | 2016 | Tier 2 - Elevated | Distribution Circuit | 8 | 10 | 2016-08-10 | 1524127 | Sus | Y | UnknownCause¦Patrolfoundnothing¦¦
16-0057474 | Equipment Failure/Involved | Overhead | Transformer | Failed/Faulted | 2016 | Tier 2 - Elevated | Transformer only | 8 | 15 | 2016-08-15 | 1526834 | Sus | Y | EquipmentFailureInvolved¦Overhead¦Transformer¦FailedFaulted
16-0061026 | Animal | Bird found | Conductor, Overhead | Normal | 2016 | Tier 2 - Elevated | Distribution Circuit | 8 | 30 | 2016-08-30 | 1534281 | Sus | Y | Animal¦Birdfound¦ConductorOverhead¦Normal
16-0062313 | Vegetation | Tree - fell into line | Conductor, Overhead | Broken, wire on ground | 2016 | Tier 2 - Elevated | Distribution Circuit | 9 | 4 | 2016-09-04 | 1536558 | Sus | Y | Vegetation¦Treefellintoline¦ConductorOverhead¦Brokenwireonground
16-0065270 | Equipment Failure/Involved | Overhead | Pole-Wood | Broken | 2016 | Tier 2 - Elevated | Distribution Circuit | 9 | 16 | 2016-09-16 | 1542938 | Sus | Y | EquipmentFailureInvolved¦Overhead¦PoleWood¦Broken
16-0066864 | Animal | Bird found | Fuse | Failed/Faulted | 2016 | Tier 2 - Elevated | Distribution Circuit | 9 | 23 | 2016-09-23 | 1546410 | Sus | Y | Animal¦Birdfound¦Fuse¦FailedFaulted
16-0072637 | Unknown Cause | Patrol - found nothing |  |  | 2016 | Tier 2 - Elevated | Distribution Circuit | 10 | 15 | 2016-10-15 | 1561604 | Sus | Y | UnknownCause¦Patrolfoundnothing¦¦
16-0072960 | Vegetation | Tree - fell into line | Conductor, Overhead | Broken, wire on ground | 2016 | Tier 3 - Extreme | Distribution Circuit | 10 | 16 | 2016-10-16 | 1563414 | Sus | Y | Vegetation¦Treefellintoline¦ConductorOverhead¦Brokenwireonground
16-0074106 | Unknown Cause | Patrol - found nothing |  |  | 2016 | Tier 2 - Elevated | Distribution Circuit | 10 | 19 | 2016-10-19 | 1566220 | Sus | Y | UnknownCause¦Patrolfoundnothing¦¦
16-0078201 | Vegetation | Tree - bark fell into line | Conductor, Overhead | Normal | 2016 | Tier 2 - Elevated | Distribution Circuit | 11 | 5 | 2016-11-05 | 1576958 | Sus | Y | Vegetation¦Treebarkfellintoline¦ConductorOverhead¦Normal
16-0078777 | Unknown Cause | Patrol - found nothing |  |  | 2016 | Tier 2 - Elevated | Distribution Circuit | 11 | 8 | 2016-11-08 | 1578418 | Sus | Y | UnknownCause¦Patrolfoundnothing¦¦
16-0080379 | Vegetation | Tree - fell into line | Conductor, Overhead | Broken, wire on ground | 2016 | Tier 2 - Elevated | Distribution Circuit | 11 | 16 | 2016-11-16 | 1582590 | Sus | Y | Vegetation¦Treefellintoline¦ConductorOverhead¦Brokenwireonground
16-0081158 | Unknown Cause | Patrol - not conducted |  |  | 2016 | Tier 2 - Elevated | Distribution Circuit | 11 | 19 | 2016-11-19 | 1585061 | Sus | Y | UnknownCause¦Patrolnotconducted¦¦
16-0081894 | Vegetation | Tree - fell into line | Service conductor | Broken, wire on ground | 2016 | Tier 3 - Extreme | Transformer only | 11 | 23 | 2016-11-23 | 1587667 | Sus | Y | Vegetation¦Treefellintoline¦Serviceconductor¦Brokenwireonground
16-0082468 | Equipment Failure/Involved | Overhead | Crossarm, Wood | Broken | 2016 | Tier 2 - Elevated | Distribution Circuit | 11 | 27 | 2016-11-27 | 1589988 | Sus | Y | EquipmentFailureInvolved¦Overhead¦CrossarmWood¦Broken
16-0084275 | Unknown Cause | Patrol - found nothing |  |  | 2016 | Tier 3 - Extreme | Distribution Circuit | 12 | 7 | 2016-12-07 | 1595862 | Sus | N | UnknownCause¦Patrolfoundnothing¦¦
16-0085915 | Equipment Failure/Involved | Overhead | Stepdown | Arcing | 2016 | Tier 2 - Elevated | Distribution Circuit | 12 | 15 | 2016-12-15 | 1603953 | Sus | N | EquipmentFailureInvolved¦Overhead¦Stepdown¦Arcing
16-0086866 | Vegetation | Tree - fell into line | Conductor, Overhead | Broken, wire on ground | 2016 | Tier 2 - Elevated | Distribution Circuit | 12 | 23 | 2016-12-23 | 1610026 | Sus | N | Vegetation¦Treefellintoline¦ConductorOverhead¦Brokenwireonground
17-0004677 | Vegetation | Tree - branch fell on line | Fuse | Failed/Faulted | 2017 | Tier 3 - Extreme | Distribution Circuit | 1 | 7 | 2017-01-07 | 1621680 | Sus | N | Vegetation¦Treebranchfellonline¦Fuse¦FailedFaulted
17-0005553 | Vegetation | Tree - branch fell on line | Conductor, Overhead | Together | 2017 | Tier 2 - Elevated | Distribution Circuit | 1 | 8 | 2017-01-08 | 1628047 | Sus | N | Vegetation¦Treebranchfellonline¦ConductorOverhead¦Together
17-0005932 | Vegetation | Tree - fell into line | Pole-Wood | Broken, wire on ground | 2017 | Tier 2 - Elevated | Distribution Circuit | 1 | 9 | 2017-01-09 | 1629982 | Sus | N | Vegetation¦Treefellintoline¦PoleWood¦Brokenwireonground
17-0006433 | Unknown Cause | Patrol - found nothing |  |  | 2017 | Tier 2 - Elevated | Distribution Circuit | 1 | 10 | 2017-01-10 | 1632525 | Sus | N | UnknownCause¦Patrolfoundnothing¦¦
17-0007835 | Vegetation | Tree - fell into line | Transformer | Broken | 2017 | Tier 3 - Extreme | Transformer only | 1 | 10 | 2017-01-10 | 1635475 | Sus | N | Vegetation¦Treefellintoline¦Transformer¦Broken
17-0008796 | Vegetation | Tree - fell into line | Conductor, Overhead | Broken, wire on ground | 2017 | Tier 2 - Elevated | Distribution Circuit | 1 | 13 | 2017-01-13 | 1642591 | Sus | N | Vegetation¦Treefellintoline¦ConductorOverhead¦Brokenwireonground
17-0009054 | Vegetation | Tree - fell into line | Conductor, Overhead | Broken, wire on ground | 2017 | Tier 2 - Elevated | Distribution Circuit | 1 | 13 | 2017-01-13 | 1642469 | Sus | N | Vegetation¦Treefellintoline¦ConductorOverhead¦Brokenwireonground
17-0009271 | Equipment Failure/Involved | Overhead | Connector or Splice (OH) | Burned/flashed | 2017 | Tier 2 - Elevated | Distribution Circuit | 1 | 15 | 2017-01-15 | 1644005 | Sus | N | EquipmentFailureInvolved¦Overhead¦ConnectororSplice(OH)¦Burnedflashed
17-0010535 | Vegetation | Tree - branch fell on line | Conductor, Overhead | Normal | 2017 | Tier 3 - Extreme | Distribution Circuit | 1 | 18 | 2017-01-18 | 1649099 | Sus | N | Vegetation¦Treebranchfellonline¦ConductorOverhead¦Normal
17-0011109 | Equipment Failure/Involved | Overhead | Transformer | Contaminated | 2017 | Tier 2 - Elevated | Transformer only | 1 | 19 | 2017-01-19 | 1651856 | Sus | N | EquipmentFailureInvolved¦Overhead¦Transformer¦Contaminated
17-0011736 | Unknown Cause | Patrol - found nothing |  |  | 2017 | Tier 2 - Elevated | Distribution Circuit | 1 | 20 | 2017-01-20 | 1653824 | Sus | N | UnknownCause¦Patrolfoundnothing¦¦
17-0011986 | Vegetation | Tree - bark fell into line | Conductor, Overhead | Broken, wire on ground | 2017 | Tier 2 - Elevated | Distribution Circuit | 1 | 20 | 2017-01-20 | 1655969 | Sus | N | Vegetation¦Treebarkfellintoline¦ConductorOverhead¦Brokenwireonground
17-0013517 | Vegetation | Tree - branch fell on line | Conductor, Overhead | Normal | 2017 | Tier 3 - Extreme | Distribution Circuit | 1 | 22 | 2017-01-22 | 1662528 | Sus | N | Vegetation¦Treebranchfellonline¦ConductorOverhead¦Normal
17-0013698 | Vegetation | Tree - fell into line | Conductor, Overhead | Broken, wire on ground | 2017 | Tier 2 - Elevated | Distribution Circuit | 1 | 23 | 2017-01-23 | 1663566 | Sus | N | Vegetation¦Treefellintoline¦ConductorOverhead¦Brokenwireonground
17-0015323 | Unknown Cause | Patrol - found nothing |  |  | 2017 | Tier 2 - Elevated | Transformer only | 1 | 26 | 2017-01-26 | 1667617 | Sus | N | UnknownCause¦Patrolfoundnothing¦¦
17-0015399 | Equipment Failure/Involved | Electrical Overload | Transformer | Failed/Faulted | 2017 | Tier 2 - Elevated | Transformer only | 1 | 26 | 2017-01-26 | 1668048 | Sus | N | EquipmentFailureInvolved¦ElectricalOverload¦Transformer¦FailedFaulted
17-0019150 | Vegetation | Tree - fell into line | Conductor, Overhead | Broken, wire on ground | 2017 | Tier 2 - Elevated | Distribution Circuit | 2 | 8 | 2017-02-08 | 1682467 | Sus | N | Vegetation¦Treefellintoline¦ConductorOverhead¦Brokenwireonground
17-0019209 | Vegetation | Tree - fell into line | Conductor, Overhead | Broken, wire on ground | 2017 | Tier 2 - Elevated | Distribution Circuit | 2 | 9 | 2017-02-09 | 1682652 | Sus | N | Vegetation¦Treefellintoline¦ConductorOverhead¦Brokenwireonground
17-0024867 | Vegetation | Tree - fell into line | Conductor, Overhead | Broken, wire on ground | 2017 | Tier 2 - Elevated | Distribution Circuit | 2 | 20 | 2017-02-20 | 1706233 | Sus | N | Vegetation¦Treefellintoline¦ConductorOverhead¦Brokenwireonground
17-0028864 | Vegetation | Tree - fell into line | Conductor, Overhead | Broken, wire on ground | 2017 | Tier 2 - Elevated | Distribution Circuit | 3 | 6 | 2017-03-06 | 1720859 | Sus | N | Vegetation¦Treefellintoline¦ConductorOverhead¦Brokenwireonground
17-0033522 | Equipment Failure/Involved | Overhead | Pole-Wood | Broken, wire on ground | 2017 | Tier 3 - Extreme | Distribution Circuit | 3 | 24 | 2017-03-24 | 1734720 | Sus | N | EquipmentFailureInvolved¦Overhead¦PoleWood¦Brokenwireonground
17-0034944 | Equipment Failure/Involved | Overhead | Switch (OH) | Broken | 2017 | Tier 2 - Elevated | Distribution Circuit | 5 | 10 | 2017-05-10 | 1779249 | Sus | Y | EquipmentFailureInvolved¦Overhead¦Switch(OH)¦Broken
17-0037495 | Vegetation | Tree - fell into line | Conductor, Overhead | Broken, wire on ground | 2017 | Tier 2 - Elevated | Distribution Circuit | 4 | 6 | 2017-04-06 | 1746809 | Sus | N | Vegetation¦Treefellintoline¦ConductorOverhead¦Brokenwireonground
17-0040609 | Unknown Cause | Patrol - found nothing |  |  | 2017 | Tier 2 - Elevated | Distribution Circuit | 4 | 16 | 2017-04-16 | 1758873 | Sus | N | UnknownCause¦Patrolfoundnothing¦¦
17-0052738 | Animal | Squirrel | Fuse | Failed/Faulted | 2017 | Tier 3 - Extreme | Distribution Circuit | 6 | 5 | 2017-06-05 | 1797069 | Sus | Y | Animal¦Squirrel¦Fuse¦FailedFaulted
17-0054181 | Equipment Failure/Involved | Overhead | Cutout, fuse holder | Broken, wire on object | 2017 | Tier 2 - Elevated | Transformer only | 6 | 10 | 2017-06-10 | 1801059 | Sus | Y | EquipmentFailureInvolved¦Overhead¦Cutoutfuseholder¦Brokenwireonobject
17-0054469 | Vegetation | Tree - fell into line | Conductor, Overhead | Broken, wire on ground | 2017 | Tier 2 - Elevated | Distribution Circuit | 6 | 12 | 2017-06-12 | 1802332 | Sus | Y | Vegetation¦Treefellintoline¦ConductorOverhead¦Brokenwireonground
17-0054999 | Vegetation | Tree - fell into line | Pole-Wood | Broken | 2017 | Tier 3 - Extreme | Distribution Circuit | 6 | 13 | 2017-06-13 | 1803871 | Sus | Y | Vegetation¦Treefellintoline¦PoleWood¦Broken
17-0055359 | Equipment Failure/Involved | Overhead | Transformer (OH) | Failed/Faulted | 2017 | Tier 2 - Elevated | Distribution Circuit | 6 | 15 | 2017-06-15 | 1804806 | Sus | Y | EquipmentFailureInvolved¦Overhead¦Transformer(OH)¦FailedFaulted
17-0055917 | Equipment Failure/Involved | Overhead | Other | Broken | 2017 | Tier 2 - Elevated | Transformer only | 6 | 17 | 2017-06-17 | 1806679 | Sus | Y | EquipmentFailureInvolved¦Overhead¦Other¦Broken
17-0056462 | Environmental/External | Lightning | Transformer | Failed/Faulted | 2017 | Tier 3 - Extreme | Transformer only | 6 | 19 | 2017-06-19 | 1810016 | Sus | Y | EnvironmentalExternal¦Lightning¦Transformer¦FailedFaulted
17-0065737 | Equipment Failure/Involved | Overhead | Insulator | Broken | 2017 | Tier 3 - Extreme | Distribution Circuit | 7 | 26 | 2017-07-26 | 1840405 | Sus | Y | EquipmentFailureInvolved¦Overhead¦Insulator¦Broken
17-0070717 | Equipment Failure/Involved | Underground | Transformer | Deteriorated | 2017 | Tier 2 - Elevated | Distribution Circuit | 8 | 16 | 2017-08-16 | 1853471 | Sus | Y | EquipmentFailureInvolved¦Underground¦Transformer¦Deteriorated
17-0071262 | Vegetation | Tree - branch fell on line |  | Failed/Faulted | 2017 | Tier 3 - Extreme | Transformer only | 8 | 18 | 2017-08-18 | 1854636 | Sus | Y | Vegetation¦Treebranchfellonline¦¦FailedFaulted
17-0072039 | Equipment Failure/Involved | Overhead | Cutout, fuse holder | Broken | 2017 | Tier 2 - Elevated | Transformer only | 8 | 22 | 2017-08-22 | 1857052 | Sus | Y | EquipmentFailureInvolved¦Overhead¦Cutoutfuseholder¦Broken
17-0077343 | Unknown Cause | Patrol - found nothing |  |  | 2017 | Tier 2 - Elevated | Distribution Circuit | 9 | 10 | 2017-09-10 | 1874457 | Sus | Y | UnknownCause¦Patrolfoundnothing¦¦
17-0078020 | Vegetation | Tree - branch fell on line | Conductor, Overhead | Normal | 2017 | Tier 2 - Elevated | Distribution Circuit | 9 | 11 | 2017-09-11 | 1876735 | Sus | Y | Vegetation¦Treebranchfellonline¦ConductorOverhead¦Normal
17-0079714 | Animal | Bird found | Conductor, Overhead | Together | 2017 | Tier 2 - Elevated | Distribution Circuit | 9 | 18 | 2017-09-18 | 1880843 | Sus | Y | Animal¦Birdfound¦ConductorOverhead¦Together
17-0079822 | Equipment Failure/Involved | Overhead | Transformer | Failed/Faulted | 2017 | Tier 2 - Elevated | Transformer only | 9 | 18 | 2017-09-18 | 1880925 | Sus | Y | EquipmentFailureInvolved¦Overhead¦Transformer¦FailedFaulted
17-0080129 | Unknown Cause | Patrol - found nothing |  |  | 2017 | Tier 2 - Elevated | Distribution Circuit | 9 | 19 | 2017-09-19 | 1882005 | Sus | Y | UnknownCause¦Patrolfoundnothing¦¦
17-0080139 | Equipment Failure/Involved | Overhead | Connector or Splice (OH) | Broken | 2017 | Tier 3 - Extreme | Transformer only | 9 | 19 | 2017-09-19 | 1882007 | Sus | Y | EquipmentFailureInvolved¦Overhead¦ConnectororSplice(OH)¦Broken
17-0087383 | 3rd Party | Vehicle | Pole-Wood | Broken | 2017 | Tier 3 - Extreme | Transformer only | 10 | 14 | 2017-10-14 | 1900831 | Sus | Y | 3rdParty¦Vehicle¦PoleWood¦Broken
17-0087940 | Environmental/External | Fire, Forest/Grass | Pole-Wood | Broken, wire on ground | 2017 | Tier 3 - Extreme | Distribution Circuit | 10 | 8 | 2017-10-08 | 1902478 | Sus | Y | EnvironmentalExternal¦FireForestGrass¦PoleWood¦Brokenwireonground
17-0092515 | Vegetation | Tree - fell into line | Conductor, Overhead | Normal | 2017 | Tier 3 - Extreme | Distribution Circuit | 11 | 3 | 2017-11-03 | 1915371 | Sus | Y | Vegetation¦Treefellintoline¦ConductorOverhead¦Normal
17-0092737 | Equipment Failure/Involved | Overhead | Cutout, fuse holder | Burned/flashed | 2017 | Tier 2 - Elevated | Distribution Circuit | 11 | 5 | 2017-11-05 | 1916298 | Sus | Y | EquipmentFailureInvolved¦Overhead¦Cutoutfuseholder¦Burnedflashed
17-0094866 | Equipment Failure/Involved | Overhead | Jumper | Burned Open | 2017 | Tier 2 - Elevated | Distribution Circuit | 11 | 29 | 2017-11-29 | 1931587 | Sus | Y | EquipmentFailureInvolved¦Overhead¦Jumper¦BurnedOpen
17-0096196 | Equipment Failure/Involved | Overhead | Pole-Wood | Broken, wire on ground | 2017 | Tier 2 - Elevated | Distribution Circuit | 11 | 18 | 2017-11-18 | 1925529 | Sus | Y | EquipmentFailureInvolved¦Overhead¦PoleWood¦Brokenwireonground
17-0101549 | Equipment Failure/Involved | Overhead | Crossarm, Wood | Broken | 2017 | Tier 2 - Elevated | Distribution Circuit | 12 | 13 | 2017-12-13 | 1942422 | Sus | N | EquipmentFailureInvolved¦Overhead¦CrossarmWood¦Broken
17-0102972 | Equipment Failure/Involved | Overhead | Transformer | Failed/Faulted | 2017 | Tier 2 - Elevated | Transformer only | 12 | 21 | 2017-12-21 | 1949765 | Sus | N | EquipmentFailureInvolved¦Overhead¦Transformer¦FailedFaulted
18-0004156 | Equipment Failure/Involved | Underground | Elbow | Failed/Faulted | 2018 | Tier 2 - Elevated | Distribution Circuit | 1 | 8 | 2018-01-08 | 3578 | Sus | N | EquipmentFailureInvolved¦Underground¦Elbow¦FailedFaulted
18-0009142 | Vegetation | Tree - fell into line | Crossarm, Wood | Broken, wire on ground | 2018 | Tier 3 - Extreme | Distribution Circuit | 1 | 25 | 2018-01-25 | 14194 | Sus | N | Vegetation¦Treefellintoline¦CrossarmWood¦Brokenwireonground
18-0019097 | Unknown Cause | Patrol - found nothing |  |  | 2018 | Tier 3 - Extreme | Distribution Circuit | 3 | 2 | 2018-03-02 | 36107 | Sus | N | UnknownCause¦Patrolfoundnothing¦¦
18-0019436 | Equipment Failure/Involved | Overhead | Anchor or Guy | Broken | 2018 | Tier 2 - Elevated | Distribution Circuit | 3 | 3 | 2018-03-03 | 37462 | Sus | N | EquipmentFailureInvolved¦Overhead¦AnchororGuy¦Broken
18-0021673 | Equipment Failure/Involved | Overhead | Metering Equipment |  | 2018 | Tier 2 - Elevated | Transformer only | 3 | 10 | 2018-03-10 | 41536 | Sus | N | EquipmentFailureInvolved¦Overhead¦MeteringEquipment¦
18-0022066 | Vegetation | Tree - branch fell on line | Conductor, Overhead | Together | 2018 | Tier 3 - Extreme | Distribution Circuit | 3 | 13 | 2018-03-13 | 42887 | Sus | N | Vegetation¦Treebranchfellonline¦ConductorOverhead¦Together
18-0023446 | Vegetation | Tree - fell into line | Pole-Wood | Broken, wire on ground | 2018 | Tier 3 - Extreme | Distribution Circuit | 3 | 16 | 2018-03-16 | 45439 | Sus | N | Vegetation¦Treefellintoline¦PoleWood¦Brokenwireonground
18-0023863 | Unknown Cause | Patrol - found nothing |  |  | 2018 | Tier 3 - Extreme | Distribution Circuit | 3 | 16 | 2018-03-16 | 45966 | Sus | N | UnknownCause¦Patrolfoundnothing¦¦
18-0026386 | Vegetation | Tree - fell into line | Fuse | Failed/Faulted | 2018 | Tier 3 - Extreme | Distribution Circuit | 3 | 25 | 2018-03-25 | 52906 | Sus | N | Vegetation¦Treefellintoline¦Fuse¦FailedFaulted
18-0029706 | Equipment Failure/Involved | Overhead | Transformer | Failed/Faulted | 2018 | Tier 2 - Elevated | Transformer only | 4 | 5 | 2018-04-05 | 60392 | Sus | N | EquipmentFailureInvolved¦Overhead¦Transformer¦FailedFaulted
18-0031862 | Equipment Failure/Involved | Overhead | Transformer | Failed/Faulted | 2018 | Tier 3 - Extreme | Transformer only | 4 | 12 | 2018-04-12 | 65881 | Sus | N | EquipmentFailureInvolved¦Overhead¦Transformer¦FailedFaulted
18-0042164 | Equipment Failure/Involved | Overhead | Transformer | Failed/Faulted | 2018 | Tier 2 - Elevated | Transformer only | 5 | 17 | 2018-05-17 | 88777 | Sus | Y | EquipmentFailureInvolved¦Overhead¦Transformer¦FailedFaulted
18-0044550 | Vegetation | Tree - branch fell on line | Service conductor | Broken, wire on ground | 2018 | Tier 3 - Extreme | Transformer only | 5 | 25 | 2018-05-25 | 93926 | Sus | Y | Vegetation¦Treebranchfellonline¦Serviceconductor¦Brokenwireonground
18-0044584 | 3rd Party | Vehicle | Pole-Wood | Broken | 2018 | Tier 2 - Elevated | Distribution Circuit | 5 | 25 | 2018-05-25 | 94250 | Sus | Y | 3rdParty¦Vehicle¦PoleWood¦Broken
18-0047352 | Animal | Bird found | Transformer (OH) | Normal | 2018 | Tier 3 - Extreme | Distribution Circuit | 6 | 5 | 2018-06-05 | 101475 | Sus | Y | Animal¦Birdfound¦Transformer(OH)¦Normal
18-0049294 | Unknown Cause | Patrol - found nothing |  |  | 2018 | Tier 3 - Extreme | Distribution Circuit | 6 | 9 | 2018-06-09 | 105405 | Sus | Y | UnknownCause¦Patrolfoundnothing¦¦
18-0053799 | Equipment Failure/Involved | Overhead | Crossarm, Wood | Deteriorated | 2018 | Tier 2 - Elevated | Distribution Circuit | 6 | 23 | 2018-06-23 | 116066 | Sus | Y | EquipmentFailureInvolved¦Overhead¦CrossarmWood¦Deteriorated
18-0054039 | Environmental/External | Fire, Forest/Grass | Pole-Wood | Burned/flashed | 2018 | Tier 2 - Elevated | Distribution Circuit | 6 | 24 | 2018-06-24 | 117040 | Sus | Y | EnvironmentalExternal¦FireForestGrass¦PoleWood¦Burnedflashed
18-0061463 | Animal | Squirrel | Conductor, Overhead | Normal | 2018 | Tier 3 - Extreme | Distribution Circuit | 7 | 19 | 2018-07-19 | 135522 | Sus | Y | Animal¦Squirrel¦ConductorOverhead¦Normal
18-0061684 | Equipment Failure/Involved | Overhead | Transformer | Failed/Faulted | 2018 | Tier 3 - Extreme | Transformer only | 7 | 19 | 2018-07-19 | 135977 | Sus | Y | EquipmentFailureInvolved¦Overhead¦Transformer¦FailedFaulted
18-0064130 | Equipment Failure/Involved | Electrical Overload | Fuse | Failed/Faulted | 2018 | Tier 3 - Extreme | Distribution Circuit | 7 | 26 | 2018-07-26 | 141050 | Sus | Y | EquipmentFailureInvolved¦ElectricalOverload¦Fuse¦FailedFaulted
18-0067415 | Unknown Cause | Patrol - not conducted |  |  | 2018 | Tier 3 - Extreme | Distribution Circuit | 8 | 7 | 2018-08-07 | 150536 | Sus | Y | UnknownCause¦Patrolnotconducted¦¦
18-0068084 | Environmental/External | Fire, Forest/Grass | Pole-Wood | Burned/flashed | 2018 | Tier 2 - Elevated | Distribution Circuit | 7 | 23 | 2018-07-23 | 151698 | Sus | Y | EnvironmentalExternal¦FireForestGrass¦PoleWood¦Burnedflashed
18-0068416 | Vegetation | Tree - grew into line | Pole-Wood | Broken | 2018 | Tier 2 - Elevated | Distribution Circuit | 8 | 9 | 2018-08-09 | 152213 | Sus | Y | Vegetation¦Treegrewintoline¦PoleWood¦Broken
18-0069954 | Equipment Failure/Involved | Overhead | Transformer (OH) | Failed/Faulted | 2018 | Tier 3 - Extreme | Transformer only | 8 | 14 | 2018-08-14 | 155528 | Sus | Y | EquipmentFailureInvolved¦Overhead¦Transformer(OH)¦FailedFaulted
18-0078122 | 3rd Party | Customer Equipment | Conductor, Overhead | Burned/flashed | 2018 | Tier 2 - Elevated | Distribution Circuit | 9 | 10 | 2018-09-10 | 171324 | Sus | Y | 3rdParty¦CustomerEquipment¦ConductorOverhead¦Burnedflashed
18-0078777 | Unknown Cause | Patrol - found nothing |  |  | 2018 | Tier 3 - Extreme | Distribution Circuit | 9 | 11 | 2018-09-11 | 172712 | Sus | Y | UnknownCause¦Patrolfoundnothing¦¦
18-0078983 | Unknown Cause | Patrol - found nothing |  |  | 2018 | Tier 3 - Extreme | Distribution Circuit | 9 | 12 | 2018-09-12 | 173056 | Sus | Y | UnknownCause¦Patrolfoundnothing¦¦
18-0084547 | Equipment Failure/Involved | Overhead | Crossarm, Wood | Deteriorated | 2018 | Tier 3 - Extreme | Distribution Circuit | 9 | 28 | 2018-09-28 | 183367 | Sus | Y | EquipmentFailureInvolved¦Overhead¦CrossarmWood¦Deteriorated
18-0086519 | Environmental/External | Lightning | Lightning Arrestor | Failed/Faulted | 2018 | Tier 2 - Elevated | Distribution Circuit | 10 | 3 | 2018-10-03 | 187819 | Sus | Y | EnvironmentalExternal¦Lightning¦LightningArrestor¦FailedFaulted
18-0090218 | Wildfire Mitigation | Public Safety Power Shut-off |  |  | 2018 | Tier 2 - Elevated | Distribution Circuit | 10 | 14 | 2018-10-14 | 195075 | Sus | Y | WildfireMitigation¦PublicSafetyPowerShutoff¦¦
18-0090332 | Vegetation | Tree - branch fell on line | Secondary | Broken, wire on object | 2018 | Tier 2 - Elevated | Transformer only | 10 | 14 | 2018-10-14 | 195029 | Sus | Y | Vegetation¦Treebranchfellonline¦Secondary¦Brokenwireonobject
18-0095797 | Unknown Cause | Patrol - found nothing |  |  | 2018 | Tier 2 - Elevated | Distribution Circuit | 10 | 31 | 2018-10-31 | 206041 | Sus | Y | UnknownCause¦Patrolfoundnothing¦¦
18-0097076 | Environmental/External | Fire, Forest/Grass | Conductor, Overhead | Normal | 2018 | Tier 3 - Extreme | Distribution Circuit | 11 | 5 | 2018-11-05 | 209049 | Sus | Y | EnvironmentalExternal¦FireForestGrass¦ConductorOverhead¦Normal
18-0098643 | Animal | Squirrel | Conductor, Underground | Normal | 2018 | Tier 3 - Extreme | Distribution Circuit | 11 | 9 | 2018-11-09 | 212437 | Sus | Y | Animal¦Squirrel¦ConductorUnderground¦Normal
18-0101418 | Environmental/External | Fire, Forest/Grass | Pole-Wood | Burned/flashed | 2018 | Tier 3 - Extreme | Distribution Circuit | 11 | 8 | 2018-11-08 | 218988 | Sus | Y | EnvironmentalExternal¦FireForestGrass¦PoleWood¦Burnedflashed
18-0101835 | Vegetation | Tree - branch fell on line | Fuse | Failed/Faulted | 2018 | Tier 3 - Extreme | Distribution Circuit | 11 | 21 | 2018-11-21 | 219674 | Sus | Y | Vegetation¦Treebranchfellonline¦Fuse¦FailedFaulted
18-0103376 | Environmental/External | Fire, Forest/Grass | Pole-Wood | Burned/flashed | 2018 | Tier 3 - Extreme | Distribution Circuit | 11 | 8 | 2018-11-08 | 224968 | Sus | Y | EnvironmentalExternal¦FireForestGrass¦PoleWood¦Burnedflashed
18-0104631 | Vegetation | Tree - fell into line | Conductor, Overhead | Normal | 2018 | Tier 2 - Elevated | Distribution Circuit | 11 | 28 | 2018-11-28 | 227059 | Sus | Y | Vegetation¦Treefellintoline¦ConductorOverhead¦Normal
18-0105376 | Vegetation | Tree - grew into line | Conductor, Overhead | Together | 2018 | Tier 2 - Elevated | Distribution Circuit | 11 | 29 | 2018-11-29 | 229701 | Sus | Y | Vegetation¦Treegrewintoline¦ConductorOverhead¦Together
18-0105811 | Vegetation | Tree - fell into line | Conductor, Overhead | Normal | 2018 | Tier 2 - Elevated | Distribution Circuit | 12 | 1 | 2018-12-01 | 230736 | Sus | N | Vegetation¦Treefellintoline¦ConductorOverhead¦Normal
18-0107793 | Equipment Failure/Involved | Overhead | Connector or Splice (OH) | Broken, wire on ground | 2018 | Tier 3 - Extreme | Distribution Circuit | 12 | 7 | 2018-12-07 | 235444 | Sus | N | EquipmentFailureInvolved¦Overhead¦ConnectororSplice(OH)¦Brokenwireonground
18-0109619 | Vegetation | Tree - fell into line | Service conductor | Broken, wire on ground | 2018 | Tier 2 - Elevated | Transformer only | 12 | 17 | 2018-12-17 | 242051 | Sus | N | Vegetation¦Treefellintoline¦Serviceconductor¦Brokenwireonground
19-0004801 | Vegetation | Tree - branch fell on line | Conductor, Overhead | Normal | 2019 | Tier 2 - Elevated | Distribution Circuit | 1 | 5 | 2019-01-05 | 254304 | Sus | N | Vegetation¦Treebranchfellonline¦ConductorOverhead¦Normal
19-0005255 | Equipment Failure/Involved | Overhead | Conductor, Overhead | Broken, wire on ground | 2019 | Tier 3 - Extreme | Distribution Circuit | 1 | 6 | 2019-01-06 | 256324 | Sus | N | EquipmentFailureInvolved¦Overhead¦ConductorOverhead¦Brokenwireonground
19-0005357 | Vegetation | Tree - fell into line | Conductor, Overhead | Broken, wire on ground | 2019 | Tier 3 - Extreme | Distribution Circuit | 1 | 6 | 2019-01-06 | 255942 | Sus | N | Vegetation¦Treefellintoline¦ConductorOverhead¦Brokenwireonground
19-0005837 | Unknown Cause | Patrol - found nothing |  |  | 2019 | Tier 3 - Extreme | Distribution Circuit | 1 | 7 | 2019-01-07 | 259024 | Sus | N | UnknownCause¦Patrolfoundnothing¦¦
19-0005955 | Unknown Cause | Patrol - not conducted |  |  | 2019 | Tier 2 - Elevated | Distribution Circuit | 1 | 7 | 2019-01-07 | 259266 | Sus | N | UnknownCause¦Patrolnotconducted¦¦
19-0008203 | Unknown Cause | Patrol - found nothing |  |  | 2019 | Tier 2 - Elevated | Distribution Circuit | 1 | 12 | 2019-01-12 | 263679 | Sus | N | UnknownCause¦Patrolfoundnothing¦¦
19-0009366 | Unknown Cause | Patrol - found nothing |  |  | 2019 | Tier 3 - Extreme | Distribution Circuit | 1 | 15 | 2019-01-15 | 266086 | Sus | N | UnknownCause¦Patrolfoundnothing¦¦
19-0009858 | Vegetation | Tree - branch fell on line | Conductor, Overhead | Together | 2019 | Tier 2 - Elevated | Distribution Circuit | 1 | 16 | 2019-01-16 | 267672 | Sus | N | Vegetation¦Treebranchfellonline¦ConductorOverhead¦Together
19-0009858 | Vegetation | Tree - branch fell on line | Conductor, Overhead | Together | 2019 | Tier 2 - Elevated | Distribution Circuit | 1 | 16 | 2019-01-16 | 267672 | Sus | N | Vegetation¦Treebranchfellonline¦ConductorOverhead¦Together
19-0010474 | Vegetation | Tree - fell into line | Conductor, Overhead | Broken, wire on ground | 2019 | Tier 2 - Elevated | Distribution Circuit | 1 | 17 | 2019-01-17 | 272227 | Sus | N | Vegetation¦Treefellintoline¦ConductorOverhead¦Brokenwireonground
19-0010496 | Equipment Failure/Involved | Overhead | Conductor, Overhead | Broken, wire on ground | 2019 | Tier 3 - Extreme | Distribution Circuit | 1 | 17 | 2019-01-17 | 272275 | Sus | N | EquipmentFailureInvolved¦Overhead¦ConductorOverhead¦Brokenwireonground
19-0010714 | Unknown Cause | Patrol - not conducted |  |  | 2019 | Tier 2 - Elevated | Distribution Circuit | 1 | 16 | 2019-01-16 | 273097 | Sus | N | UnknownCause¦Patrolnotconducted¦¦
19-0010786 | Unknown Cause | Patrol - found nothing |  |  | 2019 | Tier 2 - Elevated | Distribution Circuit | 1 | 17 | 2019-01-17 | 272651 | Sus | N | UnknownCause¦Patrolfoundnothing¦¦
19-0011091 | Vegetation | Tree - branch fell on line | Conductor, Overhead | Together | 2019 | Tier 3 - Extreme | Distribution Circuit | 1 | 17 | 2019-01-17 | 272706 | Sus | N | Vegetation¦Treebranchfellonline¦ConductorOverhead¦Together
19-0011842 | Vegetation | Tree - fell into line | Pole-Wood | Broken | 2019 | Tier 3 - Extreme | Distribution Circuit | 1 | 18 | 2019-01-18 | 275137 | Sus | N | Vegetation¦Treefellintoline¦PoleWood¦Broken
19-0017287 | Unknown Cause | Patrol - found nothing |  |  | 2019 | Tier 3 - Extreme | Distribution Circuit | 2 | 2 | 2019-02-02 | 286630 | Sus | N | UnknownCause¦Patrolfoundnothing¦¦
19-0018590 | Vegetation | Tree - fell into line | Conductor, Overhead | Normal | 2019 | Tier 2 - Elevated | Distribution Circuit | 2 | 5 | 2019-02-05 | 292799 | Sus | N | Vegetation¦Treefellintoline¦ConductorOverhead¦Normal
19-0019808 | Vegetation | Tree - branch fell on line | Fuse | Failed/Faulted | 2019 | Tier 3 - Extreme | Distribution Circuit | 2 | 7 | 2019-02-07 | 295742 | Sus | N | Vegetation¦Treebranchfellonline¦Fuse¦FailedFaulted
19-0020146 | Vegetation | Tree - fell into line | Conductor, Overhead | Normal | 2019 | Tier 2 - Elevated | Distribution Circuit | 2 | 8 | 2019-02-08 | 296516 | Sus | N | Vegetation¦Treefellintoline¦ConductorOverhead¦Normal
19-0020747 | Equipment Failure/Involved | Overhead | Fuse | Failed/Faulted | 2019 | Tier 2 - Elevated | Distribution Circuit | 2 | 10 | 2019-02-10 | 298879 | Sus | N | EquipmentFailureInvolved¦Overhead¦Fuse¦FailedFaulted
19-0022901 | Vegetation | Tree - fell into line | Conductor, Overhead | Normal | 2019 | Tier 2 - Elevated | Distribution Circuit | 2 | 14 | 2019-02-14 | 307568 | Sus | N | Vegetation¦Treefellintoline¦ConductorOverhead¦Normal
19-0022972 | Vegetation | Tree - fell into line | Crossarm, Wood | Broken, wire on ground | 2019 | Tier 2 - Elevated | Distribution Circuit | 2 | 14 | 2019-02-14 | 307912 | Sus | N | Vegetation¦Treefellintoline¦CrossarmWood¦Brokenwireonground
19-0023513 | Equipment Failure/Involved | Overhead | Woodpin | Broken | 2019 | Tier 2 - Elevated | Distribution Circuit | 2 | 13 | 2019-02-13 | 310184 | Sus | N | EquipmentFailureInvolved¦Overhead¦Woodpin¦Broken
19-0024382 | Vegetation | Tree - fell into line | Conductor, Overhead | Normal | 2019 | Tier 3 - Extreme | Distribution Circuit | 2 | 16 | 2019-02-16 | 313252 | Sus | N | Vegetation¦Treefellintoline¦ConductorOverhead¦Normal
19-0025046 | Unknown Cause | Patrol - found nothing |  |  | 2019 | Tier 2 - Elevated | Distribution Circuit | 2 | 17 | 2019-02-17 | 315301 | Sus | N | UnknownCause¦Patrolfoundnothing¦¦
19-0025721 | Vegetation | Tree - fell into line | Pole-Wood | Broken, wire on ground | 2019 | Tier 3 - Extreme | Distribution Circuit | 2 | 17 | 2019-02-17 | 316477 | Sus | N | Vegetation¦Treefellintoline¦PoleWood¦Brokenwireonground
19-0026178 | Vegetation | Tree - fell into line | Conductor, Overhead | Normal | 2019 | Tier 3 - Extreme | Distribution Circuit | 2 | 19 | 2019-02-19 | 319072 | Sus | N | Vegetation¦Treefellintoline¦ConductorOverhead¦Normal
19-0026780 | Vegetation | Tree - fell into line | Conductor, Overhead | Broken, wire on ground | 2019 | Tier 2 - Elevated | Distribution Circuit | 2 | 17 | 2019-02-17 | 320347 | Sus | N | Vegetation¦Treefellintoline¦ConductorOverhead¦Brokenwireonground
19-0027673 | Company Initiated | Other Circuits | Conductor, Overhead | Normal | 2019 | Tier 2 - Elevated | Distribution Circuit | 2 | 25 | 2019-02-25 | 322665 | Sus | N | CompanyInitiated¦OtherCircuits¦ConductorOverhead¦Normal
19-0028690 | Unknown Cause | Patrol - not conducted |  |  | 2019 | Tier 2 - Elevated | Distribution Circuit | 2 | 26 | 2019-02-26 | 325416 | Sus | N | UnknownCause¦Patrolnotconducted¦¦
19-0031161 | Vegetation | Tree - branch fell on line | Conductor, Overhead | Normal | 2019 | Tier 3 - Extreme | Distribution Circuit | 3 | 6 | 2019-03-06 | 332221 | Sus | N | Vegetation¦Treebranchfellonline¦ConductorOverhead¦Normal
19-0037564 | Unknown Cause | Patrol - found nothing |  |  | 2019 | Tier 3 - Extreme | Distribution Circuit | 3 | 27 | 2019-03-27 | 348777 | Sus | N | UnknownCause¦Patrolfoundnothing¦¦
19-0038497 | Equipment Failure/Involved | Overhead |  | Burned Open | 2019 | Tier 3 - Extreme | Transformer only | 3 | 30 | 2019-03-30 | 350681 | Sus | N | EquipmentFailureInvolved¦Overhead¦¦BurnedOpen
19-0047797 | Equipment Failure/Involved | Overhead | Crossarm, Wood | Broken | 2019 | Tier 2 - Elevated | Transformer only | 5 | 1 | 2019-05-01 | 371511 | Sus | Y | EquipmentFailureInvolved¦Overhead¦CrossarmWood¦Broken
19-0047872 | Equipment Failure/Involved | Overhead | Pole-Wood | Broken | 2019 | Tier 3 - Extreme | Distribution Circuit | 5 | 1 | 2019-05-01 | 371697 | Sus | Y | EquipmentFailureInvolved¦Overhead¦PoleWood¦Broken
19-0053822 | Vegetation | Tree - fell into line | Conductor, Overhead | Broken, wire on ground | 2019 | Tier 3 - Extreme | Distribution Circuit | 5 | 18 | 2019-05-18 | 384644 | Sus | Y | Vegetation¦Treefellintoline¦ConductorOverhead¦Brokenwireonground
19-0057748 | Vegetation | Tree - fell into line | Pole-Wood | Broken | 2019 | Tier 2 - Elevated | Distribution Circuit | 5 | 26 | 2019-05-26 | 390584 | Sus | Y | Vegetation¦Treefellintoline¦PoleWood¦Broken
19-0065733 | Vegetation | Tree - branch fell on line | Conductor, Overhead | On Ground | 2019 | Tier 2 - Elevated | Distribution Circuit | 6 | 11 | 2019-06-11 | 405019 | Sus | Y | Vegetation¦Treebranchfellonline¦ConductorOverhead¦OnGround
19-0074656 | Vegetation | Tree - fell into line | Conductor, Overhead | Broken, wire on ground | 2019 | Tier 2 - Elevated | Distribution Circuit | 7 | 4 | 2019-07-04 | 441126 | Sus | Y | Vegetation¦Treefellintoline¦ConductorOverhead¦Brokenwireonground
19-0076994 | Unknown Cause | Patrol - found nothing |  |  | 2019 | Tier 3 - Extreme | Distribution Circuit | 7 | 13 | 2019-07-13 | 447842 | Sus | Y | UnknownCause¦Patrolfoundnothing¦¦
19-0081292 | Equipment Failure/Involved | Overhead | Transformer (OH) | Broken | 2019 | Tier 3 - Extreme | Transformer only | 7 | 25 | 2019-07-25 | 471815 | Sus | Y | EquipmentFailureInvolved¦Overhead¦Transformer(OH)¦Broken
19-0083993 | Vegetation | Tree - fell into line | Conductor, Overhead | Normal | 2019 | Tier 3 - Extreme | Distribution Circuit | 8 | 2 | 2019-08-02 | 479238 | Sus | Y | Vegetation¦Treefellintoline¦ConductorOverhead¦Normal
19-0089804 | Equipment Failure/Involved | Overhead | Conductor, Overhead | Annealed | 2019 | Tier 2 - Elevated | Distribution Circuit | 8 | 20 | 2019-08-20 | 524753 | Sus | Y | EquipmentFailureInvolved¦Overhead¦ConductorOverhead¦Annealed
19-0091148 | Equipment Failure/Involved | Overhead | Crossarm, Wood | Broken | 2019 | Tier 2 - Elevated | Distribution Circuit | 8 | 22 | 2019-08-22 | 532795 | Sus | Y | EquipmentFailureInvolved¦Overhead¦CrossarmWood¦Broken
19-0091921 | Vegetation | Tree - branch fell on line | Transformer (OH) | Burned/flashed | 2019 | Tier 2 - Elevated | Distribution Circuit | 8 | 25 | 2019-08-25 | 538143 | Sus | Y | Vegetation¦Treebranchfellonline¦Transformer(OH)¦Burnedflashed
19-0095420 | Unknown Cause | Patrol - found nothing |  |  | 2019 | Tier 3 - Extreme | Distribution Circuit | 9 | 4 | 2019-09-04 | 553894 | Sus | Y | UnknownCause¦Patrolfoundnothing¦¦
19-0097516 | Vegetation | Other ground vegetation | Conductor, Overhead | Normal | 2019 | Tier 3 - Extreme | Distribution Circuit | 9 | 10 | 2019-09-10 | 568673 | Sus | Y | Vegetation¦Othergroundvegetation¦ConductorOverhead¦Normal
19-0099327 | Unknown Cause | Patrol - not conducted |  |  | 2019 | Tier 3 - Extreme | Distribution Circuit | 9 | 16 | 2019-09-16 | 583510 | Sus | Y | UnknownCause¦Patrolnotconducted¦¦
19-0103064 | Wildfire Mitigation | Public Safety Power Shut-off | Conductor, Overhead | Normal | 2019 | Tier 3 - Extreme | Distribution Circuit | 9 | 25 | 2019-09-25 | 612440 | Sus | Y | WildfireMitigation¦PublicSafetyPowerShutoff¦ConductorOverhead¦Normal
19-0103251 | Equipment Failure/Involved | Overhead | Conductor, Overhead | Together | 2019 | Tier 2 - Elevated | Distribution Circuit | 9 | 24 | 2019-09-24 | 612173 | Sus | Y | EquipmentFailureInvolved¦Overhead¦ConductorOverhead¦Together
19-0105089 | Equipment Failure/Involved | Overhead | Cutout, fuse holder | Broken | 2019 | Tier 3 - Extreme | Transformer only | 9 | 28 | 2019-09-28 | 627967 | Sus | Y | EquipmentFailureInvolved¦Overhead¦Cutoutfuseholder¦Broken
19-0105271 | Vegetation | Tree - fell into line | Transformer | Deteriorated | 2019 | Tier 3 - Extreme | Transformer only | 9 | 29 | 2019-09-29 | 629437 | Sus | Y | Vegetation¦Treefellintoline¦Transformer¦Deteriorated
19-0107963 | Equipment Failure/Involved | Overhead | Transformer (OH) | Failed/Faulted | 2019 | Tier 2 - Elevated | Distribution Circuit | 10 | 5 | 2019-10-05 | 644744 | Sus | Y | EquipmentFailureInvolved¦Overhead¦Transformer(OH)¦FailedFaulted
19-0109168 | Unknown Cause | Patrol - found nothing |  |  | 2019 | Tier 3 - Extreme | Distribution Circuit | 10 | 8 | 2019-10-08 | 647709 | Sus | Y | UnknownCause¦Patrolfoundnothing¦¦
19-0112632 | Unknown Cause | Patrol - found nothing |  |  | 2019 | Tier 2 - Elevated | Distribution Circuit | 10 | 17 | 2019-10-17 | 663378 | Sus | Y | UnknownCause¦Patrolfoundnothing¦¦
19-0114888 | Equipment Failure/Involved | Overhead | Jumper | Arcing | 2019 | Tier 3 - Extreme | Distribution Circuit | 10 | 22 | 2019-10-22 | 677168 | Sus | Y | EquipmentFailureInvolved¦Overhead¦Jumper¦Arcing
19-0118801 | Vegetation | Tree - branch fell on line | Conductor, Overhead | Together | 2019 | Tier 2 - Elevated | Distribution Circuit | 10 | 29 | 2019-10-29 | 694550 | Sus | Y | Vegetation¦Treebranchfellonline¦ConductorOverhead¦Together
19-0125319 | Unknown Cause | Patrol - not conducted |  |  | 2019 | Tier 3 - Extreme | Distribution Circuit | 11 | 15 | 2019-11-15 | 707950 | Sus | Y | UnknownCause¦Patrolnotconducted¦¦
19-0129218 | Vegetation | Tree - fell into line | Pole-Wood | Broken, wire on ground | 2019 | Tier 2 - Elevated | Distribution Circuit | 11 | 26 | 2019-11-26 | 716084 | Sus | Y | Vegetation¦Treefellintoline¦PoleWood¦Brokenwireonground
19-0129250 | Vegetation | Tree - branch fell on line | Conductor, Overhead | Normal | 2019 | Tier 3 - Extreme | Distribution Circuit | 11 | 26 | 2019-11-26 | 716507 | Sus | Y | Vegetation¦Treebranchfellonline¦ConductorOverhead¦Normal
19-0131025 | Vegetation | Tree - branch fell on line | Conductor, Overhead | Broken, wire on ground | 2019 | Tier 2 - Elevated | Distribution Circuit | 11 | 28 | 2019-11-28 | 723390 | Sus | Y | Vegetation¦Treebranchfellonline¦ConductorOverhead¦Brokenwireonground
19-0131489 | Unknown Cause | Patrol - found nothing |  |  | 2019 | Tier 2 - Elevated | Distribution Circuit | 11 | 30 | 2019-11-30 | 724491 | Sus | Y | UnknownCause¦Patrolfoundnothing¦¦
19-0135496 | Equipment Failure/Involved | Overhead | Cutout, fuse holder | Failed/Faulted | 2019 | Tier 2 - Elevated | Distribution Circuit | 12 | 9 | 2019-12-09 | 735054 | Sus | N | EquipmentFailureInvolved¦Overhead¦Cutoutfuseholder¦FailedFaulted
19-0136600 | Vegetation | Tree - fell into line | Conductor, Overhead | Broken, wire on ground | 2019 | Tier 3 - Extreme | Distribution Circuit | 12 | 14 | 2019-12-14 | 739899 | Sus | N | Vegetation¦Treefellintoline¦ConductorOverhead¦Brokenwireonground
20-0005145 | Equipment Failure/Involved | Overhead | Transformer (OH) | Deteriorated | 2020 | Tier 2 - Elevated | Transformer only | 1 | 4 | 2020-01-04 | 754716 | Sus | N | EquipmentFailureInvolved¦Overhead¦Transformer(OH)¦Deteriorated
20-0006085 | Unknown Cause | Patrol - found nothing |  |  | 2020 | Tier 3 - Extreme | Distribution Circuit | 1 | 7 | 2020-01-07 | 756532 | Sus | N | UnknownCause¦Patrolfoundnothing¦¦
20-0010077 | Unknown Cause | Patrol - found nothing |  |  | 2020 | Tier 3 - Extreme | Distribution Circuit | 1 | 16 | 2020-01-16 | 762557 | Sus | N | UnknownCause¦Patrolfoundnothing¦¦
20-0010813 | Vegetation | Tree - branch fell on line | Conductor, Overhead | Normal | 2020 | Tier 3 - Extreme | Distribution Circuit | 1 | 17 | 2020-01-17 | 764867 | Sus | N | Vegetation¦Treebranchfellonline¦ConductorOverhead¦Normal
20-0015367 | Unknown Cause | Patrol - not conducted |  |  | 2020 | Tier 2 - Elevated | Distribution Circuit | 1 | 30 | 2020-01-30 | 773103 | Sus | N | UnknownCause¦Patrolnotconducted¦¦
20-0020018 | Vegetation | Tree - branch fell on line | Conductor, Overhead | Normal | 2020 | Tier 3 - Extreme | Distribution Circuit | 2 | 10 | 2020-02-10 | 787592 | Sus | N | Vegetation¦Treebranchfellonline¦ConductorOverhead¦Normal
20-0021272 | Unknown Cause | Patrol - found nothing |  |  | 2020 | Tier 2 - Elevated | Distribution Circuit | 2 | 12 | 2020-02-12 | 789815 | Sus | N | UnknownCause¦Patrolfoundnothing¦¦
20-0027800 | Equipment Failure/Involved | Overhead | Cutout, fuse holder | Broken | 2020 | Tier 3 - Extreme | Distribution Circuit | 3 | 2 | 2020-03-02 | 823194 | Sus | N | EquipmentFailureInvolved¦Overhead¦Cutoutfuseholder¦Broken
20-0032780 | Vegetation | Tree - fell into line | Conductor, Overhead | Broken, wire on ground | 2020 | Tier 3 - Extreme | Distribution Circuit | 3 | 16 | 2020-03-16 | 854552 | Sus | N | Vegetation¦Treefellintoline¦ConductorOverhead¦Brokenwireonground
20-0032798 | Vegetation | Tree - fell into line | Transformer | Broken | 2020 | Tier 3 - Extreme | Transformer only | 3 | 16 | 2020-03-16 | 853231 | Sus | N | Vegetation¦Treefellintoline¦Transformer¦Broken
20-0033057 | Environmental/External | Ice or snow | Conductor, Overhead | Together | 2020 | Tier 3 - Extreme | Distribution Circuit | 3 | 16 | 2020-03-16 | 854038 | Sus | N | EnvironmentalExternal¦Iceorsnow¦ConductorOverhead¦Together
20-0033365 | Vegetation | Tree - fell into line | Pole-Wood | Broken, wire on ground | 2020 | Tier 3 - Extreme | Distribution Circuit | 3 | 16 | 2020-03-16 | 855604 | Sus | N | Vegetation¦Treefellintoline¦PoleWood¦Brokenwireonground
20-0033406 | Vegetation | Tree - fell into line | Conductor, Overhead | Broken, wire on ground | 2020 | Tier 3 - Extreme | Distribution Circuit | 3 | 15 | 2020-03-15 | 856794 | Sus | N | Vegetation¦Treefellintoline¦ConductorOverhead¦Brokenwireonground
20-0033740 | Unknown Cause | Patrol - found nothing |  |  | 2020 | Tier 3 - Extreme | Distribution Circuit | 3 | 17 | 2020-03-17 | 856427 | Sus | N | UnknownCause¦Patrolfoundnothing¦¦
20-0034384 | Equipment Failure/Involved | Overhead | Jumper | Burned Open | 2020 | Tier 3 - Extreme | Distribution Circuit | 3 | 18 | 2020-03-18 | 858561 | Sus | N | EquipmentFailureInvolved¦Overhead¦Jumper¦BurnedOpen
20-0034945 | Equipment Failure/Involved | Overhead | Conductor, Overhead | Together | 2020 | Tier 2 - Elevated | Distribution Circuit | 3 | 21 | 2020-03-21 | 860498 | Sus | N | EquipmentFailureInvolved¦Overhead¦ConductorOverhead¦Together
20-0035867 | Environmental/External | Lightning | Transformer (OH) | Failed/Faulted | 2020 | Tier 2 - Elevated | Transformer only | 3 | 24 | 2020-03-24 | 863996 | Sus | N | EnvironmentalExternal¦Lightning¦Transformer(OH)¦FailedFaulted
20-0036021 | Unknown Cause | Patrol - found nothing |  |  | 2020 | Tier 2 - Elevated | Distribution Circuit | 3 | 25 | 2020-03-25 | 864814 | Sus | N | UnknownCause¦Patrolfoundnothing¦¦
20-0038925 | Vegetation | Tree - branch fell on line | Conductor, Overhead | Normal | 2020 | Tier 3 - Extreme | Distribution Circuit | 4 | 6 | 2020-04-06 | 885506 | Sus | N | Vegetation¦Treebranchfellonline¦ConductorOverhead¦Normal
20-0039454 | Equipment Failure/Involved | Electrical Overload | Conductor, Overhead | Burned/flashed | 2020 | Tier 2 - Elevated | Transformer only | 4 | 7 | 2020-04-07 | 890327 | Sus | N | EquipmentFailureInvolved¦ElectricalOverload¦ConductorOverhead¦Burnedflashed
20-0040143 | Unknown Cause | Patrol - found nothing |  |  | 2020 | Tier 2 - Elevated | Transformer only | 4 | 9 | 2020-04-09 | 893080 | Sus | N | UnknownCause¦Patrolfoundnothing¦¦
20-0041499 | Equipment Failure/Involved | Underground | Transformer (UG) | Leaking | 2020 | Tier 2 - Elevated | Distribution Circuit | 4 | 15 | 2020-04-15 | 895909 | Sus | N | EquipmentFailureInvolved¦Underground¦Transformer(UG)¦Leaking
20-0043096 | Unknown Cause | Patrol - found nothing |  |  | 2020 | Tier 2 - Elevated | Distribution Circuit | 4 | 21 | 2020-04-21 | 898519 | Sus | N | UnknownCause¦Patrolfoundnothing¦¦
20-0051845 | 3rd Party | Tree - cutting, 3rd party | Conductor, Overhead | Broken, wire on ground | 2020 | Tier 3 - Extreme | Distribution Circuit | 5 | 19 | 2020-05-19 | 917641 | Sus | Y | 3rdParty¦Treecutting3rdparty¦ConductorOverhead¦Brokenwireonground
20-0054398 | Equipment Failure/Involved | Electrical Overload | Fuse | Failed/Faulted | 2020 | Tier 2 - Elevated | Distribution Circuit | 5 | 26 | 2020-05-26 | 922021 | Sus | Y | EquipmentFailureInvolved¦ElectricalOverload¦Fuse¦FailedFaulted
20-0060454 | Vegetation | Tree - fell into line | Conductor, Overhead | Normal | 2020 | Tier 3 - Extreme | Transmission line | 6 | 12 | 2020-06-12 | 937372 | Sus | Y | Vegetation¦Treefellintoline¦ConductorOverhead¦Normal
20-0066955 | Vegetation | Tree - fell into line | Pole-Wood | Broken | 2020 | Tier 2 - Elevated | Distribution Circuit | 7 | 1 | 2020-07-01 | 955481 | Sus | Y | Vegetation¦Treefellintoline¦PoleWood¦Broken
20-0076115 | Equipment Failure/Involved | Underground | Transformer (UG) | Deteriorated | 2020 | Tier 2 - Elevated | Distribution Circuit | 7 | 26 | 2020-07-26 | 972306 | Sus | Y | EquipmentFailureInvolved¦Underground¦Transformer(UG)¦Deteriorated
20-0077668 | Animal | Other | Insulator | Burned/flashed | 2020 | Tier 2 - Elevated | Distribution Circuit | 7 | 29 | 2020-07-29 | 974916 | Sus | Y | Animal¦Other¦Insulator¦Burnedflashed
20-0081736 | Equipment Failure/Involved | Overhead | Crossarm, Wood | Broken | 2020 | Tier 3 - Extreme | Distribution Circuit | 8 | 10 | 2020-08-10 | 990955 | Sus | Y | EquipmentFailureInvolved¦Overhead¦CrossarmWood¦Broken
20-0085238 | Unknown Cause | Patrol - found nothing |  |  | 2020 | Tier 2 - Elevated | Distribution Circuit | 8 | 16 | 2020-08-16 | 1013786 | Sus | Y | UnknownCause¦Patrolfoundnothing¦¦
20-0085834 | Unknown Cause | Patrol - found nothing |  |  | 2020 | Tier 3 - Extreme | Distribution Circuit | 8 | 16 | 2020-08-16 | 1010505 | Sus | Y | UnknownCause¦Patrolfoundnothing¦¦
20-0090397 | Environmental/External | Fire, Forest/Grass | Conductor, Overhead | Normal | 2020 | Tier 3 - Extreme | Distribution Circuit | 8 | 20 | 2020-08-20 | 1033257 | Sus | Y | EnvironmentalExternal¦FireForestGrass¦ConductorOverhead¦Normal
20-0090453 | Environmental/External | Fire, Forest/Grass | Conductor, Overhead | Normal | 2020 | Tier 3 - Extreme | Distribution Circuit | 8 | 19 | 2020-08-19 | 1033342 | Sus | Y | EnvironmentalExternal¦FireForestGrass¦ConductorOverhead¦Normal
20-0090762 | 3rd Party | Other | Conductor, Overhead | Normal | 2020 | Tier 2 - Elevated | Distribution Circuit | 8 | 27 | 2020-08-27 | 1035013 | Sus | Y | 3rdParty¦Other¦ConductorOverhead¦Normal
20-0096178 | Equipment Failure/Involved | Overhead | Transformer (OH) | Failed/Faulted | 2020 | Tier 2 - Elevated | Transformer only | 9 | 10 | 2020-09-10 | 1063276 | Sus | Y | EquipmentFailureInvolved¦Overhead¦Transformer(OH)¦FailedFaulted
20-0097000 | Environmental/External | Fire, Forest/Grass | Transformer | Normal | 2020 | Tier 3 - Extreme | Transformer only | 8 | 19 | 2020-08-19 | 1067387 | Sus | Y | EnvironmentalExternal¦FireForestGrass¦Transformer¦Normal
20-0099501 | Equipment Failure/Involved | Overhead | Transformer (OH) | Failed/Faulted | 2020 | Tier 3 - Extreme | Distribution Circuit | 9 | 21 | 2020-09-21 | 1083893 | Sus | Y | EquipmentFailureInvolved¦Overhead¦Transformer(OH)¦FailedFaulted
20-0099831 | Environmental/External | Fire, Forest/Grass | Conductor, Overhead | Burned/flashed | 2020 | Tier 3 - Extreme | Distribution Circuit | 9 | 7 | 2020-09-07 | 1086160 | Sus | Y | EnvironmentalExternal¦FireForestGrass¦ConductorOverhead¦Burnedflashed
20-0100376 | Environmental/External | Fire, Forest/Grass | Conductor, Overhead | Burned/flashed | 2020 | Tier 2 - Elevated | Distribution Circuit | 9 | 7 | 2020-09-07 | 1088646 | Sus | Y | EnvironmentalExternal¦FireForestGrass¦ConductorOverhead¦Burnedflashed
20-0100525 | Environmental/External | Fire, Forest/Grass | Conductor, Overhead | Burned/flashed | 2020 | Tier 2 - Elevated | Distribution Circuit | 9 | 7 | 2020-09-07 | 1089016 | Sus | Y | EnvironmentalExternal¦FireForestGrass¦ConductorOverhead¦Burnedflashed
20-0104196 | Equipment Failure/Involved | Overhead | Secondary | Broken | 2020 | Tier 2 - Elevated | Transformer only | 10 | 1 | 2020-10-01 | 1105787 | Sus | Y | EquipmentFailureInvolved¦Overhead¦Secondary¦Broken
20-0104718 | Equipment Failure/Involved | Overhead | Transformer (OH) | Failed/Faulted | 2020 | Tier 2 - Elevated | Transformer only | 10 | 2 | 2020-10-02 | 1108409 | Sus | Y | EquipmentFailureInvolved¦Overhead¦Transformer(OH)¦FailedFaulted
20-0115557 | Animal | Squirrel | Transformer (OH) | Normal | 2020 | Tier 3 - Extreme | Distribution Circuit | 10 | 30 | 2020-10-30 | 1132403 | Sus | Y | Animal¦Squirrel¦Transformer(OH)¦Normal
20-0118413 | Unknown Cause | Patrol - found nothing |  |  | 2020 | Tier 3 - Extreme | Distribution Circuit | 11 | 8 | 2020-11-08 | 1139177 | Sus | Y | UnknownCause¦Patrolfoundnothing¦¦
20-0120008 | Unknown Cause | Patrol - found nothing |  |  | 2020 | Tier 3 - Extreme | Distribution Circuit | 11 | 12 | 2020-11-12 | 1142281 | Sus | Y | UnknownCause¦Patrolfoundnothing¦¦
20-0120118 | Unknown Cause | Patrol - found nothing |  |  | 2020 | Tier 2 - Elevated | Distribution Circuit | 11 | 12 | 2020-11-12 | 1142285 | Sus | Y | UnknownCause¦Patrolfoundnothing¦¦
20-0124954 | Equipment Failure/Involved | Overhead | Conductor, Overhead | Broken | 2020 | Tier 3 - Extreme | Distribution Circuit | 11 | 25 | 2020-11-25 | 1154352 | Sus | Y | EquipmentFailureInvolved¦Overhead¦ConductorOverhead¦Broken
20-0125526 | Equipment Failure/Involved | Overhead | Transformer (OH) | Failed/Faulted | 2020 | Tier 2 - Elevated | Transformer only | 11 | 27 | 2020-11-27 | 1155301 | Sus | Y | EquipmentFailureInvolved¦Overhead¦Transformer(OH)¦FailedFaulted
20-0128305 | 3rd Party | Tree - cutting, 3rd party | Conductor, Overhead | Normal | 2020 | Tier 3 - Extreme | Distribution Circuit | 12 | 6 | 2020-12-06 | 1166949 | Sus | N | 3rdParty¦Treecutting3rdparty¦ConductorOverhead¦Normal
20-0129889 | Unknown Cause | Patrol - found nothing |  |  | 2020 | Tier 3 - Extreme | Transformer only | 12 | 12 | 2020-12-12 | 1180585 | Sus | N | UnknownCause¦Patrolfoundnothing¦¦
20-0130145 | Vegetation | Tree - branch fell on line | Conductor, Overhead | Together | 2020 | Tier 2 - Elevated | Distribution Circuit | 12 | 13 | 2020-12-13 | 1182625 | Sus | N | Vegetation¦Treebranchfellonline¦ConductorOverhead¦Together
20-0130467 | Vegetation | Tree - branch fell on line | Conductor, Underground | Normal | 2020 | Tier 2 - Elevated | Distribution Circuit | 12 | 15 | 2020-12-15 | 1185951 | Sus | N | Vegetation¦Treebranchfellonline¦ConductorUnderground¦Normal
20-0131890 | Unknown Cause | Patrol - not conducted |  |  | 2020 | Tier 2 - Elevated | Distribution Circuit | 12 | 26 | 2020-12-26 | 1199219 | Sus | N | UnknownCause¦Patrolnotconducted¦¦
21-0009669 | Unknown Cause | Patrol - not conducted |  |  | 2021 | Tier 3 - Extreme | Distribution Circuit | 1 | 18 | 2021-01-18 | 1212501 | Sus | N | UnknownCause¦Patrolnotconducted¦¦
21-0011750 | Vegetation | Tree - fell into line | Conductor, Overhead | Broken | 2021 | Tier 3 - Extreme | Distribution Circuit | 1 | 19 | 2021-01-19 | 1219290 | Sus | N | Vegetation¦Treefellintoline¦ConductorOverhead¦Broken
21-0011824 | Vegetation | Tree - branch fell on line | Conductor, Overhead | Normal | 2021 | Tier 3 - Extreme | Distribution Circuit | 1 | 19 | 2021-01-19 | 1219391 | Sus | N | Vegetation¦Treebranchfellonline¦ConductorOverhead¦Normal
21-0013520 | Unknown Cause | Patrol - not conducted |  |  | 2021 | Tier 3 - Extreme | Distribution Circuit | 1 | 24 | 2021-01-24 | 1222807 | Sus | N | UnknownCause¦Patrolnotconducted¦¦
21-0014071 | Unknown Cause | Patrol - found nothing |  |  | 2021 | Tier 2 - Elevated | Distribution Circuit | 1 | 25 | 2021-01-25 | 1224591 | Sus | N | UnknownCause¦Patrolfoundnothing¦¦
21-0014101 | Equipment Failure/Involved | Overhead | Service conductor | Deteriorated | 2021 | Tier 2 - Elevated | Transformer only | 1 | 25 | 2021-01-25 | 1224740 | Sus | N | EquipmentFailureInvolved¦Overhead¦Serviceconductor¦Deteriorated
21-0014584 | Vegetation | Tree - branch fell on line | Conductor, Overhead | Normal | 2021 | Tier 2 - Elevated | Distribution Circuit | 1 | 25 | 2021-01-25 | 1224270 | Sus | N | Vegetation¦Treebranchfellonline¦ConductorOverhead¦Normal
21-0015597 | Vegetation | Tree - fell into line | Crossarm, Wood | Broken | 2021 | Tier 3 - Extreme | Distribution Circuit | 1 | 27 | 2021-01-27 | 1232540 | Sus | N | Vegetation¦Treefellintoline¦CrossarmWood¦Broken
21-0015864 | Unknown Cause | Patrol - not conducted |  |  | 2021 | Tier 2 - Elevated | Distribution Circuit | 1 | 26 | 2021-01-26 | 1227142 | Sus | N | UnknownCause¦Patrolnotconducted¦¦
21-0019266 | Vegetation | Tree - fell into line | Conductor, Overhead | Broken, wire on ground | 2021 | Tier 3 - Extreme | Distribution Circuit | 1 | 29 | 2021-01-29 | 1242988 | Sus | N | Vegetation¦Treefellintoline¦ConductorOverhead¦Brokenwireonground
21-0025462 | Unknown Cause | Patrol - found nothing |  |  | 2021 | Tier 3 - Extreme | Transformer only | 2 | 14 | 2021-02-14 | 1254810 | Sus | N | UnknownCause¦Patrolfoundnothing¦¦
21-0034840 | Vegetation | Tree - branch fell on line | Conductor, Overhead | Normal | 2021 | Tier 3 - Extreme | Distribution Circuit | 3 | 10 | 2021-03-10 | 1277008 | Sus | N | Vegetation¦Treebranchfellonline¦ConductorOverhead¦Normal
21-0047003 | Animal | Squirrel | Conductor, Overhead | Normal | 2021 | Tier 2 - Elevated | Distribution Circuit | 4 | 9 | 2021-04-09 | 1312178 | Sus | N | Animal¦Squirrel¦ConductorOverhead¦Normal
21-0052855 | Unknown Cause | Patrol - found nothing |  |  | 2021 | Tier 2 - Elevated | Distribution Circuit | 4 | 25 | 2021-04-25 | 1333453 | Sus | N | UnknownCause¦Patrolfoundnothing¦¦
21-0055435 | Equipment Failure/Involved | Overhead | Insulator | Broken | 2021 | Tier 3 - Extreme | Distribution Circuit | 4 | 30 | 2021-04-30 | 1337923 | Sus | N | EquipmentFailureInvolved¦Overhead¦Insulator¦Broken
21-0055435 | Equipment Failure/Involved | Overhead | Insulator | Broken | 2021 | Tier 3 - Extreme | Distribution Circuit | 4 | 30 | 2021-04-30 | 1337923 | Sus | N | EquipmentFailureInvolved¦Overhead¦Insulator¦Broken
21-0057550 | Company Initiated | Other Circuits | Conductor, Overhead | Normal | 2021 | Tier 3 - Extreme | Distribution Circuit | 5 | 5 | 2021-05-05 | 1342043 | Sus | Y | CompanyInitiated¦OtherCircuits¦ConductorOverhead¦Normal
21-0058577 | Equipment Failure/Involved | Overhead | Transformer (OH) | Failed/Faulted | 2021 | Tier 2 - Elevated | Transformer only | 5 | 7 | 2021-05-07 | 1343353 | Sus | Y | EquipmentFailureInvolved¦Overhead¦Transformer(OH)¦FailedFaulted
21-0059045 | Unknown Cause | Patrol - found nothing |  |  | 2021 | Tier 2 - Elevated | Distribution Circuit | 5 | 10 | 2021-05-10 | 1344601 | Sus | Y | UnknownCause¦Patrolfoundnothing¦¦
21-0061914 | Environmental/External | Lightning | Transformer | Failed/Faulted | 2021 | Tier 2 - Elevated | Transformer only | 5 | 15 | 2021-05-15 | 1350231 | Sus | Y | EnvironmentalExternal¦Lightning¦Transformer¦FailedFaulted
21-0063452 | Equipment Failure/Involved | Overhead | Secondary | Broken, wire on ground | 2021 | Tier 3 - Extreme | Transformer only | 5 | 19 | 2021-05-19 | 1353574 | Sus | Y | EquipmentFailureInvolved¦Overhead¦Secondary¦Brokenwireonground
21-0068079 | Equipment Failure/Involved | Overhead | Insulator | Broken | 2021 | Tier 2 - Elevated | Distribution Circuit | 6 | 1 | 2021-06-01 | 1362536 | Sus | Y | EquipmentFailureInvolved¦Overhead¦Insulator¦Broken
21-0068697 | Unknown Cause | Patrol - found nothing |  |  | 2021 | Tier 2 - Elevated | Distribution Circuit | 6 | 2 | 2021-06-02 | 1363665 | Sus | Y | UnknownCause¦Patrolfoundnothing¦¦
21-0081244 | Unknown Cause | Patrol - not conducted |  |  | 2021 | Tier 2 - Elevated | Distribution Circuit | 6 | 29 | 2021-06-29 | 1387687 | Sus | Y | UnknownCause¦Patrolnotconducted¦¦
21-0087286 | Vegetation | Tree - fell into line | Conductor, Overhead | Broken, wire on ground | 2021 | Tier 3 - Extreme | Distribution Circuit | 7 | 9 | 2021-07-09 | 1396498 | Sus | Y | Vegetation¦Treefellintoline¦ConductorOverhead¦Brokenwireonground
21-0089317 | Unknown Cause | Patrol - found nothing |  |  | 2021 | Tier 2 - Elevated | Distribution Circuit | 7 | 14 | 2021-07-14 | 1403893 | Sus | Y | UnknownCause¦Patrolfoundnothing¦¦
21-0094301 | Vegetation | Tree - fell into line | Conductor, Overhead | Normal | 2021 | Tier 2 - Elevated | Distribution Circuit | 7 | 23 | 2021-07-23 | 1412687 | Sus | Y | Vegetation¦Treefellintoline¦ConductorOverhead¦Normal
21-0097738 | 3rd Party | Other | Other | Normal | 2021 | Tier 2 - Elevated | Distribution Circuit | 7 | 30 | 2021-07-30 | 1424056 | Sus | Y | 3rdParty¦Other¦Other¦Normal
21-0098117 | Vegetation | Tree - fell into line | Conductor, Overhead | Broken, wire on ground | 2021 | Tier 2 - Elevated | Distribution Circuit | 7 | 31 | 2021-07-31 | 1427412 | Sus | Y | Vegetation¦Treefellintoline¦ConductorOverhead¦Brokenwireonground
21-0100168 | Unknown Cause | Patrol - found nothing |  |  | 2021 | Tier 3 - Extreme | Distribution Circuit | 8 | 5 | 2021-08-05 | 1434528 | Sus | Y | UnknownCause¦Patrolfoundnothing¦¦
21-0104201 | Animal | Bird found | Transformer (OH) | Normal | 2021 | Tier 2 - Elevated | Transformer only | 8 | 13 | 2021-08-13 | 1441892 | Sus | Y | Animal¦Birdfound¦Transformer(OH)¦Normal
21-0104745 | Equipment Failure/Involved | Overhead | Pole-Wood | Deteriorated | 2021 | Tier 2 - Elevated | Transformer only | 8 | 15 | 2021-08-15 | 1443186 | Sus | Y | EquipmentFailureInvolved¦Overhead¦PoleWood¦Deteriorated
21-0110462 | Equipment Failure/Involved | Overhead | Transformer (OH) | Failed/Faulted | 2021 | Tier 2 - Elevated | Transformer only | 8 | 27 | 2021-08-27 | 1455802 | Sus | Y | EquipmentFailureInvolved¦Overhead¦Transformer(OH)¦FailedFaulted
21-0112728 | Equipment Failure/Involved | Overhead | Cutout, fuse holder | Broken | 2021 | Tier 3 - Extreme | Transformer only | 9 | 2 | 2021-09-02 | 1461102 | Sus | Y | EquipmentFailureInvolved¦Overhead¦Cutoutfuseholder¦Broken
21-0116450 | Equipment Failure/Involved | Overhead | Transformer | Failed/Faulted | 2021 | Tier 2 - Elevated | Transformer only | 9 | 11 | 2021-09-11 | 1469494 | Sus | Y | EquipmentFailureInvolved¦Overhead¦Transformer¦FailedFaulted
21-0116590 | 3rd Party | Vehicle | Pole-Wood | Broken, wire on ground | 2021 | Tier 2 - Elevated | Distribution Circuit | 9 | 13 | 2021-09-13 | 1470330 | Sus | Y | 3rdParty¦Vehicle¦PoleWood¦Brokenwireonground
21-0124030 | Animal | Squirrel | Pothead(Riser Termination) | Normal | 2021 | Tier 3 - Extreme | Distribution Circuit | 9 | 29 | 2021-09-29 | 1483585 | Sus | Y | Animal¦Squirrel¦Pothead(RiserTermination)¦Normal
21-0124106 | Equipment Failure/Involved | Overhead | Crossarm, Wood | Broken | 2021 | Tier 3 - Extreme | Distribution Circuit | 9 | 30 | 2021-09-30 | 1483806 | Sus | Y | EquipmentFailureInvolved¦Overhead¦CrossarmWood¦Broken
21-0135416 | Unknown Cause | Patrol - found nothing |  |  | 2021 | Tier 3 - Extreme | Distribution Circuit | 10 | 23 | 2021-10-23 | 1506710 | Sus | Y | UnknownCause¦Patrolfoundnothing¦¦
21-0136415 | Unknown Cause | Patrol - not conducted |  |  | 2021 | Tier 3 - Extreme | Distribution Circuit | 10 | 24 | 2021-10-24 | 1510020 | Sus | Y | UnknownCause¦Patrolnotconducted¦¦
21-0136972 | Equipment Failure/Involved | Underground | Other | Failed/Faulted | 2021 | Tier 2 - Elevated | Distribution Circuit | 10 | 25 | 2021-10-25 | 1516979 | Sus | Y | EquipmentFailureInvolved¦Underground¦Other¦FailedFaulted
21-0137282 | Vegetation | Tree - fell into line | Transformer (OH) | Broken | 2021 | Tier 3 - Extreme | Distribution Circuit | 10 | 24 | 2021-10-24 | 1518841 | Sus | Y | Vegetation¦Treefellintoline¦Transformer(OH)¦Broken
21-0156793 | Vegetation | Tree - fell into line | Conductor, Overhead | Normal | 2021 | Tier 3 - Extreme | Distribution Circuit | 12 | 12 | 2021-12-12 | 1565052 | Sus | N | Vegetation¦Treefellintoline¦ConductorOverhead¦Normal
21-0158156 | Vegetation | Tree - fell into line | Conductor, Overhead | Together | 2021 | Tier 2 - Elevated | Distribution Circuit | 12 | 14 | 2021-12-14 | 1569243 | Sus | N | Vegetation¦Treefellintoline¦ConductorOverhead¦Together
21-0158366 | Vegetation | Tree - branch fell on line | Conductor, Overhead | Broken, wire on ground | 2021 | Tier 2 - Elevated | Distribution Circuit | 12 | 14 | 2021-12-14 | 1569541 | Sus | N | Vegetation¦Treebranchfellonline¦ConductorOverhead¦Brokenwireonground
21-0158500 | Vegetation | Tree - fell into line | Conductor, Overhead | Broken, wire on ground | 2021 | Tier 3 - Extreme | Distribution Circuit | 12 | 15 | 2021-12-15 | 1572800 | Sus | N | Vegetation¦Treefellintoline¦ConductorOverhead¦Brokenwireonground
21-0159303 | Vegetation | Tree - fell into line | Pole-Wood | Broken, wire on ground | 2021 | Tier 3 - Extreme | Distribution Circuit | 12 | 15 | 2021-12-15 | 1573940 | Sus | N | Vegetation¦Treefellintoline¦PoleWood¦Brokenwireonground
21-0159871 | Equipment Failure/Involved | Overhead |  | Broken | 2021 | Tier 3 - Extreme | Transformer only | 12 | 20 | 2021-12-20 | 1578060 | Sus | N | EquipmentFailureInvolved¦Overhead¦¦Broken
21-0160664 | Vegetation | Tree - branch fell on line | Conductor, Overhead | Broken, wire on ground | 2021 | Tier 2 - Elevated | Distribution Circuit | 12 | 25 | 2021-12-25 | 1581956 | Sus | N | Vegetation¦Treebranchfellonline¦ConductorOverhead¦Brokenwireonground
21-0160785 | Equipment Failure/Involved | Overhead | Transformer (OH) | Failed/Faulted | 2021 | Tier 2 - Elevated | Transformer only | 12 | 26 | 2021-12-26 | 1582589 | Sus | N | EquipmentFailureInvolved¦Overhead¦Transformer(OH)¦FailedFaulted
21-0160837 | Unknown Cause | Patrol - found nothing |  |  | 2021 | Tier 3 - Extreme | Distribution Circuit | 12 | 26 | 2021-12-26 | 1582883 | Sus | N | UnknownCause¦Patrolfoundnothing¦¦
21-0161061 | Vegetation | Tree - fell into line | Conductor, Overhead | Normal | 2021 | Tier 2 - Elevated | Distribution Circuit | 12 | 27 | 2021-12-27 | 1585475 | Sus | N | Vegetation¦Treefellintoline¦ConductorOverhead¦Normal
21-0161145 | Vegetation | Tree - branch fell on line | Conductor, Overhead | Broken, wire on ground | 2021 | Tier 2 - Elevated | Distribution Circuit | 12 | 27 | 2021-12-27 | 1585940 | Sus | N | Vegetation¦Treebranchfellonline¦ConductorOverhead¦Brokenwireonground
21-0161549 | Unknown Cause | Patrol - found nothing |  |  | 2021 | Tier 3 - Extreme | Distribution Circuit | 12 | 29 | 2021-12-29 | 1587783 | Sus | N | UnknownCause¦Patrolfoundnothing¦¦
21-0161596 | Unknown Cause | Patrol - not conducted |  |  | 2021 | Tier 3 - Extreme | Distribution Circuit | 12 | 29 | 2021-12-29 | 1588635 | Sus | N | UnknownCause¦Patrolnotconducted¦¦
21-0161691 | Vegetation | Tree - fell into line | Crossarm, Wood | Broken | 2021 | Tier 2 - Elevated | Distribution Circuit | 12 | 29 | 2021-12-29 | 1589007 | Sus | N | Vegetation¦Treefellintoline¦CrossarmWood¦Broken
21-0161786 | Unknown Cause | Patrol - found nothing |  |  | 2021 | Tier 2 - Elevated | Transformer only | 12 | 30 | 2021-12-30 | 1589649 | Sus | N | UnknownCause¦Patrolfoundnothing¦¦
21-0162034 | Vegetation | Tree - fell into line | Conductor, Overhead | Broken, wire on ground | 2021 | Tier 2 - Elevated | Distribution Circuit | 12 | 31 | 2021-12-31 | 1590827 | Sus | N | Vegetation¦Treefellintoline¦ConductorOverhead¦Brokenwireonground
22-0005059 | Vegetation | Tree - fell into line | Transformer | Broken, wire on ground | 2022 | Tier 2 - Elevated | Transformer only | 1 | 1 | 2022-01-01 | 1591685 | Sus | N | Vegetation¦Treefellintoline¦Transformer¦Brokenwireonground
22-0005115 | Vegetation | Tree - fell into line | Secondary | Broken | 2022 | Tier 3 - Extreme | Transformer only | 1 | 1 | 2022-01-01 | 1591904 | Sus | N | Vegetation¦Treefellintoline¦Secondary¦Broken
22-0005232 | Environmental/External | Ice or snow | Fuse | Normal | 2021 | Tier 3 - Extreme | Distribution Circuit | 12 | 27 | 2021-12-27 | 1592593 | Sus | N | EnvironmentalExternal¦Iceorsnow¦Fuse¦Normal
22-0006401 | Environmental/External | Ice or snow | Conductor, Overhead | Normal | 2022 | Tier 3 - Extreme | Distribution Circuit | 1 | 4 | 2022-01-04 | 1595714 | Sus | N | EnvironmentalExternal¦Iceorsnow¦ConductorOverhead¦Normal
22-0006962 | Equipment Failure/Involved | Overhead | Transformer (OH) | Failed/Faulted | 2022 | Tier 3 - Extreme | Transformer only | 1 | 6 | 2022-01-06 | 1596690 | Sus | N | EquipmentFailureInvolved¦Overhead¦Transformer(OH)¦FailedFaulted
22-0007445 | Equipment Failure/Involved | Fire, pole | Pole-Wood | Burned/flashed | 2022 | Tier 3 - Extreme | Transformer only | 1 | 7 | 2022-01-07 | 1597305 | Sus | N | EquipmentFailureInvolved¦Firepole¦PoleWood¦Burnedflashed
22-0010277 | Vegetation | Tree - branch fell on line | Conductor, Overhead | Normal | 2022 | Tier 2 - Elevated | Distribution Circuit | 1 | 15 | 2022-01-15 | 1602904 | Sus | N | Vegetation¦Treebranchfellonline¦ConductorOverhead¦Normal
22-0013147 | Vegetation | Tree - fell into line | Conductor, Overhead | Broken, wire on ground | 2022 | Tier 3 - Extreme | Distribution Circuit | 1 | 23 | 2022-01-23 | 1609758 | Sus | N | Vegetation¦Treefellintoline¦ConductorOverhead¦Brokenwireonground
22-0015441 | Equipment Failure/Involved | Underground | Transformer (UG) | Leaking | 2022 | Tier 2 - Elevated | Distribution Circuit | 1 | 27 | 2022-01-27 | 1614738 | Sus | N | EquipmentFailureInvolved¦Underground¦Transformer(UG)¦Leaking
22-0029839 | Unknown Cause | Patrol - not conducted |  |  | 2022 | Tier 2 - Elevated | Distribution Circuit | 3 | 4 | 2022-03-04 | 1641855 | Sus | N | UnknownCause¦Patrolnotconducted¦¦
22-0043617 | Equipment Failure/Involved | Overhead | Connector or Splice (OH) | Broken | 2022 | Tier 2 - Elevated | Transformer only | 4 | 6 | 2022-04-06 | 1664397 | Sus | N | EquipmentFailureInvolved¦Overhead¦ConnectororSplice(OH)¦Broken
22-0045093 | Vegetation | Tree - branch fell on line | Conductor, Overhead | Broken, wire on ground | 2022 | Tier 3 - Extreme | Distribution Circuit | 4 | 10 | 2022-04-10 | 1667312 | Sus | N | Vegetation¦Treebranchfellonline¦ConductorOverhead¦Brokenwireonground
22-0047386 | Equipment Failure/Involved | Overhead | Transformer (OH) | Failed/Faulted | 2022 | Tier 2 - Elevated | Transformer only | 4 | 13 | 2022-04-13 | 1671531 | Sus | N | EquipmentFailureInvolved¦Overhead¦Transformer(OH)¦FailedFaulted
22-0048063 | Equipment Failure/Involved | Overhead | Anchor or Guy | Broken | 2022 | Tier 3 - Extreme | Distribution Circuit | 4 | 14 | 2022-04-14 | 1672408 | Sus | N | EquipmentFailureInvolved¦Overhead¦AnchororGuy¦Broken
22-0060295 | Vegetation | Tree - branch fell on line | Conductor, Overhead | Together | 2022 | Tier 2 - Elevated | Distribution Circuit | 5 | 10 | 2022-05-10 | 1692911 | Sus | Y | Vegetation¦Treebranchfellonline¦ConductorOverhead¦Together
22-0061109 | Vegetation | Tree - branch fell on line | Conductor, Overhead | Normal | 2022 | Tier 3 - Extreme | Distribution Circuit | 5 | 12 | 2022-05-12 | 1694367 | Sus | Y | Vegetation¦Treebranchfellonline¦ConductorOverhead¦Normal
22-0062067 | Equipment Failure/Involved | Overhead | Insulator | Burned/flashed | 2022 | Tier 2 - Elevated | Distribution Circuit | 5 | 14 | 2022-05-14 | 1696149 | Sus | Y | EquipmentFailureInvolved¦Overhead¦Insulator¦Burnedflashed
22-0064718 | Vegetation | Tree - fell into line | Conductor, Overhead | Normal | 2022 | Tier 2 - Elevated | Distribution Circuit | 5 | 20 | 2022-05-20 | 1706358 | Sus | Y | Vegetation¦Treefellintoline¦ConductorOverhead¦Normal
22-0072847 | Vegetation | Tree - fell into line | Conductor, Overhead | Broken, wire on ground | 2022 | Tier 3 - Extreme | Transformer only | 6 | 10 | 2022-06-10 | 1727067 | Sus | Y | Vegetation¦Treefellintoline¦ConductorOverhead¦Brokenwireonground
22-0086361 | Animal | Bird found | Conductor, Overhead | Normal | 2022 | Tier 3 - Extreme | Distribution Circuit | 7 | 18 | 2022-07-18 | 1758884 | Sus | Y | Animal¦Birdfound¦ConductorOverhead¦Normal
22-0087935 | Equipment Failure/Involved | Underground | Transformer (UG) | Broken | 2022 | Tier 2 - Elevated | Distribution Circuit | 7 | 20 | 2022-07-20 | 1761862 | Sus | Y | EquipmentFailureInvolved¦Underground¦Transformer(UG)¦Broken
22-0088082 | Animal | Bird found | Transformer (OH) | Normal | 2022 | Tier 2 - Elevated | Distribution Circuit | 7 | 21 | 2022-07-21 | 1762156 | Sus | Y | Animal¦Birdfound¦Transformer(OH)¦Normal
22-0090060 | Environmental/External | Fire, Forest/Grass | Conductor, Overhead | Normal | 2022 | Tier 3 - Extreme | Distribution Circuit | 7 | 26 | 2022-07-26 | 1766216 | Sus | Y | EnvironmentalExternal¦FireForestGrass¦ConductorOverhead¦Normal
22-0090677 | 3rd Party | Customer Equipment | Transformer (UG) | Normal | 2022 | Tier 3 - Extreme | Distribution Circuit | 7 | 28 | 2022-07-28 | 1767082 | Sus | Y | 3rdParty¦CustomerEquipment¦Transformer(UG)¦Normal
22-0098984 | Equipment Failure/Involved | Overhead | Transformer (OH) | Failed/Faulted | 2022 | Tier 3 - Extreme | Distribution Circuit | 8 | 17 | 2022-08-17 | 1784080 | Sus | Y | EquipmentFailureInvolved¦Overhead¦Transformer(OH)¦FailedFaulted
22-0099492 | Equipment Failure/Involved | Overhead | Transformer (OH) | Failed/Faulted | 2022 | Tier 2 - Elevated | Distribution Circuit | 8 | 18 | 2022-08-18 | 1784820 | Sus | Y | EquipmentFailureInvolved¦Overhead¦Transformer(OH)¦FailedFaulted
22-0103880 | Animal | Squirrel | Pothead(Riser Termination) | Normal | 2022 | Tier 3 - Extreme | Distribution Circuit | 8 | 31 | 2022-08-31 | 1795436 | Sus | Y | Animal¦Squirrel¦Pothead(RiserTermination)¦Normal
22-0105554 | Equipment Failure/Involved | Overhead | Transformer (OH) | Failed/Faulted | 2022 | Tier 2 - Elevated | Distribution Circuit | 9 | 3 | 2022-09-03 | 1798470 | Sus | Y | EquipmentFailureInvolved¦Overhead¦Transformer(OH)¦FailedFaulted
22-0105914 | Vegetation | Tree - fell into line | Conductor, Overhead | Normal | 2022 | Tier 3 - Extreme | Distribution Circuit | 9 | 5 | 2022-09-05 | 1799801 | Sus | Y | Vegetation¦Treefellintoline¦ConductorOverhead¦Normal
22-0106198 | Equipment Failure/Involved | Electrical Overload | Transformer | Leaking | 2022 | Tier 2 - Elevated | Transformer only | 9 | 5 | 2022-09-05 | 1801059 | Sus | Y | EquipmentFailureInvolved¦ElectricalOverload¦Transformer¦Leaking
22-0110281 | Vegetation | Tree - fell into line | Conductor, Overhead | Broken, wire on ground | 2022 | Tier 3 - Extreme | Distribution Circuit | 9 | 14 | 2022-09-14 | 1811249 | Sus | Y | Vegetation¦Treefellintoline¦ConductorOverhead¦Brokenwireonground
22-0112427 | Animal | Squirrel | Transformer (OH) | Failed/Faulted | 2022 | Tier 2 - Elevated | Transformer only | 9 | 19 | 2022-09-19 | 1816964 | Sus | Y | Animal¦Squirrel¦Transformer(OH)¦FailedFaulted
22-0116890 | Unknown Cause | Patrol - found nothing |  |  | 2022 | Tier 2 - Elevated | Distribution Circuit | 10 | 1 | 2022-10-01 | 1825463 | Sus | Y | UnknownCause¦Patrolfoundnothing¦¦
22-0129790 | Environmental/External | Lightning | Transformer (OH) | Failed/Faulted | 2022 | Tier 2 - Elevated | Transformer only | 11 | 9 | 2022-11-09 | 1859459 | Sus | Y | EnvironmentalExternal¦Lightning¦Transformer(OH)¦FailedFaulted
22-0133851 | Equipment Failure/Involved | Overhead | Transformer (OH) | Failed/Faulted | 2022 | Tier 2 - Elevated | Transformer only | 11 | 23 | 2022-11-23 | 1868432 | Sus | Y | EquipmentFailureInvolved¦Overhead¦Transformer(OH)¦FailedFaulted
22-0134216 | Unknown Cause | Patrol - found nothing |  |  | 2022 | Tier 2 - Elevated | Distribution Circuit | 11 | 26 | 2022-11-26 | 1869456 | Sus | Y | UnknownCause¦Patrolfoundnothing¦¦
22-0138302 | Unknown Cause | Patrol - found nothing |  |  | 2022 | Tier 2 - Elevated | Distribution Circuit | 12 | 10 | 2022-12-10 | 1880945 | Sus | N | UnknownCause¦Patrolfoundnothing¦¦
22-0138661 | Vegetation | Tree - fell into line | Conductor, Overhead | Broken | 2022 | Tier 2 - Elevated | Distribution Circuit | 12 | 10 | 2022-12-10 | 1884017 | Sus | N | Vegetation¦Treefellintoline¦ConductorOverhead¦Broken
22-0138973 | Equipment Failure/Involved | Underground | Transformer (UG) | Leaking | 2022 | Tier 2 - Elevated | Distribution Circuit | 12 | 12 | 2022-12-12 | 1886585 | Sus | N | EquipmentFailureInvolved¦Underground¦Transformer(UG)¦Leaking
22-0139354 | Environmental/External | Ice or snow | Conductor, Overhead | On Ground | 2022 | Tier 3 - Extreme | Distribution Circuit | 12 | 12 | 2022-12-12 | 1887518 | Sus | N | EnvironmentalExternal¦Iceorsnow¦ConductorOverhead¦OnGround
22-0140186 | Equipment Failure/Involved | Overhead | Insulator | Broken | 2022 | Tier 2 - Elevated | Distribution Circuit | 12 | 15 | 2022-12-15 | 1890439 | Sus | N | EquipmentFailureInvolved¦Overhead¦Insulator¦Broken
22-0141412 | Equipment Failure/Involved | Overhead | Pole-Wood | Broken, wire on ground | 2022 | Tier 2 - Elevated | Distribution Circuit | 12 | 27 | 2022-12-27 | 1897931 | Sus | N | EquipmentFailureInvolved¦Overhead¦PoleWood¦Brokenwireonground
22-0141431 | Vegetation | Tree - branch fell on line | Conductor, Overhead | Normal | 2022 | Tier 2 - Elevated | Distribution Circuit | 12 | 27 | 2022-12-27 | 1898010 | Sus | N | Vegetation¦Treebranchfellonline¦ConductorOverhead¦Normal
15-0009718 | Unknown Cause | Patrol - found nothing |  |  | 2015 | Tier 2 - Elevated | Transformer only | 2 | 5 | 2015-02-05 | 1172805 | Sus | N | UnknownCause¦Patrolfoundnothing¦¦
15-0010526 | Vegetation | Tree - fell into line | Conductor, Overhead | Broken, wire on ground | 2015 | Tier 2 - Elevated | Distribution Circuit | 2 | 6 | 2015-02-06 | 1176920 | Sus | N | Vegetation¦Treefellintoline¦ConductorOverhead¦Brokenwireonground
15-0011669 | Vegetation | Tree - fell into line | Conductor, Overhead | Broken, wire on ground | 2015 | Tier 3 - Extreme | Distribution Circuit | 2 | 8 | 2015-02-08 | 1182507 | Sus | N | Vegetation¦Treefellintoline¦ConductorOverhead¦Brokenwireonground
15-0012489 | Vegetation | Tree - fell into line | Conductor, Overhead | Broken, wire on ground | 2015 | Tier 3 - Extreme | Distribution Circuit | 2 | 10 | 2015-02-10 | 1187602 | Sus | N | Vegetation¦Treefellintoline¦ConductorOverhead¦Brokenwireonground
15-0037350 | Unknown Cause | Patrol - found nothing |  |  | 2015 | Tier 3 - Extreme | Distribution Circuit | 5 | 29 | 2015-05-29 | 1241124 | Sus | Y | UnknownCause¦Patrolfoundnothing¦¦
15-0044452 | Vegetation | Tree - fell into line | Fuse | Failed/Faulted | 2015 | Tier 2 - Elevated | Distribution Circuit | 6 | 30 | 2015-06-30 | 1259890 | Sus | Y | Vegetation¦Treefellintoline¦Fuse¦FailedFaulted
15-0044544 | Vegetation | Tree - fell into line | Conductor, Overhead | On Ground | 2015 | Tier 2 - Elevated | Distribution Circuit | 7 | 1 | 2015-07-01 | 1260236 | Sus | Y | Vegetation¦Treefellintoline¦ConductorOverhead¦OnGround
15-0048546 | Environmental/External | Lightning | Transformer (OH) | Failed/Faulted | 2015 | Tier 2 - Elevated | Distribution Circuit | 7 | 19 | 2015-07-19 | 1271541 | Sus | Y | EnvironmentalExternal¦Lightning¦Transformer(OH)¦FailedFaulted
15-0048901 | Environmental/External | Lightning | Transformer | Failed/Faulted | 2015 | Tier 2 - Elevated | Transformer only | 7 | 19 | 2015-07-19 | 1273191 | Sus | Y | EnvironmentalExternal¦Lightning¦Transformer¦FailedFaulted
15-0055167 | Unknown Cause | Patrol - found nothing |  |  | 2015 | Tier 2 - Elevated | Distribution Circuit | 8 | 14 | 2015-08-14 | 1288552 | Sus | Y | UnknownCause¦Patrolfoundnothing¦¦
15-0055235 | Vegetation | Tree - bark fell into line | Conductor, Overhead | Normal | 2015 | Tier 2 - Elevated | Distribution Circuit | 8 | 15 | 2015-08-15 | 1288845 | Sus | Y | Vegetation¦Treebarkfellintoline¦ConductorOverhead¦Normal
15-0055605 | Vegetation | Tree - branch fell on line | Transformer (OH) | Failed/Faulted | 2015 | Tier 3 - Extreme | Transformer only | 8 | 17 | 2015-08-17 | 1290308 | Sus | Y | Vegetation¦Treebranchfellonline¦Transformer(OH)¦FailedFaulted
15-0056733 | Equipment Failure/Involved | Overhead | Crossarm, Wood | Broken | 2015 | Tier 3 - Extreme | Distribution Circuit | 8 | 22 | 2015-08-22 | 1292994 | Sus | Y | EquipmentFailureInvolved¦Overhead¦CrossarmWood¦Broken
15-0057863 | Equipment Failure/Involved | Overhead | Transformer (OH) | Broken | 2015 | Tier 3 - Extreme | Distribution Circuit | 8 | 28 | 2015-08-28 | 1295884 | Sus | Y | EquipmentFailureInvolved¦Overhead¦Transformer(OH)¦Broken
15-0058066 | Vegetation | Tree - bark fell into line | Conductor, Overhead | Together | 2015 | Tier 2 - Elevated | Distribution Circuit | 8 | 28 | 2015-08-28 | 1296250 | Sus | Y | Vegetation¦Treebarkfellintoline¦ConductorOverhead¦Together
15-0060261 | Animal | Bird found | Fuse | Failed/Faulted | 2015 | Tier 2 - Elevated | Distribution Circuit | 9 | 9 | 2015-09-09 | 1302559 | Sus | Y | Animal¦Birdfound¦Fuse¦FailedFaulted
15-0061061 | Environmental/External | Fire, Forest/Grass | Pole-Wood | Broken, wire on ground | 2015 | Tier 3 - Extreme | Distribution Circuit | 9 | 13 | 2015-09-13 | 1304874 | Sus | Y | EnvironmentalExternal¦FireForestGrass¦PoleWood¦Brokenwireonground
15-0061533 | Environmental/External | Fire, Forest/Grass | Pole-Wood | Burned/flashed | 2015 | Tier 2 - Elevated | Distribution Circuit | 9 | 10 | 2015-09-10 | 1306351 | Sus | Y | EnvironmentalExternal¦FireForestGrass¦PoleWood¦Burnedflashed
15-0068529 | Unknown Cause | Patrol - found nothing |  |  | 2015 | Tier 3 - Extreme | Distribution Circuit | 10 | 7 | 2015-10-07 | 1318022 | Sus | Y | UnknownCause¦Patrolfoundnothing¦¦
15-0070437 | 3rd Party | Fire, house or bldg. | Conductor, Overhead | Burned/flashed | 2015 | Tier 2 - Elevated | Distribution Circuit | 10 | 14 | 2015-10-14 | 1322138 | Sus | Y | 3rdParty¦Firehouseorbldg¦ConductorOverhead¦Burnedflashed
15-0070728 | Equipment Failure/Involved | Substation | Transformer | Failed/Faulted | 2015 | Tier 2 - Elevated | Transformer only | 10 | 15 | 2015-10-15 | 1322788 | Sus | Y | EquipmentFailureInvolved¦Substation¦Transformer¦FailedFaulted
15-0073366 | Equipment Failure/Involved | Overhead | Transformer | Failed/Faulted | 2015 | Tier 2 - Elevated | Transformer only | 10 | 26 | 2015-10-26 | 1329223 | Sus | Y | EquipmentFailureInvolved¦Overhead¦Transformer¦FailedFaulted
15-0073794 | 3rd Party | Vehicle | Pole-Wood | Broken | 2015 | Tier 2 - Elevated | Distribution Circuit | 10 | 28 | 2015-10-28 | 1330213 | Sus | Y | 3rdParty¦Vehicle¦PoleWood¦Broken
15-0083150 | Environmental/External | Fire, Forest/Grass | Conductor, Overhead | Burned/flashed | 2015 | Tier 2 - Elevated | Distribution Circuit | 12 | 7 | 2015-12-07 | 1354937 | Sus | N | EnvironmentalExternal¦FireForestGrass¦ConductorOverhead¦Burnedflashed
15-0083274 | Equipment Failure/Involved | Overhead | Crossarm, Wood | Deteriorated | 2015 | Tier 2 - Elevated | Distribution Circuit | 12 | 7 | 2015-12-07 | 1355282 | Sus | N | EquipmentFailureInvolved¦Overhead¦CrossarmWood¦Deteriorated
15-0084127 | Unknown Cause | Patrol - found nothing |  |  | 2015 | Tier 3 - Extreme | Distribution Circuit | 12 | 10 | 2015-12-10 | 1358193 | Sus | N | UnknownCause¦Patrolfoundnothing¦¦
15-0084909 | 3rd Party | Vehicle | Anchor or Guy | Broken | 2015 | Tier 2 - Elevated | Distribution Circuit | 12 | 13 | 2015-12-13 | 1362247 | Sus | N | 3rdParty¦Vehicle¦AnchororGuy¦Broken
16-0003250 | 3rd Party | Vehicle | Pole-Wood | Broken | 2016 | Tier 2 - Elevated | Distribution Circuit | 1 | 6 | 2016-01-06 | 1377949 | Sus | N | 3rdParty¦Vehicle¦PoleWood¦Broken
16-0009908 | Unknown Cause | Patrol - found nothing |  | Failed/Faulted | 2016 | Tier 2 - Elevated | Distribution Circuit | 2 | 1 | 2016-02-01 | 1396541 | Sus | N | UnknownCause¦Patrolfoundnothing¦¦FailedFaulted
16-0011559 | Equipment Failure/Involved | Overhead | Connector or Splice (OH) | Broken, wire on object | 2016 | Tier 2 - Elevated | Distribution Circuit | 2 | 9 | 2016-02-09 | 1400859 | Sus | N | EquipmentFailureInvolved¦Overhead¦ConnectororSplice(OH)¦Brokenwireonobject
16-0017702 | Vegetation | Tree - fell into line | Conductor, Overhead | Broken, wire on ground | 2016 | Tier 2 - Elevated | Distribution Circuit | 3 | 5 | 2016-03-05 | 1417218 | Sus | N | Vegetation¦Treefellintoline¦ConductorOverhead¦Brokenwireonground
16-0017733 | Equipment Failure/Involved | Substation | Other | Normal | 2016 | Tier 2 - Elevated | Transmission line | 3 | 5 | 2016-03-05 | 1418364 | Sus | N | EquipmentFailureInvolved¦Substation¦Other¦Normal
16-0018205 | Vegetation | Tree - grew into line | Transformer | Normal | 2016 | Tier 3 - Extreme | Transformer only | 3 | 5 | 2016-03-05 | 1418052 | Sus | N | Vegetation¦Treegrewintoline¦Transformer¦Normal
16-0018251 | Vegetation | Tree - branch fell on line | Fuse | Failed/Faulted | 2016 | Tier 2 - Elevated | Distribution Circuit | 3 | 6 | 2016-03-06 | 1420970 | Sus | N | Vegetation¦Treebranchfellonline¦Fuse¦FailedFaulted
16-0018279 | Vegetation | Tree - branch fell on line | Conductor, Overhead | Broken, wire on ground | 2016 | Tier 2 - Elevated | Distribution Circuit | 3 | 5 | 2016-03-05 | 1421239 | Sus | N | Vegetation¦Treebranchfellonline¦ConductorOverhead¦Brokenwireonground
16-0018645 | Environmental/External | Flood/Erosion | Conductor, Overhead | Together | 2016 | Tier 3 - Extreme | Distribution Circuit | 3 | 7 | 2016-03-07 | 1423034 | Sus | N | EnvironmentalExternal¦FloodErosion¦ConductorOverhead¦Together
16-0020234 | Equipment Failure/Involved | Overhead | Insulator | Broken | 2016 | Tier 2 - Elevated | Distribution Circuit | 3 | 11 | 2016-03-11 | 1427242 | Sus | N | EquipmentFailureInvolved¦Overhead¦Insulator¦Broken
16-0020617 | Vegetation | Tree - fell into line | Conductor, Overhead | Together | 2016 | Tier 2 - Elevated | Distribution Circuit | 3 | 11 | 2016-03-11 | 1428536 | Sus | N | Vegetation¦Treefellintoline¦ConductorOverhead¦Together
16-0023399 | 3rd Party | Fire, house or bldg. | Transformer | Burned Open | 2016 | Tier 2 - Elevated | Transformer only | 3 | 23 | 2016-03-23 | 1436633 | Sus | N | 3rdParty¦Firehouseorbldg¦Transformer¦BurnedOpen
16-0026968 | Equipment Failure/Involved | Overhead | Transformer | Failed/Faulted | 2016 | Tier 2 - Elevated | Transformer only | 4 | 7 | 2016-04-07 | 1446518 | Sus | N | EquipmentFailureInvolved¦Overhead¦Transformer¦FailedFaulted
16-0029495 | Unknown Cause | Patrol - found nothing |  |  | 2016 | Tier 2 - Elevated | Distribution Circuit | 4 | 18 | 2016-04-18 | 1453271 | Sus | N | UnknownCause¦Patrolfoundnothing¦¦
16-0030539 | Vegetation | Tree - fell into line | Conductor, Overhead | Broken, wire on object | 2016 | Tier 3 - Extreme | Distribution Circuit | 4 | 22 | 2016-04-22 | 1455561 | Sus | N | Vegetation¦Treefellintoline¦ConductorOverhead¦Brokenwireonobject
16-0030717 | 3rd Party | Vehicle | Pole-Wood | Broken, wire on ground | 2016 | Tier 3 - Extreme | Distribution Circuit | 4 | 22 | 2016-04-22 | 1455949 | Sus | N | 3rdParty¦Vehicle¦PoleWood¦Brokenwireonground
16-0031306 | Equipment Failure/Involved | Overhead | Transformer | Broken | 2016 | Tier 2 - Elevated | Transformer only | 4 | 25 | 2016-04-25 | 1458317 | Sus | N | EquipmentFailureInvolved¦Overhead¦Transformer¦Broken
16-0034995 | Equipment Failure/Involved | Overhead | Transformer (OH) | Broken | 2016 | Tier 2 - Elevated | Transformer only | 5 | 9 | 2016-05-09 | 1467314 | Sus | Y | EquipmentFailureInvolved¦Overhead¦Transformer(OH)¦Broken
16-0040072 | Unknown Cause | Patrol - found nothing |  |  | 2016 | Tier 2 - Elevated | Distribution Circuit | 6 | 1 | 2016-06-01 | 1480409 | Sus | Y | UnknownCause¦Patrolfoundnothing¦¦
16-0040662 | Vegetation | Tree - fell into line | Crossarm, Wood | Broken | 2016 | Tier 2 - Elevated | Distribution Circuit | 6 | 2 | 2016-06-02 | 1481707 | Sus | Y | Vegetation¦Treefellintoline¦CrossarmWood¦Broken
16-0042514 | Equipment Failure/Involved | Overhead | Insulator | Broken, wire on ground | 2016 | Tier 2 - Elevated | Distribution Circuit | 6 | 10 | 2016-06-10 | 1486841 | Sus | Y | EquipmentFailureInvolved¦Overhead¦Insulator¦Brokenwireonground
16-0042716 | Equipment Failure/Involved | Underground | Transformer (UG) | Broken | 2016 | Tier 2 - Elevated | Distribution Circuit | 6 | 12 | 2016-06-12 | 1487446 | Sus | Y | EquipmentFailureInvolved¦Underground¦Transformer(UG)¦Broken
16-0043569 | Unknown Cause | Patrol - found nothing |  |  | 2016 | Tier 3 - Extreme | Distribution Circuit | 6 | 15 | 2016-06-15 | 1489725 | Sus | Y | UnknownCause¦Patrolfoundnothing¦¦
16-0045843 | Equipment Failure/Involved | Overhead |  | Broken | 2016 | Tier 2 - Elevated | Transformer only | 6 | 26 | 2016-06-26 | 1496016 | Sus | Y | EquipmentFailureInvolved¦Overhead¦¦Broken
16-0050371 | Vegetation | Tree - fell into line | Conductor, Overhead | Broken, wire on ground | 2016 | Tier 2 - Elevated | Distribution Circuit | 7 | 16 | 2016-07-16 | 1511113 | Sus | Y | Vegetation¦Treefellintoline¦ConductorOverhead¦Brokenwireonground
16-0054919 | Vegetation | Tree - fell into line | Customer Equipment | On Ground | 2016 | Tier 2 - Elevated | Distribution Circuit | 8 | 3 | 2016-08-03 | 1521238 | Sus | Y | Vegetation¦Treefellintoline¦CustomerEquipment¦OnGround
16-0063036 | Vegetation | Tree - branch fell on line | Conductor, Overhead | Normal | 2016 | Tier 2 - Elevated | Distribution Circuit | 9 | 7 | 2016-09-07 | 1538057 | Sus | Y | Vegetation¦Treebranchfellonline¦ConductorOverhead¦Normal
16-0067688 | Animal | Bird found | Fuse | Failed/Faulted | 2016 | Tier 2 - Elevated | Distribution Circuit | 9 | 27 | 2016-09-27 | 1548283 | Sus | Y | Animal¦Birdfound¦Fuse¦FailedFaulted
16-0069070 | 3rd Party | Metallic Balloon | Conductor, Overhead | Normal | 2016 | Tier 2 - Elevated | Distribution Circuit | 10 | 2 | 2016-10-02 | 1551670 | Sus | Y | 3rdParty¦MetallicBalloon¦ConductorOverhead¦Normal
16-0082404 | Unknown Cause | Patrol - found nothing |  |  | 2016 | Tier 2 - Elevated | Distribution Circuit | 11 | 26 | 2016-11-26 | 1589723 | Sus | Y | UnknownCause¦Patrolfoundnothing¦¦
16-0085630 | Equipment Failure/Involved | Overhead | Transformer (OH) | Failed/Faulted | 2016 | Tier 2 - Elevated | Transformer only | 12 | 14 | 2016-12-14 | 1602165 | Sus | N | EquipmentFailureInvolved¦Overhead¦Transformer(OH)¦FailedFaulted
16-0086361 | Unknown Cause | Patrol - not conducted |  |  | 2016 | Tier 2 - Elevated | Distribution Circuit | 12 | 19 | 2016-12-19 | 1606564 | Sus | N | UnknownCause¦Patrolnotconducted¦¦
17-0004668 | Equipment Failure/Involved | Overhead | Crossarm, Wood | Broken | 2017 | Tier 2 - Elevated | Distribution Circuit | 1 | 7 | 2017-01-07 | 1620862 | Sus | N | EquipmentFailureInvolved¦Overhead¦CrossarmWood¦Broken
17-0005173 | Vegetation | Tree - fell into line | Conductor, Overhead | Broken, wire on ground | 2017 | Tier 2 - Elevated | Distribution Circuit | 1 | 8 | 2017-01-08 | 1624355 | Sus | N | Vegetation¦Treefellintoline¦ConductorOverhead¦Brokenwireonground
17-0005782 | Equipment Failure/Involved | Overhead | Conductor, Overhead | Broken, wire on ground | 2017 | Tier 3 - Extreme | Distribution Circuit | 1 | 8 | 2017-01-08 | 1629785 | Sus | N | EquipmentFailureInvolved¦Overhead¦ConductorOverhead¦Brokenwireonground
17-0006443 | Vegetation | Tree - fell into line | Conductor, Overhead | Broken, wire on ground | 2017 | Tier 3 - Extreme | Distribution Circuit | 1 | 9 | 2017-01-09 | 1632090 | Sus | N | Vegetation¦Treefellintoline¦ConductorOverhead¦Brokenwireonground
17-0006964 | Equipment Failure/Involved | Overhead | Jumper | Broken | 2017 | Tier 3 - Extreme | Distribution Circuit | 1 | 10 | 2017-01-10 | 1636200 | Sus | N | EquipmentFailureInvolved¦Overhead¦Jumper¦Broken
17-0007529 | Equipment Failure/Involved | Overhead | Conductor, Overhead | Broken | 2017 | Tier 2 - Elevated | Distribution Circuit | 1 | 11 | 2017-01-11 | 1638852 | Sus | N | EquipmentFailureInvolved¦Overhead¦ConductorOverhead¦Broken
17-0007829 | Vegetation | Tree - fell into line | Transformer | Broken | 2017 | Tier 3 - Extreme | Transformer only | 1 | 11 | 2017-01-11 | 1639336 | Sus | N | Vegetation¦Treefellintoline¦Transformer¦Broken
17-0007866 | Equipment Failure/Involved | Overhead | Other | Broken | 2017 | Tier 3 - Extreme | Distribution Circuit | 1 | 10 | 2017-01-10 | 1634615 | Sus | N | EquipmentFailureInvolved¦Overhead¦Other¦Broken
17-0007920 | Vegetation | Tree - fell into line | Conductor, Overhead | Normal | 2017 | Tier 3 - Extreme | Distribution Circuit | 1 | 11 | 2017-01-11 | 1640604 | Sus | N | Vegetation¦Treefellintoline¦ConductorOverhead¦Normal
17-0008332 | Vegetation | Tree - fell into line | Conductor, Overhead | Broken, wire on ground | 2017 | Tier 3 - Extreme | Distribution Circuit | 1 | 12 | 2017-01-12 | 1641171 | Sus | N | Vegetation¦Treefellintoline¦ConductorOverhead¦Brokenwireonground
17-0008369 | Equipment Failure/Involved | Overhead | Connector or Splice (OH) | Burned Open | 2017 | Tier 3 - Extreme | Distribution Circuit | 1 | 12 | 2017-01-12 | 1641127 | Sus | N | EquipmentFailureInvolved¦Overhead¦ConnectororSplice(OH)¦BurnedOpen
17-0008375 | Vegetation | Tree - fell into line | Conductor, Overhead | Broken, wire on ground | 2017 | Tier 3 - Extreme | Distribution Circuit | 1 | 12 | 2017-01-12 | 1641289 | Sus | N | Vegetation¦Treefellintoline¦ConductorOverhead¦Brokenwireonground
17-0011507 | Vegetation | Tree - branch fell on line | Crossarm, Wood | Broken | 2017 | Tier 3 - Extreme | Distribution Circuit | 1 | 20 | 2017-01-20 | 1653571 | Sus | N | Vegetation¦Treebranchfellonline¦CrossarmWood¦Broken
17-0013962 | Equipment Failure/Involved | Overhead | Transformer | Failed/Faulted | 2017 | Tier 2 - Elevated | Distribution Circuit | 1 | 23 | 2017-01-23 | 1664519 | Sus | N | EquipmentFailureInvolved¦Overhead¦Transformer¦FailedFaulted
17-0014489 | Environmental/External | Ice or snow | Conductor, Overhead | Broken, wire on ground | 2017 | Tier 2 - Elevated | Distribution Circuit | 1 | 24 | 2017-01-24 | 1666148 | Sus | N | EnvironmentalExternal¦Iceorsnow¦ConductorOverhead¦Brokenwireonground
17-0016168 | Equipment Failure/Involved | Overhead | Insulator | Broken | 2017 | Tier 2 - Elevated | Distribution Circuit | 1 | 30 | 2017-01-30 | 1670804 | Sus | N | EquipmentFailureInvolved¦Overhead¦Insulator¦Broken
17-0018069 | Vegetation | Tree - fell into line | Conductor, Overhead | Broken, wire on ground | 2017 | Tier 3 - Extreme | Distribution Circuit | 2 | 7 | 2017-02-07 | 1677320 | Sus | N | Vegetation¦Treefellintoline¦ConductorOverhead¦Brokenwireonground
17-0018124 | Vegetation | Tree - fell into line | Conductor, Overhead | Broken, wire on ground | 2017 | Tier 3 - Extreme | Distribution Circuit | 2 | 7 | 2017-02-07 | 1677321 | Sus | N | Vegetation¦Treefellintoline¦ConductorOverhead¦Brokenwireonground
17-0018838 | Vegetation | Tree - fell into line | Conductor, Overhead | Normal | 2017 | Tier 3 - Extreme | Distribution Circuit | 2 | 8 | 2017-02-08 | 1681230 | Sus | N | Vegetation¦Treefellintoline¦ConductorOverhead¦Normal
17-0019960 | Equipment Failure/Involved | Overhead | Conductor, Overhead | Broken, wire on ground | 2017 | Tier 2 - Elevated | Distribution Circuit | 2 | 9 | 2017-02-09 | 1684385 | Sus | N | EquipmentFailureInvolved¦Overhead¦ConductorOverhead¦Brokenwireonground
17-0022935 | Vegetation | Tree - fell into line | Conductor, Overhead | Broken, wire on ground | 2017 | Tier 2 - Elevated | Distribution Circuit | 2 | 18 | 2017-02-18 | 1699000 | Sus | N | Vegetation¦Treefellintoline¦ConductorOverhead¦Brokenwireonground
17-0024077 | Vegetation | Tree - fell into line | Conductor, Overhead | Broken, wire on ground | 2017 | Tier 2 - Elevated | Distribution Circuit | 2 | 20 | 2017-02-20 | 1705151 | Sus | N | Vegetation¦Treefellintoline¦ConductorOverhead¦Brokenwireonground
17-0026353 | Equipment Failure/Involved | Overhead | Transformer | Failed/Faulted | 2017 | Tier 2 - Elevated | Transformer only | 2 | 23 | 2017-02-23 | 1712563 | Sus | N | EquipmentFailureInvolved¦Overhead¦Transformer¦FailedFaulted
17-0028539 | Vegetation | Tree - fell into line | Conductor, Overhead | Broken, wire on ground | 2017 | Tier 3 - Extreme | Distribution Circuit | 3 | 5 | 2017-03-05 | 1719733 | Sus | N | Vegetation¦Treefellintoline¦ConductorOverhead¦Brokenwireonground
17-0031541 | Company Initiated | Return Circuit Normal | Connector or Splice (UG) | Normal | 2017 | Tier 2 - Elevated | Distribution Circuit | 3 | 21 | 2017-03-21 | 1732416 | Sus | N | CompanyInitiated¦ReturnCircuitNormal¦ConnectororSplice(UG)¦Normal
17-0032312 | Vegetation | Tree - fell into line | Conductor, Overhead | Broken, wire on ground | 2017 | Tier 2 - Elevated | Distribution Circuit | 3 | 21 | 2017-03-21 | 1731706 | Sus | N | Vegetation¦Treefellintoline¦ConductorOverhead¦Brokenwireonground
17-0032541 | Environmental/External | Lightning | Other | Malfunctioning | 2017 | Tier 2 - Elevated | Transformer only | 3 | 21 | 2017-03-21 | 1732449 | Sus | N | EnvironmentalExternal¦Lightning¦Other¦Malfunctioning
17-0035191 | Unknown Cause | Patrol - found nothing |  |  | 2017 | Tier 2 - Elevated | Distribution Circuit | 3 | 30 | 2017-03-30 | 1739594 | Sus | N | UnknownCause¦Patrolfoundnothing¦¦
17-0035294 | Equipment Failure/Involved | Overhead | Connector or Splice (OH) | Burned/flashed | 2017 | Tier 2 - Elevated | Distribution Circuit | 3 | 30 | 2017-03-30 | 1740316 | Sus | N | EquipmentFailureInvolved¦Overhead¦ConnectororSplice(OH)¦Burnedflashed
17-0037549 | Vegetation | Tree - fell into line | Pole-Wood | Broken, wire on ground | 2017 | Tier 2 - Elevated | Distribution Circuit | 4 | 7 | 2017-04-07 | 1749080 | Sus | N | Vegetation¦Treefellintoline¦PoleWood¦Brokenwireonground
17-0037792 | Vegetation | Tree - fell into line | Conductor, Overhead | Normal | 2017 | Tier 3 - Extreme | Distribution Circuit | 4 | 6 | 2017-04-06 | 1749757 | Sus | N | Vegetation¦Treefellintoline¦ConductorOverhead¦Normal
17-0038068 | Unknown Cause | Patrol - found nothing |  |  | 2017 | Tier 3 - Extreme | Distribution Circuit | 4 | 6 | 2017-04-06 | 1749263 | Sus | N | UnknownCause¦Patrolfoundnothing¦¦
17-0038171 | Equipment Failure/Involved | Overhead | Transformer | Failed/Faulted | 2017 | Tier 2 - Elevated | Transformer only | 4 | 7 | 2017-04-07 | 1752006 | Sus | N | EquipmentFailureInvolved¦Overhead¦Transformer¦FailedFaulted
17-0042118 | Unknown Cause | Patrol - found nothing |  |  | 2017 | Tier 2 - Elevated | Distribution Circuit | 4 | 22 | 2017-04-22 | 1764797 | Sus | N | UnknownCause¦Patrolfoundnothing¦¦
17-0046056 | 3rd Party | Vehicle | Insulator | Broken | 2017 | Tier 3 - Extreme | Distribution Circuit | 5 | 7 | 2017-05-07 | 1777275 | Sus | Y | 3rdParty¦Vehicle¦Insulator¦Broken
17-0048644 | Equipment Failure/Involved | Overhead | Jumper | Burned Open | 2017 | Tier 3 - Extreme | Distribution Circuit | 5 | 17 | 2017-05-17 | 1783913 | Sus | Y | EquipmentFailureInvolved¦Overhead¦Jumper¦BurnedOpen
17-0050509 | Unknown Cause | Patrol - found nothing |  |  | 2017 | Tier 2 - Elevated | Distribution Circuit | 5 | 25 | 2017-05-25 | 1790020 | Sus | Y | UnknownCause¦Patrolfoundnothing¦¦
17-0051309 | Environmental/External | Lightning | Transformer (OH) | Failed/Faulted | 2017 | Tier 2 - Elevated | Transformer only | 5 | 29 | 2017-05-29 | 1792717 | Sus | Y | EnvironmentalExternal¦Lightning¦Transformer(OH)¦FailedFaulted
17-0052751 | Equipment Failure/Involved | Overhead | Crossarm, Wood | Broken | 2017 | Tier 2 - Elevated | Distribution Circuit | 6 | 5 | 2017-06-05 | 1797060 | Sus | Y | EquipmentFailureInvolved¦Overhead¦CrossarmWood¦Broken
17-0054019 | Unknown Cause | Patrol - not conducted |  |  | 2017 | Tier 2 - Elevated | Distribution Circuit | 6 | 9 | 2017-06-09 | 1800449 | Sus | Y | UnknownCause¦Patrolnotconducted¦¦
17-0054028 | Vegetation | Tree - branch fell on line | Crossarm, Wood | Broken | 2017 | Tier 2 - Elevated | Distribution Circuit | 6 | 9 | 2017-06-09 | 1800555 | Sus | Y | Vegetation¦Treebranchfellonline¦CrossarmWood¦Broken
17-0060890 | 3rd Party | Vehicle | Transformer (OH) | Normal | 2017 | Tier 2 - Elevated | Transformer only | 7 | 6 | 2017-07-06 | 1824573 | Sus | Y | 3rdParty¦Vehicle¦Transformer(OH)¦Normal
17-0061514 | Animal | Squirrel | Lightning Arrestor | Burned/flashed | 2017 | Tier 2 - Elevated | Distribution Circuit | 7 | 9 | 2017-07-09 | 1827216 | Sus | Y | Animal¦Squirrel¦LightningArrestor¦Burnedflashed
17-0061622 | Vegetation | Tree - fell into line | Conductor, Overhead | Broken, wire on ground | 2017 | Tier 2 - Elevated | Distribution Circuit | 7 | 10 | 2017-07-10 | 1827747 | Sus | Y | Vegetation¦Treefellintoline¦ConductorOverhead¦Brokenwireonground
17-0062050 | Unknown Cause | Patrol - found nothing |  |  | 2017 | Tier 3 - Extreme | Distribution Circuit | 7 | 11 | 2017-07-11 | 1829021 | Sus | Y | UnknownCause¦Patrolfoundnothing¦¦
17-0075173 | Equipment Failure/Involved | Underground | Transformer | Failed/Faulted | 2017 | Tier 2 - Elevated | Distribution Circuit | 9 | 2 | 2017-09-02 | 1866456 | Sus | Y | EquipmentFailureInvolved¦Underground¦Transformer¦FailedFaulted
17-0079998 | Animal | Squirrel | Conductor, Overhead | Normal | 2017 | Tier 2 - Elevated | Distribution Circuit | 9 | 19 | 2017-09-19 | 1881689 | Sus | Y | Animal¦Squirrel¦ConductorOverhead¦Normal
17-0083043 | Vegetation | Tree - branch fell on line | Insulator | Broken, wire on object | 2017 | Tier 3 - Extreme | Distribution Circuit | 9 | 30 | 2017-09-30 | 1888594 | Sus | Y | Vegetation¦Treebranchfellonline¦Insulator¦Brokenwireonobject
17-0083258 | Vegetation | Tree - fell into line | Conductor, Overhead | Together | 2017 | Tier 3 - Extreme | Distribution Circuit | 10 | 2 | 2017-10-02 | 1889049 | Sus | Y | Vegetation¦Treefellintoline¦ConductorOverhead¦Together
17-0084089 | Animal | Squirrel | Fuse | Failed/Faulted | 2017 | Tier 2 - Elevated | Distribution Circuit | 10 | 4 | 2017-10-04 | 1890640 | Sus | Y | Animal¦Squirrel¦Fuse¦FailedFaulted
17-0087599 | Environmental/External | Fire, Forest/Grass | Conductor, Overhead | Broken | 2017 | Tier 2 - Elevated | Distribution Circuit | 10 | 9 | 2017-10-09 | 1901452 | Sus | Y | EnvironmentalExternal¦FireForestGrass¦ConductorOverhead¦Broken
17-0090011 | Equipment Failure/Involved | Overhead | Pole-Wood | Burned/flashed | 2017 | Tier 2 - Elevated | Distribution Circuit | 10 | 15 | 2017-10-15 | 1908614 | Sus | Y | EquipmentFailureInvolved¦Overhead¦PoleWood¦Burnedflashed
17-0092656 | Vegetation | Tree - branch fell on line | Transformer |  | 2017 | Tier 3 - Extreme | Transformer only | 11 | 4 | 2017-11-04 | 1916055 | Sus | Y | Vegetation¦Treebranchfellonline¦Transformer¦
17-0101700 | Equipment Failure/Involved | Overhead | Transformer | Deteriorated | 2017 | Tier 2 - Elevated | Transformer only | 12 | 14 | 2017-12-14 | 1943204 | Sus | N | EquipmentFailureInvolved¦Overhead¦Transformer¦Deteriorated
17-0101975 | Unknown Cause | Patrol - found nothing |  |  | 2017 | Tier 2 - Elevated | Distribution Circuit | 12 | 16 | 2017-12-16 | 1944347 | Sus | N | UnknownCause¦Patrolfoundnothing¦¦
18-0003993 | Vegetation | Tree - fell into line | Conductor, Overhead | Normal | 2018 | Tier 3 - Extreme | Distribution Circuit | 1 | 6 | 2018-01-06 | 3099 | Sus | N | Vegetation¦Treefellintoline¦ConductorOverhead¦Normal
18-0008977 | Equipment Failure/Involved | Overhead | Fuse | Failed/Faulted | 2018 | Tier 2 - Elevated | Distribution Circuit | 1 | 25 | 2018-01-25 | 13876 | Sus | N | EquipmentFailureInvolved¦Overhead¦Fuse¦FailedFaulted
18-0012730 | Unknown Cause | Patrol - found nothing |  |  | 2018 | Tier 2 - Elevated | Distribution Circuit | 2 | 9 | 2018-02-09 | 21760 | Sus | N | UnknownCause¦Patrolfoundnothing¦¦
18-0024902 | Vegetation | Tree - fell into line | Conductor, Overhead | Together | 2018 | Tier 3 - Extreme | Distribution Circuit | 3 | 21 | 2018-03-21 | 49459 | Sus | N | Vegetation¦Treefellintoline¦ConductorOverhead¦Together
18-0025662 | Environmental/External | Lightning | Transformer | Failed/Faulted | 2018 | Tier 2 - Elevated | Transformer only | 3 | 22 | 2018-03-22 | 50885 | Sus | N | EnvironmentalExternal¦Lightning¦Transformer¦FailedFaulted
18-0032549 | Vegetation | Tree - branch fell on line | Transformer | Burned Open | 2018 | Tier 2 - Elevated | Transformer only | 4 | 16 | 2018-04-16 | 67714 | Sus | N | Vegetation¦Treebranchfellonline¦Transformer¦BurnedOpen
18-0043633 | Equipment Failure/Involved | Overhead | Crossarm, Wood | Broken | 2018 | Tier 2 - Elevated | Distribution Circuit | 5 | 23 | 2018-05-23 | 92671 | Sus | Y | EquipmentFailureInvolved¦Overhead¦CrossarmWood¦Broken
18-0043834 | Unknown Cause | Patrol - found nothing |  |  | 2018 | Tier 2 - Elevated | Distribution Circuit | 5 | 23 | 2018-05-23 | 92911 | Sus | Y | UnknownCause¦Patrolfoundnothing¦¦
18-0048802 | 3rd Party | Customer Equipment | Fuse | Failed/Faulted | 2018 | Tier 2 - Elevated | Distribution Circuit | 6 | 8 | 2018-06-08 | 104263 | Sus | Y | 3rdParty¦CustomerEquipment¦Fuse¦FailedFaulted
18-0051540 | Vegetation | Tree - branch fell on line | Conductor, Overhead | Normal | 2018 | Tier 2 - Elevated | Distribution Circuit | 6 | 15 | 2018-06-15 | 110420 | Sus | Y | Vegetation¦Treebranchfellonline¦ConductorOverhead¦Normal
18-0054502 | Animal | Bird found | Fuse | Failed/Faulted | 2018 | Tier 2 - Elevated | Distribution Circuit | 6 | 26 | 2018-06-26 | 118266 | Sus | Y | Animal¦Birdfound¦Fuse¦FailedFaulted
18-0057557 | Vegetation | Tree - fell into line | Conductor, Overhead | Bent or Twisted | 2018 | Tier 2 - Elevated | Distribution Circuit | 7 | 6 | 2018-07-06 | 125625 | Sus | Y | Vegetation¦Treefellintoline¦ConductorOverhead¦BentorTwisted
18-0059175 | Vegetation | Tree - branch fell on line | Transformer | Broken | 2018 | Tier 3 - Extreme | Transformer only | 7 | 12 | 2018-07-12 | 129819 | Sus | Y | Vegetation¦Treebranchfellonline¦Transformer¦Broken
18-0061250 | Vegetation | Tree - branch fell on line | Pole-Wood | Broken, wire on ground | 2018 | Tier 2 - Elevated | Distribution Circuit | 7 | 18 | 2018-07-18 | 135066 | Sus | Y | Vegetation¦Treebranchfellonline¦PoleWood¦Brokenwireonground
18-0065206 | Vegetation | Tree - fell into line | Conductor, Overhead | Broken, wire on ground | 2018 | Tier 2 - Elevated | Distribution Circuit | 7 | 30 | 2018-07-30 | 145586 | Sus | Y | Vegetation¦Treefellintoline¦ConductorOverhead¦Brokenwireonground
18-0077005 | Unknown Cause | Patrol - found nothing |  |  | 2018 | Tier 3 - Extreme | Distribution Circuit | 9 | 6 | 2018-09-06 | 168998 | Sus | Y | UnknownCause¦Patrolfoundnothing¦¦
18-0082568 | Animal | Squirrel |  | Failed/Faulted | 2018 | Tier 2 - Elevated | Transformer only | 9 | 23 | 2018-09-23 | 179734 | Sus | Y | Animal¦Squirrel¦¦FailedFaulted
18-0090286 | Equipment Failure/Involved | Overhead | Cutout, fuse holder | Broken | 2018 | Tier 3 - Extreme | Distribution Circuit | 10 | 14 | 2018-10-14 | 194988 | Sus | Y | EquipmentFailureInvolved¦Overhead¦Cutoutfuseholder¦Broken
18-0097404 | Equipment Failure/Involved | Overhead | Crossarm, Wood | Broken | 2018 | Tier 2 - Elevated | Distribution Circuit | 11 | 6 | 2018-11-06 | 209743 | Sus | Y | EquipmentFailureInvolved¦Overhead¦CrossarmWood¦Broken
18-0100878 | Environmental/External | Fire, Forest/Grass | Pole-Wood | Burned/flashed | 2018 | Tier 3 - Extreme | Distribution Circuit | 11 | 8 | 2018-11-08 | 217939 | Sus | Y | EnvironmentalExternal¦FireForestGrass¦PoleWood¦Burnedflashed
18-0101012 | Environmental/External | Fire, Forest/Grass | Pole-Wood | Burned/flashed | 2018 | Tier 3 - Extreme | Distribution Circuit | 11 | 8 | 2018-11-08 | 218258 | Sus | Y | EnvironmentalExternal¦FireForestGrass¦PoleWood¦Burnedflashed
18-0101318 | Environmental/External | Fire, Forest/Grass | Pole-Wood | Burned/flashed | 2018 | Tier 3 - Extreme | Distribution Circuit | 11 | 8 | 2018-11-08 | 218707 | Sus | Y | EnvironmentalExternal¦FireForestGrass¦PoleWood¦Burnedflashed
18-0101469 | Environmental/External | Fire, Forest/Grass | Pole-Wood | Burned/flashed | 2018 | Tier 3 - Extreme | Distribution Circuit | 11 | 8 | 2018-11-08 | 219103 | Sus | Y | EnvironmentalExternal¦FireForestGrass¦PoleWood¦Burnedflashed
18-0102261 | Unknown Cause | Patrol - found nothing |  |  | 2018 | Tier 3 - Extreme | Distribution Circuit | 11 | 21 | 2018-11-21 | 220131 | Sus | Y | UnknownCause¦Patrolfoundnothing¦¦
18-0102705 | 3rd Party | Vehicle | Pole-Wood | Broken | 2018 | Tier 2 - Elevated | Distribution Circuit | 11 | 23 | 2018-11-23 | 223217 | Sus | Y | 3rdParty¦Vehicle¦PoleWood¦Broken
18-0102705 | 3rd Party | Vehicle | Pole-Wood | Broken | 2018 | Tier 2 - Elevated | Distribution Circuit | 11 | 23 | 2018-11-23 | 223217 | Sus | Y | 3rdParty¦Vehicle¦PoleWood¦Broken
18-0105091 | Vegetation | Tree - fell into line | Conductor, Overhead | Broken, wire on ground | 2018 | Tier 3 - Extreme | Distribution Circuit | 11 | 29 | 2018-11-29 | 228660 | Sus | Y | Vegetation¦Treefellintoline¦ConductorOverhead¦Brokenwireonground
18-0108106 | Unknown Cause | Patrol - not conducted |  |  | 2018 | Tier 2 - Elevated | Distribution Circuit | 12 | 8 | 2018-12-08 | 236349 | Sus | N | UnknownCause¦Patrolnotconducted¦¦
18-0108988 | Company Initiated | Return Circuit Normal | Conductor, Overhead | Normal | 2018 | Tier 3 - Extreme | Distribution Circuit | 12 | 14 | 2018-12-14 | 240028 | Sus | N | CompanyInitiated¦ReturnCircuitNormal¦ConductorOverhead¦Normal
18-0109492 | Vegetation | Tree - fell into line | Pole-Wood | Broken, wire on ground | 2018 | Tier 2 - Elevated | Distribution Circuit | 12 | 16 | 2018-12-16 | 241558 | Sus | N | Vegetation¦Treefellintoline¦PoleWood¦Brokenwireonground
18-0109494 | Unknown Cause | Patrol - found nothing |  |  | 2018 | Tier 2 - Elevated | Distribution Circuit | 12 | 16 | 2018-12-16 | 241331 | Sus | N | UnknownCause¦Patrolfoundnothing¦¦
18-0109519 | Unknown Cause | Patrol - found nothing |  |  | 2018 | Tier 2 - Elevated | Distribution Circuit | 12 | 16 | 2018-12-16 | 241660 | Sus | N | UnknownCause¦Patrolfoundnothing¦¦
18-0109599 | Unknown Cause | Patrol - found nothing |  |  | 2018 | Tier 3 - Extreme | Distribution Circuit | 12 | 17 | 2018-12-17 | 242017 | Sus | N | UnknownCause¦Patrolfoundnothing¦¦
19-0008589 | Equipment Failure/Involved | Overhead | Fuse | Failed/Faulted | 2019 | Tier 3 - Extreme | Distribution Circuit | 1 | 14 | 2019-01-14 | 264698 | Sus | N | EquipmentFailureInvolved¦Overhead¦Fuse¦FailedFaulted
19-0009811 | Vegetation | Tree - bark fell into line | Conductor, Overhead | Normal | 2019 | Tier 3 - Extreme | Distribution Circuit | 1 | 16 | 2019-01-16 | 267267 | Sus | N | Vegetation¦Treebarkfellintoline¦ConductorOverhead¦Normal
19-0010078 | Vegetation | Tree - fell into line | Conductor, Overhead | Broken, wire on ground | 2019 | Tier 2 - Elevated | Distribution Circuit | 1 | 16 | 2019-01-16 | 269539 | Sus | N | Vegetation¦Treefellintoline¦ConductorOverhead¦Brokenwireonground
19-0010286 | Vegetation | Tree - fell into line | Conductor, Overhead | Broken, wire on ground | 2019 | Tier 2 - Elevated | Distribution Circuit | 1 | 16 | 2019-01-16 | 271160 | Sus | N | Vegetation¦Treefellintoline¦ConductorOverhead¦Brokenwireonground
19-0010562 | Equipment Failure/Involved | Overhead |  | Broken | 2019 | Tier 2 - Elevated | Transformer only | 1 | 16 | 2019-01-16 | 271723 | Sus | N | EquipmentFailureInvolved¦Overhead¦¦Broken
19-0012599 | Unknown Cause | Patrol - found nothing |  |  | 2019 | Tier 2 - Elevated | Distribution Circuit | 1 | 20 | 2019-01-20 | 277375 | Sus | N | UnknownCause¦Patrolfoundnothing¦¦
19-0012639 | Unknown Cause | Patrol - found nothing |  |  | 2019 | Tier 2 - Elevated | Distribution Circuit | 1 | 20 | 2019-01-20 | 277568 | Sus | N | UnknownCause¦Patrolfoundnothing¦¦
19-0016912 | Equipment Failure/Involved | Overhead | Crossarm, Wood | Broken | 2019 | Tier 2 - Elevated | Distribution Circuit | 2 | 2 | 2019-02-02 | 286425 | Sus | N | EquipmentFailureInvolved¦Overhead¦CrossarmWood¦Broken
19-0018102 | Unknown Cause | Patrol - not conducted |  |  | 2019 | Tier 2 - Elevated | Distribution Circuit | 2 | 4 | 2019-02-04 | 290396 | Sus | N | UnknownCause¦Patrolnotconducted¦¦
19-0018284 | Vegetation | Tree - branch fell on line | Conductor, Overhead | Broken, wire on ground | 2019 | Tier 2 - Elevated | Distribution Circuit | 2 | 5 | 2019-02-05 | 291831 | Sus | N | Vegetation¦Treebranchfellonline¦ConductorOverhead¦Brokenwireonground
19-0019224 | Unknown Cause | Patrol - found nothing |  |  | 2019 | Tier 2 - Elevated | Distribution Circuit | 2 | 6 | 2019-02-06 | 293858 | Sus | N | UnknownCause¦Patrolfoundnothing¦¦
19-0020633 | Equipment Failure/Involved | Overhead | Conductor, Overhead | Broken, wire on ground | 2019 | Tier 3 - Extreme | Distribution Circuit | 2 | 10 | 2019-02-10 | 298529 | Sus | N | EquipmentFailureInvolved¦Overhead¦ConductorOverhead¦Brokenwireonground
19-0020691 | Vegetation | Tree - fell into line | Conductor, Overhead | Broken, wire on ground | 2019 | Tier 2 - Elevated | Distribution Circuit | 2 | 10 | 2019-02-10 | 298823 | Sus | N | Vegetation¦Treefellintoline¦ConductorOverhead¦Brokenwireonground
19-0020882 | Vegetation | Tree - branch fell on line | Transformer (OH) | Normal | 2019 | Tier 2 - Elevated | Distribution Circuit | 2 | 11 | 2019-02-11 | 299469 | Sus | N | Vegetation¦Treebranchfellonline¦Transformer(OH)¦Normal
19-0023178 | Vegetation | Tree - fell into line | Conductor, Overhead | Broken, wire on ground | 2019 | Tier 3 - Extreme | Distribution Circuit | 2 | 14 | 2019-02-14 | 308867 | Sus | N | Vegetation¦Treefellintoline¦ConductorOverhead¦Brokenwireonground
19-0023436 | Unknown Cause | Patrol - found nothing |  |  | 2019 | Tier 2 - Elevated | Distribution Circuit | 2 | 14 | 2019-02-14 | 309891 | Sus | N | UnknownCause¦Patrolfoundnothing¦¦
19-0025205 | Vegetation | Tree - fell into line | Conductor, Overhead | Broken | 2019 | Tier 2 - Elevated | Distribution Circuit | 2 | 17 | 2019-02-17 | 316375 | Sus | N | Vegetation¦Treefellintoline¦ConductorOverhead¦Broken
19-0025206 | Vegetation | Tree - fell into line | Conductor, Overhead | Broken, wire on ground | 2019 | Tier 3 - Extreme | Distribution Circuit | 2 | 17 | 2019-02-17 | 317521 | Sus | N | Vegetation¦Treefellintoline¦ConductorOverhead¦Brokenwireonground
19-0025695 | Vegetation | Tree - fell into line | Pole-Wood | Broken, wire on ground | 2019 | Tier 2 - Elevated | Distribution Circuit | 2 | 13 | 2019-02-13 | 317994 | Sus | N | Vegetation¦Treefellintoline¦PoleWood¦Brokenwireonground
19-0025757 | Vegetation | Tree - fell into line | Transformer | Broken | 2019 | Tier 3 - Extreme | Distribution Circuit | 2 | 18 | 2019-02-18 | 317708 | Sus | N | Vegetation¦Treefellintoline¦Transformer¦Broken
19-0026327 | Vegetation | Tree - fell into line | Conductor, Overhead | Broken, wire on ground | 2019 | Tier 2 - Elevated | Distribution Circuit | 2 | 20 | 2019-02-20 | 319339 | Sus | N | Vegetation¦Treefellintoline¦ConductorOverhead¦Brokenwireonground
19-0027594 | 3rd Party | Vehicle | Pole-Wood | Broken, wire on ground | 2019 | Tier 2 - Elevated | Distribution Circuit | 2 | 24 | 2019-02-24 | 322546 | Sus | N | 3rdParty¦Vehicle¦PoleWood¦Brokenwireonground
19-0027752 | Vegetation | Tree - grew into line | Conductor, Overhead | Normal | 2019 | Tier 2 - Elevated | Distribution Circuit | 2 | 25 | 2019-02-25 | 322854 | Sus | N | Vegetation¦Treegrewintoline¦ConductorOverhead¦Normal
19-0028263 | Vegetation | Tree - fell into line | Conductor, Overhead | Broken, wire on ground | 2019 | Tier 2 - Elevated | Distribution Circuit | 2 | 26 | 2019-02-26 | 324240 | Sus | N | Vegetation¦Treefellintoline¦ConductorOverhead¦Brokenwireonground
19-0032013 | Equipment Failure/Involved | Overhead | Pole-Wood | Broken | 2019 | Tier 2 - Elevated | Distribution Circuit | 3 | 8 | 2019-03-08 | 334340 | Sus | N | EquipmentFailureInvolved¦Overhead¦PoleWood¦Broken
19-0032032 | Equipment Failure/Involved | Overhead | Pole-Wood | Broken | 2019 | Tier 2 - Elevated | Distribution Circuit | 3 | 8 | 2019-03-08 | 334402 | Sus | N | EquipmentFailureInvolved¦Overhead¦PoleWood¦Broken
19-0032184 | Vegetation | Tree - fell into line | Conductor, Overhead | Broken, wire on ground | 2019 | Tier 2 - Elevated | Distribution Circuit | 3 | 8 | 2019-03-08 | 334582 | Sus | N | Vegetation¦Treefellintoline¦ConductorOverhead¦Brokenwireonground
19-0032945 | Vegetation | Tree - branch fell on line | Conductor, Overhead | Normal | 2019 | Tier 3 - Extreme | Distribution Circuit | 3 | 12 | 2019-03-12 | 337068 | Sus | N | Vegetation¦Treebranchfellonline¦ConductorOverhead¦Normal
19-0032945 | Vegetation | Tree - branch fell on line | Conductor, Overhead | Normal | 2019 | Tier 3 - Extreme | Distribution Circuit | 3 | 12 | 2019-03-12 | 337068 | Sus | N | Vegetation¦Treebranchfellonline¦ConductorOverhead¦Normal
19-0037839 | Equipment Failure/Involved | Electrical Overload | Transformer | Failed/Faulted | 2019 | Tier 3 - Extreme | Transformer only | 3 | 28 | 2019-03-28 | 349145 | Sus | N | EquipmentFailureInvolved¦ElectricalOverload¦Transformer¦FailedFaulted
19-0038276 | Equipment Failure/Involved | Overhead | Insulator | Broken | 2019 | Tier 2 - Elevated | Distribution Circuit | 3 | 29 | 2019-03-29 | 350261 | Sus | N | EquipmentFailureInvolved¦Overhead¦Insulator¦Broken
19-0041665 | 3rd Party | Tree - cutting, 3rd party | Anchor or Guy | Broken | 2019 | Tier 2 - Elevated | Distribution Circuit | 4 | 11 | 2019-04-11 | 358843 | Sus | N | 3rdParty¦Treecutting3rdparty¦AnchororGuy¦Broken
19-0046522 | Equipment Failure/Involved | Overhead | Crossarm, Wood | Broken | 2019 | Tier 2 - Elevated | Distribution Circuit | 4 | 27 | 2019-04-27 | 369139 | Sus | N | EquipmentFailureInvolved¦Overhead¦CrossarmWood¦Broken
19-0046706 | Unknown Cause | Patrol - found nothing |  |  | 2019 | Tier 2 - Elevated | Distribution Circuit | 4 | 27 | 2019-04-27 | 369181 | Sus | N | UnknownCause¦Patrolfoundnothing¦¦
19-0051291 | Equipment Failure/Involved | Overhead | Transformer | Failed/Faulted | 2019 | Tier 2 - Elevated | Distribution Circuit | 5 | 13 | 2019-05-13 | 379195 | Sus | Y | EquipmentFailureInvolved¦Overhead¦Transformer¦FailedFaulted
19-0064373 | Vegetation | Tree - branch fell on line | Conductor, Overhead | Together | 2019 | Tier 2 - Elevated | Distribution Circuit | 6 | 7 | 2019-06-07 | 400899 | Sus | Y | Vegetation¦Treebranchfellonline¦ConductorOverhead¦Together
19-0065754 | Equipment Failure/Involved | Overhead | Transformer (OH) | Deteriorated | 2019 | Tier 2 - Elevated | Distribution Circuit | 6 | 11 | 2019-06-11 | 405082 | Sus | Y | EquipmentFailureInvolved¦Overhead¦Transformer(OH)¦Deteriorated
19-0068516 | Unknown Cause | Patrol - found nothing |  |  | 2019 | Tier 3 - Extreme | Distribution Circuit | 6 | 17 | 2019-06-17 | 417226 | Sus | Y | UnknownCause¦Patrolfoundnothing¦¦
19-0069272 | Vegetation | Tree - fell into line | Service conductor | Broken, wire on object | 2019 | Tier 2 - Elevated | Transformer only | 6 | 18 | 2019-06-18 | 419395 | Sus | Y | Vegetation¦Treefellintoline¦Serviceconductor¦Brokenwireonobject
19-0069542 | Equipment Failure/Involved | Overhead | Crossarm, Wood | Broken, wire on ground | 2019 | Tier 2 - Elevated | Distribution Circuit | 6 | 19 | 2019-06-19 | 420904 | Sus | Y | EquipmentFailureInvolved¦Overhead¦CrossarmWood¦Brokenwireonground
19-0071725 | Unknown Cause | Patrol - found nothing |  |  | 2019 | Tier 2 - Elevated | Distribution Circuit | 6 | 25 | 2019-06-25 | 428191 | Sus | Y | UnknownCause¦Patrolfoundnothing¦¦
19-0079316 | Equipment Failure/Involved | Overhead | Crossarm, Wood | Broken | 2019 | Tier 3 - Extreme | Transformer only | 7 | 19 | 2019-07-19 | 462037 | Sus | Y | EquipmentFailureInvolved¦Overhead¦CrossarmWood¦Broken
19-0079670 | Unknown Cause | Patrol - found nothing |  |  | 2019 | Tier 2 - Elevated | Transformer only | 7 | 22 | 2019-07-22 | 465276 | Sus | Y | UnknownCause¦Patrolfoundnothing¦¦
19-0079871 | Equipment Failure/Involved | Underground | Conductor, Underground | Broken | 2019 | Tier 2 - Elevated | Distribution Circuit | 7 | 22 | 2019-07-22 | 466160 | Sus | Y | EquipmentFailureInvolved¦Underground¦ConductorUnderground¦Broken
19-0091384 | Equipment Failure/Involved | Overhead | Cutout, fuse holder | Broken | 2019 | Tier 3 - Extreme | Transformer only | 8 | 23 | 2019-08-23 | 533318 | Sus | Y | EquipmentFailureInvolved¦Overhead¦Cutoutfuseholder¦Broken
19-0110868 | Animal | Squirrel | Cutout, fuse holder | Normal | 2019 | Tier 3 - Extreme | Distribution Circuit | 10 | 12 | 2019-10-12 | 655373 | Sus | Y | Animal¦Squirrel¦Cutoutfuseholder¦Normal
19-0121314 | Vegetation | Tree - branch fell on line | Bushing | Broken | 2019 | Tier 2 - Elevated | Transformer only | 11 | 5 | 2019-11-05 | 699992 | Sus | Y | Vegetation¦Treebranchfellonline¦Bushing¦Broken
19-0130451 | Vegetation | Tree - fell into line | Conductor, Overhead | Together | 2019 | Tier 3 - Extreme | Distribution Circuit | 11 | 27 | 2019-11-27 | 720855 | Sus | Y | Vegetation¦Treefellintoline¦ConductorOverhead¦Together
19-0130731 | Unknown Cause | Patrol - found nothing |  |  | 2019 | Tier 3 - Extreme | Distribution Circuit | 11 | 27 | 2019-11-27 | 720905 | Sus | Y | UnknownCause¦Patrolfoundnothing¦¦
19-0134814 | Vegetation | Tree - fell into line | Conductor, Overhead | Together | 2019 | Tier 3 - Extreme | Distribution Circuit | 12 | 7 | 2019-12-07 | 732827 | Sus | N | Vegetation¦Treefellintoline¦ConductorOverhead¦Together
19-0136865 | Animal | Bird found | Conductor, Overhead | Normal | 2019 | Tier 2 - Elevated | Distribution Circuit | 12 | 16 | 2019-12-16 | 743818 | Sus | N | Animal¦Birdfound¦ConductorOverhead¦Normal
20-0005268 | Unknown Cause | Patrol - found nothing |  |  | 2020 | Tier 2 - Elevated | Distribution Circuit | 1 | 5 | 2020-01-05 | 754993 | Sus | N | UnknownCause¦Patrolfoundnothing¦¦
20-0007274 | Equipment Failure/Involved | Overhead | Transformer | Failed/Faulted | 2020 | Tier 2 - Elevated | Transformer only | 1 | 10 | 2020-01-10 | 758566 | Sus | N | EquipmentFailureInvolved¦Overhead¦Transformer¦FailedFaulted
20-0008352 | Equipment Failure/Involved | Overhead | Transformer | Failed/Faulted | 2020 | Tier 2 - Elevated | Transformer only | 1 | 13 | 2020-01-13 | 760482 | Sus | N | EquipmentFailureInvolved¦Overhead¦Transformer¦FailedFaulted
20-0009862 | Vegetation | Tree - fell into line | Conductor, Overhead | Normal | 2020 | Tier 2 - Elevated | Distribution Circuit | 1 | 16 | 2020-01-16 | 762827 | Sus | N | Vegetation¦Treefellintoline¦ConductorOverhead¦Normal
20-0012180 | Animal | Squirrel | Fuse | Failed/Faulted | 2020 | Tier 3 - Extreme | Distribution Circuit | 1 | 22 | 2020-01-22 | 767822 | Sus | N | Animal¦Squirrel¦Fuse¦FailedFaulted
20-0015553 | Unknown Cause | Patrol - found nothing |  |  | 2020 | Tier 2 - Elevated | Distribution Circuit | 1 | 30 | 2020-01-30 | 773735 | Sus | N | UnknownCause¦Patrolfoundnothing¦¦
20-0030692 | Equipment Failure/Involved | Overhead | Transformer | Failed/Faulted | 2020 | Tier 2 - Elevated | Transformer only | 3 | 10 | 2020-03-10 | 843372 | Sus | N | EquipmentFailureInvolved¦Overhead¦Transformer¦FailedFaulted
20-0032518 | Vegetation | Tree - fell into line | Conductor, Overhead | Burned/flashed | 2020 | Tier 2 - Elevated | Distribution Circuit | 3 | 16 | 2020-03-16 | 853380 | Sus | N | Vegetation¦Treefellintoline¦ConductorOverhead¦Burnedflashed
20-0032704 | Unknown Cause | Patrol - found nothing |  |  | 2020 | Tier 2 - Elevated | Distribution Circuit | 3 | 16 | 2020-03-16 | 853203 | Sus | N | UnknownCause¦Patrolfoundnothing¦¦
20-0033241 | Vegetation | Tree - fell into line | Conductor, Overhead | Broken, wire on ground | 2020 | Tier 3 - Extreme | Distribution Circuit | 3 | 16 | 2020-03-16 | 856071 | Sus | N | Vegetation¦Treefellintoline¦ConductorOverhead¦Brokenwireonground
20-0036985 | Unknown Cause | Patrol - found nothing |  |  | 2020 | Tier 2 - Elevated | Distribution Circuit | 3 | 29 | 2020-03-29 | 869200 | Sus | N | UnknownCause¦Patrolfoundnothing¦¦
20-0040677 | Vegetation | Tree - fell into line | Conductor, Overhead | Normal | 2020 | Tier 2 - Elevated | Distribution Circuit | 4 | 12 | 2020-04-12 | 894230 | Sus | N | Vegetation¦Treefellintoline¦ConductorOverhead¦Normal
20-0043450 | Unknown Cause | Patrol - found nothing |  |  | 2020 | Tier 2 - Elevated | Distribution Circuit | 4 | 21 | 2020-04-21 | 898965 | Sus | N | UnknownCause¦Patrolfoundnothing¦¦
20-0044525 | Animal | Other | Fuse | Failed/Faulted | 2020 | Tier 2 - Elevated | Distribution Circuit | 4 | 25 | 2020-04-25 | 901325 | Sus | N | Animal¦Other¦Fuse¦FailedFaulted
20-0050852 | Equipment Failure/Involved | Underground | Conductor, Underground | Burned/flashed | 2020 | Tier 2 - Elevated | Distribution Circuit | 5 | 16 | 2020-05-16 | 914666 | Sus | Y | EquipmentFailureInvolved¦Underground¦ConductorUnderground¦Burnedflashed
20-0051157 | Equipment Failure/Involved | Overhead | Other | Deteriorated | 2020 | Tier 3 - Extreme | Distribution Circuit | 5 | 18 | 2020-05-18 | 915750 | Sus | Y | EquipmentFailureInvolved¦Overhead¦Other¦Deteriorated
20-0058503 | Equipment Failure/Involved | Overhead | Conductor, Overhead | Together | 2020 | Tier 2 - Elevated | Distribution Circuit | 6 | 6 | 2020-06-06 | 933165 | Sus | Y | EquipmentFailureInvolved¦Overhead¦ConductorOverhead¦Together
20-0058559 | Unknown Cause | Patrol - found nothing |  |  | 2020 | Tier 3 - Extreme | Distribution Circuit | 6 | 6 | 2020-06-06 | 933227 | Sus | Y | UnknownCause¦Patrolfoundnothing¦¦
20-0060533 | Unknown Cause | Patrol - found nothing |  |  | 2020 | Tier 2 - Elevated | Distribution Circuit | 6 | 12 | 2020-06-12 | 937494 | Sus | Y | UnknownCause¦Patrolfoundnothing¦¦
20-0066006 | Unknown Cause | Patrol - found nothing |  |  | 2020 | Tier 2 - Elevated | Distribution Circuit | 6 | 29 | 2020-06-29 | 949661 | Sus | Y | UnknownCause¦Patrolfoundnothing¦¦
20-0068980 | Vegetation | Tree - fell into line | Pole-Wood | Broken | 2020 | Tier 2 - Elevated | Distribution Circuit | 7 | 6 | 2020-07-06 | 959112 | Sus | Y | Vegetation¦Treefellintoline¦PoleWood¦Broken
20-0069712 | Equipment Failure/Involved | Overhead | Transformer | Failed/Faulted | 2020 | Tier 2 - Elevated | Transformer only | 7 | 8 | 2020-07-08 | 960299 | Sus | Y | EquipmentFailureInvolved¦Overhead¦Transformer¦FailedFaulted
20-0072796 | Animal | Squirrel | Fuse | Normal | 2020 | Tier 2 - Elevated | Distribution Circuit | 7 | 16 | 2020-07-16 | 966210 | Sus | Y | Animal¦Squirrel¦Fuse¦Normal
20-0080294 | Unknown Cause | Patrol - found nothing |  |  | 2020 | Tier 2 - Elevated | Distribution Circuit | 8 | 6 | 2020-08-06 | 980125 | Sus | Y | UnknownCause¦Patrolfoundnothing¦¦
20-0081609 | Unknown Cause | Patrol - found nothing |  |  | 2020 | Tier 2 - Elevated | Distribution Circuit | 8 | 10 | 2020-08-10 | 989013 | Sus | Y | UnknownCause¦Patrolfoundnothing¦¦
20-0082848 | Unknown Cause | Patrol - found nothing |  |  | 2020 | Tier 2 - Elevated | Distribution Circuit | 8 | 12 | 2020-08-12 | 994640 | Sus | Y | UnknownCause¦Patrolfoundnothing¦¦
20-0084046 | Equipment Failure/Involved | Overhead | Fuse | Failed/Faulted | 2020 | Tier 2 - Elevated | Distribution Circuit | 8 | 15 | 2020-08-15 | 1003443 | Sus | Y | EquipmentFailureInvolved¦Overhead¦Fuse¦FailedFaulted
20-0085674 | Environmental/External | Lightning | Conductor, Overhead | Broken, wire on ground | 2020 | Tier 2 - Elevated | Distribution Circuit | 8 | 17 | 2020-08-17 | 1015966 | Sus | Y | EnvironmentalExternal¦Lightning¦ConductorOverhead¦Brokenwireonground
20-0089989 | Equipment Failure/Involved | Overhead | Cutout, fuse holder | Broken | 2020 | Tier 2 - Elevated | Transformer only | 8 | 25 | 2020-08-25 | 1030594 | Sus | Y | EquipmentFailureInvolved¦Overhead¦Cutoutfuseholder¦Broken
20-0090318 | Environmental/External | Fire, Forest/Grass | Conductor, Overhead | Normal | 2020 | Tier 3 - Extreme | Distribution Circuit | 8 | 19 | 2020-08-19 | 1033057 | Sus | Y | EnvironmentalExternal¦FireForestGrass¦ConductorOverhead¦Normal
20-0094381 | Equipment Failure/Involved | Electrical Overload | Transformer (UG) | Failed/Faulted | 2020 | Tier 2 - Elevated | Distribution Circuit | 9 | 7 | 2020-09-07 | 1058541 | Sus | Y | EquipmentFailureInvolved¦ElectricalOverload¦Transformer(UG)¦FailedFaulted
20-0096590 | Unknown Cause | Patrol - found nothing |  |  | 2020 | Tier 2 - Elevated | Distribution Circuit | 9 | 11 | 2020-09-11 | 1064959 | Sus | Y | UnknownCause¦Patrolfoundnothing¦¦
20-0096962 | Environmental/External | Fire, Forest/Grass | Conductor, Overhead | Normal | 2020 | Tier 3 - Extreme | Distribution Circuit | 8 | 19 | 2020-08-19 | 1067316 | Sus | Y | EnvironmentalExternal¦FireForestGrass¦ConductorOverhead¦Normal
20-0097413 | Vegetation | Tree - branch fell on line | Conductor, Overhead | Broken, wire on ground | 2020 | Tier 3 - Extreme | Distribution Circuit | 9 | 14 | 2020-09-14 | 1070489 | Sus | Y | Vegetation¦Treebranchfellonline¦ConductorOverhead¦Brokenwireonground
20-0109079 | Equipment Failure/Involved | Overhead | Transformer | Broken | 2020 | Tier 2 - Elevated | Transformer only | 10 | 15 | 2020-10-15 | 1118385 | Sus | Y | EquipmentFailureInvolved¦Overhead¦Transformer¦Broken
20-0112636 | Wildfire Mitigation | Public Safety Power Shut-off | Conductor, Overhead | Normal | 2020 | Tier 2 - Elevated | Distribution Circuit | 10 | 25 | 2020-10-25 | 1126181 | Sus | Y | WildfireMitigation¦PublicSafetyPowerShutoff¦ConductorOverhead¦Normal
20-0116497 | Animal | Squirrel | Pothead(Riser Termination) | Normal | 2020 | Tier 2 - Elevated | Distribution Circuit | 11 | 3 | 2020-11-03 | 1135067 | Sus | Y | Animal¦Squirrel¦Pothead(RiserTermination)¦Normal
20-0120532 | Equipment Failure/Involved | Overhead | Transformer (OH) | Broken | 2020 | Tier 2 - Elevated | Distribution Circuit | 11 | 13 | 2020-11-13 | 1143450 | Sus | Y | EquipmentFailureInvolved¦Overhead¦Transformer(OH)¦Broken
20-0122217 | Vegetation | Tree - fell into line | Conductor, Overhead | Together | 2020 | Tier 3 - Extreme | Distribution Circuit | 11 | 18 | 2020-11-18 | 1148127 | Sus | Y | Vegetation¦Treefellintoline¦ConductorOverhead¦Together
20-0122787 | Equipment Failure/Involved | Overhead | Transformer (OH) | Failed/Faulted | 2020 | Tier 2 - Elevated | Transformer only | 11 | 19 | 2020-11-19 | 1149168 | Sus | Y | EquipmentFailureInvolved¦Overhead¦Transformer(OH)¦FailedFaulted
20-0123631 | 3rd Party | Other | Transformer (OH) | Broken | 2020 | Tier 2 - Elevated | Distribution Circuit | 11 | 20 | 2020-11-20 | 1150379 | Sus | Y | 3rdParty¦Other¦Transformer(OH)¦Broken
20-0125730 | Unknown Cause | Patrol - found nothing |  |  | 2020 | Tier 2 - Elevated | Distribution Circuit | 11 | 29 | 2020-11-29 | 1155888 | Sus | Y | UnknownCause¦Patrolfoundnothing¦¦
20-0125730 | Unknown Cause | Patrol - found nothing |  |  | 2020 | Tier 2 - Elevated | Distribution Circuit | 11 | 29 | 2020-11-29 | 1155888 | Sus | Y | UnknownCause¦Patrolfoundnothing¦¦
20-0129918 | Equipment Failure/Involved | Overhead | Conductor, Overhead | Deteriorated | 2020 | Tier 3 - Extreme | Distribution Circuit | 12 | 12 | 2020-12-12 | 1180870 | Sus | N | EquipmentFailureInvolved¦Overhead¦ConductorOverhead¦Deteriorated
20-0131696 | 3rd Party | Contact with High Voltage, 3rd party | Conductor, Overhead | Together | 2020 | Tier 2 - Elevated | Distribution Circuit | 12 | 24 | 2020-12-24 | 1198293 | Sus | N | 3rdParty¦ContactwithHighVoltage3rdparty¦ConductorOverhead¦Together
21-0004905 | Vegetation | Tree - fell into line | Conductor, Overhead | Broken, wire on ground | 2021 | Tier 2 - Elevated | Distribution Circuit | 1 | 4 | 2021-01-04 | 1204038 | Sus | N | Vegetation¦Treefellintoline¦ConductorOverhead¦Brokenwireonground
21-0007594 | Unknown Cause | Patrol - found nothing |  |  | 2021 | Tier 3 - Extreme | Distribution Circuit | 1 | 12 | 2021-01-12 | 1208666 | Sus | N | UnknownCause¦Patrolfoundnothing¦¦
21-0011832 | Vegetation | Tree - branch fell on line | Conductor, Overhead | Broken | 2021 | Tier 2 - Elevated | Distribution Circuit | 1 | 21 | 2021-01-21 | 1219408 | Sus | N | Vegetation¦Treebranchfellonline¦ConductorOverhead¦Broken
21-0013470 | 3rd Party | Vehicle | Pole-Wood | Broken, wire on ground | 2021 | Tier 2 - Elevated | Distribution Circuit | 1 | 24 | 2021-01-24 | 1222620 | Sus | N | 3rdParty¦Vehicle¦PoleWood¦Brokenwireonground
21-0014621 | Vegetation | Tree - fell into line | Conductor, Overhead | Broken, wire on ground | 2021 | Tier 2 - Elevated | Distribution Circuit | 1 | 26 | 2021-01-26 | 1226154 | Sus | N | Vegetation¦Treefellintoline¦ConductorOverhead¦Brokenwireonground
21-0014737 | Environmental/External | Ice or snow | Pole-Wood | Broken, wire on ground | 2021 | Tier 2 - Elevated | Distribution Circuit | 1 | 26 | 2021-01-26 | 1226459 | Sus | N | EnvironmentalExternal¦Iceorsnow¦PoleWood¦Brokenwireonground
21-0016798 | Unknown Cause | Patrol - found nothing |  |  | 2021 | Tier 3 - Extreme | Transformer only | 1 | 27 | 2021-01-27 | 1237262 | Sus | N | UnknownCause¦Patrolfoundnothing¦¦
21-0017354 | Equipment Failure/Involved | Overhead | Lightning Arrestor | Burned/flashed | 2021 | Tier 3 - Extreme | Distribution Circuit | 1 | 28 | 2021-01-28 | 1239266 | Sus | N | EquipmentFailureInvolved¦Overhead¦LightningArrestor¦Burnedflashed
21-0021826 | Unknown Cause | Patrol - found nothing |  |  | 2021 | Tier 2 - Elevated | Transformer only | 2 | 3 | 2021-02-03 | 1247553 | Sus | N | UnknownCause¦Patrolfoundnothing¦¦
21-0032466 | Unknown Cause | Patrol - found nothing |  |  | 2021 | Tier 2 - Elevated | Distribution Circuit | 3 | 5 | 2021-03-05 | 1268377 | Sus | N | UnknownCause¦Patrolfoundnothing¦¦
21-0032915 | Unknown Cause | Patrol - found nothing |  |  | 2021 | Tier 3 - Extreme | Distribution Circuit | 3 | 5 | 2021-03-05 | 1270704 | Sus | N | UnknownCause¦Patrolfoundnothing¦¦
21-0038405 | Vegetation | Tree - fell into line | Conductor, Overhead | Broken, wire on ground | 2021 | Tier 3 - Extreme | Distribution Circuit | 3 | 19 | 2021-03-19 | 1288413 | Sus | N | Vegetation¦Treefellintoline¦ConductorOverhead¦Brokenwireonground
21-0038857 | Unknown Cause | Patrol - found nothing |  |  | 2021 | Tier 3 - Extreme | Transformer only | 3 | 19 | 2021-03-19 | 1289162 | Sus | N | UnknownCause¦Patrolfoundnothing¦¦
21-0050093 | Equipment Failure/Involved | Underground | Transformer (UG) | Failed/Faulted | 2021 | Tier 2 - Elevated | Distribution Circuit | 4 | 18 | 2021-04-18 | 1322304 | Sus | N | EquipmentFailureInvolved¦Underground¦Transformer(UG)¦FailedFaulted
21-0052884 | Vegetation | Tree - fell into line | Pole-Wood | Broken, wire on ground | 2021 | Tier 2 - Elevated | Distribution Circuit | 4 | 25 | 2021-04-25 | 1333513 | Sus | N | Vegetation¦Treefellintoline¦PoleWood¦Brokenwireonground
21-0056045 | Equipment Failure/Involved | Electrical Overload | Transformer (OH) | Failed/Faulted | 2021 | Tier 3 - Extreme | Transformer only | 5 | 3 | 2021-05-03 | 1339510 | Sus | Y | EquipmentFailureInvolved¦ElectricalOverload¦Transformer(OH)¦FailedFaulted
21-0058413 | Equipment Failure/Involved | Overhead | Insulator | Broken | 2021 | Tier 2 - Elevated | Distribution Circuit | 5 | 7 | 2021-05-07 | 1343331 | Sus | Y | EquipmentFailureInvolved¦Overhead¦Insulator¦Broken
21-0061371 | Animal | Other | Transformer (OH) | Normal | 2021 | Tier 2 - Elevated | Distribution Circuit | 5 | 14 | 2021-05-14 | 1348894 | Sus | Y | Animal¦Other¦Transformer(OH)¦Normal
21-0068634 | Equipment Failure/Involved | Overhead | Transformer (OH) | Failed/Faulted | 2021 | Tier 3 - Extreme | Transformer only | 6 | 1 | 2021-06-01 | 1363396 | Sus | Y | EquipmentFailureInvolved¦Overhead¦Transformer(OH)¦FailedFaulted
21-0076754 | Unknown Cause | Patrol - found nothing |  |  | 2021 | Tier 2 - Elevated | Distribution Circuit | 6 | 20 | 2021-06-20 | 1380124 | Sus | Y | UnknownCause¦Patrolfoundnothing¦¦
21-0084695 | Unknown Cause | Patrol - found nothing |  |  | 2021 | Tier 2 - Elevated | Distribution Circuit | 7 | 3 | 2021-07-03 | 1391344 | Sus | Y | UnknownCause¦Patrolfoundnothing¦¦
21-0085375 | Equipment Failure/Involved | Overhead | Crossarm, Wood | Broken | 2021 | Tier 3 - Extreme | Distribution Circuit | 7 | 6 | 2021-07-06 | 1393023 | Sus | Y | EquipmentFailureInvolved¦Overhead¦CrossarmWood¦Broken
21-0087561 | Unknown Cause | Patrol - found nothing |  |  | 2021 | Tier 2 - Elevated | Distribution Circuit | 7 | 10 | 2021-07-10 | 1398824 | Sus | Y | UnknownCause¦Patrolfoundnothing¦¦
21-0090182 | Unknown Cause | Patrol - not conducted |  |  | 2021 | Tier 3 - Extreme | Transformer only | 7 | 15 | 2021-07-15 | 1405254 | Sus | Y | UnknownCause¦Patrolnotconducted¦¦
21-0093154 | 3rd Party | Vehicle | Pole-Wood | Broken | 2021 | Tier 3 - Extreme | Distribution Circuit | 7 | 21 | 2021-07-21 | 1410560 | Sus | Y | 3rdParty¦Vehicle¦PoleWood¦Broken
21-0094665 | Equipment Failure/Involved | Overhead | Transformer (OH) | Failed/Faulted | 2021 | Tier 2 - Elevated | Transformer only | 7 | 25 | 2021-07-25 | 1414269 | Sus | Y | EquipmentFailureInvolved¦Overhead¦Transformer(OH)¦FailedFaulted
21-0098229 | Unknown Cause | Patrol - found nothing |  |  | 2021 | Tier 2 - Elevated | Distribution Circuit | 8 | 1 | 2021-08-01 | 1428173 | Sus | Y | UnknownCause¦Patrolfoundnothing¦¦
21-0109957 | Animal | Other | Transformer (OH) | Normal | 2021 | Tier 2 - Elevated | Transformer only | 8 | 27 | 2021-08-27 | 1455059 | Sus | Y | Animal¦Other¦Transformer(OH)¦Normal
21-0119823 | Equipment Failure/Involved | Overhead | Transformer (OH) | Failed/Faulted | 2021 | Tier 3 - Extreme | Transformer only | 9 | 20 | 2021-09-20 | 1475935 | Sus | Y | EquipmentFailureInvolved¦Overhead¦Transformer(OH)¦FailedFaulted
21-0122965 | Unknown Cause | Patrol - found nothing |  |  | 2021 | Tier 2 - Elevated | Distribution Circuit | 9 | 27 | 2021-09-27 | 1481838 | Sus | Y | UnknownCause¦Patrolfoundnothing¦¦
21-0125501 | Equipment Failure/Involved | Overhead | Transformer (OH) | Failed/Faulted | 2021 | Tier 2 - Elevated | Transformer only | 10 | 4 | 2021-10-04 | 1486334 | Sus | Y | EquipmentFailureInvolved¦Overhead¦Transformer(OH)¦FailedFaulted
21-0126736 | Unknown Cause | Patrol - found nothing |  |  | 2021 | Tier 3 - Extreme | Distribution Circuit | 10 | 6 | 2021-10-06 | 1488928 | Sus | Y | UnknownCause¦Patrolfoundnothing¦¦
21-0128903 | Unknown Cause | Patrol - found nothing |  |  | 2021 | Tier 3 - Extreme | Distribution Circuit | 10 | 11 | 2021-10-11 | 1493374 | Sus | Y | UnknownCause¦Patrolfoundnothing¦¦
21-0132945 | Unknown Cause | Patrol - found nothing |  |  | 2021 | Tier 2 - Elevated | Distribution Circuit | 10 | 19 | 2021-10-19 | 1501766 | Sus | Y | UnknownCause¦Patrolfoundnothing¦¦
21-0133245 | Vegetation | Tree - fell into line | Crossarm, Wood | Broken, wire on ground | 2021 | Tier 2 - Elevated | Distribution Circuit | 10 | 19 | 2021-10-19 | 1502130 | Sus | Y | Vegetation¦Treefellintoline¦CrossarmWood¦Brokenwireonground
21-0135649 | Vegetation | Tree - branch fell on line | Conductor, Overhead | Broken, wire on ground | 2021 | Tier 2 - Elevated | Distribution Circuit | 10 | 24 | 2021-10-24 | 1507996 | Sus | Y | Vegetation¦Treebranchfellonline¦ConductorOverhead¦Brokenwireonground
21-0135794 | Unknown Cause | Patrol - found nothing |  |  | 2021 | Tier 2 - Elevated | Distribution Circuit | 10 | 24 | 2021-10-24 | 1507523 | Sus | Y | UnknownCause¦Patrolfoundnothing¦¦
21-0137719 | Vegetation | Tree - fell into line | Conductor, Overhead | Broken, wire on ground | 2021 | Tier 3 - Extreme | Distribution Circuit | 10 | 24 | 2021-10-24 | 1514588 | Sus | Y | Vegetation¦Treefellintoline¦ConductorOverhead¦Brokenwireonground
21-0138405 | Unknown Cause | Patrol - found nothing |  |  | 2021 | Tier 3 - Extreme | Distribution Circuit | 10 | 25 | 2021-10-25 | 1520468 | Sus | Y | UnknownCause¦Patrolfoundnothing¦¦
21-0141001 | Equipment Failure/Involved | Overhead | Transformer (OH) | Failed/Faulted | 2021 | Tier 3 - Extreme | Transformer only | 11 | 1 | 2021-11-01 | 1527661 | Sus | Y | EquipmentFailureInvolved¦Overhead¦Transformer(OH)¦FailedFaulted
21-0145301 | Equipment Failure/Involved | Overhead | Transformer (OH) | Failed/Faulted | 2021 | Tier 3 - Extreme | Distribution Circuit | 11 | 13 | 2021-11-13 | 1542780 | Sus | Y | EquipmentFailureInvolved¦Overhead¦Transformer(OH)¦FailedFaulted
21-0153036 | Equipment Failure/Involved | Overhead | Insulator | Broken | 2021 | Tier 3 - Extreme | Distribution Circuit | 11 | 30 | 2021-11-30 | 1556475 | Sus | Y | EquipmentFailureInvolved¦Overhead¦Insulator¦Broken
21-0157536 | Unknown Cause | Patrol - found nothing |  |  | 2021 | Tier 2 - Elevated | Distribution Circuit | 12 | 13 | 2021-12-13 | 1567986 | Sus | N | UnknownCause¦Patrolfoundnothing¦¦
21-0158290 | Vegetation | Tree - fell into line | Transformer | Broken | 2021 | Tier 3 - Extreme | Transformer only | 12 | 14 | 2021-12-14 | 1571949 | Sus | N | Vegetation¦Treefellintoline¦Transformer¦Broken
21-0158405 | Vegetation | Tree - branch fell on line | Conductor, Overhead | Broken | 2021 | Tier 3 - Extreme | Distribution Circuit | 12 | 14 | 2021-12-14 | 1570085 | Sus | N | Vegetation¦Treebranchfellonline¦ConductorOverhead¦Broken
21-0161451 | Vegetation | Tree - fell into line | Conductor, Overhead | Together | 2021 | Tier 2 - Elevated | Distribution Circuit | 12 | 27 | 2021-12-27 | 1587554 | Sus | N | Vegetation¦Treefellintoline¦ConductorOverhead¦Together
21-0161584 | Unknown Cause | Patrol - found nothing |  |  | 2021 | Tier 3 - Extreme | Distribution Circuit | 12 | 29 | 2021-12-29 | 1587689 | Sus | N | UnknownCause¦Patrolfoundnothing¦¦
21-0161877 | Vegetation | Tree - fell into line | Conductor, Overhead | Broken, wire on ground | 2021 | Tier 2 - Elevated | Distribution Circuit | 12 | 29 | 2021-12-29 | 1588077 | Sus | N | Vegetation¦Treefellintoline¦ConductorOverhead¦Brokenwireonground
22-0005055 | Vegetation | Tree - fell into line | Pole-Wood | Broken, wire on ground | 2021 | Tier 3 - Extreme | Distribution Circuit | 12 | 27 | 2021-12-27 | 1591653 | Sus | N | Vegetation¦Treefellintoline¦PoleWood¦Brokenwireonground
22-0005434 | Vegetation | Tree - branch fell on line | Conductor, Overhead | Contaminated | 2022 | Tier 2 - Elevated | Distribution Circuit | 1 | 3 | 2022-01-03 | 1593470 | Sus | N | Vegetation¦Treebranchfellonline¦ConductorOverhead¦Contaminated
22-0005595 | Vegetation | Tree - fell into line | Crossarm, Wood | Broken | 2021 | Tier 2 - Elevated | Distribution Circuit | 12 | 26 | 2021-12-26 | 1593819 | Sus | N | Vegetation¦Treefellintoline¦CrossarmWood¦Broken
22-0005812 | Vegetation | Tree - fell into line | Pole-Wood | Broken, wire on ground | 2022 | Tier 2 - Elevated | Distribution Circuit | 1 | 4 | 2022-01-04 | 1594571 | Sus | N | Vegetation¦Treefellintoline¦PoleWood¦Brokenwireonground
22-0006252 | Equipment Failure/Involved | Overhead | Fuse | Burned Open | 2022 | Tier 3 - Extreme | Transformer only | 1 | 4 | 2022-01-04 | 1595315 | Sus | N | EquipmentFailureInvolved¦Overhead¦Fuse¦BurnedOpen
22-0007546 | Equipment Failure/Involved | Overhead | Fuse | Failed/Faulted | 2022 | Tier 3 - Extreme | Transformer only | 1 | 7 | 2022-01-07 | 1597640 | Sus | N | EquipmentFailureInvolved¦Overhead¦Fuse¦FailedFaulted
22-0021752 | Equipment Failure/Involved | Overhead | Transformer (OH) | Failed/Faulted | 2022 | Tier 2 - Elevated | Transformer only | 2 | 12 | 2022-02-12 | 1626219 | Sus | N | EquipmentFailureInvolved¦Overhead¦Transformer(OH)¦FailedFaulted
22-0029215 | Vegetation | Tree - branch fell on line | Conductor, Overhead | Normal | 2022 | Tier 3 - Extreme | Distribution Circuit | 3 | 3 | 2022-03-03 | 1641284 | Sus | N | Vegetation¦Treebranchfellonline¦ConductorOverhead¦Normal
22-0037197 | Equipment Failure/Involved | Overhead | Transformer (OH) | Normal | 2022 | Tier 2 - Elevated | Transformer only | 3 | 23 | 2022-03-23 | 1653979 | Sus | N | EquipmentFailureInvolved¦Overhead¦Transformer(OH)¦Normal
22-0038992 | Vegetation | Tree - branch fell on line | Conductor, Overhead | Normal | 2022 | Tier 3 - Extreme | Distribution Circuit | 3 | 27 | 2022-03-27 | 1656667 | Sus | N | Vegetation¦Treebranchfellonline¦ConductorOverhead¦Normal
22-0039806 | Equipment Failure/Involved | Overhead | Transformer (OH) | Broken | 2022 | Tier 2 - Elevated | Transformer only | 3 | 29 | 2022-03-29 | 1658450 | Sus | N | EquipmentFailureInvolved¦Overhead¦Transformer(OH)¦Broken
22-0040053 | Vegetation | Tree - fell into line | Pole-Wood | Broken | 2022 | Tier 3 - Extreme | Distribution Circuit | 3 | 29 | 2022-03-29 | 1658781 | Sus | N | Vegetation¦Treefellintoline¦PoleWood¦Broken
22-0043742 | Equipment Failure/Involved | Overhead | Conductor, Overhead | Normal | 2022 | Tier 3 - Extreme | Distribution Circuit | 4 | 7 | 2022-04-07 | 1664860 | Sus | N | EquipmentFailureInvolved¦Overhead¦ConductorOverhead¦Normal
22-0045147 | Vegetation | Tree - branch fell on line | Conductor, Overhead | Normal | 2022 | Tier 2 - Elevated | Distribution Circuit | 4 | 10 | 2022-04-10 | 1667555 | Sus | N | Vegetation¦Treebranchfellonline¦ConductorOverhead¦Normal
22-0053751 | Unknown Cause | Patrol - found nothing |  |  | 2022 | Tier 2 - Elevated | Distribution Circuit | 4 | 24 | 2022-04-24 | 1680203 | Sus | N | UnknownCause¦Patrolfoundnothing¦¦
22-0056350 | Equipment Failure/Involved | Overhead | PT/CCVT | Burned/flashed | 2022 | Tier 2 - Elevated | Distribution Circuit | 4 | 30 | 2022-04-30 | 1685047 | Sus | N | EquipmentFailureInvolved¦Overhead¦PTCCVT¦Burnedflashed
22-0056350 | Equipment Failure/Involved | Overhead | PT/CCVT | Burned/flashed | 2022 | Tier 2 - Elevated | Distribution Circuit | 4 | 30 | 2022-04-30 | 1685047 | Sus | N | EquipmentFailureInvolved¦Overhead¦PTCCVT¦Burnedflashed
22-0056966 | Unknown Cause | Patrol - found nothing |  |  | 2022 | Tier 2 - Elevated | Distribution Circuit | 5 | 2 | 2022-05-02 | 1686596 | Sus | Y | UnknownCause¦Patrolfoundnothing¦¦
22-0059472 | Equipment Failure/Involved | Overhead | Conductor, Overhead | Broken, wire on ground | 2022 | Tier 2 - Elevated | Distribution Circuit | 5 | 8 | 2022-05-08 | 1691423 | Sus | Y | EquipmentFailureInvolved¦Overhead¦ConductorOverhead¦Brokenwireonground
22-0063757 | Equipment Failure/Involved | Overhead | Conductor, Overhead | Broken, wire on ground | 2022 | Tier 2 - Elevated | Distribution Circuit | 5 | 19 | 2022-05-19 | 1702608 | Sus | Y | EquipmentFailureInvolved¦Overhead¦ConductorOverhead¦Brokenwireonground
22-0071011 | Equipment Failure/Involved | Underground | Conductor, Underground | Burned/flashed | 2022 | Tier 2 - Elevated | Distribution Circuit | 6 | 7 | 2022-06-07 | 1721399 | Sus | Y | EquipmentFailureInvolved¦Underground¦ConductorUnderground¦Burnedflashed
22-0075845 | Equipment Failure/Involved | Overhead | Transformer (OH) | Failed/Faulted | 2022 | Tier 2 - Elevated | Transformer only | 6 | 17 | 2022-06-17 | 1734279 | Sus | Y | EquipmentFailureInvolved¦Overhead¦Transformer(OH)¦FailedFaulted
22-0078017 | Unknown Cause | Patrol - found nothing |  |  | 2022 | Tier 3 - Extreme | Distribution Circuit | 6 | 24 | 2022-06-24 | 1740761 | Sus | Y | UnknownCause¦Patrolfoundnothing¦¦
22-0080258 | Equipment Failure/Involved | Overhead | Pole-Wood | Deteriorated | 2022 | Tier 2 - Elevated | Distribution Circuit | 6 | 29 | 2022-06-29 | 1745823 | Sus | Y | EquipmentFailureInvolved¦Overhead¦PoleWood¦Deteriorated
22-0080322 | Equipment Failure/Involved | Overhead | Cutout, fuse holder | Broken | 2022 | Tier 3 - Extreme | Distribution Circuit | 6 | 29 | 2022-06-29 | 1745983 | Sus | Y | EquipmentFailureInvolved¦Overhead¦Cutoutfuseholder¦Broken
22-0081784 | Equipment Failure/Involved | Overhead | Fuse | Burned Open | 2022 | Tier 3 - Extreme | Transformer only | 7 | 5 | 2022-07-05 | 1749114 | Sus | Y | EquipmentFailureInvolved¦Overhead¦Fuse¦BurnedOpen
22-0090111 | 3rd Party | Vehicle | Pole-Wood | Broken, wire on ground | 2022 | Tier 2 - Elevated | Distribution Circuit | 7 | 27 | 2022-07-27 | 1766285 | Sus | Y | 3rdParty¦Vehicle¦PoleWood¦Brokenwireonground
22-0090529 | Vegetation | Tree - fell into line | Conductor, Overhead | Broken, wire on ground | 2022 | Tier 3 - Extreme | Distribution Circuit | 7 | 27 | 2022-07-27 | 1766808 | Sus | Y | Vegetation¦Treefellintoline¦ConductorOverhead¦Brokenwireonground
22-0091868 | Unknown Cause | Patrol - found nothing |  |  | 2022 | Tier 2 - Elevated | Distribution Circuit | 8 | 1 | 2022-08-01 | 1769792 | Sus | Y | UnknownCause¦Patrolfoundnothing¦¦
22-0097292 | Animal | Squirrel | Conductor, Overhead | Normal | 2022 | Tier 2 - Elevated | Distribution Circuit | 8 | 14 | 2022-08-14 | 1780549 | Sus | Y | Animal¦Squirrel¦ConductorOverhead¦Normal
22-0102842 | Unknown Cause | Patrol - found nothing |  |  | 2022 | Tier 2 - Elevated | Distribution Circuit | 8 | 28 | 2022-08-28 | 1793525 | Sus | Y | UnknownCause¦Patrolfoundnothing¦¦
22-0104950 | Equipment Failure/Involved | Overhead | Transformer | Failed/Faulted | 2022 | Tier 2 - Elevated | Transformer only | 9 | 1 | 2022-09-01 | 1797196 | Sus | Y | EquipmentFailureInvolved¦Overhead¦Transformer¦FailedFaulted
22-0107971 | Equipment Failure/Involved | Overhead | Conductor, Overhead | Arcing | 2022 | Tier 2 - Elevated | Distribution Circuit | 9 | 8 | 2022-09-08 | 1805876 | Sus | Y | EquipmentFailureInvolved¦Overhead¦ConductorOverhead¦Arcing
22-0108238 | Unknown Cause | Patrol - not conducted |  |  | 2022 | Tier 2 - Elevated | Distribution Circuit | 9 | 9 | 2022-09-09 | 1806714 | Sus | Y | UnknownCause¦Patrolnotconducted¦¦
22-0113849 | Equipment Failure/Involved | Overhead | Transformer (OH) | Leaking | 2022 | Tier 3 - Extreme | Transformer only | 9 | 22 | 2022-09-22 | 1819386 | Sus | Y | EquipmentFailureInvolved¦Overhead¦Transformer(OH)¦Leaking
22-0123510 | Unknown Cause | Patrol - found nothing |  |  | 2022 | Tier 3 - Extreme | Distribution Circuit | 10 | 21 | 2022-10-21 | 1842030 | Sus | Y | UnknownCause¦Patrolfoundnothing¦¦
22-0126502 | Vegetation | Tree - branch fell on line | Conductor, Overhead | Broken, wire on ground | 2022 | Tier 2 - Elevated | Distribution Circuit | 11 | 1 | 2022-11-01 | 1849622 | Sus | Y | Vegetation¦Treebranchfellonline¦ConductorOverhead¦Brokenwireonground
22-0128838 | Unknown Cause | Patrol - found nothing |  |  | 2022 | Tier 2 - Elevated | Distribution Circuit | 11 | 8 | 2022-11-08 | 1856614 | Sus | Y | UnknownCause¦Patrolfoundnothing¦¦
22-0129061 | Company Initiated | Coordination failure | Fuse | Normal | 2022 | Tier 2 - Elevated | Distribution Circuit | 11 | 8 | 2022-11-08 | 1857279 | Sus | Y | CompanyInitiated¦Coordinationfailure¦Fuse¦Normal
22-0129388 | Vegetation | Tree - fell into line | Conductor, Overhead | Broken, wire on ground | 2022 | Tier 3 - Extreme | Distribution Circuit | 11 | 8 | 2022-11-08 | 1858481 | Sus | Y | Vegetation¦Treefellintoline¦ConductorOverhead¦Brokenwireonground
22-0138363 | Vegetation | Tree - fell into line | Conductor, Overhead | Broken, wire on ground | 2022 | Tier 3 - Extreme | Distribution Circuit | 12 | 10 | 2022-12-10 | 1882180 | Sus | N | Vegetation¦Treefellintoline¦ConductorOverhead¦Brokenwireonground
22-0139297 | Equipment Failure/Involved | Overhead | Lightning Arrestor | Broken | 2022 | Tier 3 - Extreme | Distribution Circuit | 12 | 11 | 2022-12-11 | 1886374 | Sus | N | EquipmentFailureInvolved¦Overhead¦LightningArrestor¦Broken
22-0139601 | Unknown Cause | Patrol - found nothing |  |  | 2022 | Tier 2 - Elevated | Distribution Circuit | 12 | 13 | 2022-12-13 | 1888746 | Sus | N | UnknownCause¦Patrolfoundnothing¦¦
22-0140241 | Vegetation | Tree - fell into line | Conductor, Overhead | Normal | 2022 | Tier 2 - Elevated | Distribution Circuit | 12 | 16 | 2022-12-16 | 1890564 | Sus | N | Vegetation¦Treefellintoline¦ConductorOverhead¦Normal
22-0141877 | Vegetation | Tree - branch fell on line | Conductor, Overhead | Normal | 2022 | Tier 3 - Extreme | Distribution Circuit | 12 | 27 | 2022-12-27 | 1899185 | Sus | N | Vegetation¦Treebranchfellonline¦ConductorOverhead¦Normal
22-0142954 | Vegetation | Tree - fell into line | Conductor, Overhead | Together | 2022 | Tier 2 - Elevated | Distribution Circuit | 12 | 31 | 2022-12-31 | 1907343 | Sus | N | Vegetation¦Treefellintoline¦ConductorOverhead¦Together
15-0011012 | Equipment Failure/Involved | Other | Crossarm, Wood | Burned/flashed | 2015 | Tier 3 - Extreme | Distribution Circuit | 2 | 6 | 2015-02-06 | 1175531 | Sus | N | EquipmentFailureInvolved¦Other¦CrossarmWood¦Burnedflashed
15-0012470 | Vegetation | Tree - fell into line | Conductor, Overhead | Broken, wire on ground | 2015 | Tier 2 - Elevated | Distribution Circuit | 2 | 10 | 2015-02-10 | 1187833 | Sus | N | Vegetation¦Treefellintoline¦ConductorOverhead¦Brokenwireonground
15-0032427 | Environmental/External | Lightning | Conductor, Overhead | Normal | 2015 | Tier 3 - Extreme | Distribution Circuit | 5 | 7 | 2015-05-07 | 1230597 | Sus | Y | EnvironmentalExternal¦Lightning¦ConductorOverhead¦Normal
15-0035047 | Equipment Failure/Involved | Overhead | Jumper | Broken | 2015 | Tier 2 - Elevated | Distribution Circuit | 5 | 18 | 2015-05-18 | 1236670 | Sus | Y | EquipmentFailureInvolved¦Overhead¦Jumper¦Broken
15-0036260 | Animal | Bird found | Conductor, Overhead | Normal | 2015 | Tier 2 - Elevated | Distribution Circuit | 5 | 25 | 2015-05-25 | 1239140 | Sus | Y | Animal¦Birdfound¦ConductorOverhead¦Normal
15-0042292 | Environmental/External | Fire, Forest/Grass | Pole-Wood | Broken, wire on ground | 2015 | Tier 3 - Extreme | Distribution Circuit | 6 | 20 | 2015-06-20 | 1253873 | Sus | Y | EnvironmentalExternal¦FireForestGrass¦PoleWood¦Brokenwireonground
15-0042506 | Equipment Failure/Involved | Overhead | Transformer | Failed/Faulted | 2015 | Tier 2 - Elevated | Transformer only | 6 | 22 | 2015-06-22 | 1254599 | Sus | Y | EquipmentFailureInvolved¦Overhead¦Transformer¦FailedFaulted
15-0045231 | 3rd Party | Vehicle | Pole-Wood | Broken | 2015 | Tier 3 - Extreme | Distribution Circuit | 7 | 2 | 2015-07-02 | 1262197 | Sus | Y | 3rdParty¦Vehicle¦PoleWood¦Broken
15-0045350 | Environmental/External | Lightning | Transformer (OH) | Failed/Faulted | 2015 | Tier 2 - Elevated | Transformer only | 7 | 3 | 2015-07-03 | 1262433 | Sus | Y | EnvironmentalExternal¦Lightning¦Transformer(OH)¦FailedFaulted
15-0049331 | Environmental/External | Lightning | Transformer | Failed/Faulted | 2015 | Tier 2 - Elevated | Transformer only | 7 | 20 | 2015-07-20 | 1273591 | Sus | Y | EnvironmentalExternal¦Lightning¦Transformer¦FailedFaulted
15-0051104 | Equipment Failure/Involved | Overhead | Cutout, fuse holder | Broken | 2015 | Tier 2 - Elevated | Transformer only | 7 | 28 | 2015-07-28 | 1278967 | Sus | Y | EquipmentFailureInvolved¦Overhead¦Cutoutfuseholder¦Broken
15-0052033 | Environmental/External | Fire, Forest/Grass | Conductor, Overhead | On Ground | 2015 | Tier 3 - Extreme | Distribution Circuit | 7 | 31 | 2015-07-31 | 1281058 | Sus | Y | EnvironmentalExternal¦FireForestGrass¦ConductorOverhead¦OnGround
15-0054336 | Equipment Failure/Involved | Overhead | Crossarm, Wood | Broken | 2015 | Tier 3 - Extreme | Distribution Circuit | 8 | 11 | 2015-08-11 | 1286710 | Sus | Y | EquipmentFailureInvolved¦Overhead¦CrossarmWood¦Broken
15-0062652 | Vegetation | Tree - fell into line | Anchor or Guy | Normal | 2015 | Tier 2 - Elevated | Distribution Circuit | 9 | 22 | 2015-09-22 | 1309898 | Sus | Y | Vegetation¦Treefellintoline¦AnchororGuy¦Normal
15-0070677 | Environmental/External | Lightning | Transformer | Failed/Faulted | 2015 | Tier 2 - Elevated | Transformer only | 10 | 15 | 2015-10-15 | 1322427 | Sus | Y | EnvironmentalExternal¦Lightning¦Transformer¦FailedFaulted
15-0073066 | Animal | Squirrel | Fuse | Failed/Faulted | 2015 | Tier 2 - Elevated | Transformer only | 10 | 23 | 2015-10-23 | 1328411 | Sus | Y | Animal¦Squirrel¦Fuse¦FailedFaulted
15-0073912 | Animal | Squirrel | Fuse | Failed/Faulted | 2015 | Tier 3 - Extreme | Distribution Circuit | 10 | 28 | 2015-10-28 | 1330507 | Sus | Y | Animal¦Squirrel¦Fuse¦FailedFaulted
15-0078013 | Environmental/External | Lightning | Transformer | Failed/Faulted | 2015 | Tier 3 - Extreme | Distribution Circuit | 11 | 15 | 2015-11-15 | 1342410 | Sus | Y | EnvironmentalExternal¦Lightning¦Transformer¦FailedFaulted
15-0080544 | Equipment Failure/Involved | Overhead | Pole-Wood | Broken | 2015 | Tier 3 - Extreme | Distribution Circuit | 11 | 24 | 2015-11-24 | 1347814 | Sus | Y | EquipmentFailureInvolved¦Overhead¦PoleWood¦Broken
15-0080550 | Vegetation | Tree - branch fell on line | Conductor, Overhead | Normal | 2015 | Tier 2 - Elevated | Distribution Circuit | 11 | 24 | 2015-11-24 | 1347821 | Sus | Y | Vegetation¦Treebranchfellonline¦ConductorOverhead¦Normal
15-0082204 | Animal | Bird found | Transformer (OH) | Normal | 2015 | Tier 3 - Extreme | Distribution Circuit | 12 | 2 | 2015-12-02 | 1351842 | Sus | N | Animal¦Birdfound¦Transformer(OH)¦Normal
15-0083451 | Equipment Failure/Involved | Underground | Secondary | Deteriorated | 2015 | Tier 2 - Elevated | Transformer only | 12 | 8 | 2015-12-08 | 1355875 | Sus | N | EquipmentFailureInvolved¦Underground¦Secondary¦Deteriorated
15-0083711 | Vegetation | Tree - fell into line | Conductor, Overhead | Normal | 2015 | Tier 2 - Elevated | Distribution Circuit | 12 | 10 | 2015-12-10 | 1356606 | Sus | N | Vegetation¦Treefellintoline¦ConductorOverhead¦Normal
15-0084503 | Vegetation | Tree - fell into line | Conductor, Overhead | Broken, wire on ground | 2015 | Tier 2 - Elevated | Distribution Circuit | 12 | 13 | 2015-12-13 | 1359909 | Sus | N | Vegetation¦Treefellintoline¦ConductorOverhead¦Brokenwireonground
15-0087177 | Environmental/External | Lightning | Transformer | Normal | 2015 | Tier 3 - Extreme | Transformer only | 12 | 24 | 2015-12-24 | 1371346 | Sus | N | EnvironmentalExternal¦Lightning¦Transformer¦Normal
15-0087838 | 3rd Party | Vehicle | Conductor, Overhead | Broken, wire on ground | 2015 | Tier 2 - Elevated | Distribution Circuit | 12 | 30 | 2015-12-30 | 1374564 | Sus | N | 3rdParty¦Vehicle¦ConductorOverhead¦Brokenwireonground
16-0009550 | Vegetation | Tree - fell into line | Conductor, Overhead | Normal | 2016 | Tier 3 - Extreme | Distribution Circuit | 1 | 31 | 2016-01-31 | 1395325 | Sus | N | Vegetation¦Treefellintoline¦ConductorOverhead¦Normal
16-0010516 | Equipment Failure/Involved | Overhead | Transformer | Failed/Faulted | 2016 | Tier 2 - Elevated | Transformer only | 2 | 3 | 2016-02-03 | 1398063 | Sus | N | EquipmentFailureInvolved¦Overhead¦Transformer¦FailedFaulted
16-0013596 | Vegetation | Tree - fell into line | Conductor, Overhead | On Ground | 2016 | Tier 3 - Extreme | Distribution Circuit | 2 | 17 | 2016-02-17 | 1406369 | Sus | N | Vegetation¦Treefellintoline¦ConductorOverhead¦OnGround
16-0013603 | Unknown Cause | Patrol - found nothing |  |  | 2016 | Tier 2 - Elevated | Distribution Circuit | 2 | 17 | 2016-02-17 | 1407301 | Sus | N | UnknownCause¦Patrolfoundnothing¦¦
16-0013705 | Unknown Cause | Patrol - found nothing |  |  | 2016 | Tier 2 - Elevated | Distribution Circuit | 2 | 18 | 2016-02-18 | 1408053 | Sus | N | UnknownCause¦Patrolfoundnothing¦¦
16-0017857 | Vegetation | Tree - fell into line | Conductor, Overhead | Normal | 2016 | Tier 3 - Extreme | Distribution Circuit | 3 | 5 | 2016-03-05 | 1418773 | Sus | N | Vegetation¦Treefellintoline¦ConductorOverhead¦Normal
16-0018510 | Vegetation | Tree - fell into line | Pole-Wood | Broken, wire on ground | 2016 | Tier 2 - Elevated | Distribution Circuit | 3 | 6 | 2016-03-06 | 1422444 | Sus | N | Vegetation¦Treefellintoline¦PoleWood¦Brokenwireonground
16-0018640 | Vegetation | Tree - fell into line | Conductor, Overhead | Broken, wire on ground | 2016 | Tier 3 - Extreme | Distribution Circuit | 3 | 7 | 2016-03-07 | 1422915 | Sus | N | Vegetation¦Treefellintoline¦ConductorOverhead¦Brokenwireonground
16-0021135 | Vegetation | Tree - fell into line | Conductor, Overhead | Broken, wire on ground | 2016 | Tier 2 - Elevated | Distribution Circuit | 3 | 14 | 2016-03-14 | 1430811 | Sus | N | Vegetation¦Treefellintoline¦ConductorOverhead¦Brokenwireonground
16-0021363 | Animal | Bird found | Pole-Wood | Normal | 2016 | Tier 2 - Elevated | Distribution Circuit | 3 | 14 | 2016-03-14 | 1431533 | Sus | N | Animal¦Birdfound¦PoleWood¦Normal
16-0021512 | Unknown Cause | Patrol - found nothing |  |  | 2016 | Tier 2 - Elevated | Distribution Circuit | 3 | 15 | 2016-03-15 | 1431654 | Sus | N | UnknownCause¦Patrolfoundnothing¦¦
16-0027861 | Equipment Failure/Involved | Overhead | Cutout, fuse holder | Normal | 2016 | Tier 3 - Extreme | Distribution Circuit | 4 | 11 | 2016-04-11 | 1448967 | Sus | N | EquipmentFailureInvolved¦Overhead¦Cutoutfuseholder¦Normal
16-0031281 | Environmental/External | Lightning | Transformer | Failed/Faulted | 2016 | Tier 2 - Elevated | Transformer only | 4 | 25 | 2016-04-25 | 1457852 | Sus | N | EnvironmentalExternal¦Lightning¦Transformer¦FailedFaulted
16-0032884 | Unknown Cause | Patrol - found nothing |  |  | 2016 | Tier 3 - Extreme | Distribution Circuit | 4 | 30 | 2016-04-30 | 1462293 | Sus | N | UnknownCause¦Patrolfoundnothing¦¦
16-0034105 | Environmental/External | Lightning | Transformer | Failed/Faulted | 2016 | Tier 2 - Elevated | Transformer only | 5 | 5 | 2016-05-05 | 1465131 | Sus | Y | EnvironmentalExternal¦Lightning¦Transformer¦FailedFaulted
16-0034286 | Environmental/External | Lightning | Conductor, Overhead | Normal | 2016 | Tier 2 - Elevated | Distribution Circuit | 5 | 5 | 2016-05-05 | 1465579 | Sus | Y | EnvironmentalExternal¦Lightning¦ConductorOverhead¦Normal
16-0038755 | 3rd Party | Tree - cutting, 3rd party | Woodpin | Broken | 2016 | Tier 3 - Extreme | Distribution Circuit | 5 | 26 | 2016-05-26 | 1477641 | Sus | Y | 3rdParty¦Treecutting3rdparty¦Woodpin¦Broken
16-0040472 | Unknown Cause | Patrol - found nothing |  |  | 2016 | Tier 2 - Elevated | Distribution Circuit | 6 | 2 | 2016-06-02 | 1481191 | Sus | Y | UnknownCause¦Patrolfoundnothing¦¦
16-0047693 | 3rd Party | Vehicle | Pole-Wood | Broken, wire on ground | 2016 | Tier 2 - Elevated | Distribution Circuit | 7 | 3 | 2016-07-03 | 1500617 | Sus | Y | 3rdParty¦Vehicle¦PoleWood¦Brokenwireonground
16-0053053 | Vegetation | Tree - branch fell on line | Conductor, Overhead | Together | 2016 | Tier 2 - Elevated | Distribution Circuit | 7 | 27 | 2016-07-27 | 1517342 | Sus | Y | Vegetation¦Treebranchfellonline¦ConductorOverhead¦Together
16-0062592 | Animal | Bird found | Fuse | Failed/Faulted | 2016 | Tier 2 - Elevated | Transformer only | 9 | 6 | 2016-09-06 | 1537140 | Sus | Y | Animal¦Birdfound¦Fuse¦FailedFaulted
16-0071673 | 3rd Party | Customer Equipment | Pole-Wood | Broken | 2016 | Tier 2 - Elevated | Distribution Circuit | 10 | 13 | 2016-10-13 | 1557578 | Sus | Y | 3rdParty¦CustomerEquipment¦PoleWood¦Broken
16-0072068 | Vegetation | Tree - fell into line | Pole-Wood | Broken | 2016 | Tier 2 - Elevated | Distribution Circuit | 10 | 14 | 2016-10-14 | 1558126 | Sus | Y | Vegetation¦Treefellintoline¦PoleWood¦Broken
16-0072878 | Vegetation | Tree - fell into line | Conductor, Overhead | Normal | 2016 | Tier 2 - Elevated | Distribution Circuit | 10 | 16 | 2016-10-16 | 1562796 | Sus | Y | Vegetation¦Treefellintoline¦ConductorOverhead¦Normal
16-0072902 | Vegetation | Tree - fell into line | Conductor, Overhead | Normal | 2016 | Tier 2 - Elevated | Distribution Circuit | 10 | 16 | 2016-10-16 | 1562985 | Sus | Y | Vegetation¦Treefellintoline¦ConductorOverhead¦Normal
16-0073357 | Unknown Cause | Patrol - found nothing |  |  | 2016 | Tier 2 - Elevated | Distribution Circuit | 10 | 17 | 2016-10-17 | 1564596 | Sus | Y | UnknownCause¦Patrolfoundnothing¦¦
16-0076084 | Vegetation | Tree - fell into line | Conductor, Overhead | Broken, wire on ground | 2016 | Tier 3 - Extreme | Distribution Circuit | 10 | 27 | 2016-10-27 | 1570992 | Sus | Y | Vegetation¦Treefellintoline¦ConductorOverhead¦Brokenwireonground
16-0076816 | Vegetation | Tree - fell into line | Conductor, Overhead | Broken, wire on ground | 2016 | Tier 2 - Elevated | Distribution Circuit | 10 | 30 | 2016-10-30 | 1573382 | Sus | Y | Vegetation¦Treefellintoline¦ConductorOverhead¦Brokenwireonground
16-0078859 | Vegetation | Tree - branch fell on line | Transformer (OH) | Normal | 2016 | Tier 3 - Extreme | Distribution Circuit | 11 | 9 | 2016-11-09 | 1578611 | Sus | Y | Vegetation¦Treebranchfellonline¦Transformer(OH)¦Normal
16-0082494 | Vegetation | Tree - fell into line | Service conductor | Broken | 2016 | Tier 3 - Extreme | Transformer only | 11 | 27 | 2016-11-27 | 1589926 | Sus | Y | Vegetation¦Treefellintoline¦Serviceconductor¦Broken
16-0085504 | Vegetation | Tree - fell into line | Transformer | Broken | 2016 | Tier 3 - Extreme | Transformer only | 12 | 14 | 2016-12-14 | 1601556 | Sus | N | Vegetation¦Treefellintoline¦Transformer¦Broken
16-0085785 | Vegetation | Tree - fell into line | Conductor, Overhead | Normal | 2016 | Tier 3 - Extreme | Distribution Circuit | 12 | 15 | 2016-12-15 | 1602897 | Sus | N | Vegetation¦Treefellintoline¦ConductorOverhead¦Normal
16-0086060 | Unknown Cause | Patrol - found nothing |  |  | 2016 | Tier 3 - Extreme | Distribution Circuit | 12 | 16 | 2016-12-16 | 1604902 | Sus | N | UnknownCause¦Patrolfoundnothing¦¦
17-0002982 | Vegetation | Tree - fell into line | Conductor, Overhead | Failed/Faulted | 2017 | Tier 3 - Extreme | Distribution Circuit | 1 | 3 | 2017-01-03 | 1615587 | Sus | N | Vegetation¦Treefellintoline¦ConductorOverhead¦FailedFaulted
17-0003938 | Vegetation | Tree - fell into line | Conductor, Overhead | Normal | 2017 | Tier 2 - Elevated | Distribution Circuit | 1 | 5 | 2017-01-05 | 1619096 | Sus | N | Vegetation¦Treefellintoline¦ConductorOverhead¦Normal
17-0004731 | Vegetation | Tree - fell into line | Conductor, Overhead | Broken, wire on ground | 2017 | Tier 3 - Extreme | Distribution Circuit | 1 | 7 | 2017-01-07 | 1621937 | Sus | N | Vegetation¦Treefellintoline¦ConductorOverhead¦Brokenwireonground
17-0005393 | Vegetation | Tree - fell into line | Conductor, Overhead | Broken, wire on ground | 2017 | Tier 2 - Elevated | Distribution Circuit | 1 | 8 | 2017-01-08 | 1627318 | Sus | N | Vegetation¦Treefellintoline¦ConductorOverhead¦Brokenwireonground
17-0006079 | Vegetation | Tree - fell into line | Conductor, Overhead | Broken, wire on ground | 2017 | Tier 2 - Elevated | Distribution Circuit | 1 | 9 | 2017-01-09 | 1631069 | Sus | N | Vegetation¦Treefellintoline¦ConductorOverhead¦Brokenwireonground
17-0006227 | Unknown Cause | Patrol - not conducted |  |  | 2017 | Tier 3 - Extreme | Distribution Circuit | 1 | 8 | 2017-01-08 | 1626071 | Sus | N | UnknownCause¦Patrolnotconducted¦¦
17-0007000 | Vegetation | Tree - fell into line | Conductor, Overhead | Broken, wire on ground | 2017 | Tier 2 - Elevated | Distribution Circuit | 1 | 10 | 2017-01-10 | 1635621 | Sus | N | Vegetation¦Treefellintoline¦ConductorOverhead¦Brokenwireonground
17-0007209 | Vegetation | Tree - branch fell on line | Conductor, Overhead | Normal | 2017 | Tier 3 - Extreme | Distribution Circuit | 1 | 10 | 2017-01-10 | 1636143 | Sus | N | Vegetation¦Treebranchfellonline¦ConductorOverhead¦Normal
17-0011465 | Unknown Cause | Patrol - found nothing |  |  | 2017 | Tier 3 - Extreme | Distribution Circuit | 1 | 20 | 2017-01-20 | 1652517 | Sus | N | UnknownCause¦Patrolfoundnothing¦¦
17-0012813 | Unknown Cause | Patrol - not conducted |  |  | 2017 | Tier 2 - Elevated | Distribution Circuit | 1 | 22 | 2017-01-22 | 1659058 | Sus | N | UnknownCause¦Patrolnotconducted¦¦
17-0013792 | Vegetation | Tree - branch fell on line | Conductor, Overhead | Normal | 2017 | Tier 3 - Extreme | Distribution Circuit | 1 | 23 | 2017-01-23 | 1662757 | Sus | N | Vegetation¦Treebranchfellonline¦ConductorOverhead¦Normal
17-0017391 | Vegetation | Tree - fell into line | Conductor, Overhead | Broken, wire on ground | 2017 | Tier 3 - Extreme | Distribution Circuit | 2 | 3 | 2017-02-03 | 1674429 | Sus | N | Vegetation¦Treefellintoline¦ConductorOverhead¦Brokenwireonground
17-0018258 | Vegetation | Tree - fell into line | Conductor, Overhead | Broken, wire on ground | 2017 | Tier 2 - Elevated | Distribution Circuit | 2 | 7 | 2017-02-07 | 1678069 | Sus | N | Vegetation¦Treefellintoline¦ConductorOverhead¦Brokenwireonground
17-0019153 | Vegetation | Tree - branch fell on line | Conductor, Overhead | Broken, wire on ground | 2017 | Tier 2 - Elevated | Distribution Circuit | 2 | 8 | 2017-02-08 | 1682463 | Sus | N | Vegetation¦Treebranchfellonline¦ConductorOverhead¦Brokenwireonground
17-0019330 | Vegetation | Tree - branch fell on line | Conductor, Overhead | Normal | 2017 | Tier 2 - Elevated | Distribution Circuit | 2 | 9 | 2017-02-09 | 1682877 | Sus | N | Vegetation¦Treebranchfellonline¦ConductorOverhead¦Normal
17-0019702 | Unknown Cause | Patrol - found nothing |  |  | 2017 | Tier 3 - Extreme | Distribution Circuit | 2 | 9 | 2017-02-09 | 1683990 | Sus | N | UnknownCause¦Patrolfoundnothing¦¦
17-0023973 | Vegetation | Tree - fell into line | Fuse | Failed/Faulted | 2017 | Tier 2 - Elevated | Distribution Circuit | 2 | 20 | 2017-02-20 | 1703870 | Sus | N | Vegetation¦Treefellintoline¦Fuse¦FailedFaulted
17-0024754 | Unknown Cause | Patrol - found nothing |  |  | 2017 | Tier 2 - Elevated | Distribution Circuit | 2 | 20 | 2017-02-20 | 1705981 | Sus | N | UnknownCause¦Patrolfoundnothing¦¦
17-0025185 | Vegetation | Tree - fell into line | Conductor, Overhead | Broken, wire on ground | 2017 | Tier 2 - Elevated | Distribution Circuit | 2 | 21 | 2017-02-21 | 1708238 | Sus | N | Vegetation¦Treefellintoline¦ConductorOverhead¦Brokenwireonground
17-0025926 | Vegetation | Tree - fell into line | Conductor, Overhead | Normal | 2017 | Tier 3 - Extreme | Distribution Circuit | 2 | 23 | 2017-02-23 | 1711752 | Sus | N | Vegetation¦Treefellintoline¦ConductorOverhead¦Normal
17-0026020 | Unknown Cause | Patrol - found nothing |  |  | 2017 | Tier 3 - Extreme | Distribution Circuit | 2 | 23 | 2017-02-23 | 1711964 | Sus | N | UnknownCause¦Patrolfoundnothing¦¦
17-0028362 | Equipment Failure/Involved | Overhead | Transformer | Failed/Faulted | 2017 | Tier 2 - Elevated | Distribution Circuit | 3 | 4 | 2017-03-04 | 1719380 | Sus | N | EquipmentFailureInvolved¦Overhead¦Transformer¦FailedFaulted
17-0030561 | Equipment Failure/Involved | Overhead | Cutout, fuse holder | Broken | 2017 | Tier 3 - Extreme | Transformer only | 3 | 13 | 2017-03-13 | 1726527 | Sus | N | EquipmentFailureInvolved¦Overhead¦Cutoutfuseholder¦Broken
17-0035484 | Unknown Cause | Patrol - found nothing |  |  | 2017 | Tier 2 - Elevated | Distribution Circuit | 3 | 31 | 2017-03-31 | 1740993 | Sus | N | UnknownCause¦Patrolfoundnothing¦¦
17-0036308 | Equipment Failure/Involved | Underground | Fuse | Arcing | 2017 | Tier 2 - Elevated | Distribution Circuit | 4 | 3 | 2017-04-03 | 1743461 | Sus | N | EquipmentFailureInvolved¦Underground¦Fuse¦Arcing
17-0040396 | Environmental/External | Lightning | Transformer | Failed/Faulted | 2017 | Tier 2 - Elevated | Transformer only | 4 | 14 | 2017-04-14 | 1758012 | Sus | N | EnvironmentalExternal¦Lightning¦Transformer¦FailedFaulted
17-0043804 | Unknown Cause | Patrol - found nothing |  |  | 2017 | Tier 2 - Elevated | Distribution Circuit | 4 | 28 | 2017-04-28 | 1769934 | Sus | N | UnknownCause¦Patrolfoundnothing¦¦
17-0049368 | Vegetation | Tree - bark fell into line | Connector or Splice (OH) | Arcing | 2017 | Tier 2 - Elevated | Distribution Circuit | 5 | 20 | 2017-05-20 | 1786268 | Sus | Y | Vegetation¦Treebarkfellintoline¦ConnectororSplice(OH)¦Arcing
17-0051271 | Unknown Cause | Patrol - found nothing |  |  | 2017 | Tier 3 - Extreme | Distribution Circuit | 5 | 29 | 2017-05-29 | 1792514 | Sus | Y | UnknownCause¦Patrolfoundnothing¦¦
17-0052636 | Unknown Cause | Patrol - found nothing |  |  | 2017 | Tier 3 - Extreme | Distribution Circuit | 6 | 4 | 2017-06-04 | 1796822 | Sus | Y | UnknownCause¦Patrolfoundnothing¦¦
17-0054429 | Environmental/External | Lightning | Transformer | Failed/Faulted | 2017 | Tier 2 - Elevated | Transformer only | 6 | 11 | 2017-06-11 | 1802026 | Sus | Y | EnvironmentalExternal¦Lightning¦Transformer¦FailedFaulted
17-0069323 | Vegetation | Tree - grew into line | Conductor, Overhead | Normal | 2017 | Tier 2 - Elevated | Distribution Circuit | 8 | 10 | 2017-08-10 | 1849786 | Sus | Y | Vegetation¦Treegrewintoline¦ConductorOverhead¦Normal
17-0069823 | Equipment Failure/Involved | Overhead | Other | Failed/Faulted | 2017 | Tier 2 - Elevated | Transformer only | 8 | 12 | 2017-08-12 | 1851026 | Sus | Y | EquipmentFailureInvolved¦Overhead¦Other¦FailedFaulted
17-0073247 | Unknown Cause | Patrol - not conducted |  |  | 2017 | Tier 2 - Elevated | Distribution Circuit | 8 | 27 | 2017-08-27 | 1860799 | Sus | Y | UnknownCause¦Patrolnotconducted¦¦
17-0073287 | Equipment Failure/Involved | Overhead | Conductor, Overhead | Broken, wire on ground | 2017 | Tier 3 - Extreme | Distribution Circuit | 8 | 28 | 2017-08-28 | 1861026 | Sus | Y | EquipmentFailureInvolved¦Overhead¦ConductorOverhead¦Brokenwireonground
17-0075351 | Equipment Failure/Involved | Underground | Other | Normal | 2017 | Tier 3 - Extreme | Transformer only | 9 | 2 | 2017-09-02 | 1867526 | Sus | Y | EquipmentFailureInvolved¦Underground¦Other¦Normal
17-0077209 | Equipment Failure/Involved | Overhead | Transformer | Failed/Faulted | 2017 | Tier 2 - Elevated | Transformer only | 9 | 9 | 2017-09-09 | 1873864 | Sus | Y | EquipmentFailureInvolved¦Overhead¦Transformer¦FailedFaulted
17-0079457 | Vegetation | Tree - branch fell on line | Conductor, Overhead | Broken, wire on ground | 2017 | Tier 2 - Elevated | Distribution Circuit | 9 | 16 | 2017-09-16 | 1880098 | Sus | Y | Vegetation¦Treebranchfellonline¦ConductorOverhead¦Brokenwireonground
17-0085597 | Equipment Failure/Involved | Overhead | Crossarm, Wood | Broken | 2017 | Tier 2 - Elevated | Distribution Circuit | 10 | 9 | 2017-10-09 | 1896441 | Sus | Y | EquipmentFailureInvolved¦Overhead¦CrossarmWood¦Broken
17-0087658 | Environmental/External | Fire, Forest/Grass | Transformer (UG) | Burned/flashed | 2017 | Tier 2 - Elevated | Distribution Circuit | 10 | 8 | 2017-10-08 | 1901653 | Sus | Y | EnvironmentalExternal¦FireForestGrass¦Transformer(UG)¦Burnedflashed
17-0090103 | Equipment Failure/Involved | Overhead | Conductor, Overhead | Broken | 2017 | Tier 2 - Elevated | Transformer only | 10 | 24 | 2017-10-24 | 1908855 | Sus | Y | EquipmentFailureInvolved¦Overhead¦ConductorOverhead¦Broken
17-0090251 | Environmental/External | Fire, Forest/Grass | Conductor, Overhead | Broken, wire on ground | 2017 | Tier 3 - Extreme | Distribution Circuit | 10 | 25 | 2017-10-25 | 1909252 | Sus | Y | EnvironmentalExternal¦FireForestGrass¦ConductorOverhead¦Brokenwireonground
17-0094162 | Vegetation | Tree - branch fell on line | Transformer | Broken, wire on ground | 2017 | Tier 3 - Extreme | Transformer only | 11 | 10 | 2017-11-10 | 1919916 | Sus | Y | Vegetation¦Treebranchfellonline¦Transformer¦Brokenwireonground
17-0101886 | Equipment Failure/Involved | Overhead | Conductor, Overhead | Broken | 2017 | Tier 3 - Extreme | Distribution Circuit | 12 | 16 | 2017-12-16 | 1943960 | Sus | N | EquipmentFailureInvolved¦Overhead¦ConductorOverhead¦Broken
17-0101911 | Unknown Cause | Patrol - found nothing |  |  | 2017 | Tier 3 - Extreme | Distribution Circuit | 12 | 16 | 2017-12-16 | 1944007 | Sus | N | UnknownCause¦Patrolfoundnothing¦¦
18-0011249 | Unknown Cause | Patrol - found nothing |  |  | 2018 | Tier 2 - Elevated | Distribution Circuit | 2 | 2 | 2018-02-02 | 18581 | Sus | N | UnknownCause¦Patrolfoundnothing¦¦
18-0015327 | Vegetation | Tree - fell into line | Conductor, Overhead | Broken, wire on ground | 2018 | Tier 3 - Extreme | Distribution Circuit | 2 | 18 | 2018-02-18 | 26939 | Sus | N | Vegetation¦Treefellintoline¦ConductorOverhead¦Brokenwireonground
18-0019359 | Unknown Cause | Patrol - found nothing |  |  | 2018 | Tier 2 - Elevated | Distribution Circuit | 3 | 3 | 2018-03-03 | 37173 | Sus | N | UnknownCause¦Patrolfoundnothing¦¦
18-0019442 | Unknown Cause | Patrol - found nothing |  |  | 2018 | Tier 3 - Extreme | Distribution Circuit | 3 | 3 | 2018-03-03 | 37247 | Sus | N | UnknownCause¦Patrolfoundnothing¦¦
18-0025697 | Equipment Failure/Involved | Overhead | Lightning Arrestor | Failed/Faulted | 2018 | Tier 2 - Elevated | Distribution Circuit | 3 | 22 | 2018-03-22 | 50776 | Sus | N | EquipmentFailureInvolved¦Overhead¦LightningArrestor¦FailedFaulted
18-0027837 | Vegetation | Tree - fell into line | Crossarm, Wood | Broken | 2018 | Tier 3 - Extreme | Transformer only | 3 | 29 | 2018-03-29 | 56208 | Sus | N | Vegetation¦Treefellintoline¦CrossarmWood¦Broken
18-0030390 | Unknown Cause | Patrol - found nothing |  |  | 2018 | Tier 3 - Extreme | Distribution Circuit | 4 | 8 | 2018-04-08 | 62615 | Sus | N | UnknownCause¦Patrolfoundnothing¦¦
18-0031375 | Vegetation | Tree - branch fell on line | Conductor, Overhead | Together | 2018 | Tier 2 - Elevated | Distribution Circuit | 4 | 11 | 2018-04-11 | 64635 | Sus | N | Vegetation¦Treebranchfellonline¦ConductorOverhead¦Together
18-0034298 | Equipment Failure/Involved | Overhead | Pole-Wood | Broken | 2018 | Tier 3 - Extreme | Transformer only | 4 | 21 | 2018-04-21 | 71091 | Sus | N | EquipmentFailureInvolved¦Overhead¦PoleWood¦Broken
18-0036017 | Unknown Cause | Patrol - found nothing |  |  | 2018 | Tier 2 - Elevated | Distribution Circuit | 4 | 26 | 2018-04-26 | 74668 | Sus | N | UnknownCause¦Patrolfoundnothing¦¦
18-0040643 | Unknown Cause | Patrol - found nothing |  |  | 2018 | Tier 2 - Elevated | Distribution Circuit | 5 | 13 | 2018-05-13 | 85416 | Sus | Y | UnknownCause¦Patrolfoundnothing¦¦
18-0043410 | Vegetation | Tree - fell into line | Pole-Wood | Broken | 2018 | Tier 3 - Extreme | Distribution Circuit | 5 | 23 | 2018-05-23 | 92254 | Sus | Y | Vegetation¦Treefellintoline¦PoleWood¦Broken
18-0049398 | Animal | Squirrel | Fuse | Failed/Faulted | 2018 | Tier 3 - Extreme | Distribution Circuit | 6 | 10 | 2018-06-10 | 105702 | Sus | Y | Animal¦Squirrel¦Fuse¦FailedFaulted
18-0053275 | Animal | Bird found | Conductor, Overhead | Normal | 2018 | Tier 2 - Elevated | Distribution Circuit | 6 | 21 | 2018-06-21 | 114659 | Sus | Y | Animal¦Birdfound¦ConductorOverhead¦Normal
18-0056077 | Unknown Cause | Patrol - found nothing |  |  | 2018 | Tier 2 - Elevated | Distribution Circuit | 7 | 1 | 2018-07-01 | 122367 | Sus | Y | UnknownCause¦Patrolfoundnothing¦¦
18-0057027 | Vegetation | Tree - fell into line | Conductor, Overhead | Broken, wire on ground | 2018 | Tier 2 - Elevated | Distribution Circuit | 7 | 5 | 2018-07-05 | 124660 | Sus | Y | Vegetation¦Treefellintoline¦ConductorOverhead¦Brokenwireonground
18-0057386 | Animal | Bird found | Conductor, Overhead | Normal | 2018 | Tier 2 - Elevated | Distribution Circuit | 7 | 6 | 2018-07-06 | 125316 | Sus | Y | Animal¦Birdfound¦ConductorOverhead¦Normal
18-0062915 | Unknown Cause | Patrol - found nothing |  |  | 2018 | Tier 2 - Elevated | Distribution Circuit | 7 | 24 | 2018-07-24 | 138692 | Sus | Y | UnknownCause¦Patrolfoundnothing¦¦
18-0064183 | Equipment Failure/Involved | Overhead | Transformer | Failed/Faulted | 2018 | Tier 2 - Elevated | Transformer only | 7 | 26 | 2018-07-26 | 141189 | Sus | Y | EquipmentFailureInvolved¦Overhead¦Transformer¦FailedFaulted
18-0064653 | Environmental/External | Fire, Forest/Grass | Conductor, Overhead | Normal | 2018 | Tier 2 - Elevated | Transmission line | 7 | 28 | 2018-07-28 | 143455 | Sus | Y | EnvironmentalExternal¦FireForestGrass¦ConductorOverhead¦Normal
18-0066054 | Equipment Failure/Involved | Overhead | Insulator | Broken | 2018 | Tier 2 - Elevated | Transformer only | 8 | 2 | 2018-08-02 | 147231 | Sus | Y | EquipmentFailureInvolved¦Overhead¦Insulator¦Broken
18-0069040 | Unknown Cause | Patrol - found nothing |  |  | 2018 | Tier 3 - Extreme | Distribution Circuit | 8 | 12 | 2018-08-12 | 153852 | Sus | Y | UnknownCause¦Patrolfoundnothing¦¦
18-0069232 | Environmental/External | Fire, Forest/Grass | Conductor, Overhead | Burned/flashed | 2018 | Tier 2 - Elevated | Distribution Circuit | 8 | 13 | 2018-08-13 | 154456 | Sus | Y | EnvironmentalExternal¦FireForestGrass¦ConductorOverhead¦Burnedflashed
18-0084314 | 3rd Party | Vehicle | Pole-Wood | Broken | 2018 | Tier 2 - Elevated | Distribution Circuit | 9 | 27 | 2018-09-27 | 183083 | Sus | Y | 3rdParty¦Vehicle¦PoleWood¦Broken
18-0086416 | Vegetation | Tree - fell into line | Pole-Wood | Broken, wire on ground | 2018 | Tier 2 - Elevated | Distribution Circuit | 10 | 3 | 2018-10-03 | 187443 | Sus | Y | Vegetation¦Treefellintoline¦PoleWood¦Brokenwireonground
18-0100305 | Unknown Cause | Patrol - found nothing |  |  | 2018 | Tier 3 - Extreme | Distribution Circuit | 11 | 16 | 2018-11-16 | 216541 | Sus | Y | UnknownCause¦Patrolfoundnothing¦¦
18-0102006 | Unknown Cause | Patrol - found nothing |  |  | 2018 | Tier 3 - Extreme | Distribution Circuit | 11 | 21 | 2018-11-21 | 220373 | Sus | Y | UnknownCause¦Patrolfoundnothing¦¦
18-0102462 | Vegetation | Tree - fell into line | Conductor, Overhead | Broken, wire on ground | 2018 | Tier 2 - Elevated | Distribution Circuit | 11 | 23 | 2018-11-23 | 222551 | Sus | Y | Vegetation¦Treefellintoline¦ConductorOverhead¦Brokenwireonground
18-0104393 | Vegetation | Tree - branch fell on line | Conductor, Overhead | Together | 2018 | Tier 3 - Extreme | Distribution Circuit | 11 | 28 | 2018-11-28 | 226606 | Sus | Y | Vegetation¦Treebranchfellonline¦ConductorOverhead¦Together
18-0108016 | 3rd Party | Vehicle | Pole-Wood | Broken, wire on ground | 2018 | Tier 2 - Elevated | Distribution Circuit | 12 | 8 | 2018-12-08 | 236092 | Sus | N | 3rdParty¦Vehicle¦PoleWood¦Brokenwireonground
18-0108664 | Equipment Failure/Involved | Overhead | Transformer | Failed/Faulted | 2018 | Tier 2 - Elevated | Transformer only | 12 | 11 | 2018-12-11 | 238117 | Sus | N | EquipmentFailureInvolved¦Overhead¦Transformer¦FailedFaulted
18-0109749 | Environmental/External | Fire, Forest/Grass | Pole-Wood | Burned/flashed | 2018 | Tier 2 - Elevated | Distribution Circuit | 12 | 17 | 2018-12-17 | 242716 | Sus | N | EnvironmentalExternal¦FireForestGrass¦PoleWood¦Burnedflashed
18-0110204 | Unknown Cause | Patrol - found nothing |  |  | 2018 | Tier 2 - Elevated | Distribution Circuit | 12 | 21 | 2018-12-21 | 244866 | Sus | N | UnknownCause¦Patrolfoundnothing¦¦
18-0111031 | Equipment Failure/Involved | Overhead | Connector or Splice (OH) | Broken, wire on object | 2018 | Tier 3 - Extreme | Distribution Circuit | 12 | 29 | 2018-12-29 | 249154 | Sus | N | EquipmentFailureInvolved¦Overhead¦ConnectororSplice(OH)¦Brokenwireonobject
19-0003403 | Unknown Cause | Patrol - not conducted |  |  | 2019 | Tier 2 - Elevated | Distribution Circuit | 1 | 1 | 2019-01-01 | 251300 | Sus | N | UnknownCause¦Patrolnotconducted¦¦
19-0005517 | Vegetation | Tree - fell into line | Conductor, Overhead | Broken, wire on ground | 2019 | Tier 3 - Extreme | Distribution Circuit | 1 | 6 | 2019-01-06 | 257386 | Sus | N | Vegetation¦Treefellintoline¦ConductorOverhead¦Brokenwireonground
19-0009417 | Equipment Failure/Involved | Overhead | Cutout, fuse holder | Broken | 2019 | Tier 3 - Extreme | Distribution Circuit | 1 | 16 | 2019-01-16 | 266524 | Sus | N | EquipmentFailureInvolved¦Overhead¦Cutoutfuseholder¦Broken
19-0010177 | Vegetation | Tree - fell into line | Conductor, Overhead | Together | 2019 | Tier 3 - Extreme | Distribution Circuit | 1 | 16 | 2019-01-16 | 269575 | Sus | N | Vegetation¦Treefellintoline¦ConductorOverhead¦Together
19-0011261 | Equipment Failure/Involved | Overhead | Transformer | Failed/Faulted | 2019 | Tier 3 - Extreme | Transformer only | 1 | 17 | 2019-01-17 | 272682 | Sus | N | EquipmentFailureInvolved¦Overhead¦Transformer¦FailedFaulted
19-0011489 | Vegetation | Tree - fell into line | Pole-Wood | Broken, wire on ground | 2019 | Tier 2 - Elevated | Distribution Circuit | 1 | 16 | 2019-01-16 | 275086 | Sus | N | Vegetation¦Treefellintoline¦PoleWood¦Brokenwireonground
19-0012640 | Unknown Cause | Patrol - found nothing |  |  | 2019 | Tier 3 - Extreme | Distribution Circuit | 1 | 20 | 2019-01-20 | 277524 | Sus | N | UnknownCause¦Patrolfoundnothing¦¦
19-0015705 | Equipment Failure/Involved | Overhead | Pole-Wood | Broken | 2019 | Tier 2 - Elevated | Distribution Circuit | 1 | 29 | 2019-01-29 | 283608 | Sus | N | EquipmentFailureInvolved¦Overhead¦PoleWood¦Broken
19-0017301 | Unknown Cause | Patrol - found nothing |  |  | 2019 | Tier 2 - Elevated | Distribution Circuit | 2 | 2 | 2019-02-02 | 287876 | Sus | N | UnknownCause¦Patrolfoundnothing¦¦
19-0018243 | Vegetation | Tree - fell into line | Pole-Wood | Broken | 2019 | Tier 3 - Extreme | Distribution Circuit | 2 | 5 | 2019-02-05 | 291568 | Sus | N | Vegetation¦Treefellintoline¦PoleWood¦Broken
19-0018419 | Vegetation | Tree - fell into line | Pole-Wood | Broken, wire on ground | 2019 | Tier 3 - Extreme | Distribution Circuit | 2 | 5 | 2019-02-05 | 292265 | Sus | N | Vegetation¦Treefellintoline¦PoleWood¦Brokenwireonground
19-0018527 | Equipment Failure/Involved | Overhead | Secondary | Broken | 2019 | Tier 2 - Elevated | Distribution Circuit | 2 | 5 | 2019-02-05 | 292700 | Sus | N | EquipmentFailureInvolved¦Overhead¦Secondary¦Broken
19-0020742 | Equipment Failure/Involved | Overhead | Transformer | Failed/Faulted | 2019 | Tier 2 - Elevated | Transformer only | 2 | 10 | 2019-02-10 | 299021 | Sus | N | EquipmentFailureInvolved¦Overhead¦Transformer¦FailedFaulted
19-0023218 | Unknown Cause | Patrol - found nothing |  |  | 2019 | Tier 3 - Extreme | Distribution Circuit | 2 | 14 | 2019-02-14 | 308745 | Sus | N | UnknownCause¦Patrolfoundnothing¦¦
19-0023657 | Equipment Failure/Involved | Electrical Overload | Transformer (OH) | Failed/Faulted | 2019 | Tier 2 - Elevated | Transformer only | 2 | 14 | 2019-02-14 | 310765 | Sus | N | EquipmentFailureInvolved¦ElectricalOverload¦Transformer(OH)¦FailedFaulted
19-0024612 | Vegetation | Tree - fell into line | Conductor, Overhead | Broken, wire on ground | 2019 | Tier 2 - Elevated | Distribution Circuit | 2 | 15 | 2019-02-15 | 312900 | Sus | N | Vegetation¦Treefellintoline¦ConductorOverhead¦Brokenwireonground
19-0024646 | Unknown Cause | Patrol - found nothing |  |  | 2019 | Tier 2 - Elevated | Distribution Circuit | 2 | 16 | 2019-02-16 | 313464 | Sus | N | UnknownCause¦Patrolfoundnothing¦¦
19-0025246 | Vegetation | Tree - branch fell on line | Conductor, Overhead | Normal | 2019 | Tier 3 - Extreme | Distribution Circuit | 2 | 17 | 2019-02-17 | 315216 | Sus | N | Vegetation¦Treebranchfellonline¦ConductorOverhead¦Normal
19-0029183 | Unknown Cause | Patrol - found nothing |  |  | 2019 | Tier 2 - Elevated | Distribution Circuit | 2 | 27 | 2019-02-27 | 327576 | Sus | N | UnknownCause¦Patrolfoundnothing¦¦
19-0030245 | Vegetation | Tree - branch fell on line | Conductor, Overhead | Normal | 2019 | Tier 2 - Elevated | Distribution Circuit | 3 | 3 | 2019-03-03 | 329948 | Sus | N | Vegetation¦Treebranchfellonline¦ConductorOverhead¦Normal
19-0030586 | Equipment Failure/Involved | Overhead | Crossarm, Wood | Broken | 2019 | Tier 2 - Elevated | Distribution Circuit | 3 | 4 | 2019-03-04 | 330996 | Sus | N | EquipmentFailureInvolved¦Overhead¦CrossarmWood¦Broken
19-0035299 | Vegetation | Tree - fell into line | Conductor, Overhead | Broken, wire on ground | 2019 | Tier 3 - Extreme | Distribution Circuit | 3 | 20 | 2019-03-20 | 343681 | Sus | N | Vegetation¦Treefellintoline¦ConductorOverhead¦Brokenwireonground
19-0037690 | Unknown Cause | Patrol - found nothing |  |  | 2019 | Tier 2 - Elevated | Distribution Circuit | 3 | 27 | 2019-03-27 | 349059 | Sus | N | UnknownCause¦Patrolfoundnothing¦¦
19-0046632 | Vegetation | Tree - fell into line | Conductor, Overhead | Normal | 2019 | Tier 2 - Elevated | Distribution Circuit | 4 | 26 | 2019-04-26 | 368939 | Sus | N | Vegetation¦Treefellintoline¦ConductorOverhead¦Normal
19-0050546 | Unknown Cause | Patrol - found nothing |  |  | 2019 | Tier 2 - Elevated | Distribution Circuit | 5 | 9 | 2019-05-09 | 377243 | Sus | Y | UnknownCause¦Patrolfoundnothing¦¦
19-0056361 | Equipment Failure/Involved | Overhead | Crossarm, Wood | Broken | 2019 | Tier 2 - Elevated | Distribution Circuit | 5 | 23 | 2019-05-23 | 389127 | Sus | Y | EquipmentFailureInvolved¦Overhead¦CrossarmWood¦Broken
19-0063734 | Equipment Failure/Involved | Overhead | Crossarm, Wood | Broken | 2019 | Tier 3 - Extreme | Distribution Circuit | 6 | 6 | 2019-06-06 | 399727 | Sus | Y | EquipmentFailureInvolved¦Overhead¦CrossarmWood¦Broken
19-0066225 | Vegetation | Tree - fell into line | Conductor, Overhead | Broken, wire on ground | 2019 | Tier 3 - Extreme | Distribution Circuit | 6 | 11 | 2019-06-11 | 406057 | Sus | Y | Vegetation¦Treefellintoline¦ConductorOverhead¦Brokenwireonground
19-0075009 | Animal | Squirrel | Transformer (OH) | Failed/Faulted | 2019 | Tier 3 - Extreme | Distribution Circuit | 7 | 7 | 2019-07-07 | 442098 | Sus | Y | Animal¦Squirrel¦Transformer(OH)¦FailedFaulted
19-0084622 | Animal | Squirrel | Conductor, Overhead | Normal | 2019 | Tier 3 - Extreme | Distribution Circuit | 8 | 6 | 2019-08-06 | 485319 | Sus | Y | Animal¦Squirrel¦ConductorOverhead¦Normal
19-0086477 | Animal | Bird found | Conductor, Overhead | Normal | 2019 | Tier 2 - Elevated | Distribution Circuit | 8 | 10 | 2019-08-10 | 499376 | Sus | Y | Animal¦Birdfound¦ConductorOverhead¦Normal
19-0088780 | Unknown Cause | Patrol - found nothing |  |  | 2019 | Tier 2 - Elevated | Distribution Circuit | 8 | 16 | 2019-08-16 | 515937 | Sus | Y | UnknownCause¦Patrolfoundnothing¦¦
19-0090912 | Unknown Cause | Patrol - found nothing |  |  | 2019 | Tier 3 - Extreme | Distribution Circuit | 8 | 22 | 2019-08-22 | 530727 | Sus | Y | UnknownCause¦Patrolfoundnothing¦¦
19-0099269 | Equipment Failure/Involved | Overhead | Transformer (OH) | Broken | 2019 | Tier 3 - Extreme | Transformer only | 9 | 15 | 2019-09-15 | 583403 | Sus | Y | EquipmentFailureInvolved¦Overhead¦Transformer(OH)¦Broken
19-0100861 | Unknown Cause | Patrol - not conducted |  |  | 2019 | Tier 2 - Elevated | Distribution Circuit | 9 | 18 | 2019-09-18 | 592156 | Sus | Y | UnknownCause¦Patrolnotconducted¦¦
19-0104358 | 3rd Party | Vehicle | Pole-Wood | Broken, wire on ground | 2019 | Tier 2 - Elevated | Distribution Circuit | 9 | 27 | 2019-09-27 | 619857 | Sus | Y | 3rdParty¦Vehicle¦PoleWood¦Brokenwireonground
19-0106052 | Equipment Failure/Involved | Overhead | Jumper | Burned Open | 2019 | Tier 2 - Elevated | Distribution Circuit | 10 | 1 | 2019-10-01 | 633970 | Sus | Y | EquipmentFailureInvolved¦Overhead¦Jumper¦BurnedOpen
19-0107220 | Equipment Failure/Involved | Overhead | Transformer (OH) | Failed/Faulted | 2019 | Tier 2 - Elevated | Distribution Circuit | 10 | 3 | 2019-10-03 | 641995 | Sus | Y | EquipmentFailureInvolved¦Overhead¦Transformer(OH)¦FailedFaulted
19-0116706 | Wildfire Mitigation | Public Safety Power Shut-off | Conductor, Overhead | Normal | 2019 | Tier 2 - Elevated | Transmission line | 10 | 26 | 2019-10-26 | 681884 | Sus | Y | WildfireMitigation¦PublicSafetyPowerShutoff¦ConductorOverhead¦Normal
19-0124143 | Equipment Failure/Involved | Overhead | Fuse | Broken | 2019 | Tier 2 - Elevated | Distribution Circuit | 11 | 13 | 2019-11-13 | 705690 | Sus | Y | EquipmentFailureInvolved¦Overhead¦Fuse¦Broken
19-0126837 | Unknown Cause | Patrol - found nothing |  |  | 2019 | Tier 2 - Elevated | Distribution Circuit | 11 | 20 | 2019-11-20 | 710654 | Sus | Y | UnknownCause¦Patrolfoundnothing¦¦
19-0129659 | Vegetation | Tree - fell into line | Conductor, Overhead | Broken, wire on ground | 2019 | Tier 2 - Elevated | Distribution Circuit | 11 | 26 | 2019-11-26 | 718999 | Sus | Y | Vegetation¦Treefellintoline¦ConductorOverhead¦Brokenwireonground
19-0129764 | Vegetation | Tree - fell into line | Conductor, Overhead | Together | 2019 | Tier 3 - Extreme | Distribution Circuit | 11 | 26 | 2019-11-26 | 719415 | Sus | Y | Vegetation¦Treefellintoline¦ConductorOverhead¦Together
19-0129954 | Vegetation | Tree - branch fell on line | Conductor, Overhead | Normal | 2019 | Tier 2 - Elevated | Distribution Circuit | 11 | 26 | 2019-11-26 | 717834 | Sus | Y | Vegetation¦Treebranchfellonline¦ConductorOverhead¦Normal
19-0130286 | Animal | Squirrel | Transformer (OH) | Normal | 2019 | Tier 3 - Extreme | Distribution Circuit | 11 | 27 | 2019-11-27 | 721135 | Sus | Y | Animal¦Squirrel¦Transformer(OH)¦Normal
19-0130565 | Unknown Cause | Patrol - not conducted |  |  | 2019 | Tier 3 - Extreme | Distribution Circuit | 11 | 27 | 2019-11-27 | 721508 | Sus | Y | UnknownCause¦Patrolnotconducted¦¦
19-0130791 | Vegetation | Tree - fell into line | Conductor, Overhead | Together | 2019 | Tier 3 - Extreme | Distribution Circuit | 11 | 27 | 2019-11-27 | 722000 | Sus | Y | Vegetation¦Treefellintoline¦ConductorOverhead¦Together
19-0131673 | Vegetation | Tree - branch fell on line | Conductor, Overhead | Normal | 2019 | Tier 3 - Extreme | Distribution Circuit | 11 | 30 | 2019-11-30 | 725195 | Sus | Y | Vegetation¦Treebranchfellonline¦ConductorOverhead¦Normal
19-0136065 | Vegetation | Tree - fell into line | Conductor, Overhead | Broken, wire on ground | 2019 | Tier 2 - Elevated | Distribution Circuit | 12 | 12 | 2019-12-12 | 737061 | Sus | N | Vegetation¦Treefellintoline¦ConductorOverhead¦Brokenwireonground
19-0137600 | Vegetation | Tree - fell into line | Conductor, Overhead | Together | 2019 | Tier 2 - Elevated | Distribution Circuit | 12 | 22 | 2019-12-22 | 748560 | Sus | N | Vegetation¦Treefellintoline¦ConductorOverhead¦Together
20-0004904 | Unknown Cause | Patrol - found nothing |  |  | 2020 | Tier 2 - Elevated | Distribution Circuit | 1 | 3 | 2020-01-03 | 754309 | Sus | N | UnknownCause¦Patrolfoundnothing¦¦
20-0010376 | Unknown Cause | Patrol - found nothing |  |  | 2020 | Tier 3 - Extreme | Distribution Circuit | 1 | 16 | 2020-01-16 | 763639 | Sus | N | UnknownCause¦Patrolfoundnothing¦¦
20-0010682 | Vegetation | Tree - fell into line | Crossarm, Wood | Broken | 2020 | Tier 2 - Elevated | Distribution Circuit | 1 | 17 | 2020-01-17 | 764545 | Sus | N | Vegetation¦Treefellintoline¦CrossarmWood¦Broken
20-0012633 | Animal | Bird found | Conductor, Overhead | Normal | 2020 | Tier 2 - Elevated | Distribution Circuit | 1 | 23 | 2020-01-23 | 768385 | Sus | N | Animal¦Birdfound¦ConductorOverhead¦Normal
20-0016228 | Vegetation | Tree - branch fell on line | Conductor, Overhead | Normal | 2020 | Tier 2 - Elevated | Distribution Circuit | 2 | 1 | 2020-02-01 | 775138 | Sus | N | Vegetation¦Treebranchfellonline¦ConductorOverhead¦Normal
20-0016228 | Vegetation | Tree - branch fell on line | Conductor, Overhead | Normal | 2020 | Tier 2 - Elevated | Distribution Circuit | 2 | 1 | 2020-02-01 | 775138 | Sus | N | Vegetation¦Treebranchfellonline¦ConductorOverhead¦Normal
20-0016395 | Unknown Cause | Patrol - found nothing |  |  | 2020 | Tier 2 - Elevated | Distribution Circuit | 2 | 2 | 2020-02-02 | 775849 | Sus | N | UnknownCause¦Patrolfoundnothing¦¦
20-0017836 | Equipment Failure/Involved | Underground | Transformer (UG) | Deteriorated | 2020 | Tier 2 - Elevated | Distribution Circuit | 2 | 5 | 2020-02-05 | 778400 | Sus | N | EquipmentFailureInvolved¦Underground¦Transformer(UG)¦Deteriorated
20-0019698 | Vegetation | Tree - branch fell on line | Conductor, Overhead | Broken, wire on ground | 2020 | Tier 2 - Elevated | Distribution Circuit | 2 | 9 | 2020-02-09 | 786787 | Sus | N | Vegetation¦Treebranchfellonline¦ConductorOverhead¦Brokenwireonground
20-0029757 | Vegetation | Tree - bark fell into line | Conductor, Overhead | Normal | 2020 | Tier 2 - Elevated | Distribution Circuit | 3 | 7 | 2020-03-07 | 838073 | Sus | N | Vegetation¦Treebarkfellintoline¦ConductorOverhead¦Normal
20-0031583 | Equipment Failure/Involved | Overhead | Crossarm, Wood | Broken | 2020 | Tier 2 - Elevated | Distribution Circuit | 3 | 12 | 2020-03-12 | 848354 | Sus | N | EquipmentFailureInvolved¦Overhead¦CrossarmWood¦Broken
20-0032807 | Vegetation | Tree - fell into line | Conductor, Overhead | Broken, wire on ground | 2020 | Tier 3 - Extreme | Distribution Circuit | 3 | 16 | 2020-03-16 | 853666 | Sus | N | Vegetation¦Treefellintoline¦ConductorOverhead¦Brokenwireonground
20-0033457 | Equipment Failure/Involved | Overhead | Conductor, Overhead | Broken, wire on ground | 2020 | Tier 2 - Elevated | Distribution Circuit | 3 | 16 | 2020-03-16 | 854518 | Sus | N | EquipmentFailureInvolved¦Overhead¦ConductorOverhead¦Brokenwireonground
20-0035100 | Unknown Cause | Patrol - found nothing |  |  | 2020 | Tier 2 - Elevated | Distribution Circuit | 3 | 22 | 2020-03-22 | 861518 | Sus | N | UnknownCause¦Patrolfoundnothing¦¦
20-0038493 | Equipment Failure/Involved | Overhead | Insulator | Burned/flashed | 2020 | Tier 2 - Elevated | Distribution Circuit | 4 | 5 | 2020-04-05 | 882601 | Sus | N | EquipmentFailureInvolved¦Overhead¦Insulator¦Burnedflashed
20-0038516 | Unknown Cause | Patrol - found nothing |  |  | 2020 | Tier 3 - Extreme | Transformer only | 4 | 5 | 2020-04-05 | 882702 | Sus | N | UnknownCause¦Patrolfoundnothing¦¦
20-0044463 | Environmental/External | Lightning | Transformer | Failed/Faulted | 2020 | Tier 2 - Elevated | Transformer only | 4 | 24 | 2020-04-24 | 900861 | Sus | N | EnvironmentalExternal¦Lightning¦Transformer¦FailedFaulted
20-0048592 | Vegetation | Tree - fell into line | Conductor, Overhead | Broken, wire on ground | 2020 | Tier 2 - Elevated | Distribution Circuit | 5 | 8 | 2020-05-08 | 909641 | Sus | Y | Vegetation¦Treefellintoline¦ConductorOverhead¦Brokenwireonground
20-0050982 | Animal | Bird found | Conductor, Overhead | Normal | 2020 | Tier 2 - Elevated | Distribution Circuit | 5 | 17 | 2020-05-17 | 915114 | Sus | Y | Animal¦Birdfound¦ConductorOverhead¦Normal
20-0051026 | Equipment Failure/Involved | Underground | Conductor, Underground | Broken | 2020 | Tier 2 - Elevated | Distribution Circuit | 5 | 17 | 2020-05-17 | 915162 | Sus | Y | EquipmentFailureInvolved¦Underground¦ConductorUnderground¦Broken
20-0053769 | Unknown Cause | Patrol - found nothing |  |  | 2020 | Tier 2 - Elevated | Distribution Circuit | 5 | 25 | 2020-05-25 | 920760 | Sus | Y | UnknownCause¦Patrolfoundnothing¦¦
20-0055857 | Unknown Cause | Patrol - not conducted |  |  | 2020 | Tier 2 - Elevated | Distribution Circuit | 5 | 30 | 2020-05-30 | 926052 | Sus | Y | UnknownCause¦Patrolnotconducted¦¦
20-0056833 | Unknown Cause | Patrol - not conducted |  |  | 2020 | Tier 2 - Elevated | Distribution Circuit | 6 | 2 | 2020-06-02 | 928994 | Sus | Y | UnknownCause¦Patrolnotconducted¦¦
20-0058660 | Animal | Bird found | Recloser | Normal | 2020 | Tier 2 - Elevated | Distribution Circuit | 6 | 7 | 2020-06-07 | 933687 | Sus | Y | Animal¦Birdfound¦Recloser¦Normal
20-0059024 | Equipment Failure/Involved | Overhead | Transformer (OH) | Deteriorated | 2020 | Tier 3 - Extreme | Transformer only | 6 | 8 | 2020-06-08 | 934612 | Sus | Y | EquipmentFailureInvolved¦Overhead¦Transformer(OH)¦Deteriorated
20-0059277 | Equipment Failure/Involved | Overhead | Transformer | Failed/Faulted | 2020 | Tier 3 - Extreme | Transformer only | 6 | 9 | 2020-06-09 | 935128 | Sus | Y | EquipmentFailureInvolved¦Overhead¦Transformer¦FailedFaulted
20-0062168 | Vegetation | Tree - branch fell on line | Conductor, Overhead | Together | 2020 | Tier 3 - Extreme | Distribution Circuit | 6 | 17 | 2020-06-17 | 941040 | Sus | Y | Vegetation¦Treebranchfellonline¦ConductorOverhead¦Together
20-0068019 | Equipment Failure/Involved | Overhead | Cutout, fuse holder | Broken | 2020 | Tier 2 - Elevated | Transformer only | 7 | 2 | 2020-07-02 | 956863 | Sus | Y | EquipmentFailureInvolved¦Overhead¦Cutoutfuseholder¦Broken
20-0070944 | 3rd Party | Vehicle | Pole-Wood | Broken | 2020 | Tier 3 - Extreme | Distribution Circuit | 7 | 12 | 2020-07-12 | 962723 | Sus | Y | 3rdParty¦Vehicle¦PoleWood¦Broken
20-0072033 | 3rd Party | Fire, house or bldg. | Service conductor | Broken | 2020 | Tier 2 - Elevated | Distribution Circuit | 7 | 15 | 2020-07-15 | 964903 | Sus | Y | 3rdParty¦Firehouseorbldg¦Serviceconductor¦Broken
20-0082853 | Equipment Failure/Involved | Overhead | Bushing | Burned/flashed | 2020 | Tier 3 - Extreme | Distribution Circuit | 8 | 12 | 2020-08-12 | 994649 | Sus | Y | EquipmentFailureInvolved¦Overhead¦Bushing¦Burnedflashed
20-0084761 | Environmental/External | Lightning | Cutout, fuse holder | Burned/flashed | 2020 | Tier 3 - Extreme | Distribution Circuit | 8 | 16 | 2020-08-16 | 1010436 | Sus | Y | EnvironmentalExternal¦Lightning¦Cutoutfuseholder¦Burnedflashed
20-0085749 | Unknown Cause | Patrol - found nothing |  |  | 2020 | Tier 2 - Elevated | Distribution Circuit | 8 | 17 | 2020-08-17 | 1016112 | Sus | Y | UnknownCause¦Patrolfoundnothing¦¦
20-0091389 | Vegetation | Tree - branch fell on line | Conductor, Overhead | Normal | 2020 | Tier 2 - Elevated | Distribution Circuit | 8 | 30 | 2020-08-30 | 1040934 | Sus | Y | Vegetation¦Treebranchfellonline¦ConductorOverhead¦Normal
20-0093836 | Unknown Cause | Patrol - found nothing |  |  | 2020 | Tier 3 - Extreme | Distribution Circuit | 9 | 6 | 2020-09-06 | 1056773 | Sus | Y | UnknownCause¦Patrolfoundnothing¦¦
20-0097736 | Environmental/External | Fire, Forest/Grass | Conductor, Overhead | Normal | 2020 | Tier 3 - Extreme | Distribution Circuit | 9 | 15 | 2020-09-15 | 1072174 | Sus | Y | EnvironmentalExternal¦FireForestGrass¦ConductorOverhead¦Normal
20-0109273 | Vegetation | Tree - branch fell on line | Transformer | Broken | 2020 | Tier 2 - Elevated | Transformer only | 10 | 15 | 2020-10-15 | 1118593 | Sus | Y | Vegetation¦Treebranchfellonline¦Transformer¦Broken
20-0127410 | Vegetation | Tree - branch fell on line | Conductor, Overhead | Normal | 2020 | Tier 3 - Extreme | Distribution Circuit | 12 | 3 | 2020-12-03 | 1161661 | Sus | N | Vegetation¦Treebranchfellonline¦ConductorOverhead¦Normal
20-0128707 | Unknown Cause | Patrol - found nothing |  |  | 2020 | Tier 3 - Extreme | Distribution Circuit | 12 | 7 | 2020-12-07 | 1169868 | Sus | N | UnknownCause¦Patrolfoundnothing¦¦
20-0130394 | Unknown Cause | Patrol - found nothing |  |  | 2020 | Tier 2 - Elevated | Transformer only | 12 | 14 | 2020-12-14 | 1184544 | Sus | N | UnknownCause¦Patrolfoundnothing¦¦
21-0008431 | Equipment Failure/Involved | Overhead | Transformer (OH) | Failed/Faulted | 2021 | Tier 2 - Elevated | Transformer only | 1 | 13 | 2021-01-13 | 1209615 | Sus | N | EquipmentFailureInvolved¦Overhead¦Transformer(OH)¦FailedFaulted
21-0010033 | Vegetation | Tree - branch fell on line | Conductor, Overhead | Broken, wire on ground | 2021 | Tier 2 - Elevated | Distribution Circuit | 1 | 19 | 2021-01-19 | 1214081 | Sus | N | Vegetation¦Treebranchfellonline¦ConductorOverhead¦Brokenwireonground
21-0010265 | Unknown Cause | Patrol - found nothing |  |  | 2021 | Tier 2 - Elevated | Distribution Circuit | 1 | 19 | 2021-01-19 | 1215138 | Sus | N | UnknownCause¦Patrolfoundnothing¦¦
21-0017948 | Equipment Failure/Involved | Overhead | Conductor, Overhead | On Ground | 2021 | Tier 2 - Elevated | Distribution Circuit | 1 | 26 | 2021-01-26 | 1240592 | Sus | N | EquipmentFailureInvolved¦Overhead¦ConductorOverhead¦OnGround
21-0018367 | Environmental/External | Ice or snow | Conductor, Overhead | Normal | 2021 | Tier 3 - Extreme | Distribution Circuit | 1 | 28 | 2021-01-28 | 1239000 | Sus | N | EnvironmentalExternal¦Iceorsnow¦ConductorOverhead¦Normal
21-0018459 | Vegetation | Tree - fell into line | Pole-Wood | Broken | 2021 | Tier 3 - Extreme | Distribution Circuit | 1 | 26 | 2021-01-26 | 1241994 | Sus | N | Vegetation¦Treefellintoline¦PoleWood¦Broken
21-0019271 | Equipment Failure/Involved | Electrical Overload | Fuse | Broken | 2021 | Tier 3 - Extreme | Transformer only | 1 | 29 | 2021-01-29 | 1242543 | Sus | N | EquipmentFailureInvolved¦ElectricalOverload¦Fuse¦Broken
21-0020047 | Vegetation | Tree - fell into line | Conductor, Overhead | Broken, wire on ground | 2021 | Tier 2 - Elevated | Distribution Circuit | 1 | 26 | 2021-01-26 | 1244217 | Sus | N | Vegetation¦Treefellintoline¦ConductorOverhead¦Brokenwireonground
21-0021041 | Equipment Failure/Involved | Overhead | Secondary | Arcing | 2021 | Tier 2 - Elevated | Transformer only | 2 | 2 | 2021-02-02 | 1246191 | Sus | N | EquipmentFailureInvolved¦Overhead¦Secondary¦Arcing
21-0032936 | Vegetation | Tree - fell into line | Crossarm, Wood | Broken, wire on ground | 2021 | Tier 2 - Elevated | Distribution Circuit | 3 | 6 | 2021-03-06 | 1270885 | Sus | N | Vegetation¦Treefellintoline¦CrossarmWood¦Brokenwireonground
21-0034866 | Environmental/External | Lightning | Insulator | Burned/flashed | 2021 | Tier 2 - Elevated | Transmission line | 3 | 10 | 2021-03-10 | 1277852 | Sus | N | EnvironmentalExternal¦Lightning¦Insulator¦Burnedflashed
21-0037396 | Vegetation | Tree - fell into line | Conductor, Overhead | Broken, wire on ground | 2021 | Tier 2 - Elevated | Distribution Circuit | 3 | 17 | 2021-03-17 | 1285631 | Sus | N | Vegetation¦Treefellintoline¦ConductorOverhead¦Brokenwireonground
21-0040718 | Equipment Failure/Involved | Electrical Overload | Transformer (OH) | Failed/Faulted | 2021 | Tier 3 - Extreme | Transformer only | 3 | 25 | 2021-03-25 | 1296612 | Sus | N | EquipmentFailureInvolved¦ElectricalOverload¦Transformer(OH)¦FailedFaulted
21-0041411 | Vegetation | Tree - fell into line | Transformer (OH) | Broken | 2021 | Tier 2 - Elevated | Distribution Circuit | 3 | 26 | 2021-03-26 | 1299310 | Sus | N | Vegetation¦Treefellintoline¦Transformer(OH)¦Broken
21-0041597 | Equipment Failure/Involved | Overhead | Pole-Wood | Deteriorated | 2021 | Tier 2 - Elevated | Transformer only | 3 | 26 | 2021-03-26 | 1299850 | Sus | N | EquipmentFailureInvolved¦Overhead¦PoleWood¦Deteriorated
21-0047694 | Equipment Failure/Involved | Overhead | Insulator | Broken, wire on object | 2021 | Tier 2 - Elevated | Distribution Circuit | 4 | 12 | 2021-04-12 | 1313886 | Sus | N | EquipmentFailureInvolved¦Overhead¦Insulator¦Brokenwireonobject
21-0048346 | Unknown Cause | Patrol - found nothing |  |  | 2021 | Tier 2 - Elevated | Distribution Circuit | 4 | 14 | 2021-04-14 | 1315795 | Sus | N | UnknownCause¦Patrolfoundnothing¦¦
21-0049970 | Unknown Cause | Patrol - found nothing |  |  | 2021 | Tier 3 - Extreme | Distribution Circuit | 5 | 5 | 2021-05-05 | 1341313 | Sus | Y | UnknownCause¦Patrolfoundnothing¦¦
21-0051634 | Animal | Squirrel | Conductor, Overhead | Normal | 2021 | Tier 2 - Elevated | Distribution Circuit | 4 | 22 | 2021-04-22 | 1327848 | Sus | N | Animal¦Squirrel¦ConductorOverhead¦Normal
21-0052761 | Vegetation | Tree - fell into line | Pole-Wood | Broken | 2021 | Tier 2 - Elevated | Transformer only | 4 | 24 | 2021-04-24 | 1331938 | Sus | N | Vegetation¦Treefellintoline¦PoleWood¦Broken
21-0061896 | Environmental/External | Lightning | Conductor, Overhead | Normal | 2021 | Tier 2 - Elevated | Distribution Circuit | 5 | 15 | 2021-05-15 | 1350239 | Sus | Y | EnvironmentalExternal¦Lightning¦ConductorOverhead¦Normal
21-0063786 | Unknown Cause | Patrol - found nothing |  |  | 2021 | Tier 2 - Elevated | Distribution Circuit | 5 | 20 | 2021-05-20 | 1354259 | Sus | Y | UnknownCause¦Patrolfoundnothing¦¦
21-0064791 | Equipment Failure/Involved | Electrical Overload | Transformer (OH) | Failed/Faulted | 2021 | Tier 2 - Elevated | Transformer only | 5 | 22 | 2021-05-22 | 1356541 | Sus | Y | EquipmentFailureInvolved¦ElectricalOverload¦Transformer(OH)¦FailedFaulted
21-0065158 | Equipment Failure/Involved | Overhead | Insulator | Broken | 2021 | Tier 2 - Elevated | Distribution Circuit | 5 | 24 | 2021-05-24 | 1357532 | Sus | Y | EquipmentFailureInvolved¦Overhead¦Insulator¦Broken
21-0072096 | Equipment Failure/Involved | Overhead | Transformer | Burned/flashed | 2021 | Tier 2 - Elevated | Transformer only | 6 | 9 | 2021-06-09 | 1369375 | Sus | Y | EquipmentFailureInvolved¦Overhead¦Transformer¦Burnedflashed
21-0072718 | Vegetation | Tree - branch fell on line | Conductor, Overhead | Normal | 2021 | Tier 3 - Extreme | Distribution Circuit | 6 | 10 | 2021-06-10 | 1370226 | Sus | Y | Vegetation¦Treebranchfellonline¦ConductorOverhead¦Normal
21-0075031 | Equipment Failure/Involved | Overhead | Transformer (OH) | Leaking | 2021 | Tier 2 - Elevated | Distribution Circuit | 6 | 16 | 2021-06-16 | 1375306 | Sus | Y | EquipmentFailureInvolved¦Overhead¦Transformer(OH)¦Leaking
21-0080226 | Equipment Failure/Involved | Overhead | Transformer | Failed/Faulted | 2021 | Tier 2 - Elevated | Transformer only | 6 | 26 | 2021-06-26 | 1385416 | Sus | Y | EquipmentFailureInvolved¦Overhead¦Transformer¦FailedFaulted
21-0080471 | Equipment Failure/Involved | Overhead | Jumper | Burned Open | 2021 | Tier 2 - Elevated | Distribution Circuit | 6 | 27 | 2021-06-27 | 1386013 | Sus | Y | EquipmentFailureInvolved¦Overhead¦Jumper¦BurnedOpen
21-0084671 | Animal | Squirrel | Conductor, Overhead | Normal | 2021 | Tier 2 - Elevated | Distribution Circuit | 7 | 3 | 2021-07-03 | 1391204 | Sus | Y | Animal¦Squirrel¦ConductorOverhead¦Normal
21-0084874 | Animal | Bird found | Transformer (OH) | Normal | 2021 | Tier 3 - Extreme | Distribution Circuit | 7 | 5 | 2021-07-05 | 1392166 | Sus | Y | Animal¦Birdfound¦Transformer(OH)¦Normal
21-0090603 | Equipment Failure/Involved | Overhead | Transformer (OH) | Failed/Faulted | 2021 | Tier 2 - Elevated | Transformer only | 7 | 16 | 2021-07-16 | 1405828 | Sus | Y | EquipmentFailureInvolved¦Overhead¦Transformer(OH)¦FailedFaulted
21-0094554 | Vegetation | Tree - grew into line | Transformer | Normal | 2021 | Tier 3 - Extreme | Transformer only | 7 | 24 | 2021-07-24 | 1413699 | Sus | Y | Vegetation¦Treegrewintoline¦Transformer¦Normal
21-0101719 | Unknown Cause | Patrol - found nothing |  |  | 2021 | Tier 3 - Extreme | Transformer only | 8 | 8 | 2021-08-08 | 1437334 | Sus | Y | UnknownCause¦Patrolfoundnothing¦¦
21-0102898 | Animal | Bird found | Conductor, Overhead | Normal | 2021 | Tier 2 - Elevated | Distribution Circuit | 8 | 11 | 2021-08-11 | 1439697 | Sus | Y | Animal¦Birdfound¦ConductorOverhead¦Normal
21-0104801 | Unknown Cause | Patrol - found nothing |  |  | 2021 | Tier 2 - Elevated | Distribution Circuit | 8 | 15 | 2021-08-15 | 1443490 | Sus | Y | UnknownCause¦Patrolfoundnothing¦¦
21-0106583 | Unknown Cause | Patrol - found nothing |  |  | 2021 | Tier 2 - Elevated | Distribution Circuit | 8 | 18 | 2021-08-18 | 1446966 | Sus | Y | UnknownCause¦Patrolfoundnothing¦¦
21-0107915 | Unknown Cause | Patrol - found nothing |  |  | 2021 | Tier 3 - Extreme | Distribution Circuit | 8 | 22 | 2021-08-22 | 1450100 | Sus | Y | UnknownCause¦Patrolfoundnothing¦¦
21-0115665 | Unknown Cause | Patrol - found nothing |  |  | 2021 | Tier 2 - Elevated | Transmission line | 9 | 10 | 2021-09-10 | 1467137 | Sus | Y | UnknownCause¦Patrolfoundnothing¦¦
21-0118734 | Animal | Squirrel | Fuse | Failed/Faulted | 2021 | Tier 3 - Extreme | Distribution Circuit | 9 | 17 | 2021-09-17 | 1473633 | Sus | Y | Animal¦Squirrel¦Fuse¦FailedFaulted
21-0122992 | Unknown Cause | Patrol - found nothing |  |  | 2021 | Tier 2 - Elevated | Transformer only | 9 | 27 | 2021-09-27 | 1482031 | Sus | Y | UnknownCause¦Patrolfoundnothing¦¦
21-0128344 | Wildfire Mitigation | Public Safety Power Shut-off | Conductor, Overhead | Normal | 2021 | Tier 2 - Elevated | Distribution Circuit | 10 | 11 | 2021-10-11 | 1492453 | Sus | Y | WildfireMitigation¦PublicSafetyPowerShutoff¦ConductorOverhead¦Normal
21-0129113 | Vegetation | Tree - branch fell on line | Conductor, Overhead | Broken, wire on ground | 2021 | Tier 2 - Elevated | Distribution Circuit | 10 | 11 | 2021-10-11 | 1493753 | Sus | Y | Vegetation¦Treebranchfellonline¦ConductorOverhead¦Brokenwireonground
21-0132288 | Unknown Cause | Patrol - found nothing |  |  | 2021 | Tier 2 - Elevated | Distribution Circuit | 10 | 18 | 2021-10-18 | 1500508 | Sus | Y | UnknownCause¦Patrolfoundnothing¦¦
21-0135836 | Vegetation | Tree - fell into line | Conductor, Overhead | Broken, wire on ground | 2021 | Tier 3 - Extreme | Distribution Circuit | 10 | 24 | 2021-10-24 | 1508408 | Sus | Y | Vegetation¦Treefellintoline¦ConductorOverhead¦Brokenwireonground
21-0135865 | Equipment Failure/Involved | Overhead | Conductor, Overhead | Broken, wire on ground | 2021 | Tier 2 - Elevated | Distribution Circuit | 10 | 24 | 2021-10-24 | 1508155 | Sus | Y | EquipmentFailureInvolved¦Overhead¦ConductorOverhead¦Brokenwireonground
21-0136535 | Vegetation | Tree - branch fell on line | Conductor, Overhead | Normal | 2021 | Tier 3 - Extreme | Distribution Circuit | 10 | 24 | 2021-10-24 | 1513383 | Sus | Y | Vegetation¦Treebranchfellonline¦ConductorOverhead¦Normal
21-0137202 | Vegetation | Tree - branch fell on line | Conductor, Overhead | Normal | 2021 | Tier 3 - Extreme | Distribution Circuit | 10 | 24 | 2021-10-24 | 1513126 | Sus | Y | Vegetation¦Treebranchfellonline¦ConductorOverhead¦Normal
21-0137252 | Unknown Cause | Patrol - found nothing |  |  | 2021 | Tier 2 - Elevated | Distribution Circuit | 10 | 24 | 2021-10-24 | 1512567 | Sus | Y | UnknownCause¦Patrolfoundnothing¦¦
21-0137583 | Vegetation | Tree - branch fell on line | Conductor, Overhead | Broken, wire on ground | 2021 | Tier 3 - Extreme | Distribution Circuit | 10 | 25 | 2021-10-25 | 1519218 | Sus | Y | Vegetation¦Treebranchfellonline¦ConductorOverhead¦Brokenwireonground
21-0138092 | Vegetation | Tree - fell into line | Secondary | Broken | 2021 | Tier 2 - Elevated | Distribution Circuit | 10 | 24 | 2021-10-24 | 1514281 | Sus | Y | Vegetation¦Treefellintoline¦Secondary¦Broken
21-0139094 | Vegetation | Tree - fell into line | Conductor, Overhead | Broken, wire on ground | 2021 | Tier 3 - Extreme | Distribution Circuit | 10 | 27 | 2021-10-27 | 1523677 | Sus | Y | Vegetation¦Treefellintoline¦ConductorOverhead¦Brokenwireonground
21-0139910 | Equipment Failure/Involved | Overhead | Jumper | Burned Open | 2021 | Tier 2 - Elevated | Distribution Circuit | 10 | 29 | 2021-10-29 | 1525299 | Sus | Y | EquipmentFailureInvolved¦Overhead¦Jumper¦BurnedOpen
21-0140128 | 3rd Party | Vehicle | Pole-Wood | Broken | 2021 | Tier 2 - Elevated | Distribution Circuit | 10 | 29 | 2021-10-29 | 1525656 | Sus | Y | 3rdParty¦Vehicle¦PoleWood¦Broken
21-0142567 | Equipment Failure/Involved | Overhead | Pole-Wood | Broken | 2021 | Tier 2 - Elevated | Distribution Circuit | 11 | 4 | 2021-11-04 | 1535205 | Sus | Y | EquipmentFailureInvolved¦Overhead¦PoleWood¦Broken
21-0147614 | Unknown Cause | Patrol - found nothing |  |  | 2021 | Tier 2 - Elevated | Distribution Circuit | 11 | 18 | 2021-11-18 | 1548731 | Sus | Y | UnknownCause¦Patrolfoundnothing¦¦
21-0151176 | Animal | Bird found | Fuse | Burned Open | 2021 | Tier 2 - Elevated | Distribution Circuit | 11 | 25 | 2021-11-25 | 1554433 | Sus | Y | Animal¦Birdfound¦Fuse¦BurnedOpen
21-0156929 | Vegetation | Tree - branch fell on line | Conductor, Overhead | Broken, wire on ground | 2021 | Tier 2 - Elevated | Distribution Circuit | 12 | 13 | 2021-12-13 | 1565722 | Sus | N | Vegetation¦Treebranchfellonline¦ConductorOverhead¦Brokenwireonground
21-0157445 | Unknown Cause | Patrol - found nothing |  |  | 2021 | Tier 2 - Elevated | Distribution Circuit | 12 | 13 | 2021-12-13 | 1566681 | Sus | N | UnknownCause¦Patrolfoundnothing¦¦
21-0158162 | Vegetation | Tree - branch fell on line | Conductor, Overhead | Normal | 2021 | Tier 2 - Elevated | Distribution Circuit | 12 | 14 | 2021-12-14 | 1571599 | Sus | N | Vegetation¦Treebranchfellonline¦ConductorOverhead¦Normal
21-0159749 | Equipment Failure/Involved | Overhead | Conductor, Overhead | Broken, wire on ground | 2021 | Tier 3 - Extreme | Distribution Circuit | 12 | 19 | 2021-12-19 | 1577519 | Sus | N | EquipmentFailureInvolved¦Overhead¦ConductorOverhead¦Brokenwireonground
21-0159855 | Vegetation | Tree - fell into line | Conductor, Overhead | Broken, wire on ground | 2021 | Tier 3 - Extreme | Distribution Circuit | 12 | 20 | 2021-12-20 | 1578054 | Sus | N | Vegetation¦Treefellintoline¦ConductorOverhead¦Brokenwireonground
21-0159946 | Equipment Failure/Involved | Overhead | Recloser | Malfunctioning | 2021 | Tier 2 - Elevated | Distribution Circuit | 12 | 21 | 2021-12-21 | 1578381 | Sus | N | EquipmentFailureInvolved¦Overhead¦Recloser¦Malfunctioning
21-0160337 | Equipment Failure/Involved | Electrical Overload | Transformer | Malfunctioning | 2021 | Tier 3 - Extreme | Transformer only | 12 | 23 | 2021-12-23 | 1580150 | Sus | N | EquipmentFailureInvolved¦ElectricalOverload¦Transformer¦Malfunctioning
21-0160991 | Vegetation | Tree - fell into line | Conductor, Overhead | Normal | 2021 | Tier 2 - Elevated | Distribution Circuit | 12 | 27 | 2021-12-27 | 1584694 | Sus | N | Vegetation¦Treefellintoline¦ConductorOverhead¦Normal
21-0160991 | Vegetation | Tree - fell into line | Conductor, Overhead | Normal | 2021 | Tier 2 - Elevated | Distribution Circuit | 12 | 27 | 2021-12-27 | 1584694 | Sus | N | Vegetation¦Treefellintoline¦ConductorOverhead¦Normal
21-0161134 | Environmental/External | Water | Conductor, Overhead | On Ground | 2021 | Tier 2 - Elevated | Distribution Circuit | 12 | 27 | 2021-12-27 | 1585209 | Sus | N | EnvironmentalExternal¦Water¦ConductorOverhead¦OnGround
21-0161217 | Vegetation | Tree - grew into line | Conductor, Overhead | Normal | 2021 | Tier 3 - Extreme | Distribution Circuit | 12 | 27 | 2021-12-27 | 1586185 | Sus | N | Vegetation¦Treegrewintoline¦ConductorOverhead¦Normal
21-0161279 | Vegetation | Tree - fell into line | Conductor, Overhead | Broken, wire on ground | 2021 | Tier 3 - Extreme | Distribution Circuit | 12 | 28 | 2021-12-28 | 1586429 | Sus | N | Vegetation¦Treefellintoline¦ConductorOverhead¦Brokenwireonground
21-0161361 | Vegetation | Tree - fell into line | Conductor, Overhead | Normal | 2021 | Tier 3 - Extreme | Distribution Circuit | 12 | 28 | 2021-12-28 | 1586824 | Sus | N | Vegetation¦Treefellintoline¦ConductorOverhead¦Normal
21-0161622 | Vegetation | Tree - fell into line | Conductor, Overhead | Broken, wire on ground | 2021 | Tier 3 - Extreme | Distribution Circuit | 12 | 29 | 2021-12-29 | 1588393 | Sus | N | Vegetation¦Treefellintoline¦ConductorOverhead¦Brokenwireonground
22-0006011 | Equipment Failure/Involved | Overhead | Cutout, fuse holder | Failed/Faulted | 2022 | Tier 3 - Extreme | Transformer only | 1 | 3 | 2022-01-03 | 1593766 | Sus | N | EquipmentFailureInvolved¦Overhead¦Cutoutfuseholder¦FailedFaulted
22-0006597 | Vegetation | Tree - fell into line | Conductor, Overhead | Broken, wire on ground | 2021 | Tier 3 - Extreme | Distribution Circuit | 12 | 26 | 2021-12-26 | 1596028 | Sus | N | Vegetation¦Treefellintoline¦ConductorOverhead¦Brokenwireonground
22-0006739 | Environmental/External | Ice or snow | Conductor, Overhead | Broken, wire on ground | 2021 | Tier 3 - Extreme | Distribution Circuit | 12 | 27 | 2021-12-27 | 1596460 | Sus | N | EnvironmentalExternal¦Iceorsnow¦ConductorOverhead¦Brokenwireonground
22-0008369 | Equipment Failure/Involved | Overhead | Transformer | Failed/Faulted | 2022 | Tier 3 - Extreme | Transformer only | 1 | 11 | 2022-01-11 | 1599992 | Sus | N | EquipmentFailureInvolved¦Overhead¦Transformer¦FailedFaulted
22-0027782 | Equipment Failure/Involved | Overhead | Transformer (OH) | Failed/Faulted | 2022 | Tier 3 - Extreme | Distribution Circuit | 2 | 28 | 2022-02-28 | 1639491 | Sus | N | EquipmentFailureInvolved¦Overhead¦Transformer(OH)¦FailedFaulted
22-0034333 | Unknown Cause | Patrol - found nothing |  |  | 2022 | Tier 3 - Extreme | Distribution Circuit | 3 | 15 | 2022-03-15 | 1649431 | Sus | N | UnknownCause¦Patrolfoundnothing¦¦
22-0045642 | Unknown Cause | Patrol - not conducted |  |  | 2022 | Tier 2 - Elevated | Transformer only | 4 | 11 | 2022-04-11 | 1668921 | Sus | N | UnknownCause¦Patrolnotconducted¦¦
22-0049996 | Animal | Bird found | Conductor, Overhead | Deteriorated | 2022 | Tier 2 - Elevated | Distribution Circuit | 4 | 15 | 2022-04-15 | 1673913 | Sus | N | Animal¦Birdfound¦ConductorOverhead¦Deteriorated
22-0052961 | Animal | Bird found | Transformer (OH) | Normal | 2022 | Tier 2 - Elevated | Transformer only | 4 | 21 | 2022-04-21 | 1678693 | Sus | N | Animal¦Birdfound¦Transformer(OH)¦Normal
22-0054753 | Unknown Cause | Patrol - found nothing |  |  | 2022 | Tier 3 - Extreme | Transformer only | 4 | 26 | 2022-04-26 | 1681923 | Sus | N | UnknownCause¦Patrolfoundnothing¦¦
22-0055162 | Vegetation | Tree - branch fell on line | Conductor, Overhead | Normal | 2022 | Tier 3 - Extreme | Distribution Circuit | 4 | 27 | 2022-04-27 | 1683004 | Sus | N | Vegetation¦Treebranchfellonline¦ConductorOverhead¦Normal
22-0056162 | Unknown Cause | Patrol - found nothing |  |  | 2022 | Tier 3 - Extreme | Distribution Circuit | 4 | 29 | 2022-04-29 | 1684294 | Sus | N | UnknownCause¦Patrolfoundnothing¦¦
22-0056539 | Equipment Failure/Involved | Overhead | Fuse | Burned Open | 2022 | Tier 2 - Elevated | Distribution Circuit | 5 | 1 | 2022-05-01 | 1685565 | Sus | Y | EquipmentFailureInvolved¦Overhead¦Fuse¦BurnedOpen
22-0058711 | Vegetation | Tree - fell into line | Secondary | Normal | 2022 | Tier 3 - Extreme | Transformer only | 5 | 5 | 2022-05-05 | 1689424 | Sus | Y | Vegetation¦Treefellintoline¦Secondary¦Normal
22-0059410 | Unknown Cause | Patrol - found nothing |  |  | 2022 | Tier 3 - Extreme | Transformer only | 5 | 8 | 2022-05-08 | 1691042 | Sus | Y | UnknownCause¦Patrolfoundnothing¦¦
22-0060443 | Unknown Cause | Patrol - found nothing |  |  | 2022 | Tier 3 - Extreme | Distribution Circuit | 5 | 10 | 2022-05-10 | 1693303 | Sus | Y | UnknownCause¦Patrolfoundnothing¦¦
22-0063323 | Vegetation | Tree - fell into line | Service conductor | Broken, wire on ground | 2022 | Tier 3 - Extreme | Distribution Circuit | 5 | 18 | 2022-05-18 | 1700514 | Sus | Y | Vegetation¦Treefellintoline¦Serviceconductor¦Brokenwireonground
22-0063937 | Vegetation | Tree - branch fell on line | Conductor, Overhead | Normal | 2022 | Tier 3 - Extreme | Distribution Circuit | 5 | 19 | 2022-05-19 | 1703687 | Sus | Y | Vegetation¦Treebranchfellonline¦ConductorOverhead¦Normal
22-0074304 | Vegetation | Tree - fell into line | Recloser | Burned/flashed | 2022 | Tier 3 - Extreme | Distribution Circuit | 6 | 14 | 2022-06-14 | 1731262 | Sus | Y | Vegetation¦Treefellintoline¦Recloser¦Burnedflashed
22-0084507 | Unknown Cause | Patrol - found nothing |  |  | 2022 | Tier 2 - Elevated | Distribution Circuit | 7 | 12 | 2022-07-12 | 1754646 | Sus | Y | UnknownCause¦Patrolfoundnothing¦¦
22-0089613 | Vegetation | Tree - fell into line | Service conductor | Broken, wire on object | 2022 | Tier 3 - Extreme | Transformer only | 7 | 26 | 2022-07-26 | 1765534 | Sus | Y | Vegetation¦Treefellintoline¦Serviceconductor¦Brokenwireonobject
22-0092722 | Equipment Failure/Involved | Overhead | Pole-Wood | Deteriorated | 2022 | Tier 2 - Elevated | Distribution Circuit | 10 | 4 | 2022-10-04 | 1828784 | Sus | Y | EquipmentFailureInvolved¦Overhead¦PoleWood¦Deteriorated
22-0095621 | Equipment Failure/Involved | Overhead | Fuse | Failed/Faulted | 2022 | Tier 2 - Elevated | Transformer only | 8 | 9 | 2022-08-09 | 1777384 | Sus | Y | EquipmentFailureInvolved¦Overhead¦Fuse¦FailedFaulted
22-0098372 | Vegetation | Tree - grew into line | Conductor, Overhead | Normal | 2022 | Tier 3 - Extreme | Distribution Circuit | 8 | 16 | 2022-08-16 | 1782885 | Sus | Y | Vegetation¦Treegrewintoline¦ConductorOverhead¦Normal
22-0099770 | Company Initiated | Return Circuit Normal | Recloser | Normal | 2022 | Tier 2 - Elevated | Distribution Circuit | 8 | 19 | 2022-08-19 | 1785456 | Sus | Y | CompanyInitiated¦ReturnCircuitNormal¦Recloser¦Normal
22-0120931 | Animal | Bird found | Conductor, Overhead | Normal | 2022 | Tier 2 - Elevated | Distribution Circuit | 10 | 13 | 2022-10-13 | 1836189 | Sus | Y | Animal¦Birdfound¦ConductorOverhead¦Normal
22-0121405 | Equipment Failure/Involved | Overhead | Pole-Wood | Broken | 2022 | Tier 2 - Elevated | Transformer only | 10 | 14 | 2022-10-14 | 1837000 | Sus | Y | EquipmentFailureInvolved¦Overhead¦PoleWood¦Broken
22-0123860 | Equipment Failure/Involved | Overhead | Pole-Wood | Broken | 2022 | Tier 2 - Elevated | Distribution Circuit | 10 | 22 | 2022-10-22 | 1842745 | Sus | Y | EquipmentFailureInvolved¦Overhead¦PoleWood¦Broken
22-0126426 | Company Initiated | Operating error | Switch (UG) | Normal | 2022 | Tier 3 - Extreme | Transformer only | 11 | 1 | 2022-11-01 | 1849727 | Sus | Y | CompanyInitiated¦Operatingerror¦Switch(UG)¦Normal
22-0128970 | Environmental/External | Lightning | Transformer | Failed/Faulted | 2022 | Tier 2 - Elevated | Transformer only | 11 | 8 | 2022-11-08 | 1856878 | Sus | Y | EnvironmentalExternal¦Lightning¦Transformer¦FailedFaulted
22-0129236 | Unknown Cause | Patrol - found nothing |  |  | 2022 | Tier 2 - Elevated | Distribution Circuit | 11 | 8 | 2022-11-08 | 1857758 | Sus | Y | UnknownCause¦Patrolfoundnothing¦¦
22-0132930 | Animal | Squirrel | Cutout, fuse holder | Normal | 2022 | Tier 2 - Elevated | Distribution Circuit | 11 | 20 | 2022-11-20 | 1866445 | Sus | Y | Animal¦Squirrel¦Cutoutfuseholder¦Normal
22-0135629 | Equipment Failure/Involved | Overhead | Secondary | Normal | 2022 | Tier 3 - Extreme | Transformer only | 12 | 1 | 2022-12-01 | 1873250 | Sus | N | EquipmentFailureInvolved¦Overhead¦Secondary¦Normal
22-0135660 | Unknown Cause | Patrol - found nothing |  |  | 2022 | Tier 3 - Extreme | Distribution Circuit | 12 | 1 | 2022-12-01 | 1873188 | Sus | N | UnknownCause¦Patrolfoundnothing¦¦
22-0138945 | Equipment Failure/Involved | Overhead | Conductor, Overhead | Broken, wire on ground | 2022 | Tier 3 - Extreme | Distribution Circuit | 12 | 10 | 2022-12-10 | 1881717 | Sus | N | EquipmentFailureInvolved¦Overhead¦ConductorOverhead¦Brokenwireonground
22-0141064 | Vegetation | Tree - branch fell on line | Secondary | Broken, wire on ground | 2022 | Tier 2 - Elevated | Transformer only | 12 | 23 | 2022-12-23 | 1896213 | Sus | N | Vegetation¦Treebranchfellonline¦Secondary¦Brokenwireonground
22-0141154 | Equipment Failure/Involved | Electrical Overload | Transformer | Failed/Faulted | 2022 | Tier 2 - Elevated | Transformer only | 12 | 24 | 2022-12-24 | 1896579 | Sus | N | EquipmentFailureInvolved¦ElectricalOverload¦Transformer¦FailedFaulted
22-0142789 | Vegetation | Tree - branch fell on line | Conductor, Overhead | Normal | 2022 | Tier 2 - Elevated | Distribution Circuit | 12 | 31 | 2022-12-31 | 1904206 | Sus | N | Vegetation¦Treebranchfellonline¦ConductorOverhead¦Normal
15-0002108 | Equipment Failure/Involved | Electrical Overload | Transformer | Failed/Faulted | 2015 | Tier 3 - Extreme | Transformer only | 1 | 1 | 2015-01-01 | 1157958 | Sus | N | EquipmentFailureInvolved¦ElectricalOverload¦Transformer¦FailedFaulted
15-0003802 | Equipment Failure/Involved | Other | Transformer | Leaking | 2015 | Tier 2 - Elevated | Transformer only | 1 | 11 | 2015-01-11 | 1162309 | Sus | N | EquipmentFailureInvolved¦Other¦Transformer¦Leaking
15-0011253 | Unknown Cause | Patrol - found nothing |  |  | 2015 | Tier 2 - Elevated | Distribution Circuit | 2 | 7 | 2015-02-07 | 1181345 | Sus | N | UnknownCause¦Patrolfoundnothing¦¦
15-0012160 | Equipment Failure/Involved | Other | Conductor, Overhead | On Ground | 2015 | Tier 2 - Elevated | Distribution Circuit | 2 | 9 | 2015-02-09 | 1186233 | Sus | N | EquipmentFailureInvolved¦Other¦ConductorOverhead¦OnGround
15-0012218 | Vegetation | Tree - fell into line | Conductor, Overhead | Together | 2015 | Tier 2 - Elevated | Distribution Circuit | 2 | 9 | 2015-02-09 | 1185685 | Sus | N | Vegetation¦Treefellintoline¦ConductorOverhead¦Together
15-0012239 | 3rd Party | Vehicle | Secondary | Broken, wire on ground | 2015 | Tier 2 - Elevated | Transformer only | 2 | 9 | 2015-02-09 | 1185686 | Sus | N | 3rdParty¦Vehicle¦Secondary¦Brokenwireonground
15-0012611 | Equipment Failure/Involved | Other | Transformer | Failed/Faulted | 2015 | Tier 2 - Elevated | Transformer only | 2 | 10 | 2015-02-10 | 1188223 | Sus | N | EquipmentFailureInvolved¦Other¦Transformer¦FailedFaulted
15-0013321 | Equipment Failure/Involved | Other | Conductor, Overhead | Burned Open | 2015 | Tier 3 - Extreme | Distribution Circuit | 2 | 13 | 2015-02-13 | 1189965 | Sus | N | EquipmentFailureInvolved¦Other¦ConductorOverhead¦BurnedOpen
15-0015168 | Vegetation | Tree - branch fell on line | Conductor, Overhead | Broken, wire on ground | 2015 | Tier 3 - Extreme | Distribution Circuit | 2 | 23 | 2015-02-23 | 1194781 | Sus | N | Vegetation¦Treebranchfellonline¦ConductorOverhead¦Brokenwireonground
15-0021114 | Unknown Cause | Patrol - found nothing |  |  | 2015 | Tier 3 - Extreme | Distribution Circuit | 3 | 21 | 2015-03-21 | 1206288 | Sus | N | UnknownCause¦Patrolfoundnothing¦¦
15-0022774 | Vegetation | Tree - branch fell on line | Connector or Splice (OH) | Broken, wire on object | 2015 | Tier 3 - Extreme | Distribution Circuit | 3 | 28 | 2015-03-28 | 1209321 | Sus | N | Vegetation¦Treebranchfellonline¦ConnectororSplice(OH)¦Brokenwireonobject
15-0024960 | Unknown Cause | Patrol - not conducted |  |  | 2015 | Tier 2 - Elevated | Distribution Circuit | 4 | 7 | 2015-04-07 | 1215135 | Sus | N | UnknownCause¦Patrolnotconducted¦¦
15-0025697 | Equipment Failure/Involved | Other | Transformer | Normal | 2015 | Tier 3 - Extreme | Distribution Circuit | 4 | 9 | 2015-04-09 | 1216757 | Sus | N | EquipmentFailureInvolved¦Other¦Transformer¦Normal
15-0033180 | Equipment Failure/Involved | Overhead | Cutout, fuse holder | Failed/Faulted | 2015 | Tier 2 - Elevated | Transformer only | 5 | 10 | 2015-05-10 | 1232371 | Sus | Y | EquipmentFailureInvolved¦Overhead¦Cutoutfuseholder¦FailedFaulted
15-0033340 | Unknown Cause | Patrol - found nothing |  | Normal | 2015 | Tier 2 - Elevated | Distribution Circuit | 5 | 11 | 2015-05-11 | 1232594 | Sus | Y | UnknownCause¦Patrolfoundnothing¦¦Normal
15-0034261 | Environmental/External | Lightning | Connector or Splice (UG) | Failed/Faulted | 2015 | Tier 2 - Elevated | Distribution Circuit | 5 | 14 | 2015-05-14 | 1234570 | Sus | Y | EnvironmentalExternal¦Lightning¦ConnectororSplice(UG)¦FailedFaulted
15-0034367 | Unknown Cause | Patrol - found nothing |  |  | 2015 | Tier 2 - Elevated | Distribution Circuit | 5 | 15 | 2015-05-15 | 1234978 | Sus | Y | UnknownCause¦Patrolfoundnothing¦¦
15-0036105 | Vegetation | Tree - fell into line | Conductor, Overhead | Broken, wire on ground | 2015 | Tier 3 - Extreme | Distribution Circuit | 5 | 23 | 2015-05-23 | 1238677 | Sus | Y | Vegetation¦Treefellintoline¦ConductorOverhead¦Brokenwireonground
15-0038966 | Environmental/External | Lightning | Transformer (OH) | Failed/Faulted | 2015 | Tier 3 - Extreme | Transformer only | 6 | 5 | 2015-06-05 | 1244609 | Sus | Y | EnvironmentalExternal¦Lightning¦Transformer(OH)¦FailedFaulted
15-0041288 | Equipment Failure/Involved | Other | Transformer | Failed/Faulted | 2015 | Tier 2 - Elevated | Transformer only | 6 | 16 | 2015-06-16 | 1251473 | Sus | Y | EquipmentFailureInvolved¦Other¦Transformer¦FailedFaulted
15-0043940 | Equipment Failure/Involved | Overhead | Connector or Splice (OH) | Arcing | 2015 | Tier 3 - Extreme | Distribution Circuit | 6 | 29 | 2015-06-29 | 1258252 | Sus | Y | EquipmentFailureInvolved¦Overhead¦ConnectororSplice(OH)¦Arcing
15-0051171 | Animal | Squirrel | Transformer (OH) | Normal | 2015 | Tier 3 - Extreme | Distribution Circuit | 7 | 29 | 2015-07-29 | 1279120 | Sus | Y | Animal¦Squirrel¦Transformer(OH)¦Normal
15-0051864 | Unknown Cause | Patrol - found nothing |  |  | 2015 | Tier 3 - Extreme | Distribution Circuit | 7 | 31 | 2015-07-31 | 1280629 | Sus | Y | UnknownCause¦Patrolfoundnothing¦¦
15-0059583 | 3rd Party | Vehicle | Pole-Wood | Broken | 2015 | Tier 3 - Extreme | Distribution Circuit | 9 | 6 | 2015-09-06 | 1300844 | Sus | Y | 3rdParty¦Vehicle¦PoleWood¦Broken
15-0061432 | Environmental/External | Fire, Forest/Grass | Pole-Wood | Burned/flashed | 2015 | Tier 2 - Elevated | Distribution Circuit | 9 | 12 | 2015-09-12 | 1306089 | Sus | Y | EnvironmentalExternal¦FireForestGrass¦PoleWood¦Burnedflashed
15-0062402 | Environmental/External | Fire, Forest/Grass | Pole-Wood | Burned/flashed | 2015 | Tier 2 - Elevated | Distribution Circuit | 9 | 10 | 2015-09-10 | 1309025 | Sus | Y | EnvironmentalExternal¦FireForestGrass¦PoleWood¦Burnedflashed
15-0067853 | 3rd Party | Tree - cutting, 3rd party | Crossarm, Wood | Broken, wire on ground | 2015 | Tier 3 - Extreme | Distribution Circuit | 10 | 4 | 2015-10-04 | 1316851 | Sus | Y | 3rdParty¦Treecutting3rdparty¦CrossarmWood¦Brokenwireonground
15-0071240 | Unknown Cause | Patrol - found nothing |  |  | 2015 | Tier 2 - Elevated | Distribution Circuit | 10 | 17 | 2015-10-17 | 1324119 | Sus | Y | UnknownCause¦Patrolfoundnothing¦¦
15-0071360 | Environmental/External | Lightning | Transformer | Failed/Faulted | 2015 | Tier 2 - Elevated | Transformer only | 10 | 17 | 2015-10-17 | 1324204 | Sus | Y | EnvironmentalExternal¦Lightning¦Transformer¦FailedFaulted
15-0073966 | Environmental/External | Lightning | Transformer | Failed/Faulted | 2015 | Tier 2 - Elevated | Transformer only | 10 | 28 | 2015-10-28 | 1330745 | Sus | Y | EnvironmentalExternal¦Lightning¦Transformer¦FailedFaulted
15-0075720 | Unknown Cause | Patrol - found nothing |  |  | 2015 | Tier 2 - Elevated | Distribution Circuit | 11 | 5 | 2015-11-05 | 1335717 | Sus | Y | UnknownCause¦Patrolfoundnothing¦¦
15-0076664 | Equipment Failure/Involved | Overhead | Connector or Splice (OH) | Broken, wire on ground | 2015 | Tier 3 - Extreme | Distribution Circuit | 11 | 9 | 2015-11-09 | 1337675 | Sus | Y | EquipmentFailureInvolved¦Overhead¦ConnectororSplice(OH)¦Brokenwireonground
15-0077936 | Unknown Cause | Patrol - found nothing |  |  | 2015 | Tier 2 - Elevated | Distribution Circuit | 11 | 15 | 2015-11-15 | 1341928 | Sus | Y | UnknownCause¦Patrolfoundnothing¦¦
15-0078636 | Unknown Cause | Patrol - found nothing |  |  | 2015 | Tier 2 - Elevated | Distribution Circuit | 11 | 17 | 2015-11-17 | 1344053 | Sus | Y | UnknownCause¦Patrolfoundnothing¦¦
15-0084318 | Vegetation | Tree - fell into line | Conductor, Overhead | Broken, wire on ground | 2015 | Tier 2 - Elevated | Distribution Circuit | 12 | 11 | 2015-12-11 | 1358927 | Sus | N | Vegetation¦Treefellintoline¦ConductorOverhead¦Brokenwireonground
15-0084934 | Vegetation | Tree - branch fell on line | Conductor, Overhead | Broken, wire on ground | 2015 | Tier 2 - Elevated | Distribution Circuit | 12 | 13 | 2015-12-13 | 1362179 | Sus | N | Vegetation¦Treebranchfellonline¦ConductorOverhead¦Brokenwireonground
15-0086297 | Unknown Cause | Patrol - found nothing |  |  | 2015 | Tier 2 - Elevated | Distribution Circuit | 12 | 20 | 2015-12-20 | 1367063 | Sus | N | UnknownCause¦Patrolfoundnothing¦¦
15-0087056 | Vegetation | Tree - branch fell on line | Crossarm, Wood | Broken | 2015 | Tier 2 - Elevated | Distribution Circuit | 12 | 24 | 2015-12-24 | 1370693 | Sus | N | Vegetation¦Treebranchfellonline¦CrossarmWood¦Broken
15-0087445 | Equipment Failure/Involved | Overhead | Crossarm, Wood | Broken | 2015 | Tier 2 - Elevated | Transformer only | 12 | 26 | 2015-12-26 | 1372070 | Sus | N | EquipmentFailureInvolved¦Overhead¦CrossarmWood¦Broken
16-0004113 | Equipment Failure/Involved | Overhead | Transformer (OH) | Failed/Faulted | 2016 | Tier 2 - Elevated | Transformer only | 1 | 8 | 2016-01-08 | 1380445 | Sus | N | EquipmentFailureInvolved¦Overhead¦Transformer(OH)¦FailedFaulted
16-0005499 | Vegetation | Tree - fell into line | Conductor, Overhead | Broken, wire on ground | 2016 | Tier 2 - Elevated | Distribution Circuit | 1 | 15 | 2016-01-15 | 1384283 | Sus | N | Vegetation¦Treefellintoline¦ConductorOverhead¦Brokenwireonground
16-0006261 | Vegetation | Tree - branch fell on line | Conductor, Overhead | Broken, wire on ground | 2016 | Tier 2 - Elevated | Distribution Circuit | 1 | 19 | 2016-01-19 | 1386837 | Sus | N | Vegetation¦Treebranchfellonline¦ConductorOverhead¦Brokenwireonground
16-0007000 | Vegetation | Tree - fell into line | Conductor, Overhead | Broken, wire on ground | 2016 | Tier 2 - Elevated | Distribution Circuit | 1 | 21 | 2016-01-21 | 1389021 | Sus | N | Vegetation¦Treefellintoline¦ConductorOverhead¦Brokenwireonground
16-0008912 | Vegetation | Tree - cutting, PG&E contractor | Conductor, Overhead | Broken, wire on ground | 2016 | Tier 3 - Extreme | Distribution Circuit | 1 | 28 | 2016-01-28 | 1393501 | Sus | N | Vegetation¦TreecuttingPG&Econtractor¦ConductorOverhead¦Brokenwireonground
16-0009491 | Unknown Cause | Patrol - not conducted |  |  | 2016 | Tier 3 - Extreme | Distribution Circuit | 1 | 31 | 2016-01-31 | 1395195 | Sus | N | UnknownCause¦Patrolnotconducted¦¦
16-0011152 | Equipment Failure/Involved | Electrical Overload | Transformer | Failed/Faulted | 2016 | Tier 2 - Elevated | Transformer only | 2 | 7 | 2016-02-07 | 1399749 | Sus | N | EquipmentFailureInvolved¦ElectricalOverload¦Transformer¦FailedFaulted
16-0018142 | Vegetation | Tree - fell into line | Conductor, Overhead | Broken, wire on ground | 2016 | Tier 2 - Elevated | Distribution Circuit | 3 | 5 | 2016-03-05 | 1420950 | Sus | N | Vegetation¦Treefellintoline¦ConductorOverhead¦Brokenwireonground
16-0018406 | Vegetation | Tree - branch fell on line | Conductor, Overhead | Normal | 2016 | Tier 3 - Extreme | Distribution Circuit | 3 | 6 | 2016-03-06 | 1421551 | Sus | N | Vegetation¦Treebranchfellonline¦ConductorOverhead¦Normal
16-0020275 | Vegetation | Tree - fell into line | Conductor, Overhead | Broken, wire on ground | 2016 | Tier 2 - Elevated | Distribution Circuit | 3 | 11 | 2016-03-11 | 1427258 | Sus | N | Vegetation¦Treefellintoline¦ConductorOverhead¦Brokenwireonground
16-0024343 | Equipment Failure/Involved | Overhead | Conductor, Overhead | Deteriorated | 2016 | Tier 2 - Elevated | Distribution Circuit | 3 | 28 | 2016-03-28 | 1439669 | Sus | N | EquipmentFailureInvolved¦Overhead¦ConductorOverhead¦Deteriorated
16-0024996 | Vegetation | Tree - branch fell on line | Conductor, Overhead | Normal | 2016 | Tier 3 - Extreme | Distribution Circuit | 3 | 30 | 2016-03-30 | 1441660 | Sus | N | Vegetation¦Treebranchfellonline¦ConductorOverhead¦Normal
16-0027540 | Vegetation | Tree - fell into line | Conductor, Overhead | Normal | 2016 | Tier 2 - Elevated | Distribution Circuit | 4 | 9 | 2016-04-09 | 1447917 | Sus | N | Vegetation¦Treefellintoline¦ConductorOverhead¦Normal
16-0028425 | Equipment Failure/Involved | Overhead | Crossarm, Wood | Broken | 2016 | Tier 2 - Elevated | Distribution Circuit | 4 | 13 | 2016-04-13 | 1450226 | Sus | N | EquipmentFailureInvolved¦Overhead¦CrossarmWood¦Broken
16-0033002 | Environmental/External | Lightning | Other | Failed/Faulted | 2016 | Tier 3 - Extreme | Transformer only | 4 | 30 | 2016-04-30 | 1462480 | Sus | N | EnvironmentalExternal¦Lightning¦Other¦FailedFaulted
16-0034742 | Equipment Failure/Involved | Overhead | Lightning Arrestor | Burned/flashed | 2016 | Tier 2 - Elevated | Distribution Circuit | 5 | 8 | 2016-05-08 | 1466762 | Sus | Y | EquipmentFailureInvolved¦Overhead¦LightningArrestor¦Burnedflashed
16-0035436 | Vegetation | Tree - branch fell on line | Conductor, Overhead | Normal | 2016 | Tier 2 - Elevated | Distribution Circuit | 5 | 11 | 2016-05-11 | 1468280 | Sus | Y | Vegetation¦Treebranchfellonline¦ConductorOverhead¦Normal
16-0036469 | Vegetation | Tree - fell into line | Conductor, Overhead | Broken, wire on ground | 2016 | Tier 3 - Extreme | Distribution Circuit | 5 | 17 | 2016-05-17 | 1471033 | Sus | Y | Vegetation¦Treefellintoline¦ConductorOverhead¦Brokenwireonground
16-0037526 | Unknown Cause | Patrol - found nothing |  |  | 2016 | Tier 2 - Elevated | Distribution Circuit | 5 | 20 | 2016-05-20 | 1473977 | Sus | Y | UnknownCause¦Patrolfoundnothing¦¦
16-0041094 | Company Initiated | Construction Activity/equip, company | Insulator | Broken | 2016 | Tier 2 - Elevated | Distribution Circuit | 6 | 4 | 2016-06-04 | 1483062 | Sus | Y | CompanyInitiated¦ConstructionActivityequipcompany¦Insulator¦Broken
16-0041246 | Unknown Cause | Patrol - found nothing |  |  | 2016 | Tier 2 - Elevated | Distribution Circuit | 6 | 6 | 2016-06-06 | 1483675 | Sus | Y | UnknownCause¦Patrolfoundnothing¦¦
16-0041698 | Equipment Failure/Involved | Overhead | Crossarm, Wood | Broken | 2016 | Tier 2 - Elevated | Transformer only | 6 | 7 | 2016-06-07 | 1484570 | Sus | Y | EquipmentFailureInvolved¦Overhead¦CrossarmWood¦Broken
16-0050288 | Vegetation | Tree - branch fell on line | Fuse | Failed/Faulted | 2016 | Tier 3 - Extreme | Distribution Circuit | 7 | 15 | 2016-07-15 | 1510841 | Sus | Y | Vegetation¦Treebranchfellonline¦Fuse¦FailedFaulted
16-0056579 | Animal | Squirrel | Fuse | Failed/Faulted | 2016 | Tier 2 - Elevated | Distribution Circuit | 8 | 11 | 2016-08-11 | 1524735 | Sus | Y | Animal¦Squirrel¦Fuse¦FailedFaulted
16-0059509 | Unknown Cause | Patrol - found nothing |  |  | 2016 | Tier 2 - Elevated | Distribution Circuit | 8 | 23 | 2016-08-23 | 1531096 | Sus | Y | UnknownCause¦Patrolfoundnothing¦¦
16-0060150 | Vegetation | Tree - branch fell on line | Conductor, Overhead | Normal | 2016 | Tier 2 - Elevated | Distribution Circuit | 8 | 26 | 2016-08-26 | 1532372 | Sus | Y | Vegetation¦Treebranchfellonline¦ConductorOverhead¦Normal
16-0060402 | Environmental/External | Fire, Forest/Grass | Conductor, Overhead | Normal | 2016 | Tier 2 - Elevated | Distribution Circuit | 8 | 26 | 2016-08-26 | 1532774 | Sus | Y | EnvironmentalExternal¦FireForestGrass¦ConductorOverhead¦Normal
16-0069268 | Equipment Failure/Involved | Overhead | Transformer | Failed/Faulted | 2016 | Tier 3 - Extreme | Transformer only | 10 | 3 | 2016-10-03 | 1552084 | Sus | Y | EquipmentFailureInvolved¦Overhead¦Transformer¦FailedFaulted
16-0072547 | Unknown Cause | Patrol - found nothing |  |  | 2016 | Tier 3 - Extreme | Distribution Circuit | 10 | 15 | 2016-10-15 | 1561135 | Sus | Y | UnknownCause¦Patrolfoundnothing¦¦
16-0072554 | Vegetation | Tree - fell into line | Conductor, Overhead | Broken, wire on ground | 2016 | Tier 2 - Elevated | Distribution Circuit | 10 | 15 | 2016-10-15 | 1561240 | Sus | Y | Vegetation¦Treefellintoline¦ConductorOverhead¦Brokenwireonground
16-0073371 | Equipment Failure/Involved | Overhead | Pole-Wood | Broken | 2016 | Tier 3 - Extreme | Distribution Circuit | 10 | 17 | 2016-10-17 | 1564688 | Sus | Y | EquipmentFailureInvolved¦Overhead¦PoleWood¦Broken
16-0076817 | Environmental/External | Lightning | Transformer | Burned/flashed | 2016 | Tier 3 - Extreme | Transformer only | 10 | 30 | 2016-10-30 | 1573345 | Sus | Y | EnvironmentalExternal¦Lightning¦Transformer¦Burnedflashed
17-0002777 | Vegetation | Tree - fell into line | Conductor, Overhead | Normal | 2017 | Tier 2 - Elevated | Transmission line | 1 | 2 | 2017-01-02 | 1614641 | Sus | N | Vegetation¦Treefellintoline¦ConductorOverhead¦Normal
17-0003208 | Vegetation | Tree - branch fell on line | Fuse | Normal | 2017 | Tier 3 - Extreme | Distribution Circuit | 1 | 3 | 2017-01-03 | 1615629 | Sus | N | Vegetation¦Treebranchfellonline¦Fuse¦Normal
17-0003768 | Vegetation | Tree - fell into line | Conductor, Overhead | Normal | 2017 | Tier 3 - Extreme | Distribution Circuit | 1 | 4 | 2017-01-04 | 1618804 | Sus | N | Vegetation¦Treefellintoline¦ConductorOverhead¦Normal
17-0005515 | Equipment Failure/Involved | Overhead | Conductor, Overhead | Broken, wire on ground | 2017 | Tier 2 - Elevated | Distribution Circuit | 1 | 8 | 2017-01-08 | 1627946 | Sus | N | EquipmentFailureInvolved¦Overhead¦ConductorOverhead¦Brokenwireonground
17-0005903 | Unknown Cause | Patrol - found nothing |  |  | 2017 | Tier 2 - Elevated | Distribution Circuit | 1 | 9 | 2017-01-09 | 1630341 | Sus | N | UnknownCause¦Patrolfoundnothing¦¦
17-0006851 | Vegetation | Tree - fell into line | Conductor, Overhead | Broken, wire on ground | 2017 | Tier 2 - Elevated | Distribution Circuit | 1 | 10 | 2017-01-10 | 1634683 | Sus | N | Vegetation¦Treefellintoline¦ConductorOverhead¦Brokenwireonground
17-0007825 | Environmental/External | Flood/Erosion | Conductor, Underground | Normal | 2017 | Tier 2 - Elevated | Distribution Circuit | 1 | 11 | 2017-01-11 | 1640508 | Sus | N | EnvironmentalExternal¦FloodErosion¦ConductorUnderground¦Normal
17-0007880 | Vegetation | Tree - fell into line | Conductor, Overhead | Broken, wire on ground | 2017 | Tier 3 - Extreme | Distribution Circuit | 1 | 11 | 2017-01-11 | 1640336 | Sus | N | Vegetation¦Treefellintoline¦ConductorOverhead¦Brokenwireonground
17-0009469 | Equipment Failure/Involved | Overhead | Secondary | Broken | 2017 | Tier 3 - Extreme | Transformer only | 1 | 16 | 2017-01-16 | 1644803 | Sus | N | EquipmentFailureInvolved¦Overhead¦Secondary¦Broken
17-0011966 | Equipment Failure/Involved | Overhead | Pole-Wood | Broken, wire on ground | 2017 | Tier 3 - Extreme | Distribution Circuit | 1 | 21 | 2017-01-21 | 1655532 | Sus | N | EquipmentFailureInvolved¦Overhead¦PoleWood¦Brokenwireonground
17-0012106 | Equipment Failure/Involved | Overhead | Service conductor | Broken, wire on ground | 2017 | Tier 3 - Extreme | Distribution Circuit | 1 | 21 | 2017-01-21 | 1655468 | Sus | N | EquipmentFailureInvolved¦Overhead¦Serviceconductor¦Brokenwireonground
17-0012561 | Vegetation | Tree - fell into line | Transformer | Broken, wire on ground | 2017 | Tier 3 - Extreme | Transformer only | 1 | 21 | 2017-01-21 | 1657609 | Sus | N | Vegetation¦Treefellintoline¦Transformer¦Brokenwireonground
17-0012953 | Vegetation | Tree - fell into line | Pole-Wood | Broken | 2017 | Tier 3 - Extreme | Distribution Circuit | 1 | 22 | 2017-01-22 | 1659471 | Sus | N | Vegetation¦Treefellintoline¦PoleWood¦Broken
17-0013693 | Vegetation | Tree - fell into line | Conductor, Overhead | Broken, wire on ground | 2017 | Tier 3 - Extreme | Distribution Circuit | 1 | 22 | 2017-01-22 | 1662587 | Sus | N | Vegetation¦Treefellintoline¦ConductorOverhead¦Brokenwireonground
17-0015647 | Equipment Failure/Involved | Overhead | Insulator | Broken | 2017 | Tier 2 - Elevated | Distribution Circuit | 1 | 27 | 2017-01-27 | 1668666 | Sus | N | EquipmentFailureInvolved¦Overhead¦Insulator¦Broken
17-0015809 | Equipment Failure/Involved | Overhead | Connector or Splice (OH) | Deteriorated | 2017 | Tier 3 - Extreme | Transformer only | 1 | 28 | 2017-01-28 | 1669278 | Sus | N | EquipmentFailureInvolved¦Overhead¦ConnectororSplice(OH)¦Deteriorated
17-0019539 | Equipment Failure/Involved | Overhead | Jumper | Broken | 2017 | Tier 3 - Extreme | Transformer only | 2 | 9 | 2017-02-09 | 1682057 | Sus | N | EquipmentFailureInvolved¦Overhead¦Jumper¦Broken
17-0022003 | Vegetation | Tree - fell into line | Conductor, Overhead | Broken, wire on ground | 2017 | Tier 2 - Elevated | Transmission line | 2 | 17 | 2017-02-17 | 1692380 | Sus | N | Vegetation¦Treefellintoline¦ConductorOverhead¦Brokenwireonground
17-0022705 | Equipment Failure/Involved | Overhead | Conductor, Overhead | Broken, wire on ground | 2017 | Tier 3 - Extreme | Distribution Circuit | 2 | 17 | 2017-02-17 | 1698474 | Sus | N | EquipmentFailureInvolved¦Overhead¦ConductorOverhead¦Brokenwireonground
17-0022966 | Vegetation | Tree - fell into line | Conductor, Overhead | Broken, wire on ground | 2017 | Tier 3 - Extreme | Distribution Circuit | 2 | 17 | 2017-02-17 | 1697612 | Sus | N | Vegetation¦Treefellintoline¦ConductorOverhead¦Brokenwireonground
17-0023908 | Unknown Cause | Patrol - found nothing |  |  | 2017 | Tier 2 - Elevated | Distribution Circuit | 2 | 20 | 2017-02-20 | 1703892 | Sus | N | UnknownCause¦Patrolfoundnothing¦¦
17-0023922 | Vegetation | Tree - fell into line | Pole-Wood | Broken, wire on ground | 2017 | Tier 3 - Extreme | Distribution Circuit | 2 | 20 | 2017-02-20 | 1704077 | Sus | N | Vegetation¦Treefellintoline¦PoleWood¦Brokenwireonground
17-0028501 | Vegetation | Tree - fell into line | Fuse | Failed/Faulted | 2017 | Tier 3 - Extreme | Distribution Circuit | 3 | 5 | 2017-03-05 | 1719887 | Sus | N | Vegetation¦Treefellintoline¦Fuse¦FailedFaulted
17-0032043 | Vegetation | Tree - branch fell on line | Conductor, Overhead | Normal | 2017 | Tier 3 - Extreme | Distribution Circuit | 3 | 20 | 2017-03-20 | 1730755 | Sus | N | Vegetation¦Treebranchfellonline¦ConductorOverhead¦Normal
17-0036944 | Equipment Failure/Involved | Overhead | Transformer | Failed/Faulted | 2017 | Tier 2 - Elevated | Transformer only | 4 | 6 | 2017-04-06 | 1745186 | Sus | N | EquipmentFailureInvolved¦Overhead¦Transformer¦FailedFaulted
17-0037142 | Unknown Cause | Patrol - not conducted |  |  | 2017 | Tier 3 - Extreme | Distribution Circuit | 4 | 6 | 2017-04-06 | 1745635 | Sus | N | UnknownCause¦Patrolnotconducted¦¦
17-0037237 | Equipment Failure/Involved | Overhead | Woodpin | Broken | 2017 | Tier 2 - Elevated | Distribution Circuit | 4 | 6 | 2017-04-06 | 1745758 | Sus | N | EquipmentFailureInvolved¦Overhead¦Woodpin¦Broken
17-0037511 | Vegetation | Tree - fell into line | Conductor, Overhead | Broken, wire on ground | 2017 | Tier 2 - Elevated | Distribution Circuit | 4 | 6 | 2017-04-06 | 1748639 | Sus | N | Vegetation¦Treefellintoline¦ConductorOverhead¦Brokenwireonground
17-0037658 | Vegetation | Tree - fell into line | Conductor, Overhead | Broken, wire on ground | 2017 | Tier 2 - Elevated | Distribution Circuit | 4 | 7 | 2017-04-07 | 1749377 | Sus | N | Vegetation¦Treefellintoline¦ConductorOverhead¦Brokenwireonground
17-0040813 | Vegetation | Tree - branch fell on line | Fuse | Normal | 2017 | Tier 3 - Extreme | Distribution Circuit | 4 | 17 | 2017-04-17 | 1759120 | Sus | N | Vegetation¦Treebranchfellonline¦Fuse¦Normal
17-0043813 | Equipment Failure/Involved | Overhead | Insulator | Broken | 2017 | Tier 2 - Elevated | Distribution Circuit | 4 | 28 | 2017-04-28 | 1770024 | Sus | N | EquipmentFailureInvolved¦Overhead¦Insulator¦Broken
17-0047657 | Vegetation | Tree - fell into line | Conductor, Overhead | Broken, wire on ground | 2017 | Tier 3 - Extreme | Distribution Circuit | 5 | 12 | 2017-05-12 | 1781038 | Sus | Y | Vegetation¦Treefellintoline¦ConductorOverhead¦Brokenwireonground
17-0048107 | Unknown Cause | Patrol - found nothing |  |  | 2017 | Tier 2 - Elevated | Distribution Circuit | 5 | 15 | 2017-05-15 | 1782667 | Sus | Y | UnknownCause¦Patrolfoundnothing¦¦
17-0048280 | Unknown Cause | Patrol - found nothing |  |  | 2017 | Tier 2 - Elevated | Distribution Circuit | 5 | 16 | 2017-05-16 | 1783061 | Sus | Y | UnknownCause¦Patrolfoundnothing¦¦
17-0055211 | 3rd Party | Vehicle | Pole-Wood | Broken | 2017 | Tier 3 - Extreme | Distribution Circuit | 6 | 14 | 2017-06-14 | 1804432 | Sus | Y | 3rdParty¦Vehicle¦PoleWood¦Broken
17-0057112 | Unknown Cause | Patrol - found nothing |  |  | 2017 | Tier 3 - Extreme | Distribution Circuit | 6 | 20 | 2017-06-20 | 1812680 | Sus | Y | UnknownCause¦Patrolfoundnothing¦¦
17-0063087 | Unknown Cause | Patrol - found nothing |  |  | 2017 | Tier 2 - Elevated | Distribution Circuit | 7 | 15 | 2017-07-15 | 1831982 | Sus | Y | UnknownCause¦Patrolfoundnothing¦¦
17-0064104 | Unknown Cause | Patrol - found nothing |  |  | 2017 | Tier 2 - Elevated | Distribution Circuit | 7 | 20 | 2017-07-20 | 1836077 | Sus | Y | UnknownCause¦Patrolfoundnothing¦¦
17-0064533 | Equipment Failure/Involved | Underground | Conductor, Underground | Broken | 2017 | Tier 2 - Elevated | Transformer only | 7 | 21 | 2017-07-21 | 1836949 | Sus | Y | EquipmentFailureInvolved¦Underground¦ConductorUnderground¦Broken
17-0067487 | 3rd Party | Fire, house or bldg. | Pole-Wood | Burned/flashed | 2017 | Tier 3 - Extreme | Transformer only | 8 | 2 | 2017-08-02 | 1844847 | Sus | Y | 3rdParty¦Firehouseorbldg¦PoleWood¦Burnedflashed
17-0069997 | Vegetation | Tree - fell into line | Conductor, Overhead | Broken, wire on ground | 2017 | Tier 3 - Extreme | Distribution Circuit | 8 | 13 | 2017-08-13 | 1851851 | Sus | Y | Vegetation¦Treefellintoline¦ConductorOverhead¦Brokenwireonground
17-0071014 | Equipment Failure/Involved | Overhead | Conductor, Overhead | Normal | 2017 | Tier 3 - Extreme | Distribution Circuit | 8 | 17 | 2017-08-17 | 1854011 | Sus | Y | EquipmentFailureInvolved¦Overhead¦ConductorOverhead¦Normal
17-0071457 | Unknown Cause | Patrol - found nothing |  |  | 2017 | Tier 2 - Elevated | Distribution Circuit | 8 | 19 | 2017-08-19 | 1855160 | Sus | Y | UnknownCause¦Patrolfoundnothing¦¦
17-0073091 | Equipment Failure/Involved | Overhead | Transformer (OH) | Broken | 2017 | Tier 2 - Elevated | Transformer only | 8 | 26 | 2017-08-26 | 1860043 | Sus | Y | EquipmentFailureInvolved¦Overhead¦Transformer(OH)¦Broken
17-0073450 | Company Initiated | Personnel, company | Conductor, Overhead | Normal | 2017 | Tier 2 - Elevated | Distribution Circuit | 8 | 28 | 2017-08-28 | 1861435 | Sus | Y | CompanyInitiated¦Personnelcompany¦ConductorOverhead¦Normal
17-0077476 | Vegetation | Tree - branch fell on line | Conductor, Overhead | Normal | 2017 | Tier 2 - Elevated | Distribution Circuit | 9 | 11 | 2017-09-11 | 1874876 | Sus | Y | Vegetation¦Treebranchfellonline¦ConductorOverhead¦Normal
17-0079447 | Equipment Failure/Involved | Overhead |  | Broken | 2017 | Tier 2 - Elevated | Transformer only | 9 | 15 | 2017-09-15 | 1880067 | Sus | Y | EquipmentFailureInvolved¦Overhead¦¦Broken
17-0083054 | Equipment Failure/Involved | Overhead | Transformer | Failed/Faulted | 2017 | Tier 2 - Elevated | Transformer only | 9 | 30 | 2017-09-30 | 1888505 | Sus | Y | EquipmentFailureInvolved¦Overhead¦Transformer¦FailedFaulted
17-0085191 | Vegetation | Tree - bark fell into line | Transformer | Failed/Faulted | 2017 | Tier 3 - Extreme | Transformer only | 10 | 8 | 2017-10-08 | 1893690 | Sus | Y | Vegetation¦Treebarkfellintoline¦Transformer¦FailedFaulted
17-0085805 | Unknown Cause | Patrol - not conducted |  |  | 2017 | Tier 2 - Elevated | Distribution Circuit | 10 | 9 | 2017-10-09 | 1896931 | Sus | Y | UnknownCause¦Patrolnotconducted¦¦
17-0086814 | Environmental/External | Fire, Forest/Grass | Conductor, Overhead | Normal | 2017 | Tier 2 - Elevated | Distribution Circuit | 10 | 8 | 2017-10-08 | 1899481 | Sus | Y | EnvironmentalExternal¦FireForestGrass¦ConductorOverhead¦Normal
17-0086833 | Environmental/External | Fire, Forest/Grass | Pole-Wood | Broken, wire on ground | 2017 | Tier 2 - Elevated | Distribution Circuit | 10 | 8 | 2017-10-08 | 1899516 | Sus | Y | EnvironmentalExternal¦FireForestGrass¦PoleWood¦Brokenwireonground
17-0088786 | Equipment Failure/Involved | Overhead | Pole - Tower, steel | Broken | 2017 | Tier 2 - Elevated | Distribution Circuit | 10 | 19 | 2017-10-19 | 1904686 | Sus | Y | EquipmentFailureInvolved¦Overhead¦PoleTowersteel¦Broken
17-0092729 | Unknown Cause | Patrol - found nothing |  |  | 2017 | Tier 3 - Extreme | Distribution Circuit | 11 | 5 | 2017-11-05 | 1916278 | Sus | Y | UnknownCause¦Patrolfoundnothing¦¦
17-0097919 | Equipment Failure/Involved | Overhead | Cutout, fuse holder | Broken | 2017 | Tier 3 - Extreme | Transformer only | 11 | 27 | 2017-11-27 | 1930476 | Sus | Y | EquipmentFailureInvolved¦Overhead¦Cutoutfuseholder¦Broken
17-0101005 | Unknown Cause | Patrol - found nothing |  |  | 2017 | Tier 2 - Elevated | Distribution Circuit | 12 | 10 | 2017-12-10 | 1939966 | Sus | N | UnknownCause¦Patrolfoundnothing¦¦
17-0103721 | 3rd Party | Vehicle | Conductor, Underground | Broken | 2017 | Tier 2 - Elevated | Distribution Circuit | 12 | 31 | 2017-12-31 | 1953579 | Sus | N | 3rdParty¦Vehicle¦ConductorUnderground¦Broken
18-0002992 | Equipment Failure/Involved | Overhead | Pole-Wood | Deteriorated | 2018 | Tier 2 - Elevated | Distribution Circuit | 1 | 2 | 2018-01-02 | 534 | Sus | N | EquipmentFailureInvolved¦Overhead¦PoleWood¦Deteriorated
18-0008273 | Unknown Cause | Patrol - found nothing |  |  | 2018 | Tier 2 - Elevated | Distribution Circuit | 1 | 23 | 2018-01-23 | 12721 | Sus | N | UnknownCause¦Patrolfoundnothing¦¦
18-0012631 | Vegetation | Tree - fell into line | Conductor, Overhead | Normal | 2018 | Tier 2 - Elevated | Distribution Circuit | 2 | 8 | 2018-02-08 | 21633 | Sus | N | Vegetation¦Treefellintoline¦ConductorOverhead¦Normal
18-0017370 | Vegetation | Tree - branch fell on line | Service conductor | Broken | 2018 | Tier 3 - Extreme | Transformer only | 2 | 26 | 2018-02-26 | 31782 | Sus | N | Vegetation¦Treebranchfellonline¦Serviceconductor¦Broken
18-0019513 | Equipment Failure/Involved | Overhead | Transformer (OH) | Broken | 2018 | Tier 2 - Elevated | Transformer only | 3 | 3 | 2018-03-03 | 37146 | Sus | N | EquipmentFailureInvolved¦Overhead¦Transformer(OH)¦Broken
18-0019589 | Equipment Failure/Involved | Overhead | Crossarm, Wood | Broken | 2018 | Tier 2 - Elevated | Distribution Circuit | 3 | 4 | 2018-03-04 | 37985 | Sus | N | EquipmentFailureInvolved¦Overhead¦CrossarmWood¦Broken
18-0033415 | Vegetation | Tree - branch fell on line | Crossarm, Wood | Broken, wire on ground | 2018 | Tier 3 - Extreme | Distribution Circuit | 4 | 18 | 2018-04-18 | 69502 | Sus | N | Vegetation¦Treebranchfellonline¦CrossarmWood¦Brokenwireonground
18-0038688 | Unknown Cause | Patrol - found nothing |  |  | 2018 | Tier 2 - Elevated | Distribution Circuit | 5 | 7 | 2018-05-07 | 80427 | Sus | Y | UnknownCause¦Patrolfoundnothing¦¦
18-0040516 | Equipment Failure/Involved | Overhead | Jumper | Burned Open | 2018 | Tier 3 - Extreme | Distribution Circuit | 5 | 12 | 2018-05-12 | 84648 | Sus | Y | EquipmentFailureInvolved¦Overhead¦Jumper¦BurnedOpen
18-0049353 | Animal | Squirrel | Transformer | Failed/Faulted | 2018 | Tier 3 - Extreme | Transformer only | 6 | 10 | 2018-06-10 | 105541 | Sus | Y | Animal¦Squirrel¦Transformer¦FailedFaulted
18-0050792 | Unknown Cause | Patrol - found nothing |  |  | 2018 | Tier 2 - Elevated | Distribution Circuit | 6 | 14 | 2018-06-14 | 108809 | Sus | Y | UnknownCause¦Patrolfoundnothing¦¦
18-0051630 | Equipment Failure/Involved | Overhead | Transformer | Leaking | 2018 | Tier 2 - Elevated | Transformer only | 6 | 16 | 2018-06-16 | 110791 | Sus | Y | EquipmentFailureInvolved¦Overhead¦Transformer¦Leaking
18-0052239 | Vegetation | Tree - fell into line | Conductor, Overhead | Normal | 2018 | Tier 3 - Extreme | Distribution Circuit | 6 | 19 | 2018-06-19 | 112583 | Sus | Y | Vegetation¦Treefellintoline¦ConductorOverhead¦Normal
18-0053869 | Equipment Failure/Involved | Overhead | Transformer | Failed/Faulted | 2018 | Tier 3 - Extreme | Transformer only | 6 | 23 | 2018-06-23 | 116219 | Sus | Y | EquipmentFailureInvolved¦Overhead¦Transformer¦FailedFaulted
18-0054030 | Equipment Failure/Involved | Overhead | Crossarm, Wood | Broken | 2018 | Tier 2 - Elevated | Distribution Circuit | 6 | 24 | 2018-06-24 | 117013 | Sus | Y | EquipmentFailureInvolved¦Overhead¦CrossarmWood¦Broken
18-0055575 | Vegetation | Tree - fell into line | Conductor, Overhead | Broken, wire on ground | 2018 | Tier 2 - Elevated | Distribution Circuit | 6 | 28 | 2018-06-28 | 120560 | Sus | Y | Vegetation¦Treefellintoline¦ConductorOverhead¦Brokenwireonground
18-0057586 | Unknown Cause | Patrol - found nothing |  |  | 2018 | Tier 3 - Extreme | Distribution Circuit | 7 | 6 | 2018-07-06 | 125782 | Sus | Y | UnknownCause¦Patrolfoundnothing¦¦
18-0060694 | Equipment Failure/Involved | Overhead | Secondary | Broken | 2018 | Tier 2 - Elevated | Transformer only | 7 | 17 | 2018-07-17 | 133859 | Sus | Y | EquipmentFailureInvolved¦Overhead¦Secondary¦Broken
18-0062364 | Vegetation | Tree - branch fell on line | Crossarm, Wood | Broken, wire on ground | 2018 | Tier 2 - Elevated | Distribution Circuit | 7 | 21 | 2018-07-21 | 137215 | Sus | Y | Vegetation¦Treebranchfellonline¦CrossarmWood¦Brokenwireonground
18-0062759 | Environmental/External | Fire, Forest/Grass | Pole-Wood | Burned/flashed | 2018 | Tier 2 - Elevated | Transmission line | 7 | 23 | 2018-07-23 | 138307 | Sus | Y | EnvironmentalExternal¦FireForestGrass¦PoleWood¦Burnedflashed
18-0074001 | Unknown Cause | Patrol - found nothing |  |  | 2018 | Tier 2 - Elevated | Distribution Circuit | 8 | 27 | 2018-08-27 | 163264 | Sus | Y | UnknownCause¦Patrolfoundnothing¦¦
18-0076611 | Unknown Cause | Patrol - found nothing |  |  | 2018 | Tier 2 - Elevated | Distribution Circuit | 9 | 5 | 2018-09-05 | 168356 | Sus | Y | UnknownCause¦Patrolfoundnothing¦¦
18-0082472 | Animal | Bird found | Conductor, Overhead | Together | 2018 | Tier 2 - Elevated | Distribution Circuit | 9 | 22 | 2018-09-22 | 179581 | Sus | Y | Animal¦Birdfound¦ConductorOverhead¦Together
18-0092783 | Equipment Failure/Involved | Overhead | Secondary | Together | 2018 | Tier 2 - Elevated | Transformer only | 10 | 22 | 2018-10-22 | 199996 | Sus | Y | EquipmentFailureInvolved¦Overhead¦Secondary¦Together
18-0096767 | Unknown Cause | Patrol - found nothing |  |  | 2018 | Tier 3 - Extreme | Distribution Circuit | 11 | 3 | 2018-11-03 | 207898 | Sus | Y | UnknownCause¦Patrolfoundnothing¦¦
18-0098335 | Equipment Failure/Involved | Overhead | Transformer | Broken | 2018 | Tier 2 - Elevated | Distribution Circuit | 11 | 8 | 2018-11-08 | 211497 | Sus | Y | EquipmentFailureInvolved¦Overhead¦Transformer¦Broken
18-0098498 | Unknown Cause | Patrol - found nothing |  |  | 2018 | Tier 2 - Elevated | Distribution Circuit | 11 | 9 | 2018-11-09 | 212091 | Sus | Y | UnknownCause¦Patrolfoundnothing¦¦
18-0101803 | Environmental/External | Fire, Forest/Grass | Pole-Wood | Burned/flashed | 2018 | Tier 3 - Extreme | Distribution Circuit | 11 | 8 | 2018-11-08 | 219963 | Sus | Y | EnvironmentalExternal¦FireForestGrass¦PoleWood¦Burnedflashed
18-0102334 | Environmental/External | Fire, Forest/Grass | Pole-Wood | Burned/flashed | 2018 | Tier 3 - Extreme | Distribution Circuit | 11 | 8 | 2018-11-08 | 221982 | Sus | Y | EnvironmentalExternal¦FireForestGrass¦PoleWood¦Burnedflashed
18-0105440 | Vegetation | Tree - fell into line | Conductor, Overhead | Broken, wire on ground | 2018 | Tier 3 - Extreme | Distribution Circuit | 11 | 29 | 2018-11-29 | 229261 | Sus | Y | Vegetation¦Treefellintoline¦ConductorOverhead¦Brokenwireonground
18-0105491 | Equipment Failure/Involved | Overhead | Conductor, Overhead | Broken, wire on ground | 2018 | Tier 3 - Extreme | Distribution Circuit | 11 | 30 | 2018-11-30 | 229791 | Sus | Y | EquipmentFailureInvolved¦Overhead¦ConductorOverhead¦Brokenwireonground
18-0105553 | Vegetation | Tree - branch fell on line | Conductor, Overhead | Normal | 2018 | Tier 2 - Elevated | Distribution Circuit | 11 | 30 | 2018-11-30 | 229845 | Sus | Y | Vegetation¦Treebranchfellonline¦ConductorOverhead¦Normal
19-0004728 | Unknown Cause | Patrol - found nothing |  |  | 2019 | Tier 3 - Extreme | Distribution Circuit | 1 | 5 | 2019-01-05 | 253760 | Sus | N | UnknownCause¦Patrolfoundnothing¦¦
19-0005341 | Equipment Failure/Involved | Overhead | Conductor, Overhead | Broken, wire on ground | 2019 | Tier 3 - Extreme | Distribution Circuit | 1 | 6 | 2019-01-06 | 256034 | Sus | N | EquipmentFailureInvolved¦Overhead¦ConductorOverhead¦Brokenwireonground
19-0009618 | Unknown Cause | Patrol - found nothing |  |  | 2019 | Tier 2 - Elevated | Distribution Circuit | 1 | 16 | 2019-01-16 | 266816 | Sus | N | UnknownCause¦Patrolfoundnothing¦¦
19-0010340 | Vegetation | Tree - fell into line | Conductor, Overhead | Broken, wire on ground | 2019 | Tier 3 - Extreme | Distribution Circuit | 1 | 16 | 2019-01-16 | 270659 | Sus | N | Vegetation¦Treefellintoline¦ConductorOverhead¦Brokenwireonground
19-0010481 | Vegetation | Tree - fell into line | Conductor, Overhead | Broken, wire on ground | 2019 | Tier 3 - Extreme | Distribution Circuit | 1 | 16 | 2019-01-16 | 271960 | Sus | N | Vegetation¦Treefellintoline¦ConductorOverhead¦Brokenwireonground
19-0011139 | Vegetation | Tree - branch fell on line | Conductor, Overhead | Normal | 2019 | Tier 3 - Extreme | Distribution Circuit | 1 | 16 | 2019-01-16 | 271573 | Sus | N | Vegetation¦Treebranchfellonline¦ConductorOverhead¦Normal
19-0011161 | Unknown Cause | Patrol - found nothing |  |  | 2019 | Tier 2 - Elevated | Distribution Circuit | 1 | 17 | 2019-01-17 | 272438 | Sus | N | UnknownCause¦Patrolfoundnothing¦¦
19-0011198 | Vegetation | Tree - fell into line | Conductor, Overhead | Broken, wire on ground | 2019 | Tier 3 - Extreme | Distribution Circuit | 1 | 17 | 2019-01-17 | 273871 | Sus | N | Vegetation¦Treefellintoline¦ConductorOverhead¦Brokenwireonground
19-0012868 | Unknown Cause | Patrol - found nothing |  |  | 2019 | Tier 2 - Elevated | Distribution Circuit | 1 | 21 | 2019-01-21 | 278349 | Sus | N | UnknownCause¦Patrolfoundnothing¦¦
19-0019561 | Vegetation | Tree - fell into line | Conductor, Overhead | Broken, wire on ground | 2019 | Tier 3 - Extreme | Distribution Circuit | 2 | 5 | 2019-02-05 | 295243 | Sus | N | Vegetation¦Treefellintoline¦ConductorOverhead¦Brokenwireonground
19-0019716 | Equipment Failure/Involved | Overhead | Crossarm, Wood | Broken | 2019 | Tier 3 - Extreme | Distribution Circuit | 2 | 7 | 2019-02-07 | 295408 | Sus | N | EquipmentFailureInvolved¦Overhead¦CrossarmWood¦Broken
19-0020543 | Unknown Cause | Patrol - found nothing |  |  | 2019 | Tier 2 - Elevated | Distribution Circuit | 2 | 10 | 2019-02-10 | 297839 | Sus | N | UnknownCause¦Patrolfoundnothing¦¦
19-0020823 | Vegetation | Tree - fell into line | Transformer | Arcing | 2019 | Tier 2 - Elevated | Transformer only | 2 | 10 | 2019-02-10 | 299329 | Sus | N | Vegetation¦Treefellintoline¦Transformer¦Arcing
19-0021838 | Vegetation | Tree - fell into line | Conductor, Overhead | Broken, wire on object | 2019 | Tier 2 - Elevated | Transformer only | 2 | 13 | 2019-02-13 | 302641 | Sus | N | Vegetation¦Treefellintoline¦ConductorOverhead¦Brokenwireonobject
19-0024170 | Equipment Failure/Involved | Overhead | Transformer (OH) | Failed/Faulted | 2019 | Tier 2 - Elevated | Distribution Circuit | 2 | 15 | 2019-02-15 | 312458 | Sus | N | EquipmentFailureInvolved¦Overhead¦Transformer(OH)¦FailedFaulted
19-0024515 | Vegetation | Tree - branch fell on line | Crossarm, Wood | Broken | 2019 | Tier 3 - Extreme | Distribution Circuit | 2 | 16 | 2019-02-16 | 314027 | Sus | N | Vegetation¦Treebranchfellonline¦CrossarmWood¦Broken
19-0025294 | Vegetation | Tree - fell into line | Conductor, Overhead | Broken, wire on ground | 2019 | Tier 2 - Elevated | Distribution Circuit | 2 | 17 | 2019-02-17 | 316582 | Sus | N | Vegetation¦Treefellintoline¦ConductorOverhead¦Brokenwireonground
19-0025317 | Equipment Failure/Involved | Overhead | Secondary | Broken | 2019 | Tier 2 - Elevated | Transformer only | 2 | 12 | 2019-02-12 | 316787 | Sus | N | EquipmentFailureInvolved¦Overhead¦Secondary¦Broken
19-0025909 | Vegetation | Tree - fell into line | Conductor, Overhead | Broken, wire on ground | 2019 | Tier 2 - Elevated | Distribution Circuit | 2 | 17 | 2019-02-17 | 316486 | Sus | N | Vegetation¦Treefellintoline¦ConductorOverhead¦Brokenwireonground
19-0026163 | Equipment Failure/Involved | Overhead | Transformer | Broken | 2019 | Tier 2 - Elevated | Transformer only | 2 | 19 | 2019-02-19 | 318412 | Sus | N | EquipmentFailureInvolved¦Overhead¦Transformer¦Broken
19-0028501 | Vegetation | Tree - fell into line | Conductor, Overhead | Broken, wire on ground | 2019 | Tier 2 - Elevated | Distribution Circuit | 2 | 26 | 2019-02-26 | 324969 | Sus | N | Vegetation¦Treefellintoline¦ConductorOverhead¦Brokenwireonground
19-0029176 | Environmental/External | Lightning | Transformer | Failed/Faulted | 2019 | Tier 2 - Elevated | Transformer only | 2 | 27 | 2019-02-27 | 327339 | Sus | N | EnvironmentalExternal¦Lightning¦Transformer¦FailedFaulted
19-0031547 | Unknown Cause | Patrol - not conducted |  |  | 2019 | Tier 2 - Elevated | Distribution Circuit | 3 | 7 | 2019-03-07 | 333377 | Sus | N | UnknownCause¦Patrolnotconducted¦¦
19-0033503 | Equipment Failure/Involved | Overhead | Lightning Arrestor | Failed/Faulted | 2019 | Tier 2 - Elevated | Distribution Circuit | 3 | 13 | 2019-03-13 | 338531 | Sus | N | EquipmentFailureInvolved¦Overhead¦LightningArrestor¦FailedFaulted
19-0037805 | Environmental/External | Lightning | Transformer | Failed/Faulted | 2019 | Tier 2 - Elevated | Distribution Circuit | 3 | 28 | 2019-03-28 | 349171 | Sus | N | EnvironmentalExternal¦Lightning¦Transformer¦FailedFaulted
19-0041379 | Unknown Cause | Patrol - found nothing |  |  | 2019 | Tier 2 - Elevated | Distribution Circuit | 4 | 10 | 2019-04-10 | 357899 | Sus | N | UnknownCause¦Patrolfoundnothing¦¦
19-0042177 | Equipment Failure/Involved | Overhead | Transformer | Failed/Faulted | 2019 | Tier 2 - Elevated | Distribution Circuit | 4 | 13 | 2019-04-13 | 360109 | Sus | N | EquipmentFailureInvolved¦Overhead¦Transformer¦FailedFaulted
19-0047584 | Vegetation | Tree - fell into line | Conductor, Overhead | Broken, wire on ground | 2019 | Tier 2 - Elevated | Distribution Circuit | 4 | 30 | 2019-04-30 | 371063 | Sus | N | Vegetation¦Treefellintoline¦ConductorOverhead¦Brokenwireonground
19-0052149 | Vegetation | Tree - fell into line | Connector or Splice (OH) | Normal | 2019 | Tier 2 - Elevated | Distribution Circuit | 5 | 15 | 2019-05-15 | 380912 | Sus | Y | Vegetation¦Treefellintoline¦ConnectororSplice(OH)¦Normal
19-0052336 | Vegetation | Tree - fell into line | Conductor, Overhead | Broken, wire on ground | 2019 | Tier 2 - Elevated | Distribution Circuit | 5 | 15 | 2019-05-15 | 381338 | Sus | Y | Vegetation¦Treefellintoline¦ConductorOverhead¦Brokenwireonground
19-0053853 | Unknown Cause | Patrol - found nothing |  |  | 2019 | Tier 2 - Elevated | Distribution Circuit | 5 | 19 | 2019-05-19 | 384762 | Sus | Y | UnknownCause¦Patrolfoundnothing¦¦
19-0054478 | 3rd Party | Tree - cutting, 3rd party | Conductor, Overhead | Normal | 2019 | Tier 3 - Extreme | Distribution Circuit | 5 | 20 | 2019-05-20 | 386298 | Sus | Y | 3rdParty¦Treecutting3rdparty¦ConductorOverhead¦Normal
19-0058931 | Equipment Failure/Involved | Overhead | Conductor, Overhead | Deteriorated | 2019 | Tier 2 - Elevated | Distribution Circuit | 5 | 29 | 2019-05-29 | 392591 | Sus | Y | EquipmentFailureInvolved¦Overhead¦ConductorOverhead¦Deteriorated
19-0060619 | Vegetation | Tree - branch fell on line | Transformer (OH) | Normal | 2019 | Tier 2 - Elevated | Distribution Circuit | 5 | 31 | 2019-05-31 | 394135 | Sus | Y | Vegetation¦Treebranchfellonline¦Transformer(OH)¦Normal
19-0071654 | Equipment Failure/Involved | Overhead | Pole-Wood | Burned/flashed | 2019 | Tier 2 - Elevated | Distribution Circuit | 6 | 24 | 2019-06-24 | 427863 | Sus | Y | EquipmentFailureInvolved¦Overhead¦PoleWood¦Burnedflashed
19-0072039 | Vegetation | Tree - fell into line | Conductor, Overhead | Normal | 2019 | Tier 2 - Elevated | Distribution Circuit | 6 | 25 | 2019-06-25 | 429025 | Sus | Y | Vegetation¦Treefellintoline¦ConductorOverhead¦Normal
19-0072039 | Vegetation | Tree - fell into line | Conductor, Overhead | Normal | 2019 | Tier 2 - Elevated | Distribution Circuit | 6 | 25 | 2019-06-25 | 429025 | Sus | Y | Vegetation¦Treefellintoline¦ConductorOverhead¦Normal
19-0074181 | Unknown Cause | Patrol - found nothing |  |  | 2019 | Tier 2 - Elevated | Distribution Circuit | 7 | 2 | 2019-07-02 | 440185 | Sus | Y | UnknownCause¦Patrolfoundnothing¦¦
19-0086577 | Environmental/External | Lightning | Transformer (OH) | Failed/Faulted | 2019 | Tier 2 - Elevated | Distribution Circuit | 8 | 10 | 2019-08-10 | 499893 | Sus | Y | EnvironmentalExternal¦Lightning¦Transformer(OH)¦FailedFaulted
19-0086606 | Unknown Cause | Patrol - found nothing |  |  | 2019 | Tier 2 - Elevated | Distribution Circuit | 8 | 10 | 2019-08-10 | 501737 | Sus | Y | UnknownCause¦Patrolfoundnothing¦¦
19-0089091 | Vegetation | Tree - fell into line | Conductor, Overhead | Normal | 2019 | Tier 2 - Elevated | Distribution Circuit | 8 | 17 | 2019-08-17 | 521216 | Sus | Y | Vegetation¦Treefellintoline¦ConductorOverhead¦Normal
19-0091288 | Vegetation | Tree - grew into line | Conductor, Overhead | Normal | 2019 | Tier 2 - Elevated | Distribution Circuit | 8 | 23 | 2019-08-23 | 533063 | Sus | Y | Vegetation¦Treegrewintoline¦ConductorOverhead¦Normal
19-0104058 | Equipment Failure/Involved | Overhead | Transformer | Failed/Faulted | 2019 | Tier 3 - Extreme | Transformer only | 9 | 26 | 2019-09-26 | 617933 | Sus | Y | EquipmentFailureInvolved¦Overhead¦Transformer¦FailedFaulted
19-0112434 | Equipment Failure/Involved | Overhead | Crossarm, Wood | Broken | 2019 | Tier 3 - Extreme | Distribution Circuit | 10 | 16 | 2019-10-16 | 662195 | Sus | Y | EquipmentFailureInvolved¦Overhead¦CrossarmWood¦Broken
19-0113830 | Animal | Bird found | Conductor, Overhead | Normal | 2019 | Tier 2 - Elevated | Distribution Circuit | 10 | 20 | 2019-10-20 | 674869 | Sus | Y | Animal¦Birdfound¦ConductorOverhead¦Normal
19-0118081 | Vegetation | Tree - fell into line | Conductor, Overhead | Broken, wire on ground | 2019 | Tier 2 - Elevated | Distribution Circuit | 10 | 26 | 2019-10-26 | 692399 | Sus | Y | Vegetation¦Treefellintoline¦ConductorOverhead¦Brokenwireonground
19-0119762 | Vegetation | Tree - fell into line | Conductor, Overhead | Broken | 2019 | Tier 2 - Elevated | Transformer only | 10 | 31 | 2019-10-31 | 697000 | Sus | Y | Vegetation¦Treefellintoline¦ConductorOverhead¦Broken
19-0123288 | Animal | Squirrel | Fuse | Failed/Faulted | 2019 | Tier 3 - Extreme | Distribution Circuit | 11 | 9 | 2019-11-09 | 703174 | Sus | Y | Animal¦Squirrel¦Fuse¦FailedFaulted
19-0129025 | Vegetation | Tree - fell into line | Conductor, Overhead | On Ground | 2019 | Tier 2 - Elevated | Transmission line | 11 | 26 | 2019-11-26 | 715560 | Sus | Y | Vegetation¦Treefellintoline¦ConductorOverhead¦OnGround
19-0129611 | Unknown Cause | Patrol - found nothing |  |  | 2019 | Tier 3 - Extreme | Distribution Circuit | 11 | 26 | 2019-11-26 | 718813 | Sus | Y | UnknownCause¦Patrolfoundnothing¦¦
19-0129725 | Vegetation | Tree - fell into line | Conductor, Overhead | Broken, wire on ground | 2019 | Tier 3 - Extreme | Distribution Circuit | 11 | 26 | 2019-11-26 | 719209 | Sus | Y | Vegetation¦Treefellintoline¦ConductorOverhead¦Brokenwireonground
19-0131781 | Unknown Cause | Patrol - found nothing |  |  | 2019 | Tier 3 - Extreme | Distribution Circuit | 11 | 30 | 2019-11-30 | 725377 | Sus | Y | UnknownCause¦Patrolfoundnothing¦¦
19-0132666 | Equipment Failure/Involved | Overhead |  | Failed/Faulted | 2019 | Tier 2 - Elevated | Transformer only | 12 | 2 | 2019-12-02 | 728058 | Sus | N | EquipmentFailureInvolved¦Overhead¦¦FailedFaulted
19-0134619 | Vegetation | Tree - grew into line | Transformer (OH) | Normal | 2019 | Tier 3 - Extreme | Transformer only | 12 | 6 | 2019-12-06 | 731683 | Sus | N | Vegetation¦Treegrewintoline¦Transformer(OH)¦Normal
19-0136027 | Unknown Cause | Patrol - found nothing |  |  | 2019 | Tier 3 - Extreme | Distribution Circuit | 12 | 11 | 2019-12-11 | 736871 | Sus | N | UnknownCause¦Patrolfoundnothing¦¦
19-0137533 | Unknown Cause | Patrol - found nothing |  |  | 2019 | Tier 2 - Elevated | Distribution Circuit | 12 | 22 | 2019-12-22 | 748200 | Sus | N | UnknownCause¦Patrolfoundnothing¦¦
20-0009483 | Vegetation | Tree - fell into line | Pole-Wood | Broken, wire on ground | 2020 | Tier 2 - Elevated | Distribution Circuit | 1 | 16 | 2020-01-16 | 761896 | Sus | N | Vegetation¦Treefellintoline¦PoleWood¦Brokenwireonground
20-0018908 | Vegetation | Tree - fell into line | Crossarm, Wood | Broken, wire on ground | 2020 | Tier 2 - Elevated | Distribution Circuit | 2 | 9 | 2020-02-09 | 780966 | Sus | N | Vegetation¦Treefellintoline¦CrossarmWood¦Brokenwireonground
20-0018908 | Vegetation | Tree - fell into line | Crossarm, Wood | Broken, wire on ground | 2020 | Tier 2 - Elevated | Distribution Circuit | 2 | 9 | 2020-02-09 | 780966 | Sus | N | Vegetation¦Treefellintoline¦CrossarmWood¦Brokenwireonground
20-0019085 | Vegetation | Tree - fell into line | Conductor, Overhead | Broken, wire on ground | 2020 | Tier 3 - Extreme | Distribution Circuit | 2 | 9 | 2020-02-09 | 781219 | Sus | N | Vegetation¦Treefellintoline¦ConductorOverhead¦Brokenwireonground
20-0023316 | Animal | Bird found | Conductor, Overhead | Together | 2020 | Tier 3 - Extreme | Distribution Circuit | 2 | 19 | 2020-02-19 | 795274 | Sus | N | Animal¦Birdfound¦ConductorOverhead¦Together
20-0029182 | Equipment Failure/Involved | Overhead | Transformer | Failed/Faulted | 2020 | Tier 2 - Elevated | Transformer only | 3 | 5 | 2020-03-05 | 833048 | Sus | N | EquipmentFailureInvolved¦Overhead¦Transformer¦FailedFaulted
20-0032814 | Environmental/External | Lightning | Transformer (OH) | Failed/Faulted | 2020 | Tier 2 - Elevated | Distribution Circuit | 3 | 16 | 2020-03-16 | 855137 | Sus | N | EnvironmentalExternal¦Lightning¦Transformer(OH)¦FailedFaulted
20-0033934 | Equipment Failure/Involved | Overhead | Cutout, fuse holder | Broken | 2020 | Tier 3 - Extreme | Transformer only | 3 | 18 | 2020-03-18 | 858196 | Sus | N | EquipmentFailureInvolved¦Overhead¦Cutoutfuseholder¦Broken
20-0034362 | Environmental/External | Ice or snow | Transformer | Broken, wire on ground | 2020 | Tier 3 - Extreme | Transformer only | 3 | 19 | 2020-03-19 | 859149 | Sus | N | EnvironmentalExternal¦Iceorsnow¦Transformer¦Brokenwireonground
20-0034924 | 3rd Party | Vehicle | Pole-Wood | Broken | 2020 | Tier 3 - Extreme | Distribution Circuit | 3 | 21 | 2020-03-21 | 860175 | Sus | N | 3rdParty¦Vehicle¦PoleWood¦Broken
20-0036986 | Equipment Failure/Involved | Overhead | Transformer (OH) | Failed/Faulted | 2020 | Tier 2 - Elevated | Transformer only | 3 | 29 | 2020-03-29 | 869259 | Sus | N | EquipmentFailureInvolved¦Overhead¦Transformer(OH)¦FailedFaulted
20-0037298 | Unknown Cause | Patrol - found nothing |  |  | 2020 | Tier 2 - Elevated | Distribution Circuit | 3 | 30 | 2020-03-30 | 871257 | Sus | N | UnknownCause¦Patrolfoundnothing¦¦
20-0037578 | Unknown Cause | Patrol - found nothing |  |  | 2020 | Tier 2 - Elevated | Distribution Circuit | 3 | 31 | 2020-03-31 | 874930 | Sus | N | UnknownCause¦Patrolfoundnothing¦¦
20-0038400 | Unknown Cause | Patrol - not conducted |  |  | 2020 | Tier 2 - Elevated | Distribution Circuit | 4 | 4 | 2020-04-04 | 882242 | Sus | N | UnknownCause¦Patrolnotconducted¦¦
20-0038858 | Unknown Cause | Patrol - found nothing |  |  | 2020 | Tier 3 - Extreme | Distribution Circuit | 4 | 6 | 2020-04-06 | 884934 | Sus | N | UnknownCause¦Patrolfoundnothing¦¦
20-0039445 | Equipment Failure/Involved | Electrical Overload | Transformer | Failed/Faulted | 2020 | Tier 2 - Elevated | Distribution Circuit | 4 | 7 | 2020-04-07 | 890266 | Sus | N | EquipmentFailureInvolved¦ElectricalOverload¦Transformer¦FailedFaulted
20-0059998 | Vegetation | Tree - branch fell on line | Conductor, Overhead | Normal | 2020 | Tier 3 - Extreme | Distribution Circuit | 6 | 10 | 2020-06-10 | 936426 | Sus | Y | Vegetation¦Treebranchfellonline¦ConductorOverhead¦Normal
20-0060782 | 3rd Party | Vehicle | Pole-Wood | Broken | 2020 | Tier 2 - Elevated | Distribution Circuit | 6 | 12 | 2020-06-12 | 938074 | Sus | Y | 3rdParty¦Vehicle¦PoleWood¦Broken
20-0063311 | Animal | Other | Pole-Wood | Broken | 2020 | Tier 2 - Elevated | Distribution Circuit | 6 | 20 | 2020-06-20 | 943244 | Sus | Y | Animal¦Other¦PoleWood¦Broken
20-0063942 | Equipment Failure/Involved | Overhead | Other | Broken | 2020 | Tier 3 - Extreme | Distribution Circuit | 6 | 23 | 2020-06-23 | 945160 | Sus | Y | EquipmentFailureInvolved¦Overhead¦Other¦Broken
20-0065885 | Vegetation | Tree - fell into line | Conductor, Overhead | Broken, wire on ground | 2020 | Tier 2 - Elevated | Distribution Circuit | 6 | 28 | 2020-06-28 | 949594 | Sus | Y | Vegetation¦Treefellintoline¦ConductorOverhead¦Brokenwireonground
20-0067065 | Equipment Failure/Involved | Overhead | Transformer (OH) | Leaking | 2020 | Tier 2 - Elevated | Transformer only | 7 | 1 | 2020-07-01 | 955772 | Sus | Y | EquipmentFailureInvolved¦Overhead¦Transformer(OH)¦Leaking
20-0070876 | 3rd Party | Fire, house or bldg. | Transformer (OH) | Normal | 2020 | Tier 2 - Elevated | Transformer only | 7 | 11 | 2020-07-11 | 962513 | Sus | Y | 3rdParty¦Firehouseorbldg¦Transformer(OH)¦Normal
20-0079183 | Unknown Cause | Patrol - found nothing |  |  | 2020 | Tier 3 - Extreme | Distribution Circuit | 8 | 3 | 2020-08-03 | 977915 | Sus | Y | UnknownCause¦Patrolfoundnothing¦¦
20-0085906 | Equipment Failure/Involved | Underground | Transformer (UG) | Broken | 2020 | Tier 2 - Elevated | Distribution Circuit | 8 | 17 | 2020-08-17 | 1017070 | Sus | Y | EquipmentFailureInvolved¦Underground¦Transformer(UG)¦Broken
20-0092250 | Equipment Failure/Involved | Overhead | Transformer | Failed/Faulted | 2020 | Tier 2 - Elevated | Transformer only | 9 | 1 | 2020-09-01 | 1046654 | Sus | Y | EquipmentFailureInvolved¦Overhead¦Transformer¦FailedFaulted
20-0094970 | Environmental/External | Fire, Forest/Grass | Pole-Wood | Broken, wire on ground | 2020 | Tier 2 - Elevated | Distribution Circuit | 8 | 18 | 2020-08-18 | 1061033 | Sus | Y | EnvironmentalExternal¦FireForestGrass¦PoleWood¦Brokenwireonground
20-0095005 | Environmental/External | Fire, Forest/Grass | Conductor, Overhead | Normal | 2020 | Tier 2 - Elevated | Distribution Circuit | 8 | 18 | 2020-08-18 | 1061062 | Sus | Y | EnvironmentalExternal¦FireForestGrass¦ConductorOverhead¦Normal
20-0095341 | Vegetation | Tree - fell into line | Conductor, Overhead | Broken, wire on ground | 2020 | Tier 2 - Elevated | Distribution Circuit | 9 | 9 | 2020-09-09 | 1061720 | Sus | Y | Vegetation¦Treefellintoline¦ConductorOverhead¦Brokenwireonground
20-0096212 | Environmental/External | Fire, Forest/Grass | Transformer | Normal | 2020 | Tier 3 - Extreme | Transformer only | 9 | 10 | 2020-09-10 | 1063986 | Sus | Y | EnvironmentalExternal¦FireForestGrass¦Transformer¦Normal
20-0099644 | Equipment Failure/Involved | Overhead | Transformer (OH) | Failed/Faulted | 2020 | Tier 3 - Extreme | Transformer only | 9 | 21 | 2020-09-21 | 1084774 | Sus | Y | EquipmentFailureInvolved¦Overhead¦Transformer(OH)¦FailedFaulted
20-0103742 | Equipment Failure/Involved | Overhead | Transformer (OH) | Failed/Faulted | 2020 | Tier 2 - Elevated | Transformer only | 9 | 30 | 2020-09-30 | 1102858 | Sus | Y | EquipmentFailureInvolved¦Overhead¦Transformer(OH)¦FailedFaulted
20-0109406 | Animal | Squirrel | Conductor, Overhead | Normal | 2020 | Tier 2 - Elevated | Distribution Circuit | 10 | 15 | 2020-10-15 | 1118811 | Sus | Y | Animal¦Squirrel¦ConductorOverhead¦Normal
20-0109960 | Animal | Bird found | Bushing | Burned/flashed | 2020 | Tier 2 - Elevated | Distribution Circuit | 10 | 17 | 2020-10-17 | 1119912 | Sus | Y | Animal¦Birdfound¦Bushing¦Burnedflashed
20-0112731 | Wildfire Mitigation | Public Safety Power Shut-off | Conductor, Overhead | Normal | 2020 | Tier 2 - Elevated | Distribution Circuit | 10 | 25 | 2020-10-25 | 1126033 | Sus | Y | WildfireMitigation¦PublicSafetyPowerShutoff¦ConductorOverhead¦Normal
20-0115038 | Vegetation | Tree - fell into line | Conductor, Overhead | Normal | 2020 | Tier 2 - Elevated | Distribution Circuit | 10 | 29 | 2020-10-29 | 1131885 | Sus | Y | Vegetation¦Treefellintoline¦ConductorOverhead¦Normal
20-0115617 | Company Initiated | Other Circuits | Conductor, Overhead | Together | 2020 | Tier 3 - Extreme | Transmission line | 10 | 31 | 2020-10-31 | 1132610 | Sus | Y | CompanyInitiated¦OtherCircuits¦ConductorOverhead¦Together
20-0117050 | Equipment Failure/Involved | Overhead | Transformer (OH) | Failed/Faulted | 2020 | Tier 3 - Extreme | Transformer only | 11 | 4 | 2020-11-04 | 1135898 | Sus | Y | EquipmentFailureInvolved¦Overhead¦Transformer(OH)¦FailedFaulted
20-0117138 | Equipment Failure/Involved | Underground | Transformer (UG) | Deteriorated | 2020 | Tier 2 - Elevated | Distribution Circuit | 11 | 4 | 2020-11-04 | 1135982 | Sus | Y | EquipmentFailureInvolved¦Underground¦Transformer(UG)¦Deteriorated
20-0118269 | Animal | Squirrel | Fuse | Normal | 2020 | Tier 2 - Elevated | Distribution Circuit | 11 | 7 | 2020-11-07 | 1138721 | Sus | Y | Animal¦Squirrel¦Fuse¦Normal
20-0118370 | Unknown Cause | Patrol - found nothing |  |  | 2020 | Tier 2 - Elevated | Distribution Circuit | 11 | 8 | 2020-11-08 | 1139053 | Sus | Y | UnknownCause¦Patrolfoundnothing¦¦
20-0128502 | Unknown Cause | Patrol - not conducted |  |  | 2020 | Tier 2 - Elevated | Distribution Circuit | 12 | 7 | 2020-12-07 | 1168537 | Sus | N | UnknownCause¦Patrolnotconducted¦¦
20-0129751 | Equipment Failure/Involved | Overhead |  | Failed/Faulted | 2020 | Tier 3 - Extreme | Transformer only | 12 | 11 | 2020-12-11 | 1178740 | Sus | N | EquipmentFailureInvolved¦Overhead¦¦FailedFaulted
20-0131760 | Equipment Failure/Involved | Overhead | Transformer (OH) | Burned/flashed | 2020 | Tier 2 - Elevated | Transformer only | 12 | 25 | 2020-12-25 | 1198506 | Sus | N | EquipmentFailureInvolved¦Overhead¦Transformer(OH)¦Burnedflashed
20-0131802 | Unknown Cause | Patrol - found nothing |  |  | 2020 | Tier 2 - Elevated | Distribution Circuit | 12 | 25 | 2020-12-25 | 1198581 | Sus | N | UnknownCause¦Patrolfoundnothing¦¦
21-0004543 | Vegetation | Tree - fell into line | Conductor, Overhead | Broken, wire on ground | 2021 | Tier 3 - Extreme | Distribution Circuit | 1 | 4 | 2021-01-04 | 1203009 | Sus | N | Vegetation¦Treefellintoline¦ConductorOverhead¦Brokenwireonground
21-0004543 | Vegetation | Tree - fell into line | Conductor, Overhead | Broken, wire on ground | 2021 | Tier 3 - Extreme | Distribution Circuit | 1 | 4 | 2021-01-04 | 1203009 | Sus | N | Vegetation¦Treefellintoline¦ConductorOverhead¦Brokenwireonground
21-0004901 | Vegetation | Tree - branch fell on line | Conductor, Overhead | Normal | 2021 | Tier 2 - Elevated | Distribution Circuit | 1 | 4 | 2021-01-04 | 1204051 | Sus | N | Vegetation¦Treebranchfellonline¦ConductorOverhead¦Normal
21-0010871 | Unknown Cause | Patrol - found nothing |  |  | 2021 | Tier 2 - Elevated | Distribution Circuit | 1 | 19 | 2021-01-19 | 1216562 | Sus | N | UnknownCause¦Patrolfoundnothing¦¦
21-0010992 | Vegetation | Tree - branch fell on line | Crossarm, Wood | Broken, wire on ground | 2021 | Tier 3 - Extreme | Distribution Circuit | 1 | 19 | 2021-01-19 | 1217630 | Sus | N | Vegetation¦Treebranchfellonline¦CrossarmWood¦Brokenwireonground
21-0011936 | Animal | Squirrel | Conductor, Overhead | Normal | 2021 | Tier 2 - Elevated | Distribution Circuit | 1 | 21 | 2021-01-21 | 1219483 | Sus | N | Animal¦Squirrel¦ConductorOverhead¦Normal
21-0012658 | Unknown Cause | Patrol - found nothing |  |  | 2021 | Tier 3 - Extreme | Distribution Circuit | 1 | 22 | 2021-01-22 | 1220681 | Sus | N | UnknownCause¦Patrolfoundnothing¦¦
21-0013501 | Unknown Cause | Patrol - not conducted |  |  | 2021 | Tier 2 - Elevated | Distribution Circuit | 1 | 24 | 2021-01-24 | 1222777 | Sus | N | UnknownCause¦Patrolnotconducted¦¦
21-0013587 | Unknown Cause | Patrol - found nothing |  |  | 2021 | Tier 3 - Extreme | Distribution Circuit | 1 | 25 | 2021-01-25 | 1223141 | Sus | N | UnknownCause¦Patrolfoundnothing¦¦
21-0013822 | Vegetation | Tree - bark fell into line | Conductor, Overhead | Normal | 2021 | Tier 3 - Extreme | Distribution Circuit | 1 | 25 | 2021-01-25 | 1223572 | Sus | N | Vegetation¦Treebarkfellintoline¦ConductorOverhead¦Normal
21-0016202 | Vegetation | Tree - fell into line | Conductor, Overhead | Broken, wire on ground | 2021 | Tier 2 - Elevated | Distribution Circuit | 1 | 26 | 2021-01-26 | 1231545 | Sus | N | Vegetation¦Treefellintoline¦ConductorOverhead¦Brokenwireonground
21-0016316 | Unknown Cause | Patrol - found nothing |  |  | 2021 | Tier 2 - Elevated | Distribution Circuit | 1 | 27 | 2021-01-27 | 1234161 | Sus | N | UnknownCause¦Patrolfoundnothing¦¦
21-0016971 | Vegetation | Tree - fell into line | Conductor, Overhead | Broken, wire on ground | 2021 | Tier 3 - Extreme | Distribution Circuit | 1 | 27 | 2021-01-27 | 1237885 | Sus | N | Vegetation¦Treefellintoline¦ConductorOverhead¦Brokenwireonground
21-0018417 | Unknown Cause | Patrol - found nothing |  |  | 2021 | Tier 2 - Elevated | Distribution Circuit | 1 | 29 | 2021-01-29 | 1241560 | Sus | N | UnknownCause¦Patrolfoundnothing¦¦
21-0019343 | Equipment Failure/Involved | Overhead | Connector or Splice (OH) | Broken | 2021 | Tier 2 - Elevated | Distribution Circuit | 1 | 30 | 2021-01-30 | 1243348 | Sus | N | EquipmentFailureInvolved¦Overhead¦ConnectororSplice(OH)¦Broken
21-0019914 | Vegetation | Tree - fell into line | Crossarm, Wood | Broken, wire on ground | 2021 | Tier 2 - Elevated | Distribution Circuit | 1 | 27 | 2021-01-27 | 1236761 | Sus | N | Vegetation¦Treefellintoline¦CrossarmWood¦Brokenwireonground
21-0022813 | 3rd Party | Vehicle | Pole-Wood | Broken | 2021 | Tier 2 - Elevated | Distribution Circuit | 2 | 7 | 2021-02-07 | 1250129 | Sus | N | 3rdParty¦Vehicle¦PoleWood¦Broken
21-0025749 | Equipment Failure/Involved | Overhead | Crossarm, Wood | Broken | 2021 | Tier 2 - Elevated | Transformer only | 2 | 15 | 2021-02-15 | 1255449 | Sus | N | EquipmentFailureInvolved¦Overhead¦CrossarmWood¦Broken
21-0028049 | Unknown Cause | Patrol - found nothing |  |  | 2021 | Tier 3 - Extreme | Distribution Circuit | 2 | 22 | 2021-02-22 | 1259301 | Sus | N | UnknownCause¦Patrolfoundnothing¦¦
21-0031690 | Equipment Failure/Involved | Overhead | Fuse | Arcing | 2021 | Tier 2 - Elevated | Distribution Circuit | 3 | 3 | 2021-03-03 | 1266163 | Sus | N | EquipmentFailureInvolved¦Overhead¦Fuse¦Arcing
21-0033149 | Unknown Cause | Patrol - found nothing |  |  | 2021 | Tier 2 - Elevated | Distribution Circuit | 3 | 7 | 2021-03-07 | 1272694 | Sus | N | UnknownCause¦Patrolfoundnothing¦¦
21-0034592 | Equipment Failure/Involved | Overhead | Crossarm, Wood | Broken | 2021 | Tier 2 - Elevated | Distribution Circuit | 3 | 10 | 2021-03-10 | 1277219 | Sus | N | EquipmentFailureInvolved¦Overhead¦CrossarmWood¦Broken
21-0040192 | Unknown Cause | Patrol - found nothing |  |  | 2021 | Tier 2 - Elevated | Distribution Circuit | 3 | 23 | 2021-03-23 | 1294884 | Sus | N | UnknownCause¦Patrolfoundnothing¦¦
21-0041692 | Unknown Cause | Patrol - not conducted |  |  | 2021 | Tier 2 - Elevated | Distribution Circuit | 3 | 26 | 2021-03-26 | 1300089 | Sus | N | UnknownCause¦Patrolnotconducted¦¦
21-0054129 | Vegetation | Tree - branch fell on line | Conductor, Overhead | Normal | 2021 | Tier 2 - Elevated | Distribution Circuit | 4 | 28 | 2021-04-28 | 1335828 | Sus | N | Vegetation¦Treebranchfellonline¦ConductorOverhead¦Normal
21-0059548 | Equipment Failure/Involved | Overhead | Transformer (OH) | Failed/Faulted | 2021 | Tier 3 - Extreme | Distribution Circuit | 5 | 10 | 2021-05-10 | 1345511 | Sus | Y | EquipmentFailureInvolved¦Overhead¦Transformer(OH)¦FailedFaulted
21-0061308 | Vegetation | Tree - fell into line | Service conductor | Broken, wire on ground | 2021 | Tier 2 - Elevated | Transformer only | 5 | 14 | 2021-05-14 | 1348773 | Sus | Y | Vegetation¦Treefellintoline¦Serviceconductor¦Brokenwireonground
21-0061760 | Equipment Failure/Involved | Overhead | Transformer (OH) | Failed/Faulted | 2021 | Tier 2 - Elevated | Transformer only | 5 | 15 | 2021-05-15 | 1349737 | Sus | Y | EquipmentFailureInvolved¦Overhead¦Transformer(OH)¦FailedFaulted
21-0063080 | Equipment Failure/Involved | Overhead | Insulator | Broken | 2021 | Tier 2 - Elevated | Distribution Circuit | 5 | 19 | 2021-05-19 | 1353341 | Sus | Y | EquipmentFailureInvolved¦Overhead¦Insulator¦Broken
21-0064607 | Unknown Cause | Patrol - not conducted |  |  | 2021 | Tier 2 - Elevated | Distribution Circuit | 5 | 21 | 2021-05-21 | 1355912 | Sus | Y | UnknownCause¦Patrolnotconducted¦¦
21-0064796 | Equipment Failure/Involved | Overhead | Transformer (OH) | Leaking | 2021 | Tier 3 - Extreme | Distribution Circuit | 5 | 23 | 2021-05-23 | 1356657 | Sus | Y | EquipmentFailureInvolved¦Overhead¦Transformer(OH)¦Leaking
21-0067682 | Equipment Failure/Involved | Underground | Transformer (UG) | Normal | 2021 | Tier 2 - Elevated | Distribution Circuit | 5 | 29 | 2021-05-29 | 1361151 | Sus | Y | EquipmentFailureInvolved¦Underground¦Transformer(UG)¦Normal
21-0070534 | Equipment Failure/Involved | Electrical Overload | Transformer (OH) | Normal | 2021 | Tier 3 - Extreme | Transformer only | 6 | 5 | 2021-06-05 | 1366691 | Sus | Y | EquipmentFailureInvolved¦ElectricalOverload¦Transformer(OH)¦Normal
21-0074899 | Equipment Failure/Involved | Overhead | Jumper | Burned Open | 2021 | Tier 2 - Elevated | Distribution Circuit | 6 | 16 | 2021-06-16 | 1375007 | Sus | Y | EquipmentFailureInvolved¦Overhead¦Jumper¦BurnedOpen
21-0076489 | Unknown Cause | Patrol - found nothing |  |  | 2021 | Tier 3 - Extreme | Distribution Circuit | 6 | 18 | 2021-06-18 | 1378522 | Sus | Y | UnknownCause¦Patrolfoundnothing¦¦
21-0076753 | Equipment Failure/Involved | Overhead | Transformer (OH) | Failed/Faulted | 2021 | Tier 2 - Elevated | Distribution Circuit | 6 | 20 | 2021-06-20 | 1380108 | Sus | Y | EquipmentFailureInvolved¦Overhead¦Transformer(OH)¦FailedFaulted
21-0080297 | Equipment Failure/Involved | Overhead | Pole-Wood | Broken | 2021 | Tier 2 - Elevated | Distribution Circuit | 6 | 26 | 2021-06-26 | 1385700 | Sus | Y | EquipmentFailureInvolved¦Overhead¦PoleWood¦Broken
21-0092069 | Equipment Failure/Involved | Overhead | Secondary | Normal | 2021 | Tier 3 - Extreme | Transformer only | 7 | 19 | 2021-07-19 | 1408511 | Sus | Y | EquipmentFailureInvolved¦Overhead¦Secondary¦Normal
21-0097826 | Vegetation | Tree - branch fell on line | Secondary | Broken | 2021 | Tier 3 - Extreme | Transformer only | 7 | 30 | 2021-07-30 | 1424327 | Sus | Y | Vegetation¦Treebranchfellonline¦Secondary¦Broken
21-0098109 | Equipment Failure/Involved | Overhead | Conductor, Overhead | Broken | 2021 | Tier 2 - Elevated | Distribution Circuit | 7 | 31 | 2021-07-31 | 1427384 | Sus | Y | EquipmentFailureInvolved¦Overhead¦ConductorOverhead¦Broken
21-0104530 | Animal | Bird found | Conductor, Overhead | Normal | 2021 | Tier 2 - Elevated | Distribution Circuit | 8 | 14 | 2021-08-14 | 1442492 | Sus | Y | Animal¦Birdfound¦ConductorOverhead¦Normal
21-0107458 | Equipment Failure/Involved | Overhead | Crossarm, Wood | Broken | 2021 | Tier 3 - Extreme | Distribution Circuit | 8 | 20 | 2021-08-20 | 1448776 | Sus | Y | EquipmentFailureInvolved¦Overhead¦CrossarmWood¦Broken
21-0110395 | Environmental/External | Fire, Forest/Grass | Fuse | Normal | 2021 | Tier 2 - Elevated | Distribution Circuit | 8 | 27 | 2021-08-27 | 1455845 | Sus | Y | EnvironmentalExternal¦FireForestGrass¦Fuse¦Normal
21-0110742 | Vegetation | Tree - fell into line | Conductor, Overhead | Normal | 2021 | Tier 2 - Elevated | Distribution Circuit | 8 | 29 | 2021-08-29 | 1457336 | Sus | Y | Vegetation¦Treefellintoline¦ConductorOverhead¦Normal
21-0113923 | Unknown Cause | Patrol - found nothing |  |  | 2021 | Tier 2 - Elevated | Transformer only | 9 | 6 | 2021-09-06 | 1463168 | Sus | Y | UnknownCause¦Patrolfoundnothing¦¦
21-0115990 | Equipment Failure/Involved | Underground | Elbow | Failed/Faulted | 2021 | Tier 2 - Elevated | Distribution Circuit | 9 | 10 | 2021-09-10 | 1468004 | Sus | Y | EquipmentFailureInvolved¦Underground¦Elbow¦FailedFaulted
21-0116684 | Vegetation | Tree - fell into line | Conductor, Overhead | Normal | 2021 | Tier 3 - Extreme | Distribution Circuit | 9 | 13 | 2021-09-13 | 1470487 | Sus | Y | Vegetation¦Treefellintoline¦ConductorOverhead¦Normal
21-0118112 | Vegetation | Tree - fell into line | Conductor, Overhead | Broken, wire on ground | 2021 | Tier 3 - Extreme | Distribution Circuit | 9 | 15 | 2021-09-15 | 1472698 | Sus | Y | Vegetation¦Treefellintoline¦ConductorOverhead¦Brokenwireonground
21-0125265 | Vegetation | Tree - branch fell on line | Conductor, Overhead | Broken, wire on ground | 2021 | Tier 3 - Extreme | Distribution Circuit | 10 | 3 | 2021-10-03 | 1485831 | Sus | Y | Vegetation¦Treebranchfellonline¦ConductorOverhead¦Brokenwireonground
21-0128932 | Vegetation | Tree - branch fell on line | Conductor, Overhead | Normal | 2021 | Tier 2 - Elevated | Distribution Circuit | 10 | 11 | 2021-10-11 | 1493397 | Sus | Y | Vegetation¦Treebranchfellonline¦ConductorOverhead¦Normal
21-0129121 | Vegetation | Tree - fell into line | Conductor, Overhead | Normal | 2021 | Tier 2 - Elevated | Distribution Circuit | 10 | 11 | 2021-10-11 | 1493950 | Sus | Y | Vegetation¦Treefellintoline¦ConductorOverhead¦Normal
21-0135554 | Vegetation | Tree - fell into line | Fuse | Burned Open | 2021 | Tier 3 - Extreme | Distribution Circuit | 10 | 23 | 2021-10-23 | 1507107 | Sus | Y | Vegetation¦Treefellintoline¦Fuse¦BurnedOpen
21-0135867 | Equipment Failure/Involved | Overhead | Conductor, Overhead | Broken | 2021 | Tier 3 - Extreme | Distribution Circuit | 10 | 24 | 2021-10-24 | 1509443 | Sus | Y | EquipmentFailureInvolved¦Overhead¦ConductorOverhead¦Broken
21-0136017 | Unknown Cause | Patrol - not conducted |  |  | 2021 | Tier 2 - Elevated | Distribution Circuit | 10 | 24 | 2021-10-24 | 1508891 | Sus | Y | UnknownCause¦Patrolnotconducted¦¦
21-0136181 | Equipment Failure/Involved | Overhead | Insulator | Broken | 2021 | Tier 2 - Elevated | Distribution Circuit | 10 | 24 | 2021-10-24 | 1512146 | Sus | Y | EquipmentFailureInvolved¦Overhead¦Insulator¦Broken
21-0136297 | Vegetation | Tree - palm frond fell into line | Fuse | Normal | 2021 | Tier 3 - Extreme | Distribution Circuit | 10 | 24 | 2021-10-24 | 1511553 | Sus | Y | Vegetation¦Treepalmfrondfellintoline¦Fuse¦Normal
21-0136419 | Vegetation | Tree - fell into line | Conductor, Overhead | Broken, wire on ground | 2021 | Tier 3 - Extreme | Distribution Circuit | 10 | 24 | 2021-10-24 | 1513796 | Sus | Y | Vegetation¦Treefellintoline¦ConductorOverhead¦Brokenwireonground
21-0136445 | Unknown Cause | Patrol - found nothing |  |  | 2021 | Tier 2 - Elevated | Distribution Circuit | 10 | 24 | 2021-10-24 | 1513737 | Sus | Y | UnknownCause¦Patrolfoundnothing¦¦
21-0136856 | Equipment Failure/Involved | Overhead | Transformer (OH) | Failed/Faulted | 2021 | Tier 2 - Elevated | Transformer only | 10 | 24 | 2021-10-24 | 1515304 | Sus | Y | EquipmentFailureInvolved¦Overhead¦Transformer(OH)¦FailedFaulted
21-0137384 | Vegetation | Tree - fell into line | Conductor, Overhead | Broken, wire on ground | 2021 | Tier 3 - Extreme | Distribution Circuit | 10 | 24 | 2021-10-24 | 1519119 | Sus | Y | Vegetation¦Treefellintoline¦ConductorOverhead¦Brokenwireonground
21-0140143 | Unknown Cause | Patrol - not conducted |  |  | 2021 | Tier 2 - Elevated | Distribution Circuit | 10 | 30 | 2021-10-30 | 1525698 | Sus | Y | UnknownCause¦Patrolnotconducted¦¦
21-0157417 | Vegetation | Tree - branch fell on line | Conductor, Overhead | Normal | 2021 | Tier 3 - Extreme | Distribution Circuit | 12 | 13 | 2021-12-13 | 1567967 | Sus | N | Vegetation¦Treebranchfellonline¦ConductorOverhead¦Normal
21-0160369 | Unknown Cause | Patrol - found nothing |  |  | 2021 | Tier 2 - Elevated | Distribution Circuit | 12 | 23 | 2021-12-23 | 1580350 | Sus | N | UnknownCause¦Patrolfoundnothing¦¦
21-0160629 | Unknown Cause | Patrol - found nothing |  |  | 2021 | Tier 2 - Elevated | Transformer only | 12 | 25 | 2021-12-25 | 1581536 | Sus | N | UnknownCause¦Patrolfoundnothing¦¦
21-0161211 | Equipment Failure/Involved | Overhead | Conductor, Overhead | Broken, wire on ground | 2021 | Tier 2 - Elevated | Distribution Circuit | 12 | 27 | 2021-12-27 | 1584686 | Sus | N | EquipmentFailureInvolved¦Overhead¦ConductorOverhead¦Brokenwireonground
21-0161469 | Equipment Failure/Involved | Overhead | Transformer (OH) | Failed/Faulted | 2021 | Tier 2 - Elevated | Distribution Circuit | 12 | 28 | 2021-12-28 | 1587647 | Sus | N | EquipmentFailureInvolved¦Overhead¦Transformer(OH)¦FailedFaulted
21-0161581 | Equipment Failure/Involved | Overhead | Crossarm, Wood | Broken | 2021 | Tier 2 - Elevated | Distribution Circuit | 12 | 29 | 2021-12-29 | 1588403 | Sus | N | EquipmentFailureInvolved¦Overhead¦CrossarmWood¦Broken
22-0005677 | Vegetation | Tree - fell into line | Conductor, Overhead | Broken, wire on ground | 2021 | Tier 3 - Extreme | Distribution Circuit | 12 | 26 | 2021-12-26 | 1593964 | Sus | N | Vegetation¦Treefellintoline¦ConductorOverhead¦Brokenwireonground
22-0006371 | Vegetation | Tree - fell into line | Conductor, Overhead | Normal | 2021 | Tier 3 - Extreme | Distribution Circuit | 12 | 26 | 2021-12-26 | 1595682 | Sus | N | Vegetation¦Treefellintoline¦ConductorOverhead¦Normal
22-0012125 | Equipment Failure/Involved | Overhead | Insulator | Burned/flashed | 2022 | Tier 2 - Elevated | Distribution Circuit | 1 | 20 | 2022-01-20 | 1606567 | Sus | N | EquipmentFailureInvolved¦Overhead¦Insulator¦Burnedflashed
22-0012928 | Unknown Cause | Patrol - found nothing |  |  | 2022 | Tier 2 - Elevated | Distribution Circuit | 1 | 22 | 2022-01-22 | 1608703 | Sus | N | UnknownCause¦Patrolfoundnothing¦¦
22-0033281 | Equipment Failure/Involved | Overhead | Cutout, fuse holder | Arcing | 2022 | Tier 3 - Extreme | Distribution Circuit | 3 | 13 | 2022-03-13 | 1647538 | Sus | N | EquipmentFailureInvolved¦Overhead¦Cutoutfuseholder¦Arcing
22-0036988 | Equipment Failure/Involved | Electrical Overload | Connector or Splice (OH) | Arcing | 2022 | Tier 2 - Elevated | Transformer only | 3 | 22 | 2022-03-22 | 1653584 | Sus | N | EquipmentFailureInvolved¦ElectricalOverload¦ConnectororSplice(OH)¦Arcing
22-0038199 | Unknown Cause | Patrol - found nothing |  |  | 2022 | Tier 3 - Extreme | Distribution Circuit | 3 | 24 | 2022-03-24 | 1655265 | Sus | N | UnknownCause¦Patrolfoundnothing¦¦
22-0038781 | Unknown Cause | Patrol - found nothing |  |  | 2022 | Tier 2 - Elevated | Transformer only | 3 | 25 | 2022-03-25 | 1656108 | Sus | N | UnknownCause¦Patrolfoundnothing¦¦
22-0038883 | Vegetation | Tree - fell into line | Crossarm, Wood | Broken, wire on ground | 2022 | Tier 2 - Elevated | Distribution Circuit | 3 | 26 | 2022-03-26 | 1656334 | Sus | N | Vegetation¦Treefellintoline¦CrossarmWood¦Brokenwireonground
22-0052310 | Vegetation | Tree - fell into line | Conductor, Overhead | Broken, wire on ground | 2022 | Tier 3 - Extreme | Distribution Circuit | 4 | 21 | 2022-04-21 | 1677910 | Sus | N | Vegetation¦Treefellintoline¦ConductorOverhead¦Brokenwireonground
22-0059694 | Unknown Cause | Patrol - not conducted |  |  | 2022 | Tier 3 - Extreme | Distribution Circuit | 5 | 9 | 2022-05-09 | 1691994 | Sus | Y | UnknownCause¦Patrolnotconducted¦¦
22-0062371 | Equipment Failure/Involved | Overhead | Transformer (OH) | Broken | 2022 | Tier 2 - Elevated | Transformer only | 5 | 16 | 2022-05-16 | 1697129 | Sus | Y | EquipmentFailureInvolved¦Overhead¦Transformer(OH)¦Broken
22-0064580 | Equipment Failure/Involved | Overhead | Fuse | Broken | 2022 | Tier 2 - Elevated | Transformer only | 5 | 20 | 2022-05-20 | 1706018 | Sus | Y | EquipmentFailureInvolved¦Overhead¦Fuse¦Broken
22-0070043 | Unknown Cause | Patrol - found nothing |  |  | 2022 | Tier 2 - Elevated | Distribution Circuit | 6 | 4 | 2022-06-04 | 1717978 | Sus | Y | UnknownCause¦Patrolfoundnothing¦¦
22-0079036 | Equipment Failure/Involved | Overhead | Fuse | Failed/Faulted | 2022 | Tier 2 - Elevated | Transformer only | 6 | 27 | 2022-06-27 | 1743345 | Sus | Y | EquipmentFailureInvolved¦Overhead¦Fuse¦FailedFaulted
22-0082949 | Equipment Failure/Involved | Overhead | Transformer (OH) | Failed/Faulted | 2022 | Tier 2 - Elevated | Transformer only | 7 | 7 | 2022-07-07 | 1750976 | Sus | Y | EquipmentFailureInvolved¦Overhead¦Transformer(OH)¦FailedFaulted
22-0085374 | Equipment Failure/Involved | Electrical Overload | Transformer | Deteriorated | 2022 | Zone 1 - HHZ | Transformer only | 7 | 14 | 2022-07-14 | 1756234 | Sus | Y | EquipmentFailureInvolved¦ElectricalOverload¦Transformer¦Deteriorated
22-0086840 | Equipment Failure/Involved | Overhead | Transformer | Failed/Faulted | 2022 | Tier 3 - Extreme | Distribution Circuit | 7 | 18 | 2022-07-18 | 1759672 | Sus | Y | EquipmentFailureInvolved¦Overhead¦Transformer¦FailedFaulted
22-0097127 | 3rd Party | Vehicle | Pole-Wood | Broken | 2022 | Tier 3 - Extreme | Distribution Circuit | 8 | 13 | 2022-08-13 | 1780165 | Sus | Y | 3rdParty¦Vehicle¦PoleWood¦Broken
22-0097184 | Equipment Failure/Involved | Overhead | Insulator | Broken | 2022 | Tier 2 - Elevated | Transformer only | 8 | 13 | 2022-08-13 | 1780157 | Sus | Y | EquipmentFailureInvolved¦Overhead¦Insulator¦Broken
22-0103804 | Unknown Cause | Patrol - not conducted |  |  | 2022 | Tier 2 - Elevated | Transformer only | 8 | 30 | 2022-08-30 | 1795298 | Sus | Y | UnknownCause¦Patrolnotconducted¦¦
22-0103846 | Unknown Cause | Patrol - found nothing |  |  | 2022 | Tier 2 - Elevated | Distribution Circuit | 8 | 30 | 2022-08-30 | 1795333 | Sus | Y | UnknownCause¦Patrolfoundnothing¦¦
22-0118463 | Vegetation | Tree - branch fell on line | Conductor, Overhead | Broken, wire on ground | 2022 | Tier 2 - Elevated | Distribution Circuit | 10 | 5 | 2022-10-05 | 1829894 | Sus | Y | Vegetation¦Treebranchfellonline¦ConductorOverhead¦Brokenwireonground
22-0119536 | Animal | Other | Transformer (OH) | Normal | 2022 | Tier 2 - Elevated | Distribution Circuit | 10 | 10 | 2022-10-10 | 1832435 | Sus | Y | Animal¦Other¦Transformer(OH)¦Normal
22-0125670 | Animal | Bird found | Conductor, Overhead | Normal | 2022 | Tier 2 - Elevated | Distribution Circuit | 10 | 28 | 2022-10-28 | 1847615 | Sus | Y | Animal¦Birdfound¦ConductorOverhead¦Normal
22-0128180 | Environmental/External | Lightning | Transformer (OH) | Failed/Faulted | 2022 | Tier 2 - Elevated | Transformer only | 11 | 4 | 2022-11-04 | 1853844 | Sus | Y | EnvironmentalExternal¦Lightning¦Transformer(OH)¦FailedFaulted
22-0132925 | Animal | Squirrel | Transformer (OH) | Failed/Faulted | 2022 | Tier 2 - Elevated | Distribution Circuit | 11 | 20 | 2022-11-20 | 1866436 | Sus | Y | Animal¦Squirrel¦Transformer(OH)¦FailedFaulted
22-0136175 | Equipment Failure/Involved | Overhead | Transformer | Broken | 2022 | Tier 2 - Elevated | Transformer only | 12 | 2 | 2022-12-02 | 1874448 | Sus | N | EquipmentFailureInvolved¦Overhead¦Transformer¦Broken
22-0136414 | Unknown Cause | Patrol - found nothing |  |  | 2022 | Tier 3 - Extreme | Distribution Circuit | 12 | 4 | 2022-12-04 | 1875624 | Sus | N | UnknownCause¦Patrolfoundnothing¦¦
22-0138600 | Vegetation | Tree - fell into line | Conductor, Overhead | Broken, wire on ground | 2022 | Tier 3 - Extreme | Distribution Circuit | 12 | 10 | 2022-12-10 | 1881008 | Sus | N | Vegetation¦Treefellintoline¦ConductorOverhead¦Brokenwireonground
22-0141964 | Equipment Failure/Involved | Electrical Overload | Transformer | Failed/Faulted | 2022 | Tier 2 - Elevated | Transformer only | 12 | 27 | 2022-12-27 | 1899868 | Sus | N | EquipmentFailureInvolved¦ElectricalOverload¦Transformer¦FailedFaulted
23-0004370 | Vegetation | Tree - branch fell on line | Conductor, Overhead | Broken, wire on ground | 2022 | Tier 2 - Elevated | Distribution Circuit | 12 | 31 | 2022-12-31 | 1904749 | Sus | N | Vegetation¦Treebranchfellonline¦ConductorOverhead¦Brokenwireonground
15-0010154 | Equipment Failure/Involved | Other | Pole-Wood | Broken | 2015 | Tier 3 - Extreme | Distribution Circuit | 2 | 6 | 2015-02-06 | 1174368 | Sus | N | EquipmentFailureInvolved¦Other¦PoleWood¦Broken
15-0011303 | Equipment Failure/Involved | Other | Pole-Wood | Broken | 2015 | Tier 3 - Extreme | Distribution Circuit | 2 | 7 | 2015-02-07 | 1180863 | Sus | N | EquipmentFailureInvolved¦Other¦PoleWood¦Broken
15-0011819 | Vegetation | Tree - fell into line | Conductor, Overhead | Broken, wire on ground | 2015 | Tier 2 - Elevated | Distribution Circuit | 2 | 8 | 2015-02-08 | 1184062 | Sus | N | Vegetation¦Treefellintoline¦ConductorOverhead¦Brokenwireonground
15-0015440 | Unknown Cause | Patrol - found nothing |  |  | 2015 | Tier 2 - Elevated | Transformer only | 2 | 24 | 2015-02-24 | 1195232 | Sus | N | UnknownCause¦Patrolfoundnothing¦¦
15-0033277 | Vegetation | Tree - fell into line | Conductor, Overhead | Normal | 2015 | Tier 2 - Elevated | Distribution Circuit | 5 | 11 | 2015-05-11 | 1232602 | Sus | Y | Vegetation¦Treefellintoline¦ConductorOverhead¦Normal
15-0035311 | Equipment Failure/Involved | Overhead | Connector or Splice (OH) | Broken, wire on ground | 2015 | Tier 2 - Elevated | Distribution Circuit | 5 | 20 | 2015-05-20 | 1237202 | Sus | Y | EquipmentFailureInvolved¦Overhead¦ConnectororSplice(OH)¦Brokenwireonground
15-0037047 | Equipment Failure/Involved | Overhead | Transformer (OH) | Broken | 2015 | Tier 2 - Elevated | Transformer only | 5 | 28 | 2015-05-28 | 1240655 | Sus | Y | EquipmentFailureInvolved¦Overhead¦Transformer(OH)¦Broken
15-0040764 | Equipment Failure/Involved | Underground | Transformer (UG) | Failed/Faulted | 2015 | Tier 3 - Extreme | Distribution Circuit | 6 | 12 | 2015-06-12 | 1250070 | Sus | Y | EquipmentFailureInvolved¦Underground¦Transformer(UG)¦FailedFaulted
15-0041187 | Unknown Cause | Patrol - found nothing |  |  | 2015 | Tier 3 - Extreme | Distribution Circuit | 6 | 15 | 2015-06-15 | 1251145 | Sus | Y | UnknownCause¦Patrolfoundnothing¦¦
15-0043281 | 3rd Party | Tree - cutting, 3rd party | Crossarm, Wood | Broken | 2015 | Tier 2 - Elevated | Distribution Circuit | 6 | 25 | 2015-06-25 | 1256359 | Sus | Y | 3rdParty¦Treecutting3rdparty¦CrossarmWood¦Broken
15-0048836 | Unknown Cause | Patrol - not conducted |  |  | 2015 | Tier 3 - Extreme | Distribution Circuit | 7 | 19 | 2015-07-19 | 1272829 | Sus | Y | UnknownCause¦Patrolnotconducted¦¦
15-0048950 | Environmental/External | Lightning | Fuse | Failed/Faulted | 2015 | Tier 3 - Extreme | Distribution Circuit | 7 | 19 | 2015-07-19 | 1272854 | Sus | Y | EnvironmentalExternal¦Lightning¦Fuse¦FailedFaulted
15-0054157 | Equipment Failure/Involved | Overhead | Insulator | Broken, wire on object | 2015 | Tier 3 - Extreme | Distribution Circuit | 8 | 10 | 2015-08-10 | 1286118 | Sus | Y | EquipmentFailureInvolved¦Overhead¦Insulator¦Brokenwireonobject
15-0057852 | Vegetation | Tree - branch fell on line | Crossarm, Wood | Broken, wire on ground | 2015 | Tier 2 - Elevated | Distribution Circuit | 8 | 27 | 2015-08-27 | 1295852 | Sus | Y | Vegetation¦Treebranchfellonline¦CrossarmWood¦Brokenwireonground
15-0059076 | Animal | Bird found | Cutout, fuse holder | Normal | 2015 | Tier 3 - Extreme | Distribution Circuit | 9 | 3 | 2015-09-03 | 1299603 | Sus | Y | Animal¦Birdfound¦Cutoutfuseholder¦Normal
15-0060293 | Equipment Failure/Involved | Overhead | Connector or Splice (OH) | Burned Open | 2015 | Tier 2 - Elevated | Distribution Circuit | 9 | 9 | 2015-09-09 | 1302818 | Sus | Y | EquipmentFailureInvolved¦Overhead¦ConnectororSplice(OH)¦BurnedOpen
15-0061739 | Animal | Other | Conductor, Overhead | Normal | 2015 | Tier 2 - Elevated | Distribution Circuit | 9 | 16 | 2015-09-16 | 1306854 | Sus | Y | Animal¦Other¦ConductorOverhead¦Normal
15-0062408 | Unknown Cause | Patrol - found nothing |  |  | 2015 | Tier 2 - Elevated | Distribution Circuit | 9 | 20 | 2015-09-20 | 1309002 | Sus | Y | UnknownCause¦Patrolfoundnothing¦¦
15-0062583 | Equipment Failure/Involved | Underground | Transformer (UG) | Failed/Faulted | 2015 | Tier 2 - Elevated | Distribution Circuit | 9 | 21 | 2015-09-21 | 1309570 | Sus | Y | EquipmentFailureInvolved¦Underground¦Transformer(UG)¦FailedFaulted
15-0068245 | Animal | Squirrel | Fuse | Failed/Faulted | 2015 | Tier 3 - Extreme | Distribution Circuit | 10 | 6 | 2015-10-06 | 1317579 | Sus | Y | Animal¦Squirrel¦Fuse¦FailedFaulted
15-0077743 | Unknown Cause | Patrol - not conducted |  |  | 2015 | Tier 3 - Extreme | Distribution Circuit | 11 | 14 | 2015-11-14 | 1340907 | Sus | Y | UnknownCause¦Patrolnotconducted¦¦
15-0081245 | Equipment Failure/Involved | Overhead | Conductor, Overhead | Broken, wire on ground | 2015 | Tier 2 - Elevated | Distribution Circuit | 11 | 26 | 2015-11-26 | 1348962 | Sus | Y | EquipmentFailureInvolved¦Overhead¦ConductorOverhead¦Brokenwireonground
15-0082595 | Equipment Failure/Involved | Overhead | Fuse | Failed/Faulted | 2015 | Tier 2 - Elevated | Distribution Circuit | 12 | 3 | 2015-12-03 | 1353163 | Sus | N | EquipmentFailureInvolved¦Overhead¦Fuse¦FailedFaulted
15-0086063 | Animal | Squirrel | Fuse | Failed/Faulted | 2015 | Tier 3 - Extreme | Distribution Circuit | 12 | 18 | 2015-12-18 | 1366017 | Sus | N | Animal¦Squirrel¦Fuse¦FailedFaulted
15-0087157 | Unknown Cause | Patrol - found nothing |  |  | 2015 | Tier 3 - Extreme | Distribution Circuit | 12 | 24 | 2015-12-24 | 1371192 | Sus | N | UnknownCause¦Patrolfoundnothing¦¦
15-0087757 | Equipment Failure/Involved | Overhead | Transformer (OH) | Failed/Faulted | 2015 | Tier 3 - Extreme | Transformer only | 12 | 29 | 2015-12-29 | 1373946 | Sus | N | EquipmentFailureInvolved¦Overhead¦Transformer(OH)¦FailedFaulted
15-0087875 | Environmental/External | Flood/Erosion | Conductor, Overhead | Broken, wire on ground | 2015 | Tier 2 - Elevated | Distribution Circuit | 12 | 30 | 2015-12-30 | 1374962 | Sus | N | EnvironmentalExternal¦FloodErosion¦ConductorOverhead¦Brokenwireonground
15-0087912 | Unknown Cause | Patrol - not conducted |  |  | 2015 | Tier 2 - Elevated | Distribution Circuit | 12 | 31 | 2015-12-31 | 1375045 | Sus | N | UnknownCause¦Patrolnotconducted¦¦
16-0004049 | Equipment Failure/Involved | Overhead | Transformer | Failed/Faulted | 2016 | Tier 2 - Elevated | Transformer only | 1 | 8 | 2016-01-08 | 1380314 | Sus | N | EquipmentFailureInvolved¦Overhead¦Transformer¦FailedFaulted
16-0004188 | Vegetation | Tree - fell into line | Conductor, Overhead | Broken, wire on ground | 2016 | Tier 2 - Elevated | Transmission line | 1 | 9 | 2016-01-09 | 1380640 | Sus | N | Vegetation¦Treefellintoline¦ConductorOverhead¦Brokenwireonground
16-0007796 | Vegetation | Tree - fell into line | Conductor, Overhead | Broken, wire on ground | 2016 | Tier 3 - Extreme | Distribution Circuit | 1 | 23 | 2016-01-23 | 1390988 | Sus | N | Vegetation¦Treefellintoline¦ConductorOverhead¦Brokenwireonground
16-0008452 | Unknown Cause | Patrol - not conducted |  |  | 2016 | Tier 2 - Elevated | Distribution Circuit | 1 | 26 | 2016-01-26 | 1392588 | Sus | N | UnknownCause¦Patrolnotconducted¦¦
16-0009910 | Equipment Failure/Involved | Overhead | Transformer (OH) | Arcing | 2016 | Tier 2 - Elevated | Transformer only | 2 | 1 | 2016-02-01 | 1396563 | Sus | N | EquipmentFailureInvolved¦Overhead¦Transformer(OH)¦Arcing
16-0011178 | Unknown Cause | Patrol - found nothing |  |  | 2016 | Tier 2 - Elevated | Distribution Circuit | 2 | 7 | 2016-02-07 | 1399833 | Sus | N | UnknownCause¦Patrolfoundnothing¦¦
16-0011426 | Equipment Failure/Involved | Overhead | Transformer (OH) | Failed/Faulted | 2016 | Tier 2 - Elevated | Transformer only | 2 | 8 | 2016-02-08 | 1400340 | Sus | N | EquipmentFailureInvolved¦Overhead¦Transformer(OH)¦FailedFaulted
16-0013493 | Vegetation | Tree - bark fell into line | Conductor, Overhead | Normal | 2016 | Tier 2 - Elevated | Distribution Circuit | 2 | 17 | 2016-02-17 | 1407604 | Sus | N | Vegetation¦Treebarkfellintoline¦ConductorOverhead¦Normal
16-0017082 | Unknown Cause | Patrol - found nothing |  |  | 2016 | Tier 2 - Elevated | Distribution Circuit | 3 | 3 | 2016-03-03 | 1415403 | Sus | N | UnknownCause¦Patrolfoundnothing¦¦
16-0017239 | Vegetation | Tree - branch fell on line | Cutout, fuse holder | Failed/Faulted | 2016 | Tier 3 - Extreme | Distribution Circuit | 3 | 4 | 2016-03-04 | 1415770 | Sus | N | Vegetation¦Treebranchfellonline¦Cutoutfuseholder¦FailedFaulted
16-0020214 | Vegetation | Tree - fell into line | Crossarm, Wood | Broken | 2016 | Tier 2 - Elevated | Distribution Circuit | 3 | 11 | 2016-03-11 | 1427177 | Sus | N | Vegetation¦Treefellintoline¦CrossarmWood¦Broken
16-0020214 | Vegetation | Tree - fell into line | Crossarm, Wood | Broken | 2016 | Tier 2 - Elevated | Distribution Circuit | 3 | 11 | 2016-03-11 | 1427177 | Sus | N | Vegetation¦Treefellintoline¦CrossarmWood¦Broken
16-0020873 | Vegetation | Tree - fell into line | Conductor, Overhead | On Ground | 2016 | Tier 3 - Extreme | Distribution Circuit | 3 | 13 | 2016-03-13 | 1429891 | Sus | N | Vegetation¦Treefellintoline¦ConductorOverhead¦OnGround
16-0021328 | Vegetation | Tree - branch fell on line | Conductor, Overhead | Normal | 2016 | Tier 3 - Extreme | Distribution Circuit | 3 | 14 | 2016-03-14 | 1431308 | Sus | N | Vegetation¦Treebranchfellonline¦ConductorOverhead¦Normal
16-0023133 | Equipment Failure/Involved | Overhead | Transformer | Failed/Faulted | 2016 | Tier 3 - Extreme | Transformer only | 3 | 21 | 2016-03-21 | 1435607 | Sus | N | EquipmentFailureInvolved¦Overhead¦Transformer¦FailedFaulted
16-0026205 | Animal | Bird found | Transformer (OH) | Normal | 2016 | Tier 2 - Elevated | Distribution Circuit | 4 | 5 | 2016-04-05 | 1444722 | Sus | N | Animal¦Birdfound¦Transformer(OH)¦Normal
16-0030353 | Vegetation | Tree - fell into line | Conductor, Overhead | Normal | 2016 | Tier 2 - Elevated | Distribution Circuit | 4 | 21 | 2016-04-21 | 1455248 | Sus | N | Vegetation¦Treefellintoline¦ConductorOverhead¦Normal
16-0030684 | Unknown Cause | Patrol - found nothing |  |  | 2016 | Tier 2 - Elevated | Distribution Circuit | 4 | 22 | 2016-04-22 | 1455716 | Sus | N | UnknownCause¦Patrolfoundnothing¦¦
16-0031443 | Environmental/External | Lightning | Transformer (OH) | Burned/flashed | 2016 | Tier 2 - Elevated | Transformer only | 4 | 25 | 2016-04-25 | 1459000 | Sus | N | EnvironmentalExternal¦Lightning¦Transformer(OH)¦Burnedflashed
16-0034004 | Environmental/External | Lightning | Conductor, Overhead | Broken, wire on ground | 2016 | Tier 2 - Elevated | Distribution Circuit | 5 | 5 | 2016-05-05 | 1465040 | Sus | Y | EnvironmentalExternal¦Lightning¦ConductorOverhead¦Brokenwireonground
16-0037981 | Equipment Failure/Involved | Overhead | Cutout, fuse holder | Broken | 2016 | Tier 3 - Extreme | Distribution Circuit | 5 | 24 | 2016-05-24 | 1475679 | Sus | Y | EquipmentFailureInvolved¦Overhead¦Cutoutfuseholder¦Broken
16-0043951 | Equipment Failure/Involved | Electrical Overload |  | Normal | 2016 | Tier 2 - Elevated | Transformer only | 6 | 17 | 2016-06-17 | 1491167 | Sus | Y | EquipmentFailureInvolved¦ElectricalOverload¦¦Normal
16-0044316 | Animal | Squirrel | Transformer (OH) | Burned/flashed | 2016 | Tier 3 - Extreme | Distribution Circuit | 6 | 19 | 2016-06-19 | 1492233 | Sus | Y | Animal¦Squirrel¦Transformer(OH)¦Burnedflashed
16-0045847 | Animal | Bird found | Pothead(Riser Termination) | Normal | 2016 | Tier 3 - Extreme | Distribution Circuit | 6 | 26 | 2016-06-26 | 1496099 | Sus | Y | Animal¦Birdfound¦Pothead(RiserTermination)¦Normal
16-0046606 | Unknown Cause | Patrol - found nothing |  |  | 2016 | Tier 2 - Elevated | Distribution Circuit | 6 | 29 | 2016-06-29 | 1498207 | Sus | Y | UnknownCause¦Patrolfoundnothing¦¦
16-0046769 | Vegetation | Tree - fell into line | Conductor, Overhead | Broken, wire on ground | 2016 | Tier 3 - Extreme | Distribution Circuit | 6 | 30 | 2016-06-30 | 1498699 | Sus | Y | Vegetation¦Treefellintoline¦ConductorOverhead¦Brokenwireonground
16-0047602 | Vegetation | Tree - fell into line | Conductor, Overhead | Normal | 2016 | Tier 3 - Extreme | Distribution Circuit | 7 | 2 | 2016-07-02 | 1500315 | Sus | Y | Vegetation¦Treefellintoline¦ConductorOverhead¦Normal
16-0055670 | Animal | Squirrel | Cutout, fuse holder | Broken | 2016 | Tier 3 - Extreme | Distribution Circuit | 8 | 8 | 2016-08-08 | 1522981 | Sus | Y | Animal¦Squirrel¦Cutoutfuseholder¦Broken
16-0063418 | Equipment Failure/Involved | Overhead | Transformer | Failed/Faulted | 2016 | Tier 2 - Elevated | Transformer only | 9 | 9 | 2016-09-09 | 1538795 | Sus | Y | EquipmentFailureInvolved¦Overhead¦Transformer¦FailedFaulted
16-0071824 | Vegetation | Tree - branch fell on line | Conductor, Overhead | Normal | 2016 | Tier 2 - Elevated | Distribution Circuit | 10 | 13 | 2016-10-13 | 1557868 | Sus | Y | Vegetation¦Treebranchfellonline¦ConductorOverhead¦Normal
16-0072258 | Unknown Cause | Patrol - found nothing |  |  | 2016 | Tier 2 - Elevated | Distribution Circuit | 10 | 14 | 2016-10-14 | 1559845 | Sus | Y | UnknownCause¦Patrolfoundnothing¦¦
16-0072403 | Unknown Cause | Patrol - not conducted |  |  | 2016 | Tier 3 - Extreme | Distribution Circuit | 10 | 15 | 2016-10-15 | 1560627 | Sus | Y | UnknownCause¦Patrolnotconducted¦¦
16-0072943 | Unknown Cause | Patrol - found nothing |  |  | 2016 | Tier 3 - Extreme | Transformer only | 10 | 16 | 2016-10-16 | 1562466 | Sus | Y | UnknownCause¦Patrolfoundnothing¦¦
16-0074802 | Vegetation | Tree - fell into line | Pole-Wood | Broken | 2016 | Tier 2 - Elevated | Distribution Circuit | 10 | 23 | 2016-10-23 | 1567810 | Sus | Y | Vegetation¦Treefellintoline¦PoleWood¦Broken
16-0075916 | Equipment Failure/Involved | Overhead | Insulator | Broken | 2016 | Tier 2 - Elevated | Distribution Circuit | 10 | 27 | 2016-10-27 | 1570720 | Sus | Y | EquipmentFailureInvolved¦Overhead¦Insulator¦Broken
16-0081741 | Unknown Cause | Patrol - found nothing |  |  | 2016 | Tier 2 - Elevated | Distribution Circuit | 11 | 22 | 2016-11-22 | 1587210 | Sus | Y | UnknownCause¦Patrolfoundnothing¦¦
16-0084838 | Equipment Failure/Involved | Overhead | Other | Failed/Faulted | 2016 | Tier 3 - Extreme | Transformer only | 12 | 9 | 2016-12-09 | 1598028 | Sus | N | EquipmentFailureInvolved¦Overhead¦Other¦FailedFaulted
16-0085050 | Vegetation | Tree - fell into line | Conductor, Overhead | Broken, wire on ground | 2016 | Tier 2 - Elevated | Distribution Circuit | 12 | 10 | 2016-12-10 | 1599518 | Sus | N | Vegetation¦Treefellintoline¦ConductorOverhead¦Brokenwireonground
16-0085563 | 3rd Party | Customer Equipment | Pole-Wood | Broken | 2016 | Tier 2 - Elevated | Distribution Circuit | 12 | 14 | 2016-12-14 | 1601923 | Sus | N | 3rdParty¦CustomerEquipment¦PoleWood¦Broken
16-0085938 | Vegetation | Tree - fell into line | Conductor, Overhead | Together | 2016 | Tier 2 - Elevated | Distribution Circuit | 12 | 16 | 2016-12-16 | 1604036 | Sus | N | Vegetation¦Treefellintoline¦ConductorOverhead¦Together
16-0087414 | Vegetation | Tree - grew into line | Conductor, Overhead | Normal | 2016 | Tier 3 - Extreme | Distribution Circuit | 12 | 30 | 2016-12-30 | 1613486 | Sus | N | Vegetation¦Treegrewintoline¦ConductorOverhead¦Normal
17-0003238 | Vegetation | Tree - branch fell on line | Conductor, Overhead | Broken, wire on ground | 2017 | Tier 2 - Elevated | Distribution Circuit | 1 | 3 | 2017-01-03 | 1616744 | Sus | N | Vegetation¦Treebranchfellonline¦ConductorOverhead¦Brokenwireonground
17-0003723 | Vegetation | Tree - fell into line | Conductor, Overhead | Broken, wire on ground | 2017 | Tier 2 - Elevated | Distribution Circuit | 1 | 3 | 2017-01-03 | 1618624 | Sus | N | Vegetation¦Treefellintoline¦ConductorOverhead¦Brokenwireonground
17-0004778 | Vegetation | Tree - fell into line | Conductor, Overhead | Broken, wire on ground | 2017 | Tier 3 - Extreme | Distribution Circuit | 1 | 7 | 2017-01-07 | 1621916 | Sus | N | Vegetation¦Treefellintoline¦ConductorOverhead¦Brokenwireonground
17-0004783 | Vegetation | Tree - fell into line | Conductor, Overhead | Normal | 2017 | Tier 3 - Extreme | Distribution Circuit | 1 | 7 | 2017-01-07 | 1622163 | Sus | N | Vegetation¦Treefellintoline¦ConductorOverhead¦Normal
17-0005411 | Vegetation | Tree - branch fell on line | Conductor, Overhead | Broken, wire on ground | 2017 | Tier 3 - Extreme | Distribution Circuit | 1 | 8 | 2017-01-08 | 1627443 | Sus | N | Vegetation¦Treebranchfellonline¦ConductorOverhead¦Brokenwireonground
17-0005866 | Unknown Cause | Patrol - found nothing |  |  | 2017 | Tier 2 - Elevated | Distribution Circuit | 1 | 8 | 2017-01-08 | 1625414 | Sus | N | UnknownCause¦Patrolfoundnothing¦¦
17-0006782 | Vegetation | Tree - fell into line | Conductor, Overhead | Broken, wire on ground | 2017 | Tier 3 - Extreme | Distribution Circuit | 1 | 10 | 2017-01-10 | 1634151 | Sus | N | Vegetation¦Treefellintoline¦ConductorOverhead¦Brokenwireonground
17-0007819 | Vegetation | Tree - branch fell on line | Pole-Wood | Broken, wire on ground | 2017 | Tier 2 - Elevated | Distribution Circuit | 1 | 11 | 2017-01-11 | 1640169 | Sus | N | Vegetation¦Treebranchfellonline¦PoleWood¦Brokenwireonground
17-0011482 | Unknown Cause | Patrol - found nothing |  |  | 2017 | Tier 2 - Elevated | Distribution Circuit | 1 | 20 | 2017-01-20 | 1653382 | Sus | N | UnknownCause¦Patrolfoundnothing¦¦
17-0012863 | Equipment Failure/Involved | Overhead | Conductor, Overhead | Broken, wire on ground | 2017 | Tier 2 - Elevated | Distribution Circuit | 1 | 22 | 2017-01-22 | 1658815 | Sus | N | EquipmentFailureInvolved¦Overhead¦ConductorOverhead¦Brokenwireonground
17-0013102 | Vegetation | Tree - fell into line | Conductor, Overhead | Normal | 2017 | Tier 3 - Extreme | Distribution Circuit | 1 | 21 | 2017-01-21 | 1660832 | Sus | N | Vegetation¦Treefellintoline¦ConductorOverhead¦Normal
17-0014516 | Equipment Failure/Involved | Overhead | Transformer | Failed/Faulted | 2017 | Tier 2 - Elevated | Transformer only | 1 | 24 | 2017-01-24 | 1666189 | Sus | N | EquipmentFailureInvolved¦Overhead¦Transformer¦FailedFaulted
17-0017079 | Environmental/External | Flood/Erosion | Conductor, Overhead | Normal | 2017 | Tier 3 - Extreme | Distribution Circuit | 2 | 3 | 2017-02-03 | 1673473 | Sus | N | EnvironmentalExternal¦FloodErosion¦ConductorOverhead¦Normal
17-0017890 | Equipment Failure/Involved | Overhead | Conductor, Overhead | Normal | 2017 | Tier 2 - Elevated | Distribution Circuit | 2 | 6 | 2017-02-06 | 1676872 | Sus | N | EquipmentFailureInvolved¦Overhead¦ConductorOverhead¦Normal
17-0018699 | Vegetation | Tree - fell into line | Conductor, Overhead | Broken, wire on ground | 2017 | Tier 3 - Extreme | Distribution Circuit | 2 | 7 | 2017-02-07 | 1680242 | Sus | N | Vegetation¦Treefellintoline¦ConductorOverhead¦Brokenwireonground
17-0019471 | Vegetation | Tree - fell into line | Conductor, Overhead | Broken, wire on ground | 2017 | Tier 3 - Extreme | Distribution Circuit | 2 | 9 | 2017-02-09 | 1683342 | Sus | N | Vegetation¦Treefellintoline¦ConductorOverhead¦Brokenwireonground
17-0020684 | Equipment Failure/Involved | Overhead | Secondary | Broken | 2017 | Tier 2 - Elevated | Transformer only | 2 | 13 | 2017-02-13 | 1687416 | Sus | N | EquipmentFailureInvolved¦Overhead¦Secondary¦Broken
17-0022601 | Vegetation | Tree - fell into line | Conductor, Overhead | Broken, wire on ground | 2017 | Tier 3 - Extreme | Distribution Circuit | 2 | 17 | 2017-02-17 | 1698177 | Sus | N | Vegetation¦Treefellintoline¦ConductorOverhead¦Brokenwireonground
17-0023317 | Vegetation | Tree - fell into line | Conductor, Overhead | Broken, wire on ground | 2017 | Tier 2 - Elevated | Distribution Circuit | 2 | 19 | 2017-02-19 | 1701003 | Sus | N | Vegetation¦Treefellintoline¦ConductorOverhead¦Brokenwireonground
17-0024037 | Vegetation | Tree - fell into line | Conductor, Overhead | Broken, wire on ground | 2017 | Tier 2 - Elevated | Distribution Circuit | 2 | 20 | 2017-02-20 | 1705431 | Sus | N | Vegetation¦Treefellintoline¦ConductorOverhead¦Brokenwireonground
17-0024037 | Vegetation | Tree - fell into line | Conductor, Overhead | Broken, wire on ground | 2017 | Tier 2 - Elevated | Distribution Circuit | 2 | 20 | 2017-02-20 | 1705431 | Sus | N | Vegetation¦Treefellintoline¦ConductorOverhead¦Brokenwireonground
17-0025278 | Vegetation | Tree - branch fell on line | Conductor, Overhead | Normal | 2017 | Tier 3 - Extreme | Distribution Circuit | 2 | 20 | 2017-02-20 | 1704565 | Sus | N | Vegetation¦Treebranchfellonline¦ConductorOverhead¦Normal
17-0026394 | Unknown Cause | Patrol - found nothing |  |  | 2017 | Tier 2 - Elevated | Distribution Circuit | 2 | 24 | 2017-02-24 | 1712688 | Sus | N | UnknownCause¦Patrolfoundnothing¦¦
17-0029166 | 3rd Party | Vehicle | Pole-Wood | Broken | 2017 | Tier 3 - Extreme | Distribution Circuit | 3 | 7 | 2017-03-07 | 1721911 | Sus | N | 3rdParty¦Vehicle¦PoleWood¦Broken
17-0031742 | 3rd Party | Other | Pole-Wood | Broken | 2017 | Tier 2 - Elevated | Distribution Circuit | 3 | 19 | 2017-03-19 | 1730034 | Sus | N | 3rdParty¦Other¦PoleWood¦Broken
17-0034293 | Vegetation | Tree - fell into line | Conductor, Overhead | Broken, wire on ground | 2017 | Tier 2 - Elevated | Distribution Circuit | 3 | 27 | 2017-03-27 | 1737089 | Sus | N | Vegetation¦Treefellintoline¦ConductorOverhead¦Brokenwireonground
17-0037413 | Vegetation | Tree - branch fell on line | Conductor, Overhead | Normal | 2017 | Tier 2 - Elevated | Distribution Circuit | 4 | 6 | 2017-04-06 | 1746192 | Sus | N | Vegetation¦Treebranchfellonline¦ConductorOverhead¦Normal
17-0039743 | Equipment Failure/Involved | Overhead | Transformer | Failed/Faulted | 2017 | Tier 2 - Elevated | Transformer only | 4 | 12 | 2017-04-12 | 1756514 | Sus | N | EquipmentFailureInvolved¦Overhead¦Transformer¦FailedFaulted
17-0046248 | Vegetation | Tree - fell into line | Conductor, Overhead | Broken, wire on ground | 2017 | Tier 2 - Elevated | Distribution Circuit | 5 | 8 | 2017-05-08 | 1777734 | Sus | Y | Vegetation¦Treefellintoline¦ConductorOverhead¦Brokenwireonground
17-0052624 | 3rd Party | Contact with High Voltage, 3rd party | Secondary | Broken, wire on ground | 2017 | Tier 2 - Elevated | Distribution Circuit | 6 | 4 | 2017-06-04 | 1796689 | Sus | Y | 3rdParty¦ContactwithHighVoltage3rdparty¦Secondary¦Brokenwireonground
17-0054170 | Equipment Failure/Involved | Overhead | Transformer (OH) | Broken | 2017 | Tier 2 - Elevated | Distribution Circuit | 6 | 10 | 2017-06-10 | 1801044 | Sus | Y | EquipmentFailureInvolved¦Overhead¦Transformer(OH)¦Broken
17-0057102 | Vegetation | Tree - fell into line | Conductor, Overhead | Normal | 2017 | Tier 3 - Extreme | Distribution Circuit | 6 | 20 | 2017-06-20 | 1813312 | Sus | Y | Vegetation¦Treefellintoline¦ConductorOverhead¦Normal
17-0057286 | Unknown Cause | Patrol - found nothing |  |  | 2017 | Tier 2 - Elevated | Distribution Circuit | 6 | 21 | 2017-06-21 | 1813578 | Sus | Y | UnknownCause¦Patrolfoundnothing¦¦
17-0059727 | Equipment Failure/Involved | Overhead | Connector or Splice (OH) | Broken | 2017 | Tier 2 - Elevated | Distribution Circuit | 6 | 30 | 2017-06-30 | 1821353 | Sus | Y | EquipmentFailureInvolved¦Overhead¦ConnectororSplice(OH)¦Broken
17-0063199 | 3rd Party | Gun Shot | Transformer | Failed/Faulted | 2017 | Tier 2 - Elevated | Transformer only | 7 | 16 | 2017-07-16 | 1832611 | Sus | Y | 3rdParty¦GunShot¦Transformer¦FailedFaulted
17-0063482 | Vegetation | Tree - branch fell on line | Conductor, Overhead | Normal | 2017 | Tier 3 - Extreme | Distribution Circuit | 7 | 17 | 2017-07-17 | 1833853 | Sus | Y | Vegetation¦Treebranchfellonline¦ConductorOverhead¦Normal
17-0065189 | Equipment Failure/Involved | Overhead | Transformer (OH) | Broken | 2017 | Tier 2 - Elevated | Distribution Circuit | 7 | 25 | 2017-07-25 | 1839266 | Sus | Y | EquipmentFailureInvolved¦Overhead¦Transformer(OH)¦Broken
17-0065304 | Equipment Failure/Involved | Overhead | Transformer | Failed/Faulted | 2017 | Tier 2 - Elevated | Transformer only | 7 | 25 | 2017-07-25 | 1839517 | Sus | Y | EquipmentFailureInvolved¦Overhead¦Transformer¦FailedFaulted
17-0068731 | 3rd Party | Vehicle | Fuse | Failed/Faulted | 2017 | Tier 3 - Extreme | Distribution Circuit | 8 | 8 | 2017-08-08 | 1848356 | Sus | Y | 3rdParty¦Vehicle¦Fuse¦FailedFaulted
17-0070000 | Equipment Failure/Involved | Overhead | Conductor, Overhead | Broken, wire on ground | 2017 | Tier 2 - Elevated | Distribution Circuit | 8 | 13 | 2017-08-13 | 1851881 | Sus | Y | EquipmentFailureInvolved¦Overhead¦ConductorOverhead¦Brokenwireonground
17-0070001 | Equipment Failure/Involved | Overhead | Cutout, fuse holder | Broken | 2017 | Tier 2 - Elevated | Distribution Circuit | 8 | 13 | 2017-08-13 | 1851888 | Sus | Y | EquipmentFailureInvolved¦Overhead¦Cutoutfuseholder¦Broken
17-0072614 | Equipment Failure/Involved | Overhead | Transformer | Failed/Faulted | 2017 | Tier 2 - Elevated | Transformer only | 8 | 24 | 2017-08-24 | 1858208 | Sus | Y | EquipmentFailureInvolved¦Overhead¦Transformer¦FailedFaulted
17-0074456 | 3rd Party | Tree - cutting, 3rd party | Conductor, Overhead | Normal | 2017 | Tier 3 - Extreme | Distribution Circuit | 8 | 31 | 2017-08-31 | 1864045 | Sus | Y | 3rdParty¦Treecutting3rdparty¦ConductorOverhead¦Normal
17-0078204 | 3rd Party | Vehicle | Pole-Wood | Broken | 2017 | Tier 2 - Elevated | Distribution Circuit | 9 | 12 | 2017-09-12 | 1877236 | Sus | Y | 3rdParty¦Vehicle¦PoleWood¦Broken
17-0085369 | Environmental/External | Fire, Forest/Grass | Conductor, Overhead | Normal | 2017 | Tier 2 - Elevated | Transmission line | 10 | 9 | 2017-10-09 | 1895202 | Sus | Y | EnvironmentalExternal¦FireForestGrass¦ConductorOverhead¦Normal
17-0086069 | Environmental/External | Fire, Forest/Grass | Pole-Wood | Burned/flashed | 2017 | Tier 2 - Elevated | Distribution Circuit | 10 | 8 | 2017-10-08 | 1897667 | Sus | Y | EnvironmentalExternal¦FireForestGrass¦PoleWood¦Burnedflashed
17-0090112 | Unknown Cause | Patrol - found nothing |  |  | 2017 | Tier 3 - Extreme | Transformer only | 10 | 24 | 2017-10-24 | 1908957 | Sus | Y | UnknownCause¦Patrolfoundnothing¦¦
17-0095736 | Equipment Failure/Involved | Fire, pole | Insulator | Burned/flashed | 2017 | Tier 2 - Elevated | Distribution Circuit | 11 | 16 | 2017-11-16 | 1924348 | Sus | Y | EquipmentFailureInvolved¦Firepole¦Insulator¦Burnedflashed
17-0099760 | Unknown Cause | Patrol - found nothing |  |  | 2017 | Tier 2 - Elevated | Distribution Circuit | 12 | 4 | 2017-12-04 | 1935704 | Sus | N | UnknownCause¦Patrolfoundnothing¦¦
17-0100245 | Vegetation | Tree - fell into line | Conductor, Overhead | Broken, wire on ground | 2017 | Tier 3 - Extreme | Distribution Circuit | 12 | 6 | 2017-12-06 | 1937158 | Sus | N | Vegetation¦Treefellintoline¦ConductorOverhead¦Brokenwireonground
17-0103039 | Equipment Failure/Involved | Electrical Overload |  | Normal | 2017 | Tier 2 - Elevated | Transformer only | 12 | 22 | 2017-12-22 | 1950080 | Sus | N | EquipmentFailureInvolved¦ElectricalOverload¦¦Normal
18-0007669 | Equipment Failure/Involved | Overhead | Conductor, Overhead | Broken, wire on ground | 2018 | Tier 3 - Extreme | Distribution Circuit | 1 | 21 | 2018-01-21 | 11573 | Sus | N | EquipmentFailureInvolved¦Overhead¦ConductorOverhead¦Brokenwireonground
18-0008761 | Vegetation | Tree - branch fell on line | Conductor, Overhead | Broken, wire on ground | 2018 | Tier 3 - Extreme | Distribution Circuit | 1 | 25 | 2018-01-25 | 13581 | Sus | N | Vegetation¦Treebranchfellonline¦ConductorOverhead¦Brokenwireonground
18-0010986 | Equipment Failure/Involved | Overhead | Transformer (OH) | Leaking | 2018 | Tier 3 - Extreme | Transformer only | 2 | 2 | 2018-02-02 | 18075 | Sus | N | EquipmentFailureInvolved¦Overhead¦Transformer(OH)¦Leaking
18-0023336 | Vegetation | Tree - branch fell on line | Conductor, Overhead | Normal | 2018 | Tier 3 - Extreme | Distribution Circuit | 3 | 16 | 2018-03-16 | 45496 | Sus | N | Vegetation¦Treebranchfellonline¦ConductorOverhead¦Normal
18-0023586 | Environmental/External | Ice or snow | Pole-Wood | Broken, wire on ground | 2018 | Tier 3 - Extreme | Distribution Circuit | 3 | 16 | 2018-03-16 | 45734 | Sus | N | EnvironmentalExternal¦Iceorsnow¦PoleWood¦Brokenwireonground
18-0024316 | Unknown Cause | Patrol - found nothing |  |  | 2018 | Tier 3 - Extreme | Distribution Circuit | 3 | 20 | 2018-03-20 | 48312 | Sus | N | UnknownCause¦Patrolfoundnothing¦¦
18-0026324 | Equipment Failure/Involved | Overhead | Crossarm, Wood | Broken | 2018 | Tier 3 - Extreme | Distribution Circuit | 3 | 24 | 2018-03-24 | 52635 | Sus | N | EquipmentFailureInvolved¦Overhead¦CrossarmWood¦Broken
18-0059709 | Environmental/External | Fire, Forest/Grass | Other | Normal | 2018 | Tier 2 - Elevated | Transmission line | 7 | 13 | 2018-07-13 | 131303 | Sus | Y | EnvironmentalExternal¦FireForestGrass¦Other¦Normal
18-0065605 | Environmental/External | Fire, Forest/Grass | Conductor, Overhead | Normal | 2018 | Tier 2 - Elevated | Distribution Circuit | 7 | 31 | 2018-07-31 | 146373 | Sus | Y | EnvironmentalExternal¦FireForestGrass¦ConductorOverhead¦Normal
18-0066267 | Environmental/External | Fire, Forest/Grass | Pole-Wood | Burned/flashed | 2018 | Tier 3 - Extreme | Distribution Circuit | 7 | 26 | 2018-07-26 | 147831 | Sus | Y | EnvironmentalExternal¦FireForestGrass¦PoleWood¦Burnedflashed
18-0080122 | Equipment Failure/Involved | Overhead | Transformer | Failed/Faulted | 2018 | Tier 3 - Extreme | Transformer only | 9 | 16 | 2018-09-16 | 175257 | Sus | Y | EquipmentFailureInvolved¦Overhead¦Transformer¦FailedFaulted
18-0083702 | Equipment Failure/Involved | Overhead |  | Broken | 2018 | Tier 2 - Elevated | Transformer only | 9 | 26 | 2018-09-26 | 181557 | Sus | Y | EquipmentFailureInvolved¦Overhead¦¦Broken
18-0090830 | Animal | Squirrel | Cutout, fuse holder | Failed/Faulted | 2018 | Tier 2 - Elevated | Distribution Circuit | 10 | 16 | 2018-10-16 | 196235 | Sus | Y | Animal¦Squirrel¦Cutoutfuseholder¦FailedFaulted
18-0091545 | Animal | Squirrel | Fuse | Failed/Faulted | 2018 | Tier 3 - Extreme | Distribution Circuit | 10 | 17 | 2018-10-17 | 197706 | Sus | Y | Animal¦Squirrel¦Fuse¦FailedFaulted
18-0096065 | Unknown Cause | Patrol - found nothing |  |  | 2018 | Tier 3 - Extreme | Distribution Circuit | 10 | 31 | 2018-10-31 | 206458 | Sus | Y | UnknownCause¦Patrolfoundnothing¦¦
18-0100814 | Environmental/External | Fire, Forest/Grass | Pole-Wood | Burned/flashed | 2018 | Tier 3 - Extreme | Distribution Circuit | 11 | 8 | 2018-11-08 | 217821 | Sus | Y | EnvironmentalExternal¦FireForestGrass¦PoleWood¦Burnedflashed
18-0102423 | Environmental/External | Fire, Forest/Grass | Transformer (OH) | Burned/flashed | 2018 | Tier 3 - Extreme | Distribution Circuit | 11 | 8 | 2018-11-08 | 222429 | Sus | Y | EnvironmentalExternal¦FireForestGrass¦Transformer(OH)¦Burnedflashed
18-0103206 | Environmental/External | Fire, Forest/Grass | Pole-Wood | Burned/flashed | 2018 | Tier 3 - Extreme | Distribution Circuit | 11 | 8 | 2018-11-08 | 224349 | Sus | Y | EnvironmentalExternal¦FireForestGrass¦PoleWood¦Burnedflashed
18-0106049 | Unknown Cause | Patrol - not conducted |  |  | 2018 | Tier 2 - Elevated | Distribution Circuit | 12 | 2 | 2018-12-02 | 231514 | Sus | N | UnknownCause¦Patrolnotconducted¦¦
18-0107339 | Vegetation | Tree - branch fell on line | Conductor, Overhead | Normal | 2018 | Tier 2 - Elevated | Distribution Circuit | 12 | 5 | 2018-12-05 | 234297 | Sus | N | Vegetation¦Treebranchfellonline¦ConductorOverhead¦Normal
18-0111258 | Vegetation | Tree - fell into line | Conductor, Overhead | Broken, wire on ground | 2018 | Tier 3 - Extreme | Distribution Circuit | 12 | 31 | 2018-12-31 | 250142 | Sus | N | Vegetation¦Treefellintoline¦ConductorOverhead¦Brokenwireonground
19-0003395 | Vegetation | Tree - fell into line | Conductor, Overhead | Broken, wire on ground | 2019 | Tier 2 - Elevated | Distribution Circuit | 1 | 1 | 2019-01-01 | 251288 | Sus | N | Vegetation¦Treefellintoline¦ConductorOverhead¦Brokenwireonground
19-0004945 | Vegetation | Tree - branch fell on line | Pothead(Riser Termination) | Failed/Faulted | 2019 | Tier 2 - Elevated | Distribution Circuit | 1 | 5 | 2019-01-05 | 254830 | Sus | N | Vegetation¦Treebranchfellonline¦Pothead(RiserTermination)¦FailedFaulted
19-0006245 | Equipment Failure/Involved | Overhead | Insulator | Broken | 2019 | Tier 2 - Elevated | Transmission line | 1 | 8 | 2019-01-08 | 260453 | Sus | N | EquipmentFailureInvolved¦Overhead¦Insulator¦Broken
19-0006362 | Unknown Cause | Patrol - found nothing |  |  | 2019 | Tier 2 - Elevated | Distribution Circuit | 1 | 8 | 2019-01-08 | 260505 | Sus | N | UnknownCause¦Patrolfoundnothing¦¦
19-0006720 | Vegetation | Tree - branch fell on line | Fuse | Failed/Faulted | 2019 | Tier 3 - Extreme | Distribution Circuit | 1 | 9 | 2019-01-09 | 261303 | Sus | N | Vegetation¦Treebranchfellonline¦Fuse¦FailedFaulted
19-0009800 | Unknown Cause | Patrol - found nothing |  |  | 2019 | Tier 2 - Elevated | Distribution Circuit | 1 | 16 | 2019-01-16 | 266750 | Sus | N | UnknownCause¦Patrolfoundnothing¦¦
19-0009962 | Vegetation | Tree - fell into line | Conductor, Overhead | Broken, wire on ground | 2019 | Tier 2 - Elevated | Distribution Circuit | 1 | 16 | 2019-01-16 | 267287 | Sus | N | Vegetation¦Treefellintoline¦ConductorOverhead¦Brokenwireonground
19-0011265 | Environmental/External | Lightning | Transformer | Failed/Faulted | 2019 | Tier 2 - Elevated | Transformer only | 1 | 17 | 2019-01-17 | 274547 | Sus | N | EnvironmentalExternal¦Lightning¦Transformer¦FailedFaulted
19-0011340 | Unknown Cause | Patrol - found nothing |  |  | 2019 | Tier 2 - Elevated | Distribution Circuit | 1 | 16 | 2019-01-16 | 273004 | Sus | N | UnknownCause¦Patrolfoundnothing¦¦
19-0014842 | Equipment Failure/Involved | Overhead | Transformer | Failed/Faulted | 2019 | Tier 3 - Extreme | Transformer only | 1 | 27 | 2019-01-27 | 282200 | Sus | N | EquipmentFailureInvolved¦Overhead¦Transformer¦FailedFaulted
19-0019262 | Equipment Failure/Involved | Overhead | Pole-Wood | Broken, wire on ground | 2019 | Tier 2 - Elevated | Distribution Circuit | 2 | 6 | 2019-02-06 | 294483 | Sus | N | EquipmentFailureInvolved¦Overhead¦PoleWood¦Brokenwireonground
19-0019627 | Vegetation | Tree - fell into line | Conductor, Overhead | Broken, wire on ground | 2019 | Tier 3 - Extreme | Distribution Circuit | 2 | 7 | 2019-02-07 | 295048 | Sus | N | Vegetation¦Treefellintoline¦ConductorOverhead¦Brokenwireonground
19-0020569 | Vegetation | Tree - branch fell on line | Conductor, Overhead | Broken, wire on ground | 2019 | Tier 2 - Elevated | Distribution Circuit | 2 | 10 | 2019-02-10 | 298132 | Sus | N | Vegetation¦Treebranchfellonline¦ConductorOverhead¦Brokenwireonground
19-0023136 | Equipment Failure/Involved | Overhead | Anchor or Guy | Broken, wire on object | 2019 | Tier 2 - Elevated | Distribution Circuit | 2 | 13 | 2019-02-13 | 308515 | Sus | N | EquipmentFailureInvolved¦Overhead¦AnchororGuy¦Brokenwireonobject
19-0023939 | Vegetation | Tree - fell into line | Conductor, Overhead | Normal | 2019 | Tier 3 - Extreme | Distribution Circuit | 2 | 15 | 2019-02-15 | 311665 | Sus | N | Vegetation¦Treefellintoline¦ConductorOverhead¦Normal
19-0024211 | Vegetation | Tree - fell into line | Conductor, Overhead | Broken, wire on ground | 2019 | Tier 2 - Elevated | Distribution Circuit | 2 | 15 | 2019-02-15 | 312463 | Sus | N | Vegetation¦Treefellintoline¦ConductorOverhead¦Brokenwireonground
19-0024639 | Equipment Failure/Involved | Overhead | Crossarm, Wood | Broken | 2019 | Tier 3 - Extreme | Distribution Circuit | 2 | 16 | 2019-02-16 | 314663 | Sus | N | EquipmentFailureInvolved¦Overhead¦CrossarmWood¦Broken
19-0025278 | Vegetation | Tree - fell into line | Conductor, Overhead | Broken, wire on ground | 2019 | Tier 2 - Elevated | Distribution Circuit | 2 | 17 | 2019-02-17 | 316405 | Sus | N | Vegetation¦Treefellintoline¦ConductorOverhead¦Brokenwireonground
19-0025715 | Unknown Cause | Patrol - found nothing |  |  | 2019 | Tier 2 - Elevated | Distribution Circuit | 2 | 17 | 2019-02-17 | 317719 | Sus | N | UnknownCause¦Patrolfoundnothing¦¦
19-0026295 | Vegetation | Tree - fell into line | Transformer | Broken, wire on ground | 2019 | Tier 3 - Extreme | Transformer only | 2 | 19 | 2019-02-19 | 319216 | Sus | N | Vegetation¦Treefellintoline¦Transformer¦Brokenwireonground
19-0029349 | Equipment Failure/Involved | Overhead | Connector or Splice (OH) | Burned Open | 2019 | Tier 2 - Elevated | Transformer only | 2 | 28 | 2019-02-28 | 327901 | Sus | N | EquipmentFailureInvolved¦Overhead¦ConnectororSplice(OH)¦BurnedOpen
19-0030011 | Animal | Bird found | Fuse | Failed/Faulted | 2019 | Tier 2 - Elevated | Distribution Circuit | 3 | 2 | 2019-03-02 | 329393 | Sus | N | Animal¦Birdfound¦Fuse¦FailedFaulted
19-0032265 | Equipment Failure/Involved | Overhead | Transformer | Failed/Faulted | 2019 | Tier 2 - Elevated | Transformer only | 3 | 9 | 2019-03-09 | 334894 | Sus | N | EquipmentFailureInvolved¦Overhead¦Transformer¦FailedFaulted
19-0032620 | Unknown Cause | Patrol - found nothing |  |  | 2019 | Tier 2 - Elevated | Distribution Circuit | 3 | 11 | 2019-03-11 | 336241 | Sus | N | UnknownCause¦Patrolfoundnothing¦¦
19-0032756 | Equipment Failure/Involved | Overhead | Woodpin | Broken | 2019 | Tier 2 - Elevated | Distribution Circuit | 3 | 11 | 2019-03-11 | 336622 | Sus | N | EquipmentFailureInvolved¦Overhead¦Woodpin¦Broken
19-0033732 | Vegetation | Tree - branch fell on line | Crossarm, Wood | Broken | 2019 | Tier 2 - Elevated | Distribution Circuit | 3 | 14 | 2019-03-14 | 339127 | Sus | N | Vegetation¦Treebranchfellonline¦CrossarmWood¦Broken
19-0037193 | Vegetation | Tree - branch fell on line | Conductor, Overhead | Normal | 2019 | Tier 2 - Elevated | Distribution Circuit | 3 | 26 | 2019-03-26 | 347953 | Sus | N | Vegetation¦Treebranchfellonline¦ConductorOverhead¦Normal
19-0037915 | Environmental/External | Lightning | Transformer | Failed/Faulted | 2019 | Tier 3 - Extreme | Transformer only | 3 | 28 | 2019-03-28 | 349472 | Sus | N | EnvironmentalExternal¦Lightning¦Transformer¦FailedFaulted
19-0052277 | Equipment Failure/Involved | Overhead | Cutout, fuse holder | Broken | 2019 | Tier 3 - Extreme | Transformer only | 5 | 15 | 2019-05-15 | 381104 | Sus | Y | EquipmentFailureInvolved¦Overhead¦Cutoutfuseholder¦Broken
19-0053865 | Vegetation | Tree - fell into line | Conductor, Overhead | Normal | 2019 | Tier 2 - Elevated | Distribution Circuit | 5 | 19 | 2019-05-19 | 384882 | Sus | Y | Vegetation¦Treefellintoline¦ConductorOverhead¦Normal
19-0063573 | Animal | Bird found | Fuse | Failed/Faulted | 2019 | Tier 2 - Elevated | Distribution Circuit | 6 | 6 | 2019-06-06 | 399382 | Sus | Y | Animal¦Birdfound¦Fuse¦FailedFaulted
19-0064076 | Vegetation | Tree - fell into line | Conductor, Overhead | Broken, wire on ground | 2019 | Tier 2 - Elevated | Distribution Circuit | 6 | 7 | 2019-06-07 | 400307 | Sus | Y | Vegetation¦Treefellintoline¦ConductorOverhead¦Brokenwireonground
19-0064682 | Animal | Squirrel | Conductor, Overhead | Normal | 2019 | Tier 2 - Elevated | Distribution Circuit | 6 | 8 | 2019-06-08 | 401786 | Sus | Y | Animal¦Squirrel¦ConductorOverhead¦Normal
19-0065245 | Vegetation | Tree - cutting, PG&E contractor | Conductor, Overhead | Normal | 2019 | Tier 2 - Elevated | Distribution Circuit | 6 | 10 | 2019-06-10 | 403476 | Sus | Y | Vegetation¦TreecuttingPG&Econtractor¦ConductorOverhead¦Normal
19-0069838 | Equipment Failure/Involved | Overhead |  | Normal | 2019 | Tier 2 - Elevated | Transformer only | 6 | 19 | 2019-06-19 | 421692 | Sus | Y | EquipmentFailureInvolved¦Overhead¦¦Normal
19-0073293 | Company Initiated | Construction Activity/equip, company | Pole-Wood | Broken | 2019 | Tier 3 - Extreme | Distribution Circuit | 6 | 29 | 2019-06-29 | 436073 | Sus | Y | CompanyInitiated¦ConstructionActivityequipcompany¦PoleWood¦Broken
19-0074716 | Equipment Failure/Involved | Overhead | Crossarm, Wood | Broken | 2019 | Tier 3 - Extreme | Transformer only | 7 | 5 | 2019-07-05 | 441261 | Sus | Y | EquipmentFailureInvolved¦Overhead¦CrossarmWood¦Broken
19-0079879 | 3rd Party | Tree - cutting, 3rd party | Conductor, Overhead | Normal | 2019 | Tier 3 - Extreme | Distribution Circuit | 7 | 22 | 2019-07-22 | 467033 | Sus | Y | 3rdParty¦Treecutting3rdparty¦ConductorOverhead¦Normal
19-0084327 | Equipment Failure/Involved | Overhead | Jumper | Burned Open | 2019 | Tier 3 - Extreme | Distribution Circuit | 8 | 5 | 2019-08-05 | 483624 | Sus | Y | EquipmentFailureInvolved¦Overhead¦Jumper¦BurnedOpen
19-0094505 | Vegetation | Tree - fell into line | Pole-Wood | Broken, wire on ground | 2019 | Tier 2 - Elevated | Distribution Circuit | 9 | 2 | 2019-09-02 | 550674 | Sus | Y | Vegetation¦Treefellintoline¦PoleWood¦Brokenwireonground
19-0095159 | Equipment Failure/Involved | Overhead | Transformer | Failed/Faulted | 2019 | Tier 2 - Elevated | Transformer only | 9 | 4 | 2019-09-04 | 552107 | Sus | Y | EquipmentFailureInvolved¦Overhead¦Transformer¦FailedFaulted
19-0103502 | Unknown Cause | Patrol - found nothing |  |  | 2019 | Tier 2 - Elevated | Distribution Circuit | 9 | 25 | 2019-09-25 | 612853 | Sus | Y | UnknownCause¦Patrolfoundnothing¦¦
19-0103530 | Unknown Cause | Patrol - found nothing |  |  | 2019 | Tier 3 - Extreme | Distribution Circuit | 9 | 25 | 2019-09-25 | 613397 | Sus | Y | UnknownCause¦Patrolfoundnothing¦¦
19-0110840 | Vegetation | Tree - grew into line | Conductor, Overhead | Normal | 2019 | Tier 2 - Elevated | Distribution Circuit | 10 | 12 | 2019-10-12 | 655270 | Sus | Y | Vegetation¦Treegrewintoline¦ConductorOverhead¦Normal
19-0113697 | Equipment Failure/Involved | Overhead | Crossarm, Wood | Deteriorated | 2019 | Tier 2 - Elevated | Distribution Circuit | 10 | 19 | 2019-10-19 | 673174 | Sus | Y | EquipmentFailureInvolved¦Overhead¦CrossarmWood¦Deteriorated
19-0115918 | Wildfire Mitigation | Public Safety Power Shut-off | Circuit Breaker | Normal | 2019 | Tier 2 - Elevated | Distribution Circuit | 10 | 26 | 2019-10-26 | 681217 | Sus | Y | WildfireMitigation¦PublicSafetyPowerShutoff¦CircuitBreaker¦Normal
19-0122100 | Equipment Failure/Involved | Overhead | Regulator | Broken | 2019 | Tier 2 - Elevated | Distribution Circuit | 12 | 13 | 2019-12-13 | 738562 | Sus | N | EquipmentFailureInvolved¦Overhead¦Regulator¦Broken
19-0126314 | Unknown Cause | Patrol - found nothing |  |  | 2019 | Tier 2 - Elevated | Distribution Circuit | 11 | 19 | 2019-11-19 | 710216 | Sus | Y | UnknownCause¦Patrolfoundnothing¦¦
19-0126624 | Unknown Cause | Patrol - found nothing |  |  | 2019 | Tier 2 - Elevated | Distribution Circuit | 11 | 20 | 2019-11-20 | 710648 | Sus | Y | UnknownCause¦Patrolfoundnothing¦¦
19-0130145 | Unknown Cause | Patrol - found nothing |  |  | 2019 | Tier 2 - Elevated | Distribution Circuit | 11 | 27 | 2019-11-27 | 719830 | Sus | Y | UnknownCause¦Patrolfoundnothing¦¦
19-0130228 | Equipment Failure/Involved | Overhead | Conductor, Overhead | Together | 2019 | Tier 3 - Extreme | Distribution Circuit | 11 | 27 | 2019-11-27 | 720962 | Sus | Y | EquipmentFailureInvolved¦Overhead¦ConductorOverhead¦Together
19-0130249 | Vegetation | Tree - fell into line | Conductor, Overhead | Together | 2019 | Tier 3 - Extreme | Distribution Circuit | 11 | 26 | 2019-11-26 | 718466 | Sus | Y | Vegetation¦Treefellintoline¦ConductorOverhead¦Together
19-0130718 | Unknown Cause | Patrol - not conducted |  |  | 2019 | Tier 2 - Elevated | Distribution Circuit | 11 | 27 | 2019-11-27 | 722294 | Sus | Y | UnknownCause¦Patrolnotconducted¦¦
19-0131492 | Equipment Failure/Involved | Overhead | Pole-Wood | Broken | 2019 | Tier 2 - Elevated | Distribution Circuit | 11 | 30 | 2019-11-30 | 724371 | Sus | Y | EquipmentFailureInvolved¦Overhead¦PoleWood¦Broken
19-0131734 | Vegetation | Tree - fell into line | Pole-Wood | Broken, wire on ground | 2019 | Tier 2 - Elevated | Distribution Circuit | 11 | 30 | 2019-11-30 | 725283 | Sus | Y | Vegetation¦Treefellintoline¦PoleWood¦Brokenwireonground
19-0131931 | Vegetation | Tree - fell into line | Conductor, Overhead | Broken, wire on ground | 2019 | Tier 2 - Elevated | Distribution Circuit | 12 | 1 | 2019-12-01 | 725500 | Sus | N | Vegetation¦Treefellintoline¦ConductorOverhead¦Brokenwireonground
19-0134990 | Vegetation | Tree - fell into line | Conductor, Overhead | Together | 2019 | Tier 2 - Elevated | Distribution Circuit | 12 | 7 | 2019-12-07 | 733492 | Sus | N | Vegetation¦Treefellintoline¦ConductorOverhead¦Together
19-0134998 | Vegetation | Tree - branch fell on line | Pole-Wood | Broken, wire on ground | 2019 | Tier 2 - Elevated | Distribution Circuit | 12 | 7 | 2019-12-07 | 733229 | Sus | N | Vegetation¦Treebranchfellonline¦PoleWood¦Brokenwireonground
20-0005750 | Unknown Cause | Patrol - found nothing |  |  | 2020 | Tier 2 - Elevated | Distribution Circuit | 1 | 6 | 2020-01-06 | 755936 | Sus | N | UnknownCause¦Patrolfoundnothing¦¦
20-0008599 | Equipment Failure/Involved | Overhead | Transformer | Failed/Faulted | 2020 | Tier 2 - Elevated | Transformer only | 1 | 14 | 2020-01-14 | 760849 | Sus | N | EquipmentFailureInvolved¦Overhead¦Transformer¦FailedFaulted
20-0009677 | Vegetation | Tree - fell into line | Conductor, Overhead | Normal | 2020 | Tier 2 - Elevated | Distribution Circuit | 1 | 16 | 2020-01-16 | 762402 | Sus | N | Vegetation¦Treefellintoline¦ConductorOverhead¦Normal
20-0018896 | Vegetation | Tree - fell into line | Crossarm, Wood | Broken | 2020 | Tier 3 - Extreme | Distribution Circuit | 2 | 9 | 2020-02-09 | 780930 | Sus | N | Vegetation¦Treefellintoline¦CrossarmWood¦Broken
20-0018896 | Vegetation | Tree - fell into line | Crossarm, Wood | Broken | 2020 | Tier 3 - Extreme | Distribution Circuit | 2 | 9 | 2020-02-09 | 780930 | Sus | N | Vegetation¦Treefellintoline¦CrossarmWood¦Broken
20-0019147 | Vegetation | Tree - fell into line | Crossarm, Wood | Broken, wire on ground | 2020 | Tier 2 - Elevated | Distribution Circuit | 2 | 9 | 2020-02-09 | 782033 | Sus | N | Vegetation¦Treefellintoline¦CrossarmWood¦Brokenwireonground
20-0019244 | Vegetation | Tree - fell into line | Conductor, Overhead | Broken, wire on ground | 2020 | Tier 3 - Extreme | Distribution Circuit | 2 | 9 | 2020-02-09 | 783984 | Sus | N | Vegetation¦Treefellintoline¦ConductorOverhead¦Brokenwireonground
20-0024181 | Equipment Failure/Involved | Overhead | Pole-Wood | Broken | 2020 | Tier 2 - Elevated | Distribution Circuit | 2 | 20 | 2020-02-20 | 796968 | Sus | N | EquipmentFailureInvolved¦Overhead¦PoleWood¦Broken
20-0025830 | Vegetation | Tree - fell into line | Conductor, Overhead | Normal | 2020 | Tier 3 - Extreme | Distribution Circuit | 2 | 25 | 2020-02-25 | 809575 | Sus | N | Vegetation¦Treefellintoline¦ConductorOverhead¦Normal
20-0027610 | Vegetation | Tree - branch fell on line | Fuse | Failed/Faulted | 2020 | Tier 3 - Extreme | Distribution Circuit | 3 | 1 | 2020-03-01 | 821085 | Sus | N | Vegetation¦Treebranchfellonline¦Fuse¦FailedFaulted
20-0027954 | Unknown Cause | Patrol - found nothing |  |  | 2020 | Tier 3 - Extreme | Distribution Circuit | 3 | 2 | 2020-03-02 | 823453 | Sus | N | UnknownCause¦Patrolfoundnothing¦¦
20-0028324 | Unknown Cause | Patrol - found nothing |  |  | 2020 | Tier 2 - Elevated | Distribution Circuit | 3 | 3 | 2020-03-03 | 826699 | Sus | N | UnknownCause¦Patrolfoundnothing¦¦
20-0028947 | 3rd Party | Vehicle | Transformer (UG) | Deteriorated | 2020 | Tier 3 - Extreme | Distribution Circuit | 3 | 5 | 2020-03-05 | 831376 | Sus | N | 3rdParty¦Vehicle¦Transformer(UG)¦Deteriorated
20-0029680 | Unknown Cause | Patrol - found nothing |  |  | 2020 | Tier 2 - Elevated | Distribution Circuit | 3 | 6 | 2020-03-06 | 837575 | Sus | N | UnknownCause¦Patrolfoundnothing¦¦
20-0032503 | Vegetation | Tree - fell into line | Pole-Wood | Broken | 2020 | Tier 2 - Elevated | Distribution Circuit | 3 | 16 | 2020-03-16 | 853391 | Sus | N | Vegetation¦Treefellintoline¦PoleWood¦Broken
20-0033243 | Vegetation | Tree - branch fell on line | Service conductor | Broken, wire on ground | 2020 | Tier 3 - Extreme | Transformer only | 3 | 16 | 2020-03-16 | 856412 | Sus | N | Vegetation¦Treebranchfellonline¦Serviceconductor¦Brokenwireonground
20-0033891 | Vegetation | Tree - branch fell on line | Conductor, Overhead | Normal | 2020 | Tier 3 - Extreme | Distribution Circuit | 3 | 17 | 2020-03-17 | 858327 | Sus | N | Vegetation¦Treebranchfellonline¦ConductorOverhead¦Normal
20-0033906 | Vegetation | Tree - fell into line | Conductor, Overhead | Normal | 2020 | Tier 3 - Extreme | Distribution Circuit | 3 | 15 | 2020-03-15 | 858396 | Sus | N | Vegetation¦Treefellintoline¦ConductorOverhead¦Normal
20-0036092 | Equipment Failure/Involved | Overhead | Crossarm, Wood | Broken | 2020 | Tier 3 - Extreme | Distribution Circuit | 3 | 25 | 2020-03-25 | 865386 | Sus | N | EquipmentFailureInvolved¦Overhead¦CrossarmWood¦Broken
20-0038556 | Vegetation | Tree - branch fell on line | Conductor, Overhead | Normal | 2020 | Tier 3 - Extreme | Distribution Circuit | 4 | 5 | 2020-04-05 | 882900 | Sus | N | Vegetation¦Treebranchfellonline¦ConductorOverhead¦Normal
20-0040886 | Equipment Failure/Involved | Overhead | Crossarm, Wood | Broken, wire on ground | 2020 | Tier 2 - Elevated | Distribution Circuit | 4 | 13 | 2020-04-13 | 894606 | Sus | N | EquipmentFailureInvolved¦Overhead¦CrossarmWood¦Brokenwireonground
20-0041293 | Vegetation | Tree - branch fell on line | Conductor, Overhead | Normal | 2020 | Tier 3 - Extreme | Distribution Circuit | 4 | 14 | 2020-04-14 | 895316 | Sus | N | Vegetation¦Treebranchfellonline¦ConductorOverhead¦Normal
20-0051801 | Unknown Cause | Patrol - found nothing |  |  | 2020 | Tier 2 - Elevated | Distribution Circuit | 5 | 19 | 2020-05-19 | 917500 | Sus | Y | UnknownCause¦Patrolfoundnothing¦¦
20-0055150 | Equipment Failure/Involved | Overhead | Transformer | Failed/Faulted | 2020 | Tier 3 - Extreme | Transformer only | 5 | 28 | 2020-05-28 | 924214 | Sus | Y | EquipmentFailureInvolved¦Overhead¦Transformer¦FailedFaulted
20-0055396 | Unknown Cause | Patrol - not conducted |  |  | 2020 | Tier 3 - Extreme | Distribution Circuit | 5 | 28 | 2020-05-28 | 924698 | Sus | Y | UnknownCause¦Patrolnotconducted¦¦
20-0059456 | Vegetation | Tree - branch fell on line | Conductor, Overhead | Normal | 2020 | Tier 3 - Extreme | Distribution Circuit | 6 | 9 | 2020-06-09 | 935557 | Sus | Y | Vegetation¦Treebranchfellonline¦ConductorOverhead¦Normal
20-0060910 | Vegetation | Tree - fell into line | Connector or Splice (OH) | Broken, wire on ground | 2020 | Tier 2 - Elevated | Distribution Circuit | 6 | 13 | 2020-06-13 | 938318 | Sus | Y | Vegetation¦Treefellintoline¦ConnectororSplice(OH)¦Brokenwireonground
20-0062203 | Equipment Failure/Involved | Overhead | Cutout, fuse holder | Broken | 2020 | Tier 3 - Extreme | Distribution Circuit | 6 | 17 | 2020-06-17 | 941048 | Sus | Y | EquipmentFailureInvolved¦Overhead¦Cutoutfuseholder¦Broken
20-0066786 | 3rd Party | Tree - cutting, 3rd party | Conductor, Overhead | Together | 2020 | Tier 2 - Elevated | Distribution Circuit | 6 | 30 | 2020-06-30 | 954945 | Sus | Y | 3rdParty¦Treecutting3rdparty¦ConductorOverhead¦Together
20-0071868 | Unknown Cause | Patrol - found nothing |  |  | 2020 | Tier 3 - Extreme | Distribution Circuit | 7 | 14 | 2020-07-14 | 964592 | Sus | Y | UnknownCause¦Patrolfoundnothing¦¦
20-0083391 | Unknown Cause | Patrol - found nothing |  |  | 2020 | Tier 3 - Extreme | Distribution Circuit | 8 | 13 | 2020-08-13 | 997168 | Sus | Y | UnknownCause¦Patrolfoundnothing¦¦
20-0086172 | Equipment Failure/Involved | Overhead | Conductor, Overhead | Broken | 2020 | Tier 2 - Elevated | Distribution Circuit | 8 | 17 | 2020-08-17 | 1017658 | Sus | Y | EquipmentFailureInvolved¦Overhead¦ConductorOverhead¦Broken
20-0086280 | Equipment Failure/Involved | Overhead | Transformer (OH) | Failed/Faulted | 2020 | Tier 3 - Extreme | Transformer only | 8 | 17 | 2020-08-17 | 1017779 | Sus | Y | EquipmentFailureInvolved¦Overhead¦Transformer(OH)¦FailedFaulted
20-0086805 | Environmental/External | Lightning | Transformer (OH) | Burned/flashed | 2020 | Tier 2 - Elevated | Transformer only | 8 | 16 | 2020-08-16 | 1016506 | Sus | Y | EnvironmentalExternal¦Lightning¦Transformer(OH)¦Burnedflashed
20-0086854 | Unknown Cause | Patrol - found nothing |  |  | 2020 | Tier 2 - Elevated | Distribution Circuit | 8 | 18 | 2020-08-18 | 1019442 | Sus | Y | UnknownCause¦Patrolfoundnothing¦¦
20-0087279 | Unknown Cause | Patrol - found nothing |  |  | 2020 | Tier 2 - Elevated | Distribution Circuit | 8 | 19 | 2020-08-19 | 1021696 | Sus | Y | UnknownCause¦Patrolfoundnothing¦¦
20-0094654 | Vegetation | Tree - fell into line | Transformer | Broken | 2020 | Tier 3 - Extreme | Transformer only | 9 | 7 | 2020-09-07 | 1059242 | Sus | Y | Vegetation¦Treefellintoline¦Transformer¦Broken
20-0095779 | Vegetation | Tree - fell into line | Crossarm, Wood | Broken | 2020 | Tier 3 - Extreme | Distribution Circuit | 9 | 9 | 2020-09-09 | 1062502 | Sus | Y | Vegetation¦Treefellintoline¦CrossarmWood¦Broken
20-0096078 | Environmental/External | Fire, Forest/Grass | Transformer (OH) | Normal | 2020 | Tier 3 - Extreme | Transformer only | 8 | 20 | 2020-08-20 | 1063570 | Sus | Y | EnvironmentalExternal¦FireForestGrass¦Transformer(OH)¦Normal
20-0096211 | Environmental/External | Fire, Forest/Grass | Transformer | Normal | 2020 | Tier 3 - Extreme | Transformer only | 9 | 10 | 2020-09-10 | 1063982 | Sus | Y | EnvironmentalExternal¦FireForestGrass¦Transformer¦Normal
20-0097865 | Equipment Failure/Involved | Overhead | Transformer (OH) | Failed/Faulted | 2020 | Tier 2 - Elevated | Transformer only | 9 | 15 | 2020-09-15 | 1072415 | Sus | Y | EquipmentFailureInvolved¦Overhead¦Transformer(OH)¦FailedFaulted
20-0104171 | Environmental/External | Fire, Forest/Grass | Conductor, Overhead | Bent or Twisted | 2020 | Tier 2 - Elevated | Distribution Circuit | 10 | 1 | 2020-10-01 | 1105837 | Sus | Y | EnvironmentalExternal¦FireForestGrass¦ConductorOverhead¦BentorTwisted
20-0107872 | Vegetation | Tree - fell into line | Conductor, Overhead | Normal | 2020 | Tier 3 - Extreme | Distribution Circuit | 10 | 12 | 2020-10-12 | 1116046 | Sus | Y | Vegetation¦Treefellintoline¦ConductorOverhead¦Normal
20-0108964 | Unknown Cause | Patrol - found nothing |  |  | 2020 | Tier 3 - Extreme | Distribution Circuit | 10 | 15 | 2020-10-15 | 1118272 | Sus | Y | UnknownCause¦Patrolfoundnothing¦¦
20-0114959 | Equipment Failure/Involved | Overhead | Transformer (OH) | Failed/Faulted | 2020 | Tier 3 - Extreme | Transformer only | 10 | 29 | 2020-10-29 | 1131767 | Sus | Y | EquipmentFailureInvolved¦Overhead¦Transformer(OH)¦FailedFaulted
20-0118376 | Environmental/External | Lightning | Transformer (OH) | Failed/Faulted | 2020 | Tier 3 - Extreme | Distribution Circuit | 11 | 8 | 2020-11-08 | 1139078 | Sus | Y | EnvironmentalExternal¦Lightning¦Transformer(OH)¦FailedFaulted
20-0125147 | Unknown Cause | Patrol - found nothing |  |  | 2020 | Tier 2 - Elevated | Distribution Circuit | 11 | 25 | 2020-11-25 | 1154462 | Sus | Y | UnknownCause¦Patrolfoundnothing¦¦
21-0010172 | Vegetation | Tree - branch fell on line | Conductor, Overhead | Normal | 2021 | Tier 3 - Extreme | Distribution Circuit | 1 | 19 | 2021-01-19 | 1214309 | Sus | N | Vegetation¦Treebranchfellonline¦ConductorOverhead¦Normal
21-0010502 | Vegetation | Tree - fell into line | Pole-Wood | Broken, wire on ground | 2021 | Tier 2 - Elevated | Distribution Circuit | 1 | 19 | 2021-01-19 | 1214493 | Sus | N | Vegetation¦Treefellintoline¦PoleWood¦Brokenwireonground
21-0010959 | Equipment Failure/Involved | Overhead | Pole-Wood | Broken | 2021 | Tier 2 - Elevated | Distribution Circuit | 1 | 19 | 2021-01-19 | 1217530 | Sus | N | EquipmentFailureInvolved¦Overhead¦PoleWood¦Broken
21-0012237 | Vegetation | Tree - branch fell on line | Conductor, Overhead | Broken, wire on ground | 2021 | Tier 3 - Extreme | Distribution Circuit | 1 | 19 | 2021-01-19 | 1220123 | Sus | N | Vegetation¦Treebranchfellonline¦ConductorOverhead¦Brokenwireonground
21-0013726 | Vegetation | Tree - branch fell on line | Conductor, Overhead | Normal | 2021 | Tier 3 - Extreme | Distribution Circuit | 1 | 25 | 2021-01-25 | 1223048 | Sus | N | Vegetation¦Treebranchfellonline¦ConductorOverhead¦Normal
21-0014782 | Unknown Cause | Patrol - found nothing |  |  | 2021 | Tier 2 - Elevated | Transformer only | 1 | 26 | 2021-01-26 | 1225856 | Sus | N | UnknownCause¦Patrolfoundnothing¦¦
21-0015298 | Unknown Cause | Patrol - found nothing |  |  | 2021 | Tier 2 - Elevated | Distribution Circuit | 1 | 26 | 2021-01-26 | 1227955 | Sus | N | UnknownCause¦Patrolfoundnothing¦¦
21-0016655 | Equipment Failure/Involved | Overhead | Fuse | Broken | 2021 | Tier 2 - Elevated | Distribution Circuit | 1 | 27 | 2021-01-27 | 1236427 | Sus | N | EquipmentFailureInvolved¦Overhead¦Fuse¦Broken
21-0028261 | Unknown Cause | Patrol - found nothing |  |  | 2021 | Tier 2 - Elevated | Distribution Circuit | 2 | 22 | 2021-02-22 | 1259638 | Sus | N | UnknownCause¦Patrolfoundnothing¦¦
21-0029756 | Equipment Failure/Involved | Overhead | Transformer (OH) | Failed/Faulted | 2021 | Tier 2 - Elevated | Transformer only | 2 | 25 | 2021-02-25 | 1262578 | Sus | N | EquipmentFailureInvolved¦Overhead¦Transformer(OH)¦FailedFaulted
21-0031985 | Equipment Failure/Involved | Overhead | Other | Normal | 2021 | Tier 2 - Elevated | Distribution Circuit | 3 | 4 | 2021-03-04 | 1266878 | Sus | N | EquipmentFailureInvolved¦Overhead¦Other¦Normal
21-0033140 | Unknown Cause | Patrol - found nothing |  |  | 2021 | Tier 2 - Elevated | Distribution Circuit | 3 | 7 | 2021-03-07 | 1272693 | Sus | N | UnknownCause¦Patrolfoundnothing¦¦
21-0034464 | Unknown Cause | Patrol - not conducted |  |  | 2021 | Tier 2 - Elevated | Distribution Circuit | 3 | 10 | 2021-03-10 | 1276676 | Sus | N | UnknownCause¦Patrolnotconducted¦¦
21-0034629 | Vegetation | Tree - branch fell on line | Conductor, Overhead | Normal | 2021 | Tier 3 - Extreme | Distribution Circuit | 3 | 10 | 2021-03-10 | 1277167 | Sus | N | Vegetation¦Treebranchfellonline¦ConductorOverhead¦Normal
21-0035099 | Vegetation | Tree - fell into line | Conductor, Overhead | Broken, wire on ground | 2021 | Tier 3 - Extreme | Distribution Circuit | 3 | 11 | 2021-03-11 | 1278364 | Sus | N | Vegetation¦Treefellintoline¦ConductorOverhead¦Brokenwireonground
21-0035107 | Vegetation | Tree - fell into line | Lightning Arrestor | Broken, wire on ground | 2021 | Tier 3 - Extreme | Distribution Circuit | 3 | 11 | 2021-03-11 | 1278368 | Sus | N | Vegetation¦Treefellintoline¦LightningArrestor¦Brokenwireonground
21-0045257 | Unknown Cause | Patrol - found nothing |  |  | 2021 | Tier 3 - Extreme | Distribution Circuit | 4 | 6 | 2021-04-06 | 1307550 | Sus | N | UnknownCause¦Patrolfoundnothing¦¦
21-0046762 | Vegetation | Tree - branch fell on line | Conductor, Overhead | Normal | 2021 | Tier 2 - Elevated | Distribution Circuit | 4 | 9 | 2021-04-09 | 1312024 | Sus | N | Vegetation¦Treebranchfellonline¦ConductorOverhead¦Normal
21-0046796 | Unknown Cause | Patrol - found nothing |  |  | 2021 | Tier 3 - Extreme | Distribution Circuit | 4 | 9 | 2021-04-09 | 1312055 | Sus | N | UnknownCause¦Patrolfoundnothing¦¦
21-0052178 | Vegetation | Tree - branch fell on line | Conductor, Overhead | Normal | 2021 | Tier 2 - Elevated | Distribution Circuit | 4 | 22 | 2021-04-22 | 1329303 | Sus | N | Vegetation¦Treebranchfellonline¦ConductorOverhead¦Normal
21-0054301 | Unknown Cause | Patrol - found nothing |  |  | 2021 | Tier 2 - Elevated | Distribution Circuit | 4 | 28 | 2021-04-28 | 1336062 | Sus | N | UnknownCause¦Patrolfoundnothing¦¦
21-0061918 | Equipment Failure/Involved | Underground | Conductor, Underground | Deteriorated | 2021 | Tier 2 - Elevated | Distribution Circuit | 5 | 15 | 2021-05-15 | 1350238 | Sus | Y | EquipmentFailureInvolved¦Underground¦ConductorUnderground¦Deteriorated
21-0063508 | Equipment Failure/Involved | Overhead | Cutout, fuse holder | Burned/flashed | 2021 | Tier 3 - Extreme | Transformer only | 5 | 19 | 2021-05-19 | 1353533 | Sus | Y | EquipmentFailureInvolved¦Overhead¦Cutoutfuseholder¦Burnedflashed
21-0070862 | Unknown Cause | Patrol - found nothing |  |  | 2021 | Tier 2 - Elevated | Distribution Circuit | 6 | 7 | 2021-06-07 | 1367560 | Sus | Y | UnknownCause¦Patrolfoundnothing¦¦
21-0073723 | 3rd Party | Vehicle | Pole-Wood | Broken | 2021 | Tier 2 - Elevated | Distribution Circuit | 6 | 14 | 2021-06-14 | 1372481 | Sus | Y | 3rdParty¦Vehicle¦PoleWood¦Broken
21-0088800 | Equipment Failure/Involved | Overhead | Transformer (OH) | Failed/Faulted | 2021 | Tier 3 - Extreme | Distribution Circuit | 7 | 13 | 2021-07-13 | 1402613 | Sus | Y | EquipmentFailureInvolved¦Overhead¦Transformer(OH)¦FailedFaulted
21-0088921 | Unknown Cause | Patrol - found nothing |  |  | 2021 | Tier 3 - Extreme | Transformer only | 7 | 13 | 2021-07-13 | 1403310 | Sus | Y | UnknownCause¦Patrolfoundnothing¦¦
21-0091031 | Unknown Cause | Patrol - found nothing |  |  | 2021 | Tier 2 - Elevated | Distribution Circuit | 7 | 16 | 2021-07-16 | 1406314 | Sus | Y | UnknownCause¦Patrolfoundnothing¦¦
21-0102954 | Equipment Failure/Involved | Overhead | Pole-Wood | Broken | 2021 | Tier 2 - Elevated | Distribution Circuit | 8 | 11 | 2021-08-11 | 1439940 | Sus | Y | EquipmentFailureInvolved¦Overhead¦PoleWood¦Broken
21-0104543 | Equipment Failure/Involved | Overhead | Pole-Wood | Broken | 2021 | Tier 2 - Elevated | Distribution Circuit | 8 | 14 | 2021-08-14 | 1442539 | Sus | Y | EquipmentFailureInvolved¦Overhead¦PoleWood¦Broken
21-0104694 | Equipment Failure/Involved | Overhead | Transformer (OH) | Failed/Faulted | 2021 | Tier 3 - Extreme | Transformer only | 8 | 14 | 2021-08-14 | 1442526 | Sus | Y | EquipmentFailureInvolved¦Overhead¦Transformer(OH)¦FailedFaulted
21-0106145 | Equipment Failure/Involved | Overhead | Transformer (OH) | Failed/Faulted | 2021 | Tier 2 - Elevated | Transformer only | 8 | 18 | 2021-08-18 | 1446367 | Sus | Y | EquipmentFailureInvolved¦Overhead¦Transformer(OH)¦FailedFaulted
21-0114541 | Unknown Cause | Patrol - found nothing |  |  | 2021 | Tier 2 - Elevated | Distribution Circuit | 9 | 8 | 2021-09-08 | 1464307 | Sus | Y | UnknownCause¦Patrolfoundnothing¦¦
21-0115598 | Animal | Squirrel | Conductor, Overhead | Normal | 2021 | Tier 3 - Extreme | Distribution Circuit | 9 | 9 | 2021-09-09 | 1466410 | Sus | Y | Animal¦Squirrel¦ConductorOverhead¦Normal
21-0115709 | Unknown Cause | Patrol - found nothing |  |  | 2021 | Tier 2 - Elevated | Distribution Circuit | 9 | 10 | 2021-09-10 | 1467308 | Sus | Y | UnknownCause¦Patrolfoundnothing¦¦
21-0116098 | Equipment Failure/Involved | Overhead | Transformer (OH) | Failed/Faulted | 2021 | Tier 2 - Elevated | Transformer only | 10 | 1 | 2021-10-01 | 1484979 | Sus | Y | EquipmentFailureInvolved¦Overhead¦Transformer(OH)¦FailedFaulted
21-0116478 | Unknown Cause | Patrol - found nothing |  |  | 2021 | Tier 2 - Elevated | Distribution Circuit | 9 | 12 | 2021-09-12 | 1469913 | Sus | Y | UnknownCause¦Patrolfoundnothing¦¦
21-0120201 | Vegetation | Tree - fell into line | Conductor, Overhead | Normal | 2021 | Tier 3 - Extreme | Distribution Circuit | 9 | 20 | 2021-09-20 | 1476725 | Sus | Y | Vegetation¦Treefellintoline¦ConductorOverhead¦Normal
21-0131339 | Equipment Failure/Involved | Overhead | Pole-Wood | Broken | 2021 | Tier 2 - Elevated | Distribution Circuit | 10 | 14 | 2021-10-14 | 1497907 | Sus | Y | EquipmentFailureInvolved¦Overhead¦PoleWood¦Broken
21-0134549 | Vegetation | Tree - fell into line | Conductor, Overhead | Broken, wire on ground | 2021 | Tier 2 - Elevated | Distribution Circuit | 10 | 21 | 2021-10-21 | 1504692 | Sus | Y | Vegetation¦Treefellintoline¦ConductorOverhead¦Brokenwireonground
21-0134806 | Equipment Failure/Involved | Overhead | Transformer (OH) | Burned/flashed | 2021 | Tier 3 - Extreme | Transformer only | 10 | 21 | 2021-10-21 | 1505107 | Sus | Y | EquipmentFailureInvolved¦Overhead¦Transformer(OH)¦Burnedflashed
21-0134944 | Vegetation | Tree - branch fell on line | Conductor, Overhead | Normal | 2021 | Tier 3 - Extreme | Distribution Circuit | 10 | 22 | 2021-10-22 | 1505469 | Sus | Y | Vegetation¦Treebranchfellonline¦ConductorOverhead¦Normal
21-0135791 | Vegetation | Tree - fell into line | Secondary | Broken, wire on ground | 2021 | Tier 3 - Extreme | Distribution Circuit | 10 | 24 | 2021-10-24 | 1508898 | Sus | Y | Vegetation¦Treefellintoline¦Secondary¦Brokenwireonground
21-0136457 | Vegetation | Tree - fell into line | Conductor, Overhead | Normal | 2021 | Tier 2 - Elevated | Distribution Circuit | 10 | 24 | 2021-10-24 | 1513387 | Sus | Y | Vegetation¦Treefellintoline¦ConductorOverhead¦Normal
21-0142551 | Equipment Failure/Involved | Overhead | Transformer (OH) | Broken | 2021 | Tier 2 - Elevated | Distribution Circuit | 11 | 4 | 2021-11-04 | 1534679 | Sus | Y | EquipmentFailureInvolved¦Overhead¦Transformer(OH)¦Broken
21-0145057 | Unknown Cause | Patrol - found nothing |  |  | 2021 | Tier 3 - Extreme | Transformer only | 11 | 12 | 2021-11-12 | 1541108 | Sus | Y | UnknownCause¦Patrolfoundnothing¦¦
21-0145461 | Vegetation | Tree - fell into line | Conductor, Overhead | Broken, wire on ground | 2021 | Tier 2 - Elevated | Distribution Circuit | 11 | 14 | 2021-11-14 | 1543994 | Sus | Y | Vegetation¦Treefellintoline¦ConductorOverhead¦Brokenwireonground
21-0147607 | Equipment Failure/Involved | Overhead | Pole-Wood | Deteriorated | 2021 | Tier 2 - Elevated | Distribution Circuit | 11 | 18 | 2021-11-18 | 1548753 | Sus | Y | EquipmentFailureInvolved¦Overhead¦PoleWood¦Deteriorated
21-0158011 | Vegetation | Tree - branch fell on line | Conductor, Overhead | Normal | 2021 | Tier 2 - Elevated | Distribution Circuit | 12 | 14 | 2021-12-14 | 1569776 | Sus | N | Vegetation¦Treebranchfellonline¦ConductorOverhead¦Normal
21-0158488 | Vegetation | Tree - palm frond fell into line | Conductor, Overhead | Normal | 2021 | Tier 2 - Elevated | Distribution Circuit | 12 | 15 | 2021-12-15 | 1572871 | Sus | N | Vegetation¦Treepalmfrondfellintoline¦ConductorOverhead¦Normal
21-0158488 | Vegetation | Tree - palm frond fell into line | Conductor, Overhead | Normal | 2021 | Tier 2 - Elevated | Distribution Circuit | 12 | 15 | 2021-12-15 | 1572871 | Sus | N | Vegetation¦Treepalmfrondfellintoline¦ConductorOverhead¦Normal
21-0159377 | Vegetation | Tree - fell into line | Conductor, Overhead | Broken, wire on ground | 2021 | Tier 3 - Extreme | Transformer only | 12 | 17 | 2021-12-17 | 1575902 | Sus | N | Vegetation¦Treefellintoline¦ConductorOverhead¦Brokenwireonground
21-0160267 | Unknown Cause | Patrol - found nothing |  |  | 2021 | Tier 2 - Elevated | Distribution Circuit | 12 | 23 | 2021-12-23 | 1579675 | Sus | N | UnknownCause¦Patrolfoundnothing¦¦
21-0161039 | Environmental/External | Ice or snow | Conductor, Overhead | Normal | 2021 | Tier 3 - Extreme | Distribution Circuit | 12 | 27 | 2021-12-27 | 1585296 | Sus | N | EnvironmentalExternal¦Iceorsnow¦ConductorOverhead¦Normal
21-0161179 | Vegetation | Tree - bark fell into line | Conductor, Overhead | Normal | 2021 | Tier 3 - Extreme | Distribution Circuit | 12 | 27 | 2021-12-27 | 1584294 | Sus | N | Vegetation¦Treebarkfellintoline¦ConductorOverhead¦Normal
21-0161375 | Equipment Failure/Involved | Overhead | Crossarm, Wood | Broken | 2021 | Tier 2 - Elevated | Distribution Circuit | 12 | 28 | 2021-12-28 | 1586991 | Sus | N | EquipmentFailureInvolved¦Overhead¦CrossarmWood¦Broken
22-0005718 | Vegetation | Tree - fell into line | Conductor, Overhead | Broken, wire on ground | 2021 | Tier 2 - Elevated | Distribution Circuit | 12 | 27 | 2021-12-27 | 1594167 | Sus | N | Vegetation¦Treefellintoline¦ConductorOverhead¦Brokenwireonground
22-0005743 | Environmental/External | Ice or snow | Conductor, Overhead | Broken, wire on ground | 2021 | Tier 3 - Extreme | Distribution Circuit | 12 | 27 | 2021-12-27 | 1594267 | Sus | N | EnvironmentalExternal¦Iceorsnow¦ConductorOverhead¦Brokenwireonground
22-0005939 | Vegetation | Tree - fell into line | Conductor, Overhead | Broken, wire on ground | 2022 | Tier 3 - Extreme | Distribution Circuit | 1 | 4 | 2022-01-04 | 1594746 | Sus | N | Vegetation¦Treefellintoline¦ConductorOverhead¦Brokenwireonground
22-0006081 | Equipment Failure/Involved | Overhead | Cutout, fuse holder | Malfunctioning | 2022 | Tier 3 - Extreme | Transformer only | 1 | 4 | 2022-01-04 | 1594728 | Sus | N | EquipmentFailureInvolved¦Overhead¦Cutoutfuseholder¦Malfunctioning
22-0007570 | Vegetation | Tree - fell into line | Crossarm, Wood | Broken | 2021 | Tier 2 - Elevated | Distribution Circuit | 12 | 27 | 2021-12-27 | 1598089 | Sus | N | Vegetation¦Treefellintoline¦CrossarmWood¦Broken
22-0008084 | Unknown Cause | Patrol - found nothing |  |  | 2022 | Tier 3 - Extreme | Distribution Circuit | 1 | 9 | 2022-01-09 | 1598931 | Sus | N | UnknownCause¦Patrolfoundnothing¦¦
22-0010619 | Equipment Failure/Involved | Overhead | Transformer (OH) | Failed/Faulted | 2022 | Tier 2 - Elevated | Distribution Circuit | 1 | 18 | 2022-01-18 | 1604124 | Sus | N | EquipmentFailureInvolved¦Overhead¦Transformer(OH)¦FailedFaulted
22-0015312 | 3rd Party | Vehicle | Conductor, Overhead | Bent or Twisted | 2022 | Tier 2 - Elevated | Distribution Circuit | 1 | 27 | 2022-01-27 | 1614327 | Sus | N | 3rdParty¦Vehicle¦ConductorOverhead¦BentorTwisted
22-0016651 | Unknown Cause | Patrol - found nothing |  |  | 2022 | Tier 3 - Extreme | Distribution Circuit | 1 | 31 | 2022-01-31 | 1617529 | Sus | N | UnknownCause¦Patrolfoundnothing¦¦
22-0018888 | Animal | Squirrel | Transformer (OH) | Burned/flashed | 2022 | Tier 2 - Elevated | Distribution Circuit | 2 | 4 | 2022-02-04 | 1621442 | Sus | N | Animal¦Squirrel¦Transformer(OH)¦Burnedflashed
22-0020678 | Equipment Failure/Involved | Overhead | Woodpin | Broken | 2022 | Tier 2 - Elevated | Distribution Circuit | 2 | 10 | 2022-02-10 | 1624618 | Sus | N | EquipmentFailureInvolved¦Overhead¦Woodpin¦Broken
22-0023228 | Vegetation | Tree - fell into line | Conductor, Overhead | Normal | 2022 | Tier 2 - Elevated | Distribution Circuit | 2 | 16 | 2022-02-16 | 1629467 | Sus | N | Vegetation¦Treefellintoline¦ConductorOverhead¦Normal
22-0028181 | Unknown Cause | Patrol - found nothing |  |  | 2022 | Tier 3 - Extreme | Distribution Circuit | 3 | 1 | 2022-03-01 | 1640002 | Sus | N | UnknownCause¦Patrolfoundnothing¦¦
22-0053683 | Animal | Squirrel | Conductor, Overhead | Normal | 2022 | Tier 2 - Elevated | Distribution Circuit | 4 | 23 | 2022-04-23 | 1679994 | Sus | N | Animal¦Squirrel¦ConductorOverhead¦Normal
22-0053775 | Equipment Failure/Involved | Overhead | Transformer (OH) | Failed/Faulted | 2022 | Tier 3 - Extreme | Transformer only | 4 | 24 | 2022-04-24 | 1680332 | Sus | N | EquipmentFailureInvolved¦Overhead¦Transformer(OH)¦FailedFaulted
22-0062251 | Unknown Cause | Patrol - not conducted |  |  | 2022 | Tier 3 - Extreme | Distribution Circuit | 5 | 15 | 2022-05-15 | 1696863 | Sus | Y | UnknownCause¦Patrolnotconducted¦¦
22-0063254 | Unknown Cause | Patrol - found nothing |  |  | 2022 | Tier 3 - Extreme | Distribution Circuit | 5 | 18 | 2022-05-18 | 1699367 | Sus | Y | UnknownCause¦Patrolfoundnothing¦¦
22-0064150 | Vegetation | Tree - fell into line | Crossarm, Wood | Broken, wire on ground | 2022 | Tier 2 - Elevated | Distribution Circuit | 5 | 19 | 2022-05-19 | 1704783 | Sus | Y | Vegetation¦Treefellintoline¦CrossarmWood¦Brokenwireonground
22-0065303 | Equipment Failure/Involved | Overhead | Cutout, fuse holder | Broken | 2022 | Tier 2 - Elevated | Distribution Circuit | 5 | 23 | 2022-05-23 | 1708164 | Sus | Y | EquipmentFailureInvolved¦Overhead¦Cutoutfuseholder¦Broken
22-0070274 | Unknown Cause | Patrol - found nothing |  |  | 2022 | Tier 2 - Elevated | Distribution Circuit | 6 | 5 | 2022-06-05 | 1719413 | Sus | Y | UnknownCause¦Patrolfoundnothing¦¦
22-0074812 | 3rd Party | Vehicle | Anchor or Guy | Normal | 2022 | Tier 2 - Elevated | Distribution Circuit | 6 | 15 | 2022-06-15 | 1732636 | Sus | Y | 3rdParty¦Vehicle¦AnchororGuy¦Normal
22-0078162 | Company Initiated | Coordination failure | Conductor, Overhead | Normal | 2022 | Tier 2 - Elevated | Distribution Circuit | 6 | 24 | 2022-06-24 | 1741173 | Sus | Y | CompanyInitiated¦Coordinationfailure¦ConductorOverhead¦Normal
22-0078689 | Unknown Cause | Patrol - found nothing |  |  | 2022 | Tier 2 - Elevated | Distribution Circuit | 6 | 26 | 2022-06-26 | 1742424 | Sus | Y | UnknownCause¦Patrolfoundnothing¦¦
22-0081581 | Equipment Failure/Involved | Underground | Conductor, Underground | Burned/flashed | 2022 | Tier 2 - Elevated | Distribution Circuit | 7 | 4 | 2022-07-04 | 1748459 | Sus | Y | EquipmentFailureInvolved¦Underground¦ConductorUnderground¦Burnedflashed
22-0086072 | Vegetation | Tree - branch fell on line | Conductor, Overhead | Broken, wire on ground | 2022 | Tier 2 - Elevated | Distribution Circuit | 7 | 15 | 2022-07-15 | 1757550 | Sus | Y | Vegetation¦Treebranchfellonline¦ConductorOverhead¦Brokenwireonground
22-0086778 | Unknown Cause | Patrol - found nothing |  |  | 2022 | Tier 2 - Elevated | Distribution Circuit | 7 | 18 | 2022-07-18 | 1759658 | Sus | Y | UnknownCause¦Patrolfoundnothing¦¦
22-0089587 | Equipment Failure/Involved | Overhead | Transformer (OH) | Leaking | 2022 | Tier 3 - Extreme | Transformer only | 7 | 25 | 2022-07-25 | 1765487 | Sus | Y | EquipmentFailureInvolved¦Overhead¦Transformer(OH)¦Leaking
22-0092556 | Equipment Failure/Involved | Overhead | Pole-Wood | Broken | 2022 | Tier 2 - Elevated | Transformer only | 8 | 2 | 2022-08-02 | 1771067 | Sus | Y | EquipmentFailureInvolved¦Overhead¦PoleWood¦Broken
22-0102995 | Equipment Failure/Involved | Overhead | Transformer (OH) | Failed/Faulted | 2022 | Tier 2 - Elevated | Transformer only | 8 | 29 | 2022-08-29 | 1793855 | Sus | Y | EquipmentFailureInvolved¦Overhead¦Transformer(OH)¦FailedFaulted
22-0106751 | Unknown Cause | Patrol - found nothing |  |  | 2022 | Tier 2 - Elevated | Transformer only | 9 | 6 | 2022-09-06 | 1801962 | Sus | Y | UnknownCause¦Patrolfoundnothing¦¦
22-0107471 | Unknown Cause | Patrol - found nothing |  |  | 2022 | Tier 3 - Extreme | Distribution Circuit | 9 | 7 | 2022-09-07 | 1804544 | Sus | Y | UnknownCause¦Patrolfoundnothing¦¦
22-0109685 | Animal | Bird found | Conductor, Overhead | Normal | 2022 | Tier 2 - Elevated | Distribution Circuit | 9 | 13 | 2022-09-13 | 1810203 | Sus | Y | Animal¦Birdfound¦ConductorOverhead¦Normal
22-0109777 | Equipment Failure/Involved | Overhead | Conductor, Overhead | Together | 2022 | Tier 2 - Elevated | Distribution Circuit | 9 | 13 | 2022-09-13 | 1810322 | Sus | Y | EquipmentFailureInvolved¦Overhead¦ConductorOverhead¦Together
22-0109958 | Animal | Bird found | Conductor, Overhead | Burned/flashed | 2022 | Tier 2 - Elevated | Distribution Circuit | 9 | 14 | 2022-09-14 | 1810755 | Sus | Y | Animal¦Birdfound¦ConductorOverhead¦Burnedflashed
22-0118121 | Equipment Failure/Involved | Overhead | Transformer | Burned/flashed | 2022 | Tier 3 - Extreme | Transformer only | 10 | 5 | 2022-10-05 | 1829401 | Sus | Y | EquipmentFailureInvolved¦Overhead¦Transformer¦Burnedflashed
22-0127150 | 3rd Party | Customer Equipment | Other | Normal | 2022 | Tier 2 - Elevated | Distribution Circuit | 11 | 2 | 2022-11-02 | 1851798 | Sus | Y | 3rdParty¦CustomerEquipment¦Other¦Normal
22-0130599 | Vegetation | Tree - branch fell on line | Conductor, Overhead | Broken, wire on ground | 2022 | Tier 3 - Extreme | Distribution Circuit | 11 | 12 | 2022-11-12 | 1861333 | Sus | Y | Vegetation¦Treebranchfellonline¦ConductorOverhead¦Brokenwireonground
22-0131608 | Equipment Failure/Involved | Overhead | Crossarm, Wood | Deteriorated | 2022 | Tier 2 - Elevated | Transformer only | 11 | 16 | 2022-11-16 | 1864016 | Sus | Y | EquipmentFailureInvolved¦Overhead¦CrossarmWood¦Deteriorated
22-0138570 | Equipment Failure/Involved | Overhead | Insulator | Broken, wire on object | 2022 | Tier 2 - Elevated | Distribution Circuit | 12 | 10 | 2022-12-10 | 1882454 | Sus | N | EquipmentFailureInvolved¦Overhead¦Insulator¦Brokenwireonobject
22-0138915 | Vegetation | Tree - fell into line | Transformer (OH) | Broken | 2022 | Tier 2 - Elevated | Distribution Circuit | 12 | 11 | 2022-12-11 | 1885785 | Sus | N | Vegetation¦Treefellintoline¦Transformer(OH)¦Broken
22-0140610 | Equipment Failure/Involved | Overhead | Lightning Arrestor | Failed/Faulted | 2022 | Tier 2 - Elevated | Transformer only | 12 | 19 | 2022-12-19 | 1892660 | Sus | N | EquipmentFailureInvolved¦Overhead¦LightningArrestor¦FailedFaulted
22-0142594 | Vegetation | Tree - fell into line | Conductor, Overhead | Broken, wire on ground | 2022 | Tier 2 - Elevated | Distribution Circuit | 12 | 31 | 2022-12-31 | 1904182 | Sus | N | Vegetation¦Treefellintoline¦ConductorOverhead¦Brokenwireonground
15-0010306 | Equipment Failure/Involved | Other | Transformer | Failed/Faulted | 2015 | Tier 2 - Elevated | Transformer only | 2 | 6 | 2015-02-06 | 1175498 | Sus | N | EquipmentFailureInvolved¦Other¦Transformer¦FailedFaulted
15-0012133 | Vegetation | Tree - branch fell on line | Conductor, Overhead | Broken, wire on ground | 2015 | Tier 2 - Elevated | Distribution Circuit | 2 | 9 | 2015-02-09 | 1185973 | Sus | N | Vegetation¦Treebranchfellonline¦ConductorOverhead¦Brokenwireonground
15-0013452 | Vegetation | Tree - branch fell on line | Conductor, Overhead | Broken, wire on ground | 2015 | Tier 2 - Elevated | Distribution Circuit | 2 | 15 | 2015-02-15 | 1190447 | Sus | N | Vegetation¦Treebranchfellonline¦ConductorOverhead¦Brokenwireonground
15-0014910 | Vegetation | Tree - fell into line | Pole-Wood | Broken, wire on ground | 2015 | Tier 3 - Extreme | Distribution Circuit | 2 | 23 | 2015-02-23 | 1194267 | Sus | N | Vegetation¦Treefellintoline¦PoleWood¦Brokenwireonground
15-0017665 | Vegetation | Tree - fell into line | Pole-Wood | Broken | 2015 | Tier 2 - Elevated | Distribution Circuit | 3 | 5 | 2015-03-05 | 1199846 | Sus | N | Vegetation¦Treefellintoline¦PoleWood¦Broken
15-0017668 | Equipment Failure/Involved | Other | Jumper | Broken | 2015 | Tier 2 - Elevated | Transformer only | 3 | 5 | 2015-03-05 | 1199845 | Sus | N | EquipmentFailureInvolved¦Other¦Jumper¦Broken
15-0024704 | Animal | Other | Recloser | Burned/flashed | 2015 | Tier 2 - Elevated | Distribution Circuit | 4 | 7 | 2015-04-07 | 1214567 | Sus | N | Animal¦Other¦Recloser¦Burnedflashed
15-0038943 | Unknown Cause | Patrol - found nothing |  |  | 2015 | Tier 2 - Elevated | Distribution Circuit | 6 | 5 | 2015-06-05 | 1244490 | Sus | Y | UnknownCause¦Patrolfoundnothing¦¦
15-0041192 | Animal | Bird found | Transformer | Failed/Faulted | 2015 | Tier 2 - Elevated | Distribution Circuit | 6 | 15 | 2015-06-15 | 1251273 | Sus | Y | Animal¦Birdfound¦Transformer¦FailedFaulted
15-0043973 | Animal | Squirrel | Fuse | Failed/Faulted | 2015 | Tier 3 - Extreme | Distribution Circuit | 6 | 29 | 2015-06-29 | 1258626 | Sus | Y | Animal¦Squirrel¦Fuse¦FailedFaulted
15-0049294 | Equipment Failure/Involved | Overhead | Transformer | Failed/Faulted | 2015 | Tier 2 - Elevated | Transformer only | 7 | 20 | 2015-07-20 | 1273697 | Sus | Y | EquipmentFailureInvolved¦Overhead¦Transformer¦FailedFaulted
15-0049419 | Animal | Bird found | Cutout, fuse holder | Broken | 2015 | Tier 2 - Elevated | Distribution Circuit | 7 | 21 | 2015-07-21 | 1274402 | Sus | Y | Animal¦Birdfound¦Cutoutfuseholder¦Broken
15-0052168 | Environmental/External | Lightning | Transformer (OH) | Normal | 2015 | Tier 2 - Elevated | Transformer only | 8 | 2 | 2015-08-02 | 1281519 | Sus | Y | EnvironmentalExternal¦Lightning¦Transformer(OH)¦Normal
15-0052707 | Animal | Squirrel | Fuse | Normal | 2015 | Tier 3 - Extreme | Distribution Circuit | 8 | 4 | 2015-08-04 | 1282568 | Sus | Y | Animal¦Squirrel¦Fuse¦Normal
15-0057573 | Equipment Failure/Involved | Overhead | Jumper | Burned Open | 2015 | Tier 3 - Extreme | Transformer only | 8 | 26 | 2015-08-26 | 1295059 | Sus | Y | EquipmentFailureInvolved¦Overhead¦Jumper¦BurnedOpen
15-0061175 | Environmental/External | Fire, Forest/Grass | Other | Burned/flashed | 2015 | Tier 2 - Elevated | Distribution Circuit | 9 | 11 | 2015-09-11 | 1305340 | Sus | Y | EnvironmentalExternal¦FireForestGrass¦Other¦Burnedflashed
15-0061445 | Environmental/External | Fire, Forest/Grass | Pole-Wood | Burned/flashed | 2015 | Tier 2 - Elevated | Distribution Circuit | 9 | 10 | 2015-09-10 | 1306118 | Sus | Y | EnvironmentalExternal¦FireForestGrass¦PoleWood¦Burnedflashed
15-0062817 | Environmental/External | Fire, Forest/Grass | Pole-Wood | Burned/flashed | 2015 | Tier 2 - Elevated | Distribution Circuit | 9 | 10 | 2015-09-10 | 1310578 | Sus | Y | EnvironmentalExternal¦FireForestGrass¦PoleWood¦Burnedflashed
15-0065951 | Unknown Cause | Patrol - found nothing |  |  | 2015 | Tier 2 - Elevated | Transformer only | 9 | 27 | 2015-09-27 | 1312770 | Sus | Y | UnknownCause¦Patrolfoundnothing¦¦
15-0071368 | Environmental/External | Lightning | Transformer (OH) | Failed/Faulted | 2015 | Tier 2 - Elevated | Transformer only | 10 | 17 | 2015-10-17 | 1324460 | Sus | Y | EnvironmentalExternal¦Lightning¦Transformer(OH)¦FailedFaulted
15-0071863 | Equipment Failure/Involved | Overhead | Crossarm, Wood | Broken | 2015 | Tier 2 - Elevated | Distribution Circuit | 10 | 19 | 2015-10-19 | 1326166 | Sus | Y | EquipmentFailureInvolved¦Overhead¦CrossarmWood¦Broken
15-0074380 | Animal | Bird found | Fuse | Failed/Faulted | 2015 | Tier 2 - Elevated | Distribution Circuit | 10 | 30 | 2015-10-30 | 1331738 | Sus | Y | Animal¦Birdfound¦Fuse¦FailedFaulted
15-0075930 | Equipment Failure/Involved | Overhead | Transformer (OH) | Leaking | 2015 | Tier 3 - Extreme | Distribution Circuit | 11 | 5 | 2015-11-05 | 1336148 | Sus | Y | EquipmentFailureInvolved¦Overhead¦Transformer(OH)¦Leaking
15-0076796 | Vegetation | Tree - fell into line | Conductor, Overhead | Broken, wire on ground | 2015 | Tier 2 - Elevated | Distribution Circuit | 11 | 9 | 2015-11-09 | 1338224 | Sus | Y | Vegetation¦Treefellintoline¦ConductorOverhead¦Brokenwireonground
15-0076920 | Unknown Cause | Patrol - found nothing |  |  | 2015 | Tier 2 - Elevated | Distribution Circuit | 11 | 10 | 2015-11-10 | 1338606 | Sus | Y | UnknownCause¦Patrolfoundnothing¦¦
15-0078082 | Vegetation | Tree - branch fell on line | Conductor, Overhead | On Ground | 2015 | Tier 3 - Extreme | Distribution Circuit | 11 | 16 | 2015-11-16 | 1342745 | Sus | Y | Vegetation¦Treebranchfellonline¦ConductorOverhead¦OnGround
15-0082359 | Unknown Cause | Patrol - found nothing |  |  | 2015 | Tier 2 - Elevated | Distribution Circuit | 12 | 3 | 2015-12-03 | 1352243 | Sus | N | UnknownCause¦Patrolfoundnothing¦¦
15-0085068 | Vegetation | Tree - branch fell on line | Fuse | Failed/Faulted | 2015 | Tier 2 - Elevated | Distribution Circuit | 12 | 13 | 2015-12-13 | 1362211 | Sus | N | Vegetation¦Treebranchfellonline¦Fuse¦FailedFaulted
15-0086292 | Equipment Failure/Involved | Overhead | Jumper | Burned Open | 2015 | Tier 3 - Extreme | Distribution Circuit | 12 | 20 | 2015-12-20 | 1366994 | Sus | N | EquipmentFailureInvolved¦Overhead¦Jumper¦BurnedOpen
15-0087139 | Unknown Cause | Patrol - found nothing |  |  | 2015 | Tier 2 - Elevated | Distribution Circuit | 12 | 24 | 2015-12-24 | 1371182 | Sus | N | UnknownCause¦Patrolfoundnothing¦¦
15-0087653 | Unknown Cause | Patrol - found nothing |  |  | 2015 | Tier 2 - Elevated | Distribution Circuit | 12 | 28 | 2015-12-28 | 1373438 | Sus | N | UnknownCause¦Patrolfoundnothing¦¦
16-0002559 | Vegetation | Tree - fell into line | Conductor, Overhead | Normal | 2016 | Tier 2 - Elevated | Distribution Circuit | 1 | 3 | 2016-01-03 | 1376152 | Sus | N | Vegetation¦Treefellintoline¦ConductorOverhead¦Normal
16-0002711 | Equipment Failure/Involved | Overhead | Transformer | Failed/Faulted | 2016 | Tier 3 - Extreme | Transformer only | 1 | 4 | 2016-01-04 | 1376535 | Sus | N | EquipmentFailureInvolved¦Overhead¦Transformer¦FailedFaulted
16-0005984 | Vegetation | Tree - fell into line | Conductor, Overhead | Broken, wire on ground | 2016 | Tier 3 - Extreme | Distribution Circuit | 1 | 17 | 2016-01-17 | 1385822 | Sus | N | Vegetation¦Treefellintoline¦ConductorOverhead¦Brokenwireonground
16-0006353 | Vegetation | Tree - fell into line | Fuse | Failed/Faulted | 2016 | Tier 3 - Extreme | Distribution Circuit | 1 | 19 | 2016-01-19 | 1387265 | Sus | N | Vegetation¦Treefellintoline¦Fuse¦FailedFaulted
16-0007543 | Vegetation | Tree - fell into line | Conductor, Overhead | Broken, wire on ground | 2016 | Tier 3 - Extreme | Distribution Circuit | 1 | 22 | 2016-01-22 | 1390211 | Sus | N | Vegetation¦Treefellintoline¦ConductorOverhead¦Brokenwireonground
16-0007780 | Vegetation | Tree - fell into line | Conductor, Overhead | Broken, wire on ground | 2016 | Tier 2 - Elevated | Distribution Circuit | 1 | 23 | 2016-01-23 | 1390916 | Sus | N | Vegetation¦Treefellintoline¦ConductorOverhead¦Brokenwireonground
16-0008788 | Equipment Failure/Involved | Overhead | Insulator | Broken | 2016 | Tier 2 - Elevated | Distribution Circuit | 1 | 28 | 2016-01-28 | 1393286 | Sus | N | EquipmentFailureInvolved¦Overhead¦Insulator¦Broken
16-0016114 | Vegetation | Tree - fell into line | Conductor, Overhead | Broken, wire on object | 2016 | Tier 3 - Extreme | Distribution Circuit | 2 | 28 | 2016-02-28 | 1413376 | Sus | N | Vegetation¦Treefellintoline¦ConductorOverhead¦Brokenwireonobject
16-0017629 | Equipment Failure/Involved | Overhead | Fuse | Failed/Faulted | 2016 | Tier 2 - Elevated | Distribution Circuit | 3 | 5 | 2016-03-05 | 1417618 | Sus | N | EquipmentFailureInvolved¦Overhead¦Fuse¦FailedFaulted
16-0017691 | Vegetation | Tree - branch fell on line | Fuse | Failed/Faulted | 2016 | Tier 3 - Extreme | Distribution Circuit | 3 | 5 | 2016-03-05 | 1417711 | Sus | N | Vegetation¦Treebranchfellonline¦Fuse¦FailedFaulted
16-0017920 | Vegetation | Tree - fell into line | Conductor, Overhead | Broken, wire on ground | 2016 | Tier 2 - Elevated | Distribution Circuit | 3 | 5 | 2016-03-05 | 1417752 | Sus | N | Vegetation¦Treefellintoline¦ConductorOverhead¦Brokenwireonground
16-0018648 | Vegetation | Tree - fell into line | Conductor, Overhead | Broken, wire on ground | 2016 | Tier 2 - Elevated | Distribution Circuit | 3 | 7 | 2016-03-07 | 1423040 | Sus | N | Vegetation¦Treefellintoline¦ConductorOverhead¦Brokenwireonground
16-0020532 | Vegetation | Tree - fell into line | Conductor, Overhead | On Ground | 2016 | Tier 2 - Elevated | Distribution Circuit | 3 | 11 | 2016-03-11 | 1428294 | Sus | N | Vegetation¦Treefellintoline¦ConductorOverhead¦OnGround
16-0022465 | Unknown Cause | Patrol - found nothing |  |  | 2016 | Tier 2 - Elevated | Distribution Circuit | 3 | 18 | 2016-03-18 | 1433653 | Sus | N | UnknownCause¦Patrolfoundnothing¦¦
16-0024887 | Equipment Failure/Involved | Overhead | Transformer | Failed/Faulted | 2016 | Tier 2 - Elevated | Transformer only | 3 | 29 | 2016-03-29 | 1441236 | Sus | N | EquipmentFailureInvolved¦Overhead¦Transformer¦FailedFaulted
16-0027509 | Equipment Failure/Involved | Overhead | Bushing | Failed/Faulted | 2016 | Tier 2 - Elevated | Distribution Circuit | 4 | 9 | 2016-04-09 | 1447942 | Sus | N | EquipmentFailureInvolved¦Overhead¦Bushing¦FailedFaulted
16-0028827 | Unknown Cause | Patrol - found nothing |  |  | 2016 | Tier 2 - Elevated | Distribution Circuit | 4 | 15 | 2016-04-15 | 1451146 | Sus | N | UnknownCause¦Patrolfoundnothing¦¦
16-0035137 | Equipment Failure/Involved | Electrical Overload | Transformer |  | 2016 | Tier 2 - Elevated | Transformer only | 5 | 10 | 2016-05-10 | 1467477 | Sus | Y | EquipmentFailureInvolved¦ElectricalOverload¦Transformer¦
16-0036063 | 3rd Party | Vehicle | Pole-Wood | Broken | 2016 | Tier 2 - Elevated | Distribution Circuit | 5 | 14 | 2016-05-14 | 1469768 | Sus | Y | 3rdParty¦Vehicle¦PoleWood¦Broken
16-0041569 | Vegetation | Tree - fell into line | Crossarm, Wood | Broken, wire on ground | 2016 | Tier 2 - Elevated | Distribution Circuit | 6 | 7 | 2016-06-07 | 1484407 | Sus | Y | Vegetation¦Treefellintoline¦CrossarmWood¦Brokenwireonground
16-0049536 | Equipment Failure/Involved | Overhead | Pole-Wood | Broken | 2016 | Tier 2 - Elevated | Distribution Circuit | 7 | 13 | 2016-07-13 | 1509244 | Sus | Y | EquipmentFailureInvolved¦Overhead¦PoleWood¦Broken
16-0053726 | Vegetation | Tree - fell into line | Conductor, Overhead | Broken, wire on ground | 2016 | Tier 3 - Extreme | Distribution Circuit | 7 | 29 | 2016-07-29 | 1518698 | Sus | Y | Vegetation¦Treefellintoline¦ConductorOverhead¦Brokenwireonground
16-0057131 | Equipment Failure/Involved | Electrical Overload | Transformer (OH) | Failed/Faulted | 2016 | Tier 2 - Elevated | Transformer only | 8 | 13 | 2016-08-13 | 1525976 | Sus | Y | EquipmentFailureInvolved¦ElectricalOverload¦Transformer(OH)¦FailedFaulted
16-0058847 | Environmental/External | Fire, Forest/Grass | Conductor, Overhead | On Ground | 2016 | Tier 2 - Elevated | Distribution Circuit | 8 | 21 | 2016-08-21 | 1529743 | Sus | Y | EnvironmentalExternal¦FireForestGrass¦ConductorOverhead¦OnGround
16-0059149 | Vegetation | Tree - fell into line | Conductor, Overhead | Normal | 2016 | Tier 2 - Elevated | Distribution Circuit | 8 | 22 | 2016-08-22 | 1530471 | Sus | Y | Vegetation¦Treefellintoline¦ConductorOverhead¦Normal
16-0059602 | Animal | Squirrel | Fuse | Failed/Faulted | 2016 | Tier 3 - Extreme | Distribution Circuit | 8 | 24 | 2016-08-24 | 1531292 | Sus | Y | Animal¦Squirrel¦Fuse¦FailedFaulted
16-0064926 | Animal | Squirrel |  | Failed/Faulted | 2016 | Tier 2 - Elevated | Transformer only | 9 | 15 | 2016-09-15 | 1542043 | Sus | Y | Animal¦Squirrel¦¦FailedFaulted
16-0066169 | Equipment Failure/Involved | Overhead | Secondary | Broken | 2016 | Tier 2 - Elevated | Transformer only | 9 | 21 | 2016-09-21 | 1545152 | Sus | Y | EquipmentFailureInvolved¦Overhead¦Secondary¦Broken
16-0070018 | Animal | Squirrel | Cutout, fuse holder | Failed/Faulted | 2016 | Tier 2 - Elevated | Distribution Circuit | 10 | 5 | 2016-10-05 | 1553729 | Sus | Y | Animal¦Squirrel¦Cutoutfuseholder¦FailedFaulted
16-0070720 | Unknown Cause | Patrol - found nothing |  |  | 2016 | Tier 3 - Extreme | Distribution Circuit | 10 | 10 | 2016-10-10 | 1555610 | Sus | Y | UnknownCause¦Patrolfoundnothing¦¦
16-0072942 | Equipment Failure/Involved | Overhead | Transformer | Broken | 2016 | Tier 3 - Extreme | Transformer only | 10 | 16 | 2016-10-16 | 1562864 | Sus | Y | EquipmentFailureInvolved¦Overhead¦Transformer¦Broken
16-0074404 | Animal | Squirrel | Fuse | Failed/Faulted | 2016 | Tier 2 - Elevated | Distribution Circuit | 10 | 20 | 2016-10-20 | 1566745 | Sus | Y | Animal¦Squirrel¦Fuse¦FailedFaulted
16-0075702 | Equipment Failure/Involved | Overhead | Other | Burned/flashed | 2016 | Tier 2 - Elevated | Transformer only | 10 | 26 | 2016-10-26 | 1570250 | Sus | Y | EquipmentFailureInvolved¦Overhead¦Other¦Burnedflashed
16-0077074 | Company Initiated | Operating error | Recloser | Normal | 2016 | Tier 2 - Elevated | Distribution Circuit | 10 | 31 | 2016-10-31 | 1574098 | Sus | Y | CompanyInitiated¦Operatingerror¦Recloser¦Normal
16-0077240 | 3rd Party | Vehicle | Pole-Wood | Broken | 2016 | Tier 2 - Elevated | Distribution Circuit | 11 | 1 | 2016-11-01 | 1574415 | Sus | Y | 3rdParty¦Vehicle¦PoleWood¦Broken
16-0082529 | Vegetation | Tree - branch fell on line | Insulator | Broken | 2016 | Tier 2 - Elevated | Distribution Circuit | 11 | 27 | 2016-11-27 | 1590189 | Sus | Y | Vegetation¦Treebranchfellonline¦Insulator¦Broken
16-0084027 | Vegetation | Tree - fell into line | Conductor, Overhead | Broken, wire on ground | 2016 | Tier 3 - Extreme | Distribution Circuit | 12 | 6 | 2016-12-06 | 1595176 | Sus | N | Vegetation¦Treefellintoline¦ConductorOverhead¦Brokenwireonground
16-0085677 | Vegetation | Tree - branch fell on line | Conductor, Overhead | Broken, wire on ground | 2016 | Tier 2 - Elevated | Distribution Circuit | 12 | 15 | 2016-12-15 | 1602357 | Sus | N | Vegetation¦Treebranchfellonline¦ConductorOverhead¦Brokenwireonground
16-0085882 | Unknown Cause | Patrol - found nothing |  |  | 2016 | Tier 2 - Elevated | Distribution Circuit | 12 | 15 | 2016-12-15 | 1603631 | Sus | N | UnknownCause¦Patrolfoundnothing¦¦
17-0003379 | Vegetation | Tree - fell into line | Conductor, Overhead | Broken | 2017 | Tier 3 - Extreme | Distribution Circuit | 1 | 3 | 2017-01-03 | 1617190 | Sus | N | Vegetation¦Treefellintoline¦ConductorOverhead¦Broken
17-0004666 | Vegetation | Tree - fell into line | Conductor, Overhead | Together | 2017 | Tier 3 - Extreme | Distribution Circuit | 1 | 7 | 2017-01-07 | 1621496 | Sus | N | Vegetation¦Treefellintoline¦ConductorOverhead¦Together
17-0006594 | Vegetation | Tree - fell into line | Conductor, Overhead | Together | 2017 | Tier 3 - Extreme | Distribution Circuit | 1 | 10 | 2017-01-10 | 1633188 | Sus | N | Vegetation¦Treefellintoline¦ConductorOverhead¦Together
17-0006767 | Vegetation | Tree - fell into line | Conductor, Overhead | Broken, wire on ground | 2017 | Tier 3 - Extreme | Distribution Circuit | 1 | 10 | 2017-01-10 | 1633645 | Sus | N | Vegetation¦Treefellintoline¦ConductorOverhead¦Brokenwireonground
17-0006931 | Vegetation | Tree - branch fell on line | Conductor, Overhead | Together | 2017 | Tier 3 - Extreme | Distribution Circuit | 1 | 10 | 2017-01-10 | 1635949 | Sus | N | Vegetation¦Treebranchfellonline¦ConductorOverhead¦Together
17-0006938 | Unknown Cause | Patrol - found nothing |  |  | 2017 | Tier 3 - Extreme | Distribution Circuit | 1 | 10 | 2017-01-10 | 1634215 | Sus | N | UnknownCause¦Patrolfoundnothing¦¦
17-0007214 | Equipment Failure/Involved | Overhead | Conductor, Overhead | Broken, wire on ground | 2017 | Tier 3 - Extreme | Distribution Circuit | 1 | 10 | 2017-01-10 | 1635375 | Sus | N | EquipmentFailureInvolved¦Overhead¦ConductorOverhead¦Brokenwireonground
17-0007343 | 3rd Party | Vehicle | Pole-Wood | Broken | 2017 | Tier 3 - Extreme | Distribution Circuit | 1 | 11 | 2017-01-11 | 1638143 | Sus | N | 3rdParty¦Vehicle¦PoleWood¦Broken
17-0007757 | Environmental/External | Lightning | Transformer | Failed/Faulted | 2017 | Tier 2 - Elevated | Transformer only | 1 | 11 | 2017-01-11 | 1638140 | Sus | N | EnvironmentalExternal¦Lightning¦Transformer¦FailedFaulted
17-0007764 | Vegetation | Tree - branch fell on line | Fuse | Failed/Faulted | 2017 | Tier 3 - Extreme | Distribution Circuit | 1 | 11 | 2017-01-11 | 1639842 | Sus | N | Vegetation¦Treebranchfellonline¦Fuse¦FailedFaulted
17-0007842 | Vegetation | Tree - branch fell on line | Conductor, Overhead | Normal | 2017 | Tier 3 - Extreme | Distribution Circuit | 1 | 11 | 2017-01-11 | 1640204 | Sus | N | Vegetation¦Treebranchfellonline¦ConductorOverhead¦Normal
17-0008862 | Unknown Cause | Patrol - not conducted |  |  | 2017 | Tier 2 - Elevated | Distribution Circuit | 1 | 13 | 2017-01-13 | 1642934 | Sus | N | UnknownCause¦Patrolnotconducted¦¦
17-0008864 | Unknown Cause | Patrol - found nothing |  |  | 2017 | Tier 2 - Elevated | Distribution Circuit | 1 | 13 | 2017-01-13 | 1642641 | Sus | N | UnknownCause¦Patrolfoundnothing¦¦
17-0009287 | Vegetation | Tree - fell into line | Secondary | Broken, wire on ground | 2017 | Tier 2 - Elevated | Distribution Circuit | 1 | 15 | 2017-01-15 | 1644124 | Sus | N | Vegetation¦Treefellintoline¦Secondary¦Brokenwireonground
17-0011429 | Vegetation | Tree - branch fell on line | Conductor, Overhead | Broken, wire on ground | 2017 | Tier 2 - Elevated | Distribution Circuit | 1 | 20 | 2017-01-20 | 1653033 | Sus | N | Vegetation¦Treebranchfellonline¦ConductorOverhead¦Brokenwireonground
17-0011472 | Equipment Failure/Involved | Overhead | Pole-Wood | Broken | 2017 | Tier 2 - Elevated | Distribution Circuit | 1 | 20 | 2017-01-20 | 1653855 | Sus | N | EquipmentFailureInvolved¦Overhead¦PoleWood¦Broken
17-0013341 | Equipment Failure/Involved | Overhead | Pole-Wood | Broken, wire on ground | 2017 | Tier 2 - Elevated | Distribution Circuit | 1 | 22 | 2017-01-22 | 1660464 | Sus | N | EquipmentFailureInvolved¦Overhead¦PoleWood¦Brokenwireonground
17-0013658 | Unknown Cause | Patrol - not conducted |  |  | 2017 | Tier 2 - Elevated | Distribution Circuit | 1 | 23 | 2017-01-23 | 1662737 | Sus | N | UnknownCause¦Patrolnotconducted¦¦
17-0018024 | Equipment Failure/Involved | Overhead | Pothead(Riser Termination) | Arcing | 2017 | Tier 3 - Extreme | Distribution Circuit | 2 | 7 | 2017-02-07 | 1677249 | Sus | N | EquipmentFailureInvolved¦Overhead¦Pothead(RiserTermination)¦Arcing
17-0018323 | Equipment Failure/Involved | Other |  | Broken | 2017 | Tier 2 - Elevated | Transformer only | 2 | 7 | 2017-02-07 | 1678085 | Sus | N | EquipmentFailureInvolved¦Other¦¦Broken
17-0018556 | Vegetation | Tree - fell into line | Conductor, Overhead | Broken, wire on ground | 2017 | Tier 3 - Extreme | Distribution Circuit | 2 | 7 | 2017-02-07 | 1679352 | Sus | N | Vegetation¦Treefellintoline¦ConductorOverhead¦Brokenwireonground
17-0019388 | Vegetation | Tree - branch fell on line | Conductor, Overhead | Broken, wire on ground | 2017 | Tier 2 - Elevated | Distribution Circuit | 2 | 9 | 2017-02-09 | 1682859 | Sus | N | Vegetation¦Treebranchfellonline¦ConductorOverhead¦Brokenwireonground
17-0020023 | Vegetation | Tree - fell into line | Conductor, Overhead | Broken, wire on ground | 2017 | Tier 2 - Elevated | Distribution Circuit | 2 | 10 | 2017-02-10 | 1685473 | Sus | N | Vegetation¦Treefellintoline¦ConductorOverhead¦Brokenwireonground
17-0020638 | Equipment Failure/Involved | Overhead | Conductor, Overhead | Broken, wire on ground | 2017 | Tier 2 - Elevated | Distribution Circuit | 2 | 13 | 2017-02-13 | 1687085 | Sus | N | EquipmentFailureInvolved¦Overhead¦ConductorOverhead¦Brokenwireonground
17-0022489 | Unknown Cause | Patrol - found nothing |  |  | 2017 | Tier 2 - Elevated | Distribution Circuit | 2 | 17 | 2017-02-17 | 1694208 | Sus | N | UnknownCause¦Patrolfoundnothing¦¦
17-0023669 | Vegetation | Tree - fell into line | Conductor, Overhead | Broken, wire on ground | 2017 | Tier 3 - Extreme | Distribution Circuit | 2 | 20 | 2017-02-20 | 1702505 | Sus | N | Vegetation¦Treefellintoline¦ConductorOverhead¦Brokenwireonground
17-0023732 | Environmental/External | Flood/Erosion | Conductor, Overhead | Broken, wire on ground | 2017 | Tier 2 - Elevated | Distribution Circuit | 2 | 20 | 2017-02-20 | 1702931 | Sus | N | EnvironmentalExternal¦FloodErosion¦ConductorOverhead¦Brokenwireonground
17-0030235 | Animal | Other | Fuse | Failed/Faulted | 2017 | Tier 3 - Extreme | Distribution Circuit | 3 | 12 | 2017-03-12 | 1725422 | Sus | N | Animal¦Other¦Fuse¦FailedFaulted
17-0031665 | Unknown Cause | Patrol - found nothing |  |  | 2017 | Tier 2 - Elevated | Distribution Circuit | 3 | 18 | 2017-03-18 | 1729551 | Sus | N | UnknownCause¦Patrolfoundnothing¦¦
17-0035238 | Equipment Failure/Involved | Overhead | Fuse | Failed/Faulted | 2017 | Tier 3 - Extreme | Distribution Circuit | 3 | 30 | 2017-03-30 | 1739706 | Sus | N | EquipmentFailureInvolved¦Overhead¦Fuse¦FailedFaulted
17-0037100 | Animal | Squirrel | Cutout, fuse holder | Normal | 2017 | Tier 3 - Extreme | Distribution Circuit | 4 | 6 | 2017-04-06 | 1745506 | Sus | N | Animal¦Squirrel¦Cutoutfuseholder¦Normal
17-0037583 | Vegetation | Tree - branch fell on line | Conductor, Overhead | Broken, wire on ground | 2017 | Tier 3 - Extreme | Distribution Circuit | 4 | 6 | 2017-04-06 | 1747442 | Sus | N | Vegetation¦Treebranchfellonline¦ConductorOverhead¦Brokenwireonground
17-0038029 | Vegetation | Tree - fell into line | Conductor, Overhead | Broken, wire on ground | 2017 | Tier 2 - Elevated | Distribution Circuit | 4 | 7 | 2017-04-07 | 1751214 | Sus | N | Vegetation¦Treefellintoline¦ConductorOverhead¦Brokenwireonground
17-0042022 | Vegetation | Tree - fell into line | Conductor, Overhead | On Ground | 2017 | Tier 2 - Elevated | Distribution Circuit | 4 | 21 | 2017-04-21 | 1764233 | Sus | N | Vegetation¦Treefellintoline¦ConductorOverhead¦OnGround
17-0042138 | Equipment Failure/Involved | Overhead | Transformer (OH) | Failed/Faulted | 2017 | Tier 3 - Extreme | Distribution Circuit | 4 | 22 | 2017-04-22 | 1764953 | Sus | N | EquipmentFailureInvolved¦Overhead¦Transformer(OH)¦FailedFaulted
17-0042181 | Unknown Cause | Patrol - found nothing |  |  | 2017 | Tier 2 - Elevated | Distribution Circuit | 4 | 23 | 2017-04-23 | 1765069 | Sus | N | UnknownCause¦Patrolfoundnothing¦¦
17-0044332 | Vegetation | Tree - branch fell on line | Conductor, Overhead | Normal | 2017 | Tier 3 - Extreme | Distribution Circuit | 5 | 1 | 2017-05-01 | 1771844 | Sus | Y | Vegetation¦Treebranchfellonline¦ConductorOverhead¦Normal
17-0054107 | Unknown Cause | Patrol - found nothing |  |  | 2017 | Tier 2 - Elevated | Distribution Circuit | 6 | 9 | 2017-06-09 | 1800708 | Sus | Y | UnknownCause¦Patrolfoundnothing¦¦
17-0064069 | 3rd Party | Vehicle | Fuse | Normal | 2017 | Tier 2 - Elevated | Distribution Circuit | 7 | 19 | 2017-07-19 | 1835953 | Sus | Y | 3rdParty¦Vehicle¦Fuse¦Normal
17-0064789 | Animal | Bird found | Fuse | Failed/Faulted | 2017 | Tier 2 - Elevated | Distribution Circuit | 7 | 23 | 2017-07-23 | 1837960 | Sus | Y | Animal¦Birdfound¦Fuse¦FailedFaulted
17-0065194 | Vegetation | Tree - fell into line | Pole-Wood | Broken, wire on ground | 2017 | Tier 3 - Extreme | Distribution Circuit | 7 | 25 | 2017-07-25 | 1839287 | Sus | Y | Vegetation¦Treefellintoline¦PoleWood¦Brokenwireonground
17-0066825 | Vegetation | Tree - grew into line | Conductor, Overhead | Normal | 2017 | Tier 3 - Extreme | Distribution Circuit | 7 | 31 | 2017-07-31 | 1843310 | Sus | Y | Vegetation¦Treegrewintoline¦ConductorOverhead¦Normal
17-0073840 | Equipment Failure/Involved | Underground | Transformer | Deteriorated | 2017 | Tier 2 - Elevated | Distribution Circuit | 8 | 29 | 2017-08-29 | 1862447 | Sus | Y | EquipmentFailureInvolved¦Underground¦Transformer¦Deteriorated
17-0076064 | Vegetation | Tree - bark fell into line | Conductor, Overhead | Normal | 2017 | Tier 2 - Elevated | Distribution Circuit | 9 | 5 | 2017-09-05 | 1870652 | Sus | Y | Vegetation¦Treebarkfellintoline¦ConductorOverhead¦Normal
17-0077588 | Vegetation | Tree - fell into line | Conductor, Overhead | Together | 2017 | Tier 2 - Elevated | Distribution Circuit | 9 | 11 | 2017-09-11 | 1874698 | Sus | Y | Vegetation¦Treefellintoline¦ConductorOverhead¦Together
17-0087660 | Environmental/External | Fire, Forest/Grass | Conductor, Underground | Burned/flashed | 2017 | Tier 2 - Elevated | Distribution Circuit | 10 | 8 | 2017-10-08 | 1901660 | Sus | Y | EnvironmentalExternal¦FireForestGrass¦ConductorUnderground¦Burnedflashed
17-0087972 | Vegetation | Tree - fell into line | Conductor, Overhead | Normal | 2017 | Tier 2 - Elevated | Distribution Circuit | 10 | 17 | 2017-10-17 | 1902406 | Sus | Y | Vegetation¦Treefellintoline¦ConductorOverhead¦Normal
17-0088330 | Equipment Failure/Involved | Overhead | Transformer (OH) | Broken | 2017 | Tier 2 - Elevated | Distribution Circuit | 10 | 18 | 2017-10-18 | 1903208 | Sus | Y | EquipmentFailureInvolved¦Overhead¦Transformer(OH)¦Broken
17-0088377 | Equipment Failure/Involved | Overhead | Pole-Wood | Broken | 2017 | Tier 3 - Extreme | Distribution Circuit | 10 | 8 | 2017-10-08 | 1903503 | Sus | Y | EquipmentFailureInvolved¦Overhead¦PoleWood¦Broken
17-0089348 | Unknown Cause | Patrol - found nothing |  |  | 2017 | Tier 2 - Elevated | Distribution Circuit | 10 | 21 | 2017-10-21 | 1906676 | Sus | Y | UnknownCause¦Patrolfoundnothing¦¦
17-0089494 | Equipment Failure/Involved | Overhead | Pole-Wood | Broken | 2017 | Tier 3 - Extreme | Distribution Circuit | 10 | 8 | 2017-10-08 | 1907251 | Sus | Y | EquipmentFailureInvolved¦Overhead¦PoleWood¦Broken
17-0092666 | Equipment Failure/Involved | Overhead | Transformer (OH) | Failed/Faulted | 2017 | Tier 2 - Elevated | Distribution Circuit | 11 | 4 | 2017-11-04 | 1916074 | Sus | Y | EquipmentFailureInvolved¦Overhead¦Transformer(OH)¦FailedFaulted
17-0092999 | 3rd Party | Tree - cutting, 3rd party | Conductor, Overhead | Broken, wire on ground | 2017 | Tier 2 - Elevated | Transmission line | 11 | 6 | 2017-11-06 | 1916959 | Sus | Y | 3rdParty¦Treecutting3rdparty¦ConductorOverhead¦Brokenwireonground
17-0095419 | Equipment Failure/Involved | Underground | Transformer | Failed/Faulted | 2017 | Tier 2 - Elevated | Distribution Circuit | 11 | 16 | 2017-11-16 | 1923458 | Sus | Y | EquipmentFailureInvolved¦Underground¦Transformer¦FailedFaulted
17-0099680 | Vegetation | Tree - fell into line | Fuse | Failed/Faulted | 2017 | Tier 3 - Extreme | Distribution Circuit | 12 | 4 | 2017-12-04 | 1935215 | Sus | N | Vegetation¦Treefellintoline¦Fuse¦FailedFaulted
17-0101360 | 3rd Party | Vehicle | Pole-Wood | Broken, wire on ground | 2017 | Tier 3 - Extreme | Distribution Circuit | 12 | 12 | 2017-12-12 | 1941342 | Sus | N | 3rdParty¦Vehicle¦PoleWood¦Brokenwireonground
17-0102555 | Equipment Failure/Involved | Other | Other | Failed/Faulted | 2017 | Tier 2 - Elevated | Transformer only | 12 | 19 | 2017-12-19 | 1947701 | Sus | N | EquipmentFailureInvolved¦Other¦Other¦FailedFaulted
18-0017362 | Unknown Cause | Patrol - found nothing |  |  | 2018 | Tier 3 - Extreme | Distribution Circuit | 2 | 26 | 2018-02-26 | 31935 | Sus | N | UnknownCause¦Patrolfoundnothing¦¦
18-0017705 | Equipment Failure/Involved | Overhead | Connector or Splice (OH) | Burned Open | 2018 | Tier 3 - Extreme | Distribution Circuit | 2 | 27 | 2018-02-27 | 32610 | Sus | N | EquipmentFailureInvolved¦Overhead¦ConnectororSplice(OH)¦BurnedOpen
18-0018151 | Equipment Failure/Involved | Overhead | Recloser | Malfunctioning | 2018 | Tier 2 - Elevated | Distribution Circuit | 2 | 28 | 2018-02-28 | 33546 | Sus | N | EquipmentFailureInvolved¦Overhead¦Recloser¦Malfunctioning
18-0018687 | Equipment Failure/Involved | Overhead | Transformer (OH) | Failed/Faulted | 2018 | Tier 2 - Elevated | Transformer only | 3 | 1 | 2018-03-01 | 35167 | Sus | N | EquipmentFailureInvolved¦Overhead¦Transformer(OH)¦FailedFaulted
18-0018928 | Vegetation | Tree - fell into line | Pole-Wood | Broken | 2018 | Tier 3 - Extreme | Distribution Circuit | 3 | 1 | 2018-03-01 | 35836 | Sus | N | Vegetation¦Treefellintoline¦PoleWood¦Broken
18-0021213 | Equipment Failure/Involved | Overhead | Pole-Wood | Broken | 2018 | Tier 2 - Elevated | Transformer only | 3 | 8 | 2018-03-08 | 40753 | Sus | N | EquipmentFailureInvolved¦Overhead¦PoleWood¦Broken
18-0022065 | Vegetation | Tree - branch fell on line | Conductor, Overhead | Normal | 2018 | Tier 3 - Extreme | Distribution Circuit | 3 | 13 | 2018-03-13 | 42965 | Sus | N | Vegetation¦Treebranchfellonline¦ConductorOverhead¦Normal
18-0028258 | Unknown Cause | Patrol - found nothing |  |  | 2018 | Tier 3 - Extreme | Distribution Circuit | 4 | 1 | 2018-04-01 | 57387 | Sus | N | UnknownCause¦Patrolfoundnothing¦¦
18-0029760 | Vegetation | Tree - fell into line | Conductor, Overhead | Broken, wire on ground | 2018 | Tier 3 - Extreme | Distribution Circuit | 4 | 6 | 2018-04-06 | 60559 | Sus | N | Vegetation¦Treefellintoline¦ConductorOverhead¦Brokenwireonground
18-0033736 | Vegetation | Tree - fell into line | Fuse | Normal | 2018 | Tier 3 - Extreme | Distribution Circuit | 4 | 19 | 2018-04-19 | 70094 | Sus | N | Vegetation¦Treefellintoline¦Fuse¦Normal
18-0046472 | Vegetation | Tree - branch fell on line | Conductor, Overhead | Normal | 2018 | Tier 2 - Elevated | Distribution Circuit | 6 | 1 | 2018-06-01 | 98945 | Sus | Y | Vegetation¦Treebranchfellonline¦ConductorOverhead¦Normal
18-0051539 | 3rd Party | Vehicle | Pole-Wood | Broken | 2018 | Tier 3 - Extreme | Distribution Circuit | 6 | 15 | 2018-06-15 | 110402 | Sus | Y | 3rdParty¦Vehicle¦PoleWood¦Broken
18-0051809 | Unknown Cause | Patrol - found nothing |  |  | 2018 | Tier 2 - Elevated | Transformer only | 6 | 17 | 2018-06-17 | 111637 | Sus | Y | UnknownCause¦Patrolfoundnothing¦¦
18-0054066 | Equipment Failure/Involved | Overhead | Secondary | Broken | 2018 | Tier 2 - Elevated | Transformer only | 6 | 24 | 2018-06-24 | 117124 | Sus | Y | EquipmentFailureInvolved¦Overhead¦Secondary¦Broken
18-0055836 | Vegetation | Tree - branch fell on line | Conductor, Overhead | Normal | 2018 | Tier 3 - Extreme | Distribution Circuit | 6 | 29 | 2018-06-29 | 121467 | Sus | Y | Vegetation¦Treebranchfellonline¦ConductorOverhead¦Normal
18-0059179 | Vegetation | Tree - fell into line | Service conductor | Broken, wire on ground | 2018 | Tier 3 - Extreme | Transformer only | 7 | 12 | 2018-07-12 | 129705 | Sus | Y | Vegetation¦Treefellintoline¦Serviceconductor¦Brokenwireonground
18-0069209 | Equipment Failure/Involved | Overhead | Pole-Wood | Broken | 2018 | Tier 2 - Elevated | Distribution Circuit | 8 | 13 | 2018-08-13 | 154347 | Sus | Y | EquipmentFailureInvolved¦Overhead¦PoleWood¦Broken
18-0075786 | Unknown Cause | Patrol - found nothing |  |  | 2018 | Tier 2 - Elevated | Distribution Circuit | 9 | 1 | 2018-09-01 | 166650 | Sus | Y | UnknownCause¦Patrolfoundnothing¦¦
18-0080003 | Unknown Cause | Patrol - found nothing |  |  | 2018 | Tier 2 - Elevated | Distribution Circuit | 9 | 15 | 2018-09-15 | 174830 | Sus | Y | UnknownCause¦Patrolfoundnothing¦¦
18-0099948 | Animal | Squirrel | Pothead(Riser Termination) | Normal | 2018 | Tier 2 - Elevated | Distribution Circuit | 11 | 15 | 2018-11-15 | 215777 | Sus | Y | Animal¦Squirrel¦Pothead(RiserTermination)¦Normal
18-0100450 | Environmental/External | Fire, Forest/Grass | Pole-Wood | Burned/flashed | 2018 | Tier 3 - Extreme | Distribution Circuit | 11 | 8 | 2018-11-08 | 216943 | Sus | Y | EnvironmentalExternal¦FireForestGrass¦PoleWood¦Burnedflashed
18-0100487 | Environmental/External | Fire, Forest/Grass | Pole-Wood | Burned/flashed | 2018 | Tier 3 - Extreme | Distribution Circuit | 11 | 8 | 2018-11-08 | 216982 | Sus | Y | EnvironmentalExternal¦FireForestGrass¦PoleWood¦Burnedflashed
18-0100797 | Environmental/External | Fire, Forest/Grass | Pole-Wood | Burned/flashed | 2018 | Tier 3 - Extreme | Distribution Circuit | 11 | 8 | 2018-11-08 | 217799 | Sus | Y | EnvironmentalExternal¦FireForestGrass¦PoleWood¦Burnedflashed
18-0100888 | Environmental/External | Fire, Forest/Grass | Pole-Wood | Burned/flashed | 2018 | Tier 3 - Extreme | Distribution Circuit | 11 | 8 | 2018-11-08 | 217954 | Sus | Y | EnvironmentalExternal¦FireForestGrass¦PoleWood¦Burnedflashed
18-0102282 | Animal | Bird found | Fuse | Failed/Faulted | 2018 | Tier 2 - Elevated | Distribution Circuit | 11 | 22 | 2018-11-22 | 221790 | Sus | Y | Animal¦Birdfound¦Fuse¦FailedFaulted
18-0102455 | Environmental/External | Fire, Forest/Grass | Pole-Wood | Burned/flashed | 2018 | Tier 3 - Extreme | Distribution Circuit | 11 | 8 | 2018-11-08 | 222571 | Sus | Y | EnvironmentalExternal¦FireForestGrass¦PoleWood¦Burnedflashed
18-0104618 | Equipment Failure/Involved | Overhead | Conductor, Overhead | Broken | 2018 | Tier 2 - Elevated | Distribution Circuit | 11 | 28 | 2018-11-28 | 227029 | Sus | Y | EquipmentFailureInvolved¦Overhead¦ConductorOverhead¦Broken
18-0106079 | Equipment Failure/Involved | Overhead | Pole-Wood | Broken | 2018 | Tier 2 - Elevated | Distribution Circuit | 12 | 2 | 2018-12-02 | 231780 | Sus | N | EquipmentFailureInvolved¦Overhead¦PoleWood¦Broken
18-0109496 | Vegetation | Tree - fell into line | Conductor, Overhead | Together | 2018 | Tier 2 - Elevated | Distribution Circuit | 12 | 16 | 2018-12-16 | 241519 | Sus | N | Vegetation¦Treefellintoline¦ConductorOverhead¦Together
18-0109937 | Vegetation | Tree - fell into line | Conductor, Overhead | Together | 2018 | Tier 2 - Elevated | Distribution Circuit | 12 | 18 | 2018-12-18 | 243305 | Sus | N | Vegetation¦Treefellintoline¦ConductorOverhead¦Together
18-0110513 | Vegetation | Tree - bark fell into line | Conductor, Overhead | Normal | 2018 | Tier 2 - Elevated | Distribution Circuit | 12 | 24 | 2018-12-24 | 246617 | Sus | N | Vegetation¦Treebarkfellintoline¦ConductorOverhead¦Normal
18-0110773 | Unknown Cause | Patrol - found nothing |  |  | 2018 | Tier 2 - Elevated | Distribution Circuit | 12 | 26 | 2018-12-26 | 247705 | Sus | N | UnknownCause¦Patrolfoundnothing¦¦
18-0111067 | 3rd Party | Tree - cutting, 3rd party | Conductor, Overhead | Broken, wire on ground | 2018 | Tier 2 - Elevated | Distribution Circuit | 12 | 29 | 2018-12-29 | 249470 | Sus | N | 3rdParty¦Treecutting3rdparty¦ConductorOverhead¦Brokenwireonground
19-0004695 | Vegetation | Tree - fell into line | Crossarm, Wood | Broken, wire on ground | 2019 | Tier 3 - Extreme | Distribution Circuit | 1 | 5 | 2019-01-05 | 253702 | Sus | N | Vegetation¦Treefellintoline¦CrossarmWood¦Brokenwireonground
19-0005433 | Equipment Failure/Involved | Overhead | Transformer | Failed/Faulted | 2019 | Tier 3 - Extreme | Transformer only | 1 | 6 | 2019-01-06 | 256751 | Sus | N | EquipmentFailureInvolved¦Overhead¦Transformer¦FailedFaulted
19-0005458 | Unknown Cause | Patrol - found nothing |  |  | 2019 | Tier 2 - Elevated | Distribution Circuit | 1 | 6 | 2019-01-06 | 257533 | Sus | N | UnknownCause¦Patrolfoundnothing¦¦
19-0006635 | Vegetation | Tree - fell into line | Conductor, Overhead | Broken, wire on ground | 2019 | Tier 2 - Elevated | Distribution Circuit | 1 | 9 | 2019-01-09 | 261137 | Sus | N | Vegetation¦Treefellintoline¦ConductorOverhead¦Brokenwireonground
19-0006686 | Vegetation | Tree - fell into line | Conductor, Overhead | Broken, wire on ground | 2019 | Tier 2 - Elevated | Distribution Circuit | 1 | 9 | 2019-01-09 | 261330 | Sus | N | Vegetation¦Treefellintoline¦ConductorOverhead¦Brokenwireonground
19-0009226 | Equipment Failure/Involved | Overhead | Pole-Wood | Broken | 2019 | Tier 3 - Extreme | Distribution Circuit | 1 | 15 | 2019-01-15 | 265999 | Sus | N | EquipmentFailureInvolved¦Overhead¦PoleWood¦Broken
19-0009869 | Vegetation | Tree - fell into line | Conductor, Overhead | Broken, wire on ground | 2019 | Tier 3 - Extreme | Distribution Circuit | 1 | 16 | 2019-01-16 | 267795 | Sus | N | Vegetation¦Treefellintoline¦ConductorOverhead¦Brokenwireonground
19-0011498 | Vegetation | Tree - fell into line | Conductor, Overhead | Broken, wire on ground | 2019 | Tier 2 - Elevated | Distribution Circuit | 1 | 17 | 2019-01-17 | 275005 | Sus | N | Vegetation¦Treefellintoline¦ConductorOverhead¦Brokenwireonground
19-0011659 | Vegetation | Tree - branch fell on line | Conductor, Overhead | Normal | 2019 | Tier 3 - Extreme | Distribution Circuit | 1 | 17 | 2019-01-17 | 274252 | Sus | N | Vegetation¦Treebranchfellonline¦ConductorOverhead¦Normal
19-0011761 | Vegetation | Tree - fell into line | Conductor, Overhead | Broken, wire on ground | 2019 | Tier 3 - Extreme | Distribution Circuit | 1 | 18 | 2019-01-18 | 275193 | Sus | N | Vegetation¦Treefellintoline¦ConductorOverhead¦Brokenwireonground
19-0012774 | Equipment Failure/Involved | Overhead | Transformer | Failed/Faulted | 2019 | Tier 2 - Elevated | Transformer only | 1 | 20 | 2019-01-20 | 277632 | Sus | N | EquipmentFailureInvolved¦Overhead¦Transformer¦FailedFaulted
19-0016390 | Equipment Failure/Involved | Electrical Overload | Other | Failed/Faulted | 2019 | Tier 3 - Extreme | Transformer only | 1 | 31 | 2019-01-31 | 284655 | Sus | N | EquipmentFailureInvolved¦ElectricalOverload¦Other¦FailedFaulted
19-0017024 | Unknown Cause | Patrol - found nothing |  |  | 2019 | Tier 3 - Extreme | Distribution Circuit | 2 | 2 | 2019-02-02 | 286753 | Sus | N | UnknownCause¦Patrolfoundnothing¦¦
19-0017866 | Unknown Cause | Patrol - found nothing |  |  | 2019 | Tier 2 - Elevated | Distribution Circuit | 2 | 4 | 2019-02-04 | 290003 | Sus | N | UnknownCause¦Patrolfoundnothing¦¦
19-0019273 | Vegetation | Tree - fell into line | Conductor, Overhead | On Ground | 2019 | Tier 2 - Elevated | Distribution Circuit | 2 | 5 | 2019-02-05 | 292776 | Sus | N | Vegetation¦Treefellintoline¦ConductorOverhead¦OnGround
19-0019329 | Vegetation | Tree - fell into line | Conductor, Overhead | Normal | 2019 | Tier 2 - Elevated | Distribution Circuit | 2 | 6 | 2019-02-06 | 294664 | Sus | N | Vegetation¦Treefellintoline¦ConductorOverhead¦Normal
19-0019777 | Vegetation | Tree - fell into line | Conductor, Overhead | Normal | 2019 | Tier 3 - Extreme | Distribution Circuit | 2 | 7 | 2019-02-07 | 295695 | Sus | N | Vegetation¦Treefellintoline¦ConductorOverhead¦Normal
19-0020022 | Vegetation | Tree - grew into line | Conductor, Overhead | Normal | 2019 | Tier 3 - Extreme | Distribution Circuit | 2 | 8 | 2019-02-08 | 296201 | Sus | N | Vegetation¦Treegrewintoline¦ConductorOverhead¦Normal
19-0020476 | Vegetation | Tree - fell into line | Conductor, Overhead | Broken, wire on ground | 2019 | Tier 3 - Extreme | Distribution Circuit | 2 | 9 | 2019-02-09 | 297460 | Sus | N | Vegetation¦Treefellintoline¦ConductorOverhead¦Brokenwireonground
19-0020669 | Vegetation | Tree - fell into line | Conductor, Overhead | Broken, wire on ground | 2019 | Tier 3 - Extreme | Distribution Circuit | 2 | 9 | 2019-02-09 | 297587 | Sus | N | Vegetation¦Treefellintoline¦ConductorOverhead¦Brokenwireonground
19-0020890 | Vegetation | Tree - fell into line | Pole-Wood | Broken | 2019 | Tier 2 - Elevated | Transformer only | 2 | 10 | 2019-02-10 | 299508 | Sus | N | Vegetation¦Treefellintoline¦PoleWood¦Broken
19-0020970 | Vegetation | Tree - branch fell on line | Conductor, Overhead | Normal | 2019 | Tier 3 - Extreme | Distribution Circuit | 2 | 10 | 2019-02-10 | 298644 | Sus | N | Vegetation¦Treebranchfellonline¦ConductorOverhead¦Normal
19-0021429 | Equipment Failure/Involved | Overhead | Sectionalizer | Burned/flashed | 2019 | Tier 3 - Extreme | Distribution Circuit | 2 | 12 | 2019-02-12 | 300668 | Sus | N | EquipmentFailureInvolved¦Overhead¦Sectionalizer¦Burnedflashed
19-0024190 | Equipment Failure/Involved | Overhead | Pole - Tower, steel | Broken, wire on ground | 2019 | Tier 2 - Elevated | Distribution Circuit | 2 | 14 | 2019-02-14 | 310457 | Sus | N | EquipmentFailureInvolved¦Overhead¦PoleTowersteel¦Brokenwireonground
19-0025533 | Vegetation | Tree - fell into line | Conductor, Overhead | Normal | 2019 | Tier 3 - Extreme | Distribution Circuit | 2 | 18 | 2019-02-18 | 317135 | Sus | N | Vegetation¦Treefellintoline¦ConductorOverhead¦Normal
19-0025597 | Vegetation | Tree - fell into line | Conductor, Overhead | Normal | 2019 | Tier 3 - Extreme | Distribution Circuit | 2 | 17 | 2019-02-17 | 316996 | Sus | N | Vegetation¦Treefellintoline¦ConductorOverhead¦Normal
19-0026127 | Vegetation | Tree - fell into line | Conductor, Overhead | Broken, wire on ground | 2019 | Tier 2 - Elevated | Distribution Circuit | 2 | 12 | 2019-02-12 | 318964 | Sus | N | Vegetation¦Treefellintoline¦ConductorOverhead¦Brokenwireonground
19-0026964 | Vegetation | Tree - grew into line | Conductor, Overhead | Normal | 2019 | Tier 2 - Elevated | Distribution Circuit | 2 | 21 | 2019-02-21 | 320668 | Sus | N | Vegetation¦Treegrewintoline¦ConductorOverhead¦Normal
19-0028080 | Vegetation | Tree - fell into line | Conductor, Overhead | Broken, wire on ground | 2019 | Tier 2 - Elevated | Distribution Circuit | 2 | 25 | 2019-02-25 | 323707 | Sus | N | Vegetation¦Treefellintoline¦ConductorOverhead¦Brokenwireonground
19-0028131 | Vegetation | Tree - branch fell on line | Fuse | Failed/Faulted | 2019 | Tier 2 - Elevated | Distribution Circuit | 2 | 26 | 2019-02-26 | 323917 | Sus | N | Vegetation¦Treebranchfellonline¦Fuse¦FailedFaulted
19-0028766 | Vegetation | Tree - fell into line | Pole-Wood | Broken, wire on ground | 2019 | Tier 3 - Extreme | Distribution Circuit | 2 | 27 | 2019-02-27 | 326308 | Sus | N | Vegetation¦Treefellintoline¦PoleWood¦Brokenwireonground
19-0029555 | Vegetation | Tree - fell into line | Pole-Wood | Broken, wire on ground | 2019 | Tier 3 - Extreme | Distribution Circuit | 2 | 27 | 2019-02-27 | 325997 | Sus | N | Vegetation¦Treefellintoline¦PoleWood¦Brokenwireonground
19-0030016 | Equipment Failure/Involved | Overhead | Transformer (OH) | Failed/Faulted | 2019 | Tier 2 - Elevated | Distribution Circuit | 3 | 2 | 2019-03-02 | 329407 | Sus | N | EquipmentFailureInvolved¦Overhead¦Transformer(OH)¦FailedFaulted
19-0031205 | Vegetation | Tree - fell into line | Conductor, Overhead | Broken, wire on ground | 2019 | Tier 2 - Elevated | Distribution Circuit | 3 | 6 | 2019-03-06 | 332534 | Sus | N | Vegetation¦Treefellintoline¦ConductorOverhead¦Brokenwireonground
19-0033193 | Unknown Cause | Patrol - found nothing |  |  | 2019 | Tier 3 - Extreme | Distribution Circuit | 3 | 12 | 2019-03-12 | 337522 | Sus | N | UnknownCause¦Patrolfoundnothing¦¦
19-0033253 | Unknown Cause | Patrol - found nothing |  |  | 2019 | Tier 3 - Extreme | Distribution Circuit | 3 | 12 | 2019-03-12 | 337626 | Sus | N | UnknownCause¦Patrolfoundnothing¦¦
19-0034108 | Equipment Failure/Involved | Overhead | Transformer | Failed/Faulted | 2019 | Tier 3 - Extreme | Transformer only | 3 | 15 | 2019-03-15 | 340014 | Sus | N | EquipmentFailureInvolved¦Overhead¦Transformer¦FailedFaulted
19-0038764 | Vegetation | Tree - fell into line | Conductor, Overhead | Broken, wire on ground | 2019 | Tier 2 - Elevated | Distribution Circuit | 4 | 1 | 2019-04-01 | 351664 | Sus | N | Vegetation¦Treefellintoline¦ConductorOverhead¦Brokenwireonground
19-0040220 | Unknown Cause | Patrol - found nothing |  |  | 2019 | Tier 3 - Extreme | Distribution Circuit | 4 | 5 | 2019-04-05 | 354596 | Sus | N | UnknownCause¦Patrolfoundnothing¦¦
19-0040669 | Equipment Failure/Involved | Overhead | Cutout, fuse holder | Failed/Faulted | 2019 | Tier 2 - Elevated | Transformer only | 4 | 8 | 2019-04-08 | 356084 | Sus | N | EquipmentFailureInvolved¦Overhead¦Cutoutfuseholder¦FailedFaulted
19-0044594 | Vegetation | Tree - branch fell on line | Conductor, Overhead | Deteriorated | 2019 | Tier 2 - Elevated | Distribution Circuit | 4 | 20 | 2019-04-20 | 364462 | Sus | N | Vegetation¦Treebranchfellonline¦ConductorOverhead¦Deteriorated
19-0050016 | Company Initiated | Construction Activity/equip, company | Connector or Splice (OH) | Normal | 2019 | Tier 2 - Elevated | Distribution Circuit | 6 | 6 | 2019-06-06 | 399638 | Sus | Y | CompanyInitiated¦ConstructionActivityequipcompany¦ConnectororSplice(OH)¦Normal
19-0050316 | Unknown Cause | Patrol - found nothing |  |  | 2019 | Tier 2 - Elevated | Distribution Circuit | 5 | 9 | 2019-05-09 | 376788 | Sus | Y | UnknownCause¦Patrolfoundnothing¦¦
19-0051328 | Equipment Failure/Involved | Overhead | Insulator | Broken | 2019 | Tier 2 - Elevated | Distribution Circuit | 5 | 13 | 2019-05-13 | 379461 | Sus | Y | EquipmentFailureInvolved¦Overhead¦Insulator¦Broken
19-0052316 | Vegetation | Tree - fell into line | Conductor, Overhead | Normal | 2019 | Tier 3 - Extreme | Distribution Circuit | 5 | 15 | 2019-05-15 | 381382 | Sus | Y | Vegetation¦Treefellintoline¦ConductorOverhead¦Normal
19-0052647 | Vegetation | Tree - branch fell on line | Conductor, Overhead | Normal | 2019 | Tier 3 - Extreme | Distribution Circuit | 5 | 16 | 2019-05-16 | 382107 | Sus | Y | Vegetation¦Treebranchfellonline¦ConductorOverhead¦Normal
19-0055403 | Equipment Failure/Involved | Overhead | Conductor, Overhead | Normal | 2019 | Tier 2 - Elevated | Distribution Circuit | 5 | 22 | 2019-05-22 | 388037 | Sus | Y | EquipmentFailureInvolved¦Overhead¦ConductorOverhead¦Normal
19-0056214 | Company Initiated | Construction Activity/equip, company | Transformer (OH) | Broken | 2019 | Tier 2 - Elevated | Transformer only | 5 | 23 | 2019-05-23 | 388730 | Sus | Y | CompanyInitiated¦ConstructionActivityequipcompany¦Transformer(OH)¦Broken
19-0058602 | Equipment Failure/Involved | Overhead | Conductor, Overhead | Broken | 2019 | Tier 2 - Elevated | Distribution Circuit | 5 | 28 | 2019-05-28 | 392009 | Sus | Y | EquipmentFailureInvolved¦Overhead¦ConductorOverhead¦Broken
19-0061463 | Unknown Cause | Patrol - not conducted |  |  | 2019 | Tier 3 - Extreme | Distribution Circuit | 6 | 2 | 2019-06-02 | 395603 | Sus | Y | UnknownCause¦Patrolnotconducted¦¦
19-0067281 | Equipment Failure/Involved | Overhead | Pole-Wood | Deteriorated | 2019 | Tier 2 - Elevated | Distribution Circuit | 6 | 13 | 2019-06-13 | 409181 | Sus | Y | EquipmentFailureInvolved¦Overhead¦PoleWood¦Deteriorated
19-0067337 | Vegetation | Tree - branch fell on line | Conductor, Overhead | Normal | 2019 | Tier 3 - Extreme | Distribution Circuit | 6 | 13 | 2019-06-13 | 409205 | Sus | Y | Vegetation¦Treebranchfellonline¦ConductorOverhead¦Normal
19-0070037 | Equipment Failure/Involved | Overhead | Pole-Wood | Broken | 2019 | Tier 2 - Elevated | Distribution Circuit | 6 | 20 | 2019-06-20 | 422203 | Sus | Y | EquipmentFailureInvolved¦Overhead¦PoleWood¦Broken
19-0071025 | Equipment Failure/Involved | Overhead | Pole-Wood | Deteriorated | 2019 | Tier 2 - Elevated | Distribution Circuit | 6 | 22 | 2019-06-22 | 426213 | Sus | Y | EquipmentFailureInvolved¦Overhead¦PoleWood¦Deteriorated
19-0073362 | Vegetation | Tree - fell into line | Conductor, Overhead | Broken, wire on ground | 2019 | Tier 2 - Elevated | Distribution Circuit | 6 | 29 | 2019-06-29 | 436279 | Sus | Y | Vegetation¦Treefellintoline¦ConductorOverhead¦Brokenwireonground
19-0080160 | Environmental/External | Lightning | Transformer (OH) | Failed/Faulted | 2019 | Tier 3 - Extreme | Transformer only | 7 | 23 | 2019-07-23 | 468862 | Sus | Y | EnvironmentalExternal¦Lightning¦Transformer(OH)¦FailedFaulted
19-0082776 | Vegetation | Tree - branch fell on line | Conductor, Overhead | Broken, wire on ground | 2019 | Tier 2 - Elevated | Distribution Circuit | 7 | 30 | 2019-07-30 | 475924 | Sus | Y | Vegetation¦Treebranchfellonline¦ConductorOverhead¦Brokenwireonground
19-0086720 | Unknown Cause | Patrol - found nothing |  |  | 2019 | Tier 2 - Elevated | Distribution Circuit | 8 | 12 | 2019-08-12 | 502164 | Sus | Y | UnknownCause¦Patrolfoundnothing¦¦
19-0087629 | Unknown Cause | Patrol - found nothing |  |  | 2019 | Tier 2 - Elevated | Distribution Circuit | 8 | 14 | 2019-08-14 | 507976 | Sus | Y | UnknownCause¦Patrolfoundnothing¦¦
19-0091736 | Vegetation | Tree - branch fell on line | Conductor, Overhead | Broken, wire on ground | 2019 | Tier 2 - Elevated | Distribution Circuit | 8 | 24 | 2019-08-24 | 535136 | Sus | Y | Vegetation¦Treebranchfellonline¦ConductorOverhead¦Brokenwireonground
19-0098550 | Vegetation | Tree - branch fell on line | Conductor, Overhead | Normal | 2019 | Tier 3 - Extreme | Distribution Circuit | 9 | 13 | 2019-09-13 | 576646 | Sus | Y | Vegetation¦Treebranchfellonline¦ConductorOverhead¦Normal
19-0102219 | Company Initiated | Construction Activity/equip, company | Connector or Splice (OH) | Broken, wire on object | 2019 | Tier 3 - Extreme | Distribution Circuit | 9 | 22 | 2019-09-22 | 603381 | Sus | Y | CompanyInitiated¦ConstructionActivityequipcompany¦ConnectororSplice(OH)¦Brokenwireonobject
19-0103998 | Equipment Failure/Involved | Overhead | Cutout, fuse holder | Broken | 2019 | Tier 3 - Extreme | Transformer only | 9 | 26 | 2019-09-26 | 617536 | Sus | Y | EquipmentFailureInvolved¦Overhead¦Cutoutfuseholder¦Broken
19-0109070 | Wildfire Mitigation | Public Safety Power Shut-off | Recloser | Normal | 2019 | Tier 3 - Extreme | Distribution Circuit | 10 | 9 | 2019-10-09 | 650043 | Sus | Y | WildfireMitigation¦PublicSafetyPowerShutoff¦Recloser¦Normal
19-0116540 | Wildfire Mitigation | Public Safety Power Shut-off | Conductor, Overhead | Normal | 2019 | Tier 2 - Elevated | Distribution Circuit | 10 | 26 | 2019-10-26 | 686208 | Sus | Y | WildfireMitigation¦PublicSafetyPowerShutoff¦ConductorOverhead¦Normal
19-0119397 | Equipment Failure/Involved | Overhead | Transformer (OH) | Failed/Faulted | 2019 | Tier 2 - Elevated | Transformer only | 10 | 30 | 2019-10-30 | 695933 | Sus | Y | EquipmentFailureInvolved¦Overhead¦Transformer(OH)¦FailedFaulted
19-0119568 | Equipment Failure/Involved | Overhead | Transformer (OH) | Broken | 2019 | Tier 2 - Elevated | Transformer only | 10 | 31 | 2019-10-31 | 696703 | Sus | Y | EquipmentFailureInvolved¦Overhead¦Transformer(OH)¦Broken
19-0120569 | Vegetation | Tree - fell into line | Secondary | Normal | 2019 | Tier 3 - Extreme | Transformer only | 11 | 3 | 2019-11-03 | 698784 | Sus | Y | Vegetation¦Treefellintoline¦Secondary¦Normal
19-0123304 | Unknown Cause | Patrol - found nothing |  |  | 2019 | Tier 2 - Elevated | Distribution Circuit | 11 | 9 | 2019-11-09 | 703193 | Sus | Y | UnknownCause¦Patrolfoundnothing¦¦
19-0123464 | Vegetation | Tree - branch fell on line | Conductor, Overhead | Normal | 2019 | Tier 3 - Extreme | Distribution Circuit | 11 | 11 | 2019-11-11 | 704195 | Sus | Y | Vegetation¦Treebranchfellonline¦ConductorOverhead¦Normal
19-0127707 | 3rd Party | Gun Shot | Conductor, Overhead | Broken | 2019 | Tier 3 - Extreme | Distribution Circuit | 11 | 22 | 2019-11-22 | 712973 | Sus | Y | 3rdParty¦GunShot¦ConductorOverhead¦Broken
19-0129488 | Unknown Cause | Patrol - found nothing |  |  | 2019 | Tier 3 - Extreme | Distribution Circuit | 11 | 26 | 2019-11-26 | 717401 | Sus | Y | UnknownCause¦Patrolfoundnothing¦¦
19-0129635 | Equipment Failure/Involved | Other | Customer Equipment | Malfunctioning | 2019 | Tier 2 - Elevated | Transformer only | 11 | 26 | 2019-11-26 | 718162 | Sus | Y | EquipmentFailureInvolved¦Other¦CustomerEquipment¦Malfunctioning
19-0129899 | Environmental/External | Ice or snow | Fuse | Failed/Faulted | 2019 | Tier 3 - Extreme | Distribution Circuit | 11 | 27 | 2019-11-27 | 719715 | Sus | Y | EnvironmentalExternal¦Iceorsnow¦Fuse¦FailedFaulted
19-0136591 | Animal | Squirrel | Fuse | Failed/Faulted | 2019 | Tier 2 - Elevated | Transformer only | 12 | 14 | 2019-12-14 | 739842 | Sus | N | Animal¦Squirrel¦Fuse¦FailedFaulted
19-0136864 | Unknown Cause | Patrol - found nothing |  |  | 2019 | Tier 2 - Elevated | Distribution Circuit | 12 | 16 | 2019-12-16 | 743797 | Sus | N | UnknownCause¦Patrolfoundnothing¦¦
19-0137309 | Vegetation | Tree - fell into line | Conductor, Overhead | Broken | 2019 | Tier 2 - Elevated | Distribution Circuit | 12 | 20 | 2019-12-20 | 746757 | Sus | N | Vegetation¦Treefellintoline¦ConductorOverhead¦Broken
20-0008362 | 3rd Party | Vehicle | Pole-Wood | Broken, wire on ground | 2020 | Tier 2 - Elevated | Distribution Circuit | 1 | 14 | 2020-01-14 | 760582 | Sus | N | 3rdParty¦Vehicle¦PoleWood¦Brokenwireonground
20-0010932 | Vegetation | Tree - fell into line | Conductor, Overhead | Broken, wire on ground | 2020 | Tier 2 - Elevated | Distribution Circuit | 1 | 16 | 2020-01-16 | 765124 | Sus | N | Vegetation¦Treefellintoline¦ConductorOverhead¦Brokenwireonground
20-0012050 | Vegetation | Tree - branch fell on line | Conductor, Overhead | Normal | 2020 | Tier 3 - Extreme | Distribution Circuit | 1 | 21 | 2020-01-21 | 767585 | Sus | N | Vegetation¦Treebranchfellonline¦ConductorOverhead¦Normal
20-0017180 | Vegetation | Tree - branch fell on line | Conductor, Overhead | Broken | 2020 | Tier 2 - Elevated | Distribution Circuit | 2 | 4 | 2020-02-04 | 777640 | Sus | N | Vegetation¦Treebranchfellonline¦ConductorOverhead¦Broken
20-0019324 | Vegetation | Tree - branch fell on line | Conductor, Overhead | Broken, wire on ground | 2020 | Tier 3 - Extreme | Distribution Circuit | 2 | 9 | 2020-02-09 | 783363 | Sus | N | Vegetation¦Treebranchfellonline¦ConductorOverhead¦Brokenwireonground
20-0019942 | Unknown Cause | Patrol - found nothing |  |  | 2020 | Tier 3 - Extreme | Distribution Circuit | 2 | 9 | 2020-02-09 | 782822 | Sus | N | UnknownCause¦Patrolfoundnothing¦¦
20-0025680 | Vegetation | Tree - fell into line | Conductor, Overhead | Normal | 2020 | Tier 3 - Extreme | Distribution Circuit | 2 | 25 | 2020-02-25 | 806334 | Sus | N | Vegetation¦Treefellintoline¦ConductorOverhead¦Normal
20-0033878 | Environmental/External | Ice or snow | Pole-Wood | Broken, wire on ground | 2020 | Tier 3 - Extreme | Distribution Circuit | 3 | 15 | 2020-03-15 | 858283 | Sus | N | EnvironmentalExternal¦Iceorsnow¦PoleWood¦Brokenwireonground
20-0034971 | Unknown Cause | Patrol - found nothing |  |  | 2020 | Tier 2 - Elevated | Distribution Circuit | 3 | 21 | 2020-03-21 | 861016 | Sus | N | UnknownCause¦Patrolfoundnothing¦¦
20-0038823 | Equipment Failure/Involved | Overhead | Connector or Splice (OH) | Broken, wire on ground | 2020 | Tier 3 - Extreme | Distribution Circuit | 4 | 6 | 2020-04-06 | 884713 | Sus | N | EquipmentFailureInvolved¦Overhead¦ConnectororSplice(OH)¦Brokenwireonground
20-0042489 | Environmental/External | Lightning | Insulator | Broken, wire on ground | 2020 | Tier 2 - Elevated | Distribution Circuit | 4 | 17 | 2020-04-17 | 897284 | Sus | N | EnvironmentalExternal¦Lightning¦Insulator¦Brokenwireonground
20-0043090 | 3rd Party | Vehicle | Pole-Wood | Broken, wire on ground | 2020 | Tier 3 - Extreme | Distribution Circuit | 4 | 21 | 2020-04-21 | 898497 | Sus | N | 3rdParty¦Vehicle¦PoleWood¦Brokenwireonground
20-0050580 | Unknown Cause | Patrol - found nothing |  |  | 2020 | Tier 2 - Elevated | Distribution Circuit | 5 | 15 | 2020-05-15 | 914166 | Sus | Y | UnknownCause¦Patrolfoundnothing¦¦
20-0051631 | Environmental/External | Lightning | Transformer | Failed/Faulted | 2020 | Tier 2 - Elevated | Transformer only | 5 | 18 | 2020-05-18 | 917250 | Sus | Y | EnvironmentalExternal¦Lightning¦Transformer¦FailedFaulted
20-0058049 | Equipment Failure/Involved | Overhead | Transformer | Failed/Faulted | 2020 | Tier 2 - Elevated | Transformer only | 6 | 5 | 2020-06-05 | 931638 | Sus | Y | EquipmentFailureInvolved¦Overhead¦Transformer¦FailedFaulted
20-0065709 | 3rd Party | Aircraft | Conductor, Overhead | Normal | 2020 | Tier 2 - Elevated | Distribution Circuit | 6 | 27 | 2020-06-27 | 948851 | Sus | Y | 3rdParty¦Aircraft¦ConductorOverhead¦Normal
20-0068938 | 3rd Party | Customer Equipment | Customer Equipment | Malfunctioning | 2020 | Tier 2 - Elevated | Distribution Circuit | 7 | 6 | 2020-07-06 | 959040 | Sus | Y | 3rdParty¦CustomerEquipment¦CustomerEquipment¦Malfunctioning
20-0076687 | Equipment Failure/Involved | Overhead | Transformer (OH) | Failed/Faulted | 2020 | Tier 2 - Elevated | Distribution Circuit | 7 | 28 | 2020-07-28 | 973306 | Sus | Y | EquipmentFailureInvolved¦Overhead¦Transformer(OH)¦FailedFaulted
20-0082333 | Company Initiated | Construction Activity/equip, company | Fuse | Broken | 2020 | Tier 3 - Extreme | Distribution Circuit | 8 | 11 | 2020-08-11 | 993261 | Sus | Y | CompanyInitiated¦ConstructionActivityequipcompany¦Fuse¦Broken
20-0084411 | Equipment Failure/Involved | Overhead | Transformer (OH) | Failed/Faulted | 2020 | Tier 3 - Extreme | Distribution Circuit | 8 | 15 | 2020-08-15 | 1005480 | Sus | Y | EquipmentFailureInvolved¦Overhead¦Transformer(OH)¦FailedFaulted
20-0085226 | Vegetation | Tree - fell into line | Conductor, Overhead | Broken, wire on ground | 2020 | Tier 3 - Extreme | Distribution Circuit | 8 | 16 | 2020-08-16 | 1011432 | Sus | Y | Vegetation¦Treefellintoline¦ConductorOverhead¦Brokenwireonground
20-0085610 | Unknown Cause | Patrol - not conducted |  |  | 2020 | Tier 3 - Extreme | Transmission line | 8 | 17 | 2020-08-17 | 1015642 | Sus | Y | UnknownCause¦Patrolnotconducted¦¦
20-0085960 | Unknown Cause | Patrol - found nothing |  |  | 2020 | Tier 2 - Elevated | Distribution Circuit | 8 | 17 | 2020-08-17 | 1014888 | Sus | Y | UnknownCause¦Patrolfoundnothing¦¦
20-0087406 | Unknown Cause | Patrol - found nothing |  |  | 2020 | Tier 2 - Elevated | Distribution Circuit | 8 | 19 | 2020-08-19 | 1022908 | Sus | Y | UnknownCause¦Patrolfoundnothing¦¦
20-0090341 | Environmental/External | Fire, Forest/Grass | Conductor, Overhead | Normal | 2020 | Tier 3 - Extreme | Distribution Circuit | 8 | 19 | 2020-08-19 | 1033083 | Sus | Y | EnvironmentalExternal¦FireForestGrass¦ConductorOverhead¦Normal
20-0091396 | Animal | Squirrel | Switch (OH) | Normal | 2020 | Tier 3 - Extreme | Distribution Circuit | 8 | 30 | 2020-08-30 | 1040952 | Sus | Y | Animal¦Squirrel¦Switch(OH)¦Normal
20-0096164 | Environmental/External | Fire, Forest/Grass | Conductor, Overhead | Normal | 2020 | Tier 3 - Extreme | Distribution Circuit | 8 | 19 | 2020-08-19 | 1063842 | Sus | Y | EnvironmentalExternal¦FireForestGrass¦ConductorOverhead¦Normal
20-0104853 | Animal | Squirrel | Fuse | Failed/Faulted | 2020 | Tier 3 - Extreme | Distribution Circuit | 10 | 3 | 2020-10-03 | 1110193 | Sus | Y | Animal¦Squirrel¦Fuse¦FailedFaulted
20-0108482 | Wildfire Mitigation | Public Safety Power Shut-off | Conductor, Overhead | Normal | 2020 | Tier 3 - Extreme | Distribution Circuit | 10 | 14 | 2020-10-14 | 1118124 | Sus | Y | WildfireMitigation¦PublicSafetyPowerShutoff¦ConductorOverhead¦Normal
20-0109616 | Unknown Cause | Patrol - found nothing |  |  | 2020 | Tier 3 - Extreme | Distribution Circuit | 10 | 16 | 2020-10-16 | 1119099 | Sus | Y | UnknownCause¦Patrolfoundnothing¦¦
20-0110055 | Equipment Failure/Involved | Overhead | Transformer (OH) | Broken | 2020 | Tier 3 - Extreme | Transformer only | 10 | 17 | 2020-10-17 | 1120114 | Sus | Y | EquipmentFailureInvolved¦Overhead¦Transformer(OH)¦Broken
20-0117815 | Vegetation | Tree - branch fell on line | Conductor, Overhead | Normal | 2020 | Tier 2 - Elevated | Distribution Circuit | 11 | 6 | 2020-11-06 | 1137509 | Sus | Y | Vegetation¦Treebranchfellonline¦ConductorOverhead¦Normal
20-0118277 | Unknown Cause | Patrol - found nothing |  |  | 2020 | Tier 2 - Elevated | Transformer only | 11 | 7 | 2020-11-07 | 1138561 | Sus | Y | UnknownCause¦Patrolfoundnothing¦¦
20-0127233 | Equipment Failure/Involved | Overhead | Transformer (OH) | Failed/Faulted | 2020 | Tier 3 - Extreme | Transformer only | 12 | 3 | 2020-12-03 | 1159840 | Sus | N | EquipmentFailureInvolved¦Overhead¦Transformer(OH)¦FailedFaulted
20-0130380 | Equipment Failure/Involved | Overhead | Transformer (OH) | Deteriorated | 2020 | Tier 3 - Extreme | Transformer only | 12 | 14 | 2020-12-14 | 1185209 | Sus | N | EquipmentFailureInvolved¦Overhead¦Transformer(OH)¦Deteriorated
20-0131305 | 3rd Party | Vehicle | Anchor or Guy | Normal | 2020 | Tier 3 - Extreme | Distribution Circuit | 12 | 20 | 2020-12-20 | 1196103 | Sus | N | 3rdParty¦Vehicle¦AnchororGuy¦Normal
20-0131917 | Equipment Failure/Involved | Overhead | Conductor, Overhead | Together | 2020 | Tier 2 - Elevated | Distribution Circuit | 12 | 26 | 2020-12-26 | 1199305 | Sus | N | EquipmentFailureInvolved¦Overhead¦ConductorOverhead¦Together
20-0132338 | Vegetation | Tree - fell into line | Conductor, Overhead | Broken, wire on ground | 2020 | Tier 3 - Extreme | Distribution Circuit | 12 | 31 | 2020-12-31 | 1201669 | Sus | N | Vegetation¦Treefellintoline¦ConductorOverhead¦Brokenwireonground
21-0006838 | Equipment Failure/Involved | Overhead | Crossarm, Wood | Broken | 2021 | Tier 2 - Elevated | Distribution Circuit | 1 | 9 | 2021-01-09 | 1207216 | Sus | N | EquipmentFailureInvolved¦Overhead¦CrossarmWood¦Broken
21-0009386 | Equipment Failure/Involved | Overhead | Transformer (OH) | Broken | 2021 | Tier 2 - Elevated | Transformer only | 1 | 16 | 2021-01-16 | 1211520 | Sus | N | EquipmentFailureInvolved¦Overhead¦Transformer(OH)¦Broken
21-0009555 | Unknown Cause | Patrol - found nothing |  |  | 2021 | Tier 2 - Elevated | Distribution Circuit | 1 | 18 | 2021-01-18 | 1212077 | Sus | N | UnknownCause¦Patrolfoundnothing¦¦
21-0011089 | Vegetation | Tree - branch fell on line | Conductor, Overhead | Normal | 2021 | Tier 3 - Extreme | Distribution Circuit | 1 | 19 | 2021-01-19 | 1217751 | Sus | N | Vegetation¦Treebranchfellonline¦ConductorOverhead¦Normal
21-0011348 | Vegetation | Tree - fell into line | Conductor, Overhead | Broken, wire on ground | 2021 | Tier 3 - Extreme | Distribution Circuit | 1 | 19 | 2021-01-19 | 1218470 | Sus | N | Vegetation¦Treefellintoline¦ConductorOverhead¦Brokenwireonground
21-0012557 | Equipment Failure/Involved | Overhead | Transformer (OH) | Broken | 2021 | Tier 3 - Extreme | Transformer only | 1 | 22 | 2021-01-22 | 1220622 | Sus | N | EquipmentFailureInvolved¦Overhead¦Transformer(OH)¦Broken
21-0012716 | Vegetation | Tree - fell into line | Conductor, Overhead | Broken, wire on ground | 2021 | Tier 3 - Extreme | Distribution Circuit | 1 | 19 | 2021-01-19 | 1221126 | Sus | N | Vegetation¦Treefellintoline¦ConductorOverhead¦Brokenwireonground
21-0019306 | Equipment Failure/Involved | Overhead | Transformer (OH) | Broken | 2021 | Tier 2 - Elevated | Transformer only | 1 | 30 | 2021-01-30 | 1243218 | Sus | N | EquipmentFailureInvolved¦Overhead¦Transformer(OH)¦Broken
21-0029318 | Unknown Cause | Patrol - found nothing |  |  | 2021 | Tier 2 - Elevated | Distribution Circuit | 2 | 24 | 2021-02-24 | 1261672 | Sus | N | UnknownCause¦Patrolfoundnothing¦¦
21-0032955 | Equipment Failure/Involved | Overhead | Stepdown | Burned/flashed | 2021 | Tier 2 - Elevated | Distribution Circuit | 3 | 5 | 2021-03-05 | 1270971 | Sus | N | EquipmentFailureInvolved¦Overhead¦Stepdown¦Burnedflashed
21-0034171 | Unknown Cause | Patrol - found nothing |  |  | 2021 | Tier 3 - Extreme | Transformer only | 3 | 9 | 2021-03-09 | 1275491 | Sus | N | UnknownCause¦Patrolfoundnothing¦¦
21-0035065 | Environmental/External | Ice or snow | Conductor, Overhead | Normal | 2021 | Tier 2 - Elevated | Distribution Circuit | 3 | 10 | 2021-03-10 | 1278197 | Sus | N | EnvironmentalExternal¦Iceorsnow¦ConductorOverhead¦Normal
21-0035939 | Unknown Cause | Patrol - found nothing |  |  | 2021 | Tier 2 - Elevated | Distribution Circuit | 3 | 12 | 2021-03-12 | 1280442 | Sus | N | UnknownCause¦Patrolfoundnothing¦¦
21-0036735 | Vegetation | Tree - fell into line | Conductor, Overhead | Broken, wire on ground | 2021 | Tier 2 - Elevated | Distribution Circuit | 3 | 15 | 2021-03-15 | 1283422 | Sus | N | Vegetation¦Treefellintoline¦ConductorOverhead¦Brokenwireonground
21-0038884 | 3rd Party | Vehicle | Cutout, fuse holder | Broken | 2021 | Tier 2 - Elevated | Distribution Circuit | 3 | 19 | 2021-03-19 | 1289403 | Sus | N | 3rdParty¦Vehicle¦Cutoutfuseholder¦Broken
21-0040968 | Equipment Failure/Involved | Overhead | Transformer (OH) | Failed/Faulted | 2021 | Tier 2 - Elevated | Transformer only | 3 | 25 | 2021-03-25 | 1297231 | Sus | N | EquipmentFailureInvolved¦Overhead¦Transformer(OH)¦FailedFaulted
21-0042047 | Unknown Cause | Patrol - found nothing |  |  | 2021 | Tier 2 - Elevated | Distribution Circuit | 3 | 29 | 2021-03-29 | 1302148 | Sus | N | UnknownCause¦Patrolfoundnothing¦¦
21-0043698 | Unknown Cause | Patrol - not conducted |  |  | 2021 | Tier 2 - Elevated | Transformer only | 4 | 1 | 2021-04-01 | 1305008 | Sus | N | UnknownCause¦Patrolnotconducted¦¦
21-0047043 | Equipment Failure/Involved | Overhead | Transformer (OH) | Failed/Faulted | 2021 | Tier 2 - Elevated | Transformer only | 4 | 9 | 2021-04-09 | 1312371 | Sus | N | EquipmentFailureInvolved¦Overhead¦Transformer(OH)¦FailedFaulted
21-0048413 | Unknown Cause | Patrol - found nothing |  |  | 2021 | Tier 3 - Extreme | Distribution Circuit | 4 | 14 | 2021-04-14 | 1316004 | Sus | N | UnknownCause¦Patrolfoundnothing¦¦
21-0052904 | Animal | Squirrel | Fuse | Burned Open | 2021 | Tier 3 - Extreme | Distribution Circuit | 4 | 25 | 2021-04-25 | 1333593 | Sus | N | Animal¦Squirrel¦Fuse¦BurnedOpen
21-0067825 | Unknown Cause | Patrol - found nothing |  |  | 2021 | Tier 2 - Elevated | Distribution Circuit | 5 | 30 | 2021-05-30 | 1361598 | Sus | Y | UnknownCause¦Patrolfoundnothing¦¦
21-0080325 | Animal | Bird found | Conductor, Overhead | Normal | 2021 | Tier 2 - Elevated | Distribution Circuit | 6 | 26 | 2021-06-26 | 1385743 | Sus | Y | Animal¦Birdfound¦ConductorOverhead¦Normal
21-0081094 | Environmental/External | Fire, Forest/Grass | Pole-Wood | Burned/flashed | 2021 | Tier 2 - Elevated | Distribution Circuit | 6 | 28 | 2021-06-28 | 1387529 | Sus | Y | EnvironmentalExternal¦FireForestGrass¦PoleWood¦Burnedflashed
21-0087497 | Unknown Cause | Patrol - found nothing |  |  | 2021 | Tier 3 - Extreme | Distribution Circuit | 7 | 10 | 2021-07-10 | 1398205 | Sus | Y | UnknownCause¦Patrolfoundnothing¦¦
21-0091483 | Vegetation | Tree - fell into line | Conductor, Overhead | Normal | 2021 | Tier 2 - Elevated | Distribution Circuit | 7 | 18 | 2021-07-18 | 1407587 | Sus | Y | Vegetation¦Treefellintoline¦ConductorOverhead¦Normal
21-0099042 | Equipment Failure/Involved | Overhead | Cutout, fuse holder | Broken | 2021 | Tier 3 - Extreme | Transformer only | 8 | 3 | 2021-08-03 | 1429664 | Sus | Y | EquipmentFailureInvolved¦Overhead¦Cutoutfuseholder¦Broken
21-0105396 | Equipment Failure/Involved | Overhead | Conductor, Overhead | Bent or Twisted | 2021 | Tier 2 - Elevated | Distribution Circuit | 8 | 16 | 2021-08-16 | 1444432 | Sus | Y | EquipmentFailureInvolved¦Overhead¦ConductorOverhead¦BentorTwisted
21-0109910 | Environmental/External | Water | Transformer | Broken | 2021 | Tier 2 - Elevated | Transformer only | 8 | 26 | 2021-08-26 | 1454865 | Sus | Y | EnvironmentalExternal¦Water¦Transformer¦Broken
21-0110650 | Equipment Failure/Involved | Electrical Overload | Conductor, Overhead | Burned/flashed | 2021 | Tier 3 - Extreme | Transformer only | 8 | 28 | 2021-08-28 | 1456966 | Sus | Y | EquipmentFailureInvolved¦ElectricalOverload¦ConductorOverhead¦Burnedflashed
21-0116671 | Equipment Failure/Involved | Electrical Overload | Transformer | Failed/Faulted | 2021 | Tier 2 - Elevated | Transformer only | 9 | 13 | 2021-09-13 | 1470352 | Sus | Y | EquipmentFailureInvolved¦ElectricalOverload¦Transformer¦FailedFaulted
21-0116930 | Company Initiated | Coordination failure | Recloser | Normal | 2021 | Tier 2 - Elevated | Distribution Circuit | 9 | 13 | 2021-09-13 | 1470823 | Sus | Y | CompanyInitiated¦Coordinationfailure¦Recloser¦Normal
21-0119973 | Unknown Cause | Patrol - found nothing |  |  | 2021 | Tier 2 - Elevated | Distribution Circuit | 9 | 20 | 2021-09-20 | 1476382 | Sus | Y | UnknownCause¦Patrolfoundnothing¦¦
21-0120849 | Animal | Squirrel | Conductor, Overhead | Normal | 2021 | Tier 3 - Extreme | Distribution Circuit | 9 | 22 | 2021-09-22 | 1477845 | Sus | Y | Animal¦Squirrel¦ConductorOverhead¦Normal
21-0125236 | 3rd Party | Vehicle | Pole-Wood | Broken | 2021 | Tier 2 - Elevated | Distribution Circuit | 10 | 2 | 2021-10-02 | 1485665 | Sus | Y | 3rdParty¦Vehicle¦PoleWood¦Broken
21-0127216 | Unknown Cause | Patrol - found nothing |  |  | 2021 | Tier 3 - Extreme | Distribution Circuit | 10 | 7 | 2021-10-07 | 1489559 | Sus | Y | UnknownCause¦Patrolfoundnothing¦¦
21-0128765 | Unknown Cause | Patrol - found nothing |  |  | 2021 | Tier 3 - Extreme | Distribution Circuit | 10 | 11 | 2021-10-11 | 1492874 | Sus | Y | UnknownCause¦Patrolfoundnothing¦¦
21-0135321 | Unknown Cause | Patrol - found nothing |  |  | 2021 | Tier 3 - Extreme | Transformer only | 10 | 22 | 2021-10-22 | 1506221 | Sus | Y | UnknownCause¦Patrolfoundnothing¦¦
21-0135685 | Unknown Cause | Patrol - found nothing |  |  | 2021 | Tier 2 - Elevated | Distribution Circuit | 10 | 24 | 2021-10-24 | 1507683 | Sus | Y | UnknownCause¦Patrolfoundnothing¦¦
21-0135745 | Unknown Cause | Patrol - found nothing |  |  | 2021 | Tier 2 - Elevated | Transmission line | 10 | 24 | 2021-10-24 | 1508560 | Sus | Y | UnknownCause¦Patrolfoundnothing¦¦
21-0136221 | Vegetation | Tree - branch fell on line | Conductor, Overhead | Normal | 2021 | Tier 2 - Elevated | Distribution Circuit | 10 | 24 | 2021-10-24 | 1512094 | Sus | Y | Vegetation¦Treebranchfellonline¦ConductorOverhead¦Normal
21-0137208 | Unknown Cause | Patrol - found nothing |  |  | 2021 | Tier 3 - Extreme | Distribution Circuit | 10 | 25 | 2021-10-25 | 1517267 | Sus | Y | UnknownCause¦Patrolfoundnothing¦¦
21-0137389 | Vegetation | Tree - branch fell on line | Conductor, Overhead | Normal | 2021 | Tier 3 - Extreme | Distribution Circuit | 10 | 24 | 2021-10-24 | 1515150 | Sus | Y | Vegetation¦Treebranchfellonline¦ConductorOverhead¦Normal
21-0146116 | Unknown Cause | Patrol - found nothing |  |  | 2021 | Tier 2 - Elevated | Transformer only | 11 | 16 | 2021-11-16 | 1546155 | Sus | Y | UnknownCause¦Patrolfoundnothing¦¦
21-0151354 | Unknown Cause | Patrol - found nothing |  |  | 2021 | Tier 2 - Elevated | Distribution Circuit | 11 | 26 | 2021-11-26 | 1554662 | Sus | Y | UnknownCause¦Patrolfoundnothing¦¦
21-0158220 | Vegetation | Tree - fell into line | Pole-Wood | Broken, wire on ground | 2021 | Tier 3 - Extreme | Distribution Circuit | 12 | 14 | 2021-12-14 | 1570664 | Sus | N | Vegetation¦Treefellintoline¦PoleWood¦Brokenwireonground
21-0158551 | Unknown Cause | Patrol - found nothing |  |  | 2021 | Tier 2 - Elevated | Distribution Circuit | 12 | 15 | 2021-12-15 | 1572824 | Sus | N | UnknownCause¦Patrolfoundnothing¦¦
21-0159370 | Vegetation | Tree - fell into line | Conductor, Overhead | Normal | 2021 | Tier 3 - Extreme | Distribution Circuit | 12 | 17 | 2021-12-17 | 1576100 | Sus | N | Vegetation¦Treefellintoline¦ConductorOverhead¦Normal
21-0159728 | Unknown Cause | Patrol - not conducted |  |  | 2021 | Tier 3 - Extreme | Distribution Circuit | 12 | 19 | 2021-12-19 | 1577284 | Sus | N | UnknownCause¦Patrolnotconducted¦¦
21-0160949 | Unknown Cause | Patrol - not conducted |  |  | 2021 | Tier 3 - Extreme | Distribution Circuit | 12 | 27 | 2021-12-27 | 1583936 | Sus | N | UnknownCause¦Patrolnotconducted¦¦
21-0160954 | Equipment Failure/Involved | Overhead | Conductor, Overhead | Broken, wire on ground | 2021 | Tier 3 - Extreme | Distribution Circuit | 12 | 27 | 2021-12-27 | 1583446 | Sus | N | EquipmentFailureInvolved¦Overhead¦ConductorOverhead¦Brokenwireonground
22-0005723 | Equipment Failure/Involved | Overhead | Woodpin | Broken | 2022 | Tier 2 - Elevated | Distribution Circuit | 1 | 3 | 2022-01-03 | 1594190 | Sus | N | EquipmentFailureInvolved¦Overhead¦Woodpin¦Broken
22-0007632 | Equipment Failure/Involved | Overhead | Transformer (OH) | Failed/Faulted | 2022 | Tier 2 - Elevated | Distribution Circuit | 1 | 8 | 2022-01-08 | 1598263 | Sus | N | EquipmentFailureInvolved¦Overhead¦Transformer(OH)¦FailedFaulted
22-0009574 | Animal | Squirrel | Conductor, Overhead | Normal | 2022 | Tier 2 - Elevated | Distribution Circuit | 1 | 13 | 2022-01-13 | 1601607 | Sus | N | Animal¦Squirrel¦ConductorOverhead¦Normal
22-0016104 | Unknown Cause | Patrol - found nothing |  |  | 2022 | Tier 3 - Extreme | Distribution Circuit | 1 | 29 | 2022-01-29 | 1616491 | Sus | N | UnknownCause¦Patrolfoundnothing¦¦
22-0017030 | Company Initiated | Construction Activity/equip, company | Transformer | Normal | 2022 | Tier 2 - Elevated | Transformer only | 2 | 1 | 2022-02-01 | 1618181 | Sus | N | CompanyInitiated¦ConstructionActivityequipcompany¦Transformer¦Normal
22-0017281 | Equipment Failure/Involved | Overhead | Fuse | Failed/Faulted | 2022 | Tier 3 - Extreme | Transformer only | 2 | 1 | 2022-02-01 | 1618399 | Sus | N | EquipmentFailureInvolved¦Overhead¦Fuse¦FailedFaulted
22-0018475 | Vegetation | Tree - fell into line | Conductor, Overhead | Normal | 2022 | Tier 3 - Extreme | Distribution Circuit | 2 | 3 | 2022-02-03 | 1620867 | Sus | N | Vegetation¦Treefellintoline¦ConductorOverhead¦Normal
22-0049777 | Unknown Cause | Patrol - found nothing |  |  | 2022 | Tier 3 - Extreme | Transformer only | 4 | 15 | 2022-04-15 | 1673697 | Sus | N | UnknownCause¦Patrolfoundnothing¦¦
22-0056336 | Equipment Failure/Involved | Overhead | Conductor, Overhead | Together | 2022 | Tier 2 - Elevated | Distribution Circuit | 4 | 30 | 2022-04-30 | 1685022 | Sus | N | EquipmentFailureInvolved¦Overhead¦ConductorOverhead¦Together
22-0056855 | Vegetation | Other ground vegetation | Conductor, Overhead | Normal | 2022 | Tier 3 - Extreme | Distribution Circuit | 5 | 2 | 2022-05-02 | 1686431 | Sus | Y | Vegetation¦Othergroundvegetation¦ConductorOverhead¦Normal
22-0065282 | Company Initiated | Personnel, company | Fuse | Normal | 2022 | Tier 2 - Elevated | Distribution Circuit | 5 | 23 | 2022-05-23 | 1708086 | Sus | Y | CompanyInitiated¦Personnelcompany¦Fuse¦Normal
22-0068866 | Equipment Failure/Involved | Overhead | Conductor, Overhead | Bent or Twisted | 2022 | Tier 2 - Elevated | Distribution Circuit | 6 | 1 | 2022-06-01 | 1715735 | Sus | Y | EquipmentFailureInvolved¦Overhead¦ConductorOverhead¦BentorTwisted
22-0069604 | Equipment Failure/Involved | Overhead | Transformer (OH) | Failed/Faulted | 2022 | Tier 2 - Elevated | Transformer only | 6 | 2 | 2022-06-02 | 1716937 | Sus | Y | EquipmentFailureInvolved¦Overhead¦Transformer(OH)¦FailedFaulted
22-0072518 | Vegetation | Tree - fell into line | Conductor, Overhead | Broken, wire on ground | 2022 | Tier 3 - Extreme | Distribution Circuit | 6 | 10 | 2022-06-10 | 1726907 | Sus | Y | Vegetation¦Treefellintoline¦ConductorOverhead¦Brokenwireonground
22-0073841 | Environmental/External | Fire, Forest/Grass | Pole-Wood | Burned/flashed | 2022 | Tier 2 - Elevated | Distribution Circuit | 6 | 13 | 2022-06-13 | 1730541 | Sus | Y | EnvironmentalExternal¦FireForestGrass¦PoleWood¦Burnedflashed
22-0078523 | 3rd Party | Other | Conductor, Overhead | Normal | 2022 | Tier 3 - Extreme | Distribution Circuit | 6 | 25 | 2022-06-25 | 1741961 | Sus | Y | 3rdParty¦Other¦ConductorOverhead¦Normal
22-0081455 | Animal | Bird found | Fuse | Failed/Faulted | 2022 | Tier 3 - Extreme | Distribution Circuit | 7 | 2 | 2022-07-02 | 1748091 | Sus | Y | Animal¦Birdfound¦Fuse¦FailedFaulted
22-0083635 | Animal | Squirrel | Transformer (OH) | Normal | 2022 | Tier 3 - Extreme | Distribution Circuit | 7 | 10 | 2022-07-10 | 1752508 | Sus | Y | Animal¦Squirrel¦Transformer(OH)¦Normal
22-0088882 | Equipment Failure/Involved | Overhead | Transformer (OH) | Leaking | 2022 | Tier 3 - Extreme | Distribution Circuit | 7 | 22 | 2022-07-22 | 1763522 | Sus | Y | EquipmentFailureInvolved¦Overhead¦Transformer(OH)¦Leaking
22-0089220 | Vegetation | Tree - branch fell on line | Conductor, Overhead | Broken, wire on ground | 2022 | Tier 3 - Extreme | Distribution Circuit | 7 | 24 | 2022-07-24 | 1764646 | Sus | Y | Vegetation¦Treebranchfellonline¦ConductorOverhead¦Brokenwireonground
22-0091424 | Vegetation | Tree - branch fell on line | Conductor, Overhead | Normal | 2022 | Tier 3 - Extreme | Distribution Circuit | 7 | 29 | 2022-07-29 | 1768255 | Sus | Y | Vegetation¦Treebranchfellonline¦ConductorOverhead¦Normal
22-0091577 | Unknown Cause | Patrol - found nothing |  |  | 2022 | Tier 2 - Elevated | Distribution Circuit | 7 | 30 | 2022-07-30 | 1768707 | Sus | Y | UnknownCause¦Patrolfoundnothing¦¦
22-0100242 | Unknown Cause | Patrol - found nothing |  |  | 2022 | Tier 2 - Elevated | Distribution Circuit | 8 | 21 | 2022-08-21 | 1786787 | Sus | Y | UnknownCause¦Patrolfoundnothing¦¦
22-0105525 | Vegetation | Tree - fell into line | Conductor, Overhead | Broken, wire on ground | 2022 | Tier 2 - Elevated | Distribution Circuit | 9 | 3 | 2022-09-03 | 1798437 | Sus | Y | Vegetation¦Treefellintoline¦ConductorOverhead¦Brokenwireonground
22-0112469 | Environmental/External | Lightning | Transformer (OH) | Failed/Faulted | 2022 | Tier 2 - Elevated | Transformer only | 9 | 20 | 2022-09-20 | 1817098 | Sus | Y | EnvironmentalExternal¦Lightning¦Transformer(OH)¦FailedFaulted
22-0115079 | Unknown Cause | Patrol - not conducted |  |  | 2022 | Tier 2 - Elevated | Distribution Circuit | 9 | 27 | 2022-09-27 | 1822276 | Sus | Y | UnknownCause¦Patrolnotconducted¦¦
22-0123809 | Equipment Failure/Involved | Overhead | Pole-Wood | Deteriorated | 2022 | Tier 2 - Elevated | Distribution Circuit | 10 | 22 | 2022-10-22 | 1842607 | Sus | Y | EquipmentFailureInvolved¦Overhead¦PoleWood¦Deteriorated
22-0123833 | Vegetation | Tree - fell into line | Crossarm, Wood | Broken | 2022 | Tier 2 - Elevated | Distribution Circuit | 10 | 22 | 2022-10-22 | 1842665 | Sus | Y | Vegetation¦Treefellintoline¦CrossarmWood¦Broken
22-0124866 | Unknown Cause | Patrol - found nothing |  |  | 2022 | Tier 2 - Elevated | Distribution Circuit | 10 | 26 | 2022-10-26 | 1845621 | Sus | Y | UnknownCause¦Patrolfoundnothing¦¦
22-0128772 | Unknown Cause | Patrol - found nothing |  |  | 2022 | Tier 2 - Elevated | Distribution Circuit | 11 | 8 | 2022-11-08 | 1856634 | Sus | Y | UnknownCause¦Patrolfoundnothing¦¦
22-0129627 | Equipment Failure/Involved | Overhead | Pole-Wood | Broken | 2022 | Tier 3 - Extreme | Distribution Circuit | 11 | 9 | 2022-11-09 | 1858702 | Sus | Y | EquipmentFailureInvolved¦Overhead¦PoleWood¦Broken
22-0137268 | Equipment Failure/Involved | Overhead | Conductor, Overhead | Broken, wire on ground | 2022 | Tier 3 - Extreme | Distribution Circuit | 12 | 7 | 2022-12-07 | 1877731 | Sus | N | EquipmentFailureInvolved¦Overhead¦ConductorOverhead¦Brokenwireonground
22-0138069 | Vegetation | Tree - fell into line | Conductor, Overhead | Broken, wire on ground | 2022 | Tier 2 - Elevated | Distribution Circuit | 12 | 10 | 2022-12-10 | 1880375 | Sus | N | Vegetation¦Treefellintoline¦ConductorOverhead¦Brokenwireonground
22-0141861 | Vegetation | Tree - fell into line | Crossarm, Wood | Broken, wire on ground | 2022 | Tier 2 - Elevated | Distribution Circuit | 12 | 27 | 2022-12-27 | 1900030 | Sus | N | Vegetation¦Treefellintoline¦CrossarmWood¦Brokenwireonground
22-0142211 | Unknown Cause | Patrol - found nothing |  |  | 2022 | Tier 3 - Extreme | Distribution Circuit | 12 | 30 | 2022-12-30 | 1901952 | Sus | N | UnknownCause¦Patrolfoundnothing¦¦
23-0004449 | Vegetation | Tree - fell into line | Conductor, Overhead | Broken, wire on ground | 2022 | Tier 3 - Extreme | Distribution Circuit | 12 | 31 | 2022-12-31 | 1908292 | Sus | N | Vegetation¦Treefellintoline¦ConductorOverhead¦Brokenwireonground
15-0008144 | Vegetation | Tree - fell into line | Conductor, Overhead | Broken, wire on ground | 2015 | Tier 2 - Elevated | Distribution Circuit | 1 | 30 | 2015-01-30 | 1170122 | Sus | N | Vegetation¦Treefellintoline¦ConductorOverhead¦Brokenwireonground
15-0019408 | Equipment Failure/Involved | Electrical Overload | Transformer | Failed/Faulted | 2015 | Tier 3 - Extreme | Transformer only | 3 | 13 | 2015-03-13 | 1202996 | Sus | N | EquipmentFailureInvolved¦ElectricalOverload¦Transformer¦FailedFaulted
15-0029480 | Animal | Other | Cutout, fuse holder | Normal | 2015 | Tier 2 - Elevated | Distribution Circuit | 4 | 25 | 2015-04-25 | 1224805 | Sus | N | Animal¦Other¦Cutoutfuseholder¦Normal
15-0030609 | 3rd Party | Vehicle | Pole-Wood | Broken | 2015 | Tier 2 - Elevated | Distribution Circuit | 4 | 30 | 2015-04-30 | 1227167 | Sus | N | 3rdParty¦Vehicle¦PoleWood¦Broken
15-0033464 | Vegetation | Tree - branch fell on line | Fuse | Failed/Faulted | 2015 | Tier 3 - Extreme | Distribution Circuit | 5 | 12 | 2015-05-12 | 1233028 | Sus | Y | Vegetation¦Treebranchfellonline¦Fuse¦FailedFaulted
15-0034410 | Animal | Squirrel | Fuse | Failed/Faulted | 2015 | Tier 2 - Elevated | Distribution Circuit | 5 | 15 | 2015-05-15 | 1235022 | Sus | Y | Animal¦Squirrel¦Fuse¦FailedFaulted
15-0038554 | Environmental/External | Lightning | Transformer (OH) | Failed/Faulted | 2015 | Tier 3 - Extreme | Distribution Circuit | 6 | 4 | 2015-06-04 | 1243697 | Sus | Y | EnvironmentalExternal¦Lightning¦Transformer(OH)¦FailedFaulted
15-0042196 | Unknown Cause | Patrol - found nothing |  |  | 2015 | Tier 2 - Elevated | Distribution Circuit | 6 | 19 | 2015-06-19 | 1253402 | Sus | Y | UnknownCause¦Patrolfoundnothing¦¦
15-0043772 | Unknown Cause | Patrol - not conducted |  |  | 2015 | Tier 3 - Extreme | Distribution Circuit | 6 | 27 | 2015-06-27 | 1257871 | Sus | Y | UnknownCause¦Patrolnotconducted¦¦
15-0043775 | Equipment Failure/Involved | Overhead | Transformer | Failed/Faulted | 2015 | Tier 2 - Elevated | Transformer only | 6 | 27 | 2015-06-27 | 1257864 | Sus | Y | EquipmentFailureInvolved¦Overhead¦Transformer¦FailedFaulted
15-0044094 | Unknown Cause | Patrol - found nothing |  |  | 2015 | Tier 3 - Extreme | Distribution Circuit | 6 | 29 | 2015-06-29 | 1258906 | Sus | Y | UnknownCause¦Patrolfoundnothing¦¦
15-0045440 | Equipment Failure/Involved | Overhead | Booster | Arcing | 2015 | Tier 2 - Elevated | Distribution Circuit | 7 | 4 | 2015-07-04 | 1262668 | Sus | Y | EquipmentFailureInvolved¦Overhead¦Booster¦Arcing
15-0045493 | Vegetation | Tree - fell into line | Conductor, Overhead | Normal | 2015 | Tier 2 - Elevated | Distribution Circuit | 7 | 4 | 2015-07-04 | 1262878 | Sus | Y | Vegetation¦Treefellintoline¦ConductorOverhead¦Normal
15-0049319 | Equipment Failure/Involved | Overhead | Transformer | Failed/Faulted | 2015 | Tier 3 - Extreme | Transformer only | 7 | 20 | 2015-07-20 | 1274014 | Sus | Y | EquipmentFailureInvolved¦Overhead¦Transformer¦FailedFaulted
15-0053442 | Environmental/External | Lightning | Transformer | Failed/Faulted | 2015 | Tier 2 - Elevated | Distribution Circuit | 8 | 7 | 2015-08-07 | 1284176 | Sus | Y | EnvironmentalExternal¦Lightning¦Transformer¦FailedFaulted
15-0061621 | Environmental/External | Lightning | Transformer (OH) | Failed/Faulted | 2015 | Tier 2 - Elevated | Transformer only | 9 | 15 | 2015-09-15 | 1306582 | Sus | Y | EnvironmentalExternal¦Lightning¦Transformer(OH)¦FailedFaulted
15-0062419 | Environmental/External | Fire, Forest/Grass | Pole-Wood | Burned/flashed | 2015 | Tier 2 - Elevated | Distribution Circuit | 9 | 10 | 2015-09-10 | 1309107 | Sus | Y | EnvironmentalExternal¦FireForestGrass¦PoleWood¦Burnedflashed
15-0071174 | Vegetation | Tree - branch fell on line | Conductor, Overhead | Together | 2015 | Tier 3 - Extreme | Distribution Circuit | 10 | 17 | 2015-10-17 | 1323842 | Sus | Y | Vegetation¦Treebranchfellonline¦ConductorOverhead¦Together
15-0071210 | Environmental/External | Lightning | Fuse | Failed/Faulted | 2015 | Tier 2 - Elevated | Distribution Circuit | 10 | 17 | 2015-10-17 | 1323969 | Sus | Y | EnvironmentalExternal¦Lightning¦Fuse¦FailedFaulted
15-0071318 | Environmental/External | Lightning | Fuse | Failed/Faulted | 2015 | Tier 2 - Elevated | Distribution Circuit | 10 | 17 | 2015-10-17 | 1324362 | Sus | Y | EnvironmentalExternal¦Lightning¦Fuse¦FailedFaulted
15-0077188 | Equipment Failure/Involved | Overhead | Transformer (OH) | Failed/Faulted | 2015 | Tier 2 - Elevated | Transformer only | 11 | 10 | 2015-11-10 | 1339373 | Sus | Y | EquipmentFailureInvolved¦Overhead¦Transformer(OH)¦FailedFaulted
15-0077822 | Vegetation | Tree - branch fell on line | Fuse | Normal | 2015 | Tier 2 - Elevated | Distribution Circuit | 11 | 15 | 2015-11-15 | 1341373 | Sus | Y | Vegetation¦Treebranchfellonline¦Fuse¦Normal
15-0078055 | 3rd Party | Vehicle | Pole-Wood | Broken | 2015 | Tier 3 - Extreme | Distribution Circuit | 11 | 15 | 2015-11-15 | 1342705 | Sus | Y | 3rdParty¦Vehicle¦PoleWood¦Broken
15-0080610 | Unknown Cause | Patrol - found nothing |  |  | 2015 | Tier 3 - Extreme | Distribution Circuit | 11 | 24 | 2015-11-24 | 1347841 | Sus | Y | UnknownCause¦Patrolfoundnothing¦¦
15-0084020 | Equipment Failure/Involved | Overhead | Recloser | Burned/flashed | 2015 | Tier 2 - Elevated | Distribution Circuit | 12 | 10 | 2015-12-10 | 1357968 | Sus | N | EquipmentFailureInvolved¦Overhead¦Recloser¦Burnedflashed
15-0084145 | Vegetation | Tree - branch fell on line | Conductor, Overhead | Normal | 2015 | Tier 3 - Extreme | Distribution Circuit | 12 | 10 | 2015-12-10 | 1358313 | Sus | N | Vegetation¦Treebranchfellonline¦ConductorOverhead¦Normal
15-0084397 | Unknown Cause | Patrol - found nothing |  |  | 2015 | Tier 3 - Extreme | Distribution Circuit | 12 | 12 | 2015-12-12 | 1359420 | Sus | N | UnknownCause¦Patrolfoundnothing¦¦
15-0084792 | Vegetation | Tree - branch fell on line | Conductor, Overhead | Broken, wire on ground | 2015 | Tier 3 - Extreme | Distribution Circuit | 12 | 13 | 2015-12-13 | 1361151 | Sus | N | Vegetation¦Treebranchfellonline¦ConductorOverhead¦Brokenwireonground
15-0086762 | Vegetation | Tree - fell into line | Conductor, Overhead | Broken, wire on ground | 2015 | Tier 3 - Extreme | Distribution Circuit | 12 | 22 | 2015-12-22 | 1369327 | Sus | N | Vegetation¦Treefellintoline¦ConductorOverhead¦Brokenwireonground
16-0005915 | Vegetation | Tree - fell into line | Conductor, Overhead | Broken, wire on ground | 2016 | Tier 3 - Extreme | Distribution Circuit | 1 | 17 | 2016-01-17 | 1385541 | Sus | N | Vegetation¦Treefellintoline¦ConductorOverhead¦Brokenwireonground
16-0006622 | 3rd Party | Vehicle | Pole-Wood | Broken, wire on ground | 2016 | Tier 2 - Elevated | Distribution Circuit | 1 | 19 | 2016-01-19 | 1388089 | Sus | N | 3rdParty¦Vehicle¦PoleWood¦Brokenwireonground
16-0010808 | Unknown Cause | Patrol - not conducted |  |  | 2016 | Tier 2 - Elevated | Distribution Circuit | 2 | 5 | 2016-02-05 | 1398612 | Sus | N | UnknownCause¦Patrolnotconducted¦¦
16-0017895 | Vegetation | Tree - branch fell on line | Conductor, Overhead | Broken, wire on ground | 2016 | Tier 2 - Elevated | Distribution Circuit | 3 | 5 | 2016-03-05 | 1419210 | Sus | N | Vegetation¦Treebranchfellonline¦ConductorOverhead¦Brokenwireonground
16-0018261 | Vegetation | Tree - branch fell on line | Conductor, Overhead | Broken, wire on ground | 2016 | Tier 3 - Extreme | Distribution Circuit | 3 | 6 | 2016-03-06 | 1421180 | Sus | N | Vegetation¦Treebranchfellonline¦ConductorOverhead¦Brokenwireonground
16-0021851 | Unknown Cause | Patrol - found nothing |  |  | 2016 | Tier 2 - Elevated | Distribution Circuit | 3 | 16 | 2016-03-16 | 1432367 | Sus | N | UnknownCause¦Patrolfoundnothing¦¦
16-0025778 | Equipment Failure/Involved | Overhead | Transformer (OH) | Deteriorated | 2016 | Tier 2 - Elevated | Transformer only | 4 | 3 | 2016-04-03 | 1443560 | Sus | N | EquipmentFailureInvolved¦Overhead¦Transformer(OH)¦Deteriorated
16-0026519 | Equipment Failure/Involved | Electrical Overload | Transformer | Failed/Faulted | 2016 | Tier 2 - Elevated | Transformer only | 4 | 6 | 2016-04-06 | 1445606 | Sus | N | EquipmentFailureInvolved¦ElectricalOverload¦Transformer¦FailedFaulted
16-0028917 | Equipment Failure/Involved | Underground | Connector or Splice (UG) | Failed/Faulted | 2016 | Tier 2 - Elevated | Distribution Circuit | 4 | 15 | 2016-04-15 | 1451346 | Sus | N | EquipmentFailureInvolved¦Underground¦ConnectororSplice(UG)¦FailedFaulted
16-0029197 | Equipment Failure/Involved | Other | Other | Failed/Faulted | 2016 | Tier 3 - Extreme | Transformer only | 4 | 17 | 2016-04-17 | 1452304 | Sus | N | EquipmentFailureInvolved¦Other¦Other¦FailedFaulted
16-0030420 | Vegetation | Tree - branch fell on line | Conductor, Overhead | Normal | 2016 | Tier 2 - Elevated | Distribution Circuit | 4 | 22 | 2016-04-22 | 1455397 | Sus | N | Vegetation¦Treebranchfellonline¦ConductorOverhead¦Normal
16-0032797 | Equipment Failure/Involved | Overhead | Transformer | Failed/Faulted | 2016 | Tier 2 - Elevated | Transformer only | 4 | 30 | 2016-04-30 | 1461907 | Sus | N | EquipmentFailureInvolved¦Overhead¦Transformer¦FailedFaulted
16-0033462 | Equipment Failure/Involved | Overhead | Conductor, Overhead | Broken, wire on ground | 2016 | Tier 2 - Elevated | Distribution Circuit | 5 | 3 | 2016-05-03 | 1463791 | Sus | Y | EquipmentFailureInvolved¦Overhead¦ConductorOverhead¦Brokenwireonground
16-0034545 | Environmental/External | Lightning | Transformer | Failed/Faulted | 2016 | Tier 2 - Elevated | Transformer only | 5 | 6 | 2016-05-06 | 1465901 | Sus | Y | EnvironmentalExternal¦Lightning¦Transformer¦FailedFaulted
16-0039677 | Equipment Failure/Involved | Overhead | Transformer | Failed/Faulted | 2016 | Tier 2 - Elevated | Transformer only | 5 | 30 | 2016-05-30 | 1479109 | Sus | Y | EquipmentFailureInvolved¦Overhead¦Transformer¦FailedFaulted
16-0040641 | Vegetation | Tree - fell into line | Conductor, Overhead | Broken, wire on ground | 2016 | Tier 2 - Elevated | Distribution Circuit | 6 | 2 | 2016-06-02 | 1481620 | Sus | Y | Vegetation¦Treefellintoline¦ConductorOverhead¦Brokenwireonground
16-0043537 | Vegetation | Tree - branch fell on line | Conductor, Overhead | Normal | 2016 | Tier 2 - Elevated | Distribution Circuit | 6 | 15 | 2016-06-15 | 1489552 | Sus | Y | Vegetation¦Treebranchfellonline¦ConductorOverhead¦Normal
16-0052434 | Unknown Cause | Patrol - found nothing |  |  | 2016 | Tier 3 - Extreme | Distribution Circuit | 7 | 25 | 2016-07-25 | 1515967 | Sus | Y | UnknownCause¦Patrolfoundnothing¦¦
16-0057195 | Environmental/External | Fire, Forest/Grass | Recloser | Normal | 2016 | Tier 2 - Elevated | Distribution Circuit | 8 | 14 | 2016-08-14 | 1526175 | Sus | Y | EnvironmentalExternal¦FireForestGrass¦Recloser¦Normal
16-0062443 | Unknown Cause | Patrol - found nothing |  |  | 2016 | Tier 2 - Elevated | Distribution Circuit | 9 | 6 | 2016-09-06 | 1536944 | Sus | Y | UnknownCause¦Patrolfoundnothing¦¦
16-0076378 | Vegetation | Tree - fell into line | Conductor, Overhead | Broken, wire on ground | 2016 | Tier 3 - Extreme | Distribution Circuit | 10 | 28 | 2016-10-28 | 1571780 | Sus | Y | Vegetation¦Treefellintoline¦ConductorOverhead¦Brokenwireonground
16-0076737 | Vegetation | Tree - fell into line | Conductor, Overhead | Broken, wire on ground | 2016 | Tier 3 - Extreme | Distribution Circuit | 10 | 30 | 2016-10-30 | 1572959 | Sus | Y | Vegetation¦Treefellintoline¦ConductorOverhead¦Brokenwireonground
16-0078216 | Vegetation | Tree - branch fell on line | Transformer (OH) | Leaking | 2016 | Tier 3 - Extreme | Transformer only | 11 | 5 | 2016-11-05 | 1577099 | Sus | Y | Vegetation¦Treebranchfellonline¦Transformer(OH)¦Leaking
16-0079419 | Vegetation | Tree - fell into line | Conductor, Overhead | Broken, wire on ground | 2016 | Tier 2 - Elevated | Distribution Circuit | 11 | 11 | 2016-11-11 | 1579928 | Sus | Y | Vegetation¦Treefellintoline¦ConductorOverhead¦Brokenwireonground
16-0086762 | Equipment Failure/Involved | Electrical Overload | Transformer | Arcing | 2016 | Tier 2 - Elevated | Transformer only | 12 | 22 | 2016-12-22 | 1609352 | Sus | N | EquipmentFailureInvolved¦ElectricalOverload¦Transformer¦Arcing
17-0002991 | Equipment Failure/Involved | Overhead | Fuse | Broken | 2017 | Tier 3 - Extreme | Distribution Circuit | 1 | 3 | 2017-01-03 | 1615668 | Sus | N | EquipmentFailureInvolved¦Overhead¦Fuse¦Broken
17-0003083 | Equipment Failure/Involved | Overhead | Lightning Arrestor | Failed/Faulted | 2017 | Tier 3 - Extreme | Distribution Circuit | 1 | 3 | 2017-01-03 | 1615803 | Sus | N | EquipmentFailureInvolved¦Overhead¦LightningArrestor¦FailedFaulted
17-0003275 | Unknown Cause | Patrol - not conducted |  |  | 2017 | Tier 3 - Extreme | Distribution Circuit | 1 | 3 | 2017-01-03 | 1616398 | Sus | N | UnknownCause¦Patrolnotconducted¦¦
17-0006205 | Vegetation | Tree - fell into line | Conductor, Overhead | Broken, wire on ground | 2017 | Tier 2 - Elevated | Distribution Circuit | 1 | 9 | 2017-01-09 | 1631582 | Sus | N | Vegetation¦Treefellintoline¦ConductorOverhead¦Brokenwireonground
17-0006506 | Vegetation | Tree - fell into line | Conductor, Overhead | Broken, wire on ground | 2017 | Tier 2 - Elevated | Distribution Circuit | 1 | 9 | 2017-01-09 | 1632134 | Sus | N | Vegetation¦Treefellintoline¦ConductorOverhead¦Brokenwireonground
17-0007704 | Equipment Failure/Involved | Overhead | Pole-Wood | Broken | 2017 | Tier 3 - Extreme | Distribution Circuit | 1 | 10 | 2017-01-10 | 1633372 | Sus | N | EquipmentFailureInvolved¦Overhead¦PoleWood¦Broken
17-0008226 | Unknown Cause | Patrol - found nothing |  |  | 2017 | Tier 3 - Extreme | Distribution Circuit | 1 | 11 | 2017-01-11 | 1640362 | Sus | N | UnknownCause¦Patrolfoundnothing¦¦
17-0008235 | Unknown Cause | Patrol - found nothing |  |  | 2017 | Tier 3 - Extreme | Distribution Circuit | 1 | 11 | 2017-01-11 | 1640671 | Sus | N | UnknownCause¦Patrolfoundnothing¦¦
17-0008239 | Equipment Failure/Involved | Overhead | Service conductor | Broken | 2017 | Tier 3 - Extreme | Transformer only | 1 | 12 | 2017-01-12 | 1640687 | Sus | N | EquipmentFailureInvolved¦Overhead¦Serviceconductor¦Broken
17-0008485 | Vegetation | Tree - fell into line | Pole-Wood | Broken | 2017 | Tier 2 - Elevated | Distribution Circuit | 1 | 12 | 2017-01-12 | 1641741 | Sus | N | Vegetation¦Treefellintoline¦PoleWood¦Broken
17-0008746 | Vegetation | Tree - fell into line | Conductor, Overhead | Broken, wire on ground | 2017 | Tier 2 - Elevated | Distribution Circuit | 1 | 13 | 2017-01-13 | 1642516 | Sus | N | Vegetation¦Treefellintoline¦ConductorOverhead¦Brokenwireonground
17-0009247 | Vegetation | Tree - fell into line | Conductor, Overhead | Broken, wire on ground | 2017 | Tier 3 - Extreme | Distribution Circuit | 1 | 15 | 2017-01-15 | 1643905 | Sus | N | Vegetation¦Treefellintoline¦ConductorOverhead¦Brokenwireonground
17-0011215 | Vegetation | Tree - fell into line | Conductor, Overhead | Broken, wire on ground | 2017 | Tier 2 - Elevated | Distribution Circuit | 1 | 20 | 2017-01-20 | 1652107 | Sus | N | Vegetation¦Treefellintoline¦ConductorOverhead¦Brokenwireonground
17-0011956 | Unknown Cause | Patrol - found nothing |  |  | 2017 | Tier 2 - Elevated | Distribution Circuit | 1 | 21 | 2017-01-21 | 1655962 | Sus | N | UnknownCause¦Patrolfoundnothing¦¦
17-0014684 | Equipment Failure/Involved | Overhead | Conductor, Overhead | Broken, wire on ground | 2017 | Tier 3 - Extreme | Distribution Circuit | 1 | 25 | 2017-01-25 | 1666762 | Sus | N | EquipmentFailureInvolved¦Overhead¦ConductorOverhead¦Brokenwireonground
17-0016487 | 3rd Party | Vehicle | Conductor, Overhead | Normal | 2017 | Tier 2 - Elevated | Distribution Circuit | 2 | 1 | 2017-02-01 | 1671719 | Sus | N | 3rdParty¦Vehicle¦ConductorOverhead¦Normal
17-0018008 | Vegetation | Tree - fell into line | Conductor, Overhead | Broken, wire on ground | 2017 | Tier 2 - Elevated | Distribution Circuit | 2 | 6 | 2017-02-06 | 1677128 | Sus | N | Vegetation¦Treefellintoline¦ConductorOverhead¦Brokenwireonground
17-0018528 | Vegetation | Tree - fell into line | Conductor, Overhead | On Ground | 2017 | Tier 2 - Elevated | Distribution Circuit | 2 | 7 | 2017-02-07 | 1679387 | Sus | N | Vegetation¦Treefellintoline¦ConductorOverhead¦OnGround
17-0019810 | Vegetation | Tree - fell into line | Conductor, Underground | Normal | 2017 | Tier 2 - Elevated | Distribution Circuit | 2 | 10 | 2017-02-10 | 1684707 | Sus | N | Vegetation¦Treefellintoline¦ConductorUnderground¦Normal
17-0022326 | Vegetation | Tree - fell into line | Conductor, Overhead | Broken, wire on ground | 2017 | Tier 3 - Extreme | Distribution Circuit | 2 | 17 | 2017-02-17 | 1696483 | Sus | N | Vegetation¦Treefellintoline¦ConductorOverhead¦Brokenwireonground
17-0024891 | Vegetation | Tree - fell into line | Conductor, Overhead | Broken, wire on ground | 2017 | Tier 3 - Extreme | Distribution Circuit | 2 | 20 | 2017-02-20 | 1707553 | Sus | N | Vegetation¦Treefellintoline¦ConductorOverhead¦Brokenwireonground
17-0025152 | Vegetation | Tree - branch fell on line | Conductor, Overhead | Arcing | 2017 | Tier 3 - Extreme | Distribution Circuit | 2 | 21 | 2017-02-21 | 1708717 | Sus | N | Vegetation¦Treebranchfellonline¦ConductorOverhead¦Arcing
17-0025215 | Unknown Cause | Patrol - found nothing |  |  | 2017 | Tier 3 - Extreme | Distribution Circuit | 2 | 21 | 2017-02-21 | 1708207 | Sus | N | UnknownCause¦Patrolfoundnothing¦¦
17-0025654 | Vegetation | Tree - branch fell on line | Conductor, Overhead | Normal | 2017 | Tier 3 - Extreme | Distribution Circuit | 2 | 21 | 2017-02-21 | 1710795 | Sus | N | Vegetation¦Treebranchfellonline¦ConductorOverhead¦Normal
17-0025765 | Vegetation | Tree - fell into line | Conductor, Overhead | Normal | 2017 | Tier 3 - Extreme | Distribution Circuit | 2 | 22 | 2017-02-22 | 1711342 | Sus | N | Vegetation¦Treefellintoline¦ConductorOverhead¦Normal
17-0034101 | Vegetation | Tree - branch fell on line | Conductor, Overhead | Together | 2017 | Tier 3 - Extreme | Distribution Circuit | 3 | 27 | 2017-03-27 | 1736501 | Sus | N | Vegetation¦Treebranchfellonline¦ConductorOverhead¦Together
17-0037181 | Vegetation | Tree - branch fell on line | Conductor, Overhead | Broken, wire on ground | 2017 | Tier 3 - Extreme | Distribution Circuit | 4 | 6 | 2017-04-06 | 1745500 | Sus | N | Vegetation¦Treebranchfellonline¦ConductorOverhead¦Brokenwireonground
17-0038071 | Equipment Failure/Involved | Overhead | Pole-Wood | Broken, wire on ground | 2017 | Tier 3 - Extreme | Distribution Circuit | 4 | 7 | 2017-04-07 | 1751184 | Sus | N | EquipmentFailureInvolved¦Overhead¦PoleWood¦Brokenwireonground
17-0038374 | Environmental/External | Lightning | Transformer | Failed/Faulted | 2017 | Tier 3 - Extreme | Transformer only | 4 | 8 | 2017-04-08 | 1752515 | Sus | N | EnvironmentalExternal¦Lightning¦Transformer¦FailedFaulted
17-0038473 | Equipment Failure/Involved | Overhead | Crossarm, Wood | Broken | 2017 | Tier 3 - Extreme | Distribution Circuit | 4 | 9 | 2017-04-09 | 1753487 | Sus | N | EquipmentFailureInvolved¦Overhead¦CrossarmWood¦Broken
17-0038804 | Vegetation | Tree - branch fell on line | Transformer | Failed/Faulted | 2017 | Tier 3 - Extreme | Transformer only | 4 | 10 | 2017-04-10 | 1754010 | Sus | N | Vegetation¦Treebranchfellonline¦Transformer¦FailedFaulted
17-0040636 | Vegetation | Tree - fell into line | Conductor, Overhead | Broken, wire on ground | 2017 | Tier 2 - Elevated | Distribution Circuit | 4 | 16 | 2017-04-16 | 1759027 | Sus | N | Vegetation¦Treefellintoline¦ConductorOverhead¦Brokenwireonground
17-0045790 | Vegetation | Tree - branch fell on line | Conductor, Overhead | Together | 2017 | Tier 3 - Extreme | Distribution Circuit | 5 | 6 | 2017-05-06 | 1776010 | Sus | Y | Vegetation¦Treebranchfellonline¦ConductorOverhead¦Together
17-0054608 | Environmental/External | Lightning | Transformer (OH) | Failed/Faulted | 2017 | Tier 2 - Elevated | Distribution Circuit | 6 | 12 | 2017-06-12 | 1802559 | Sus | Y | EnvironmentalExternal¦Lightning¦Transformer(OH)¦FailedFaulted
17-0057405 | 3rd Party | Tree - cutting, 3rd party | Conductor, Overhead | Broken, wire on ground | 2017 | Tier 3 - Extreme | Distribution Circuit | 6 | 21 | 2017-06-21 | 1813936 | Sus | Y | 3rdParty¦Treecutting3rdparty¦ConductorOverhead¦Brokenwireonground
17-0059414 | Vegetation | Tree - branch fell on line | Connector or Splice (OH) | Normal | 2017 | Tier 2 - Elevated | Distribution Circuit | 6 | 29 | 2017-06-29 | 1820376 | Sus | Y | Vegetation¦Treebranchfellonline¦ConnectororSplice(OH)¦Normal
17-0061234 | Equipment Failure/Involved | Overhead | Transformer | Failed/Faulted | 2017 | Tier 2 - Elevated | Transformer only | 7 | 7 | 2017-07-07 | 1825427 | Sus | Y | EquipmentFailureInvolved¦Overhead¦Transformer¦FailedFaulted
17-0061771 | Vegetation | Tree - fell into line | Conductor, Overhead | Broken, wire on ground | 2017 | Tier 2 - Elevated | Distribution Circuit | 7 | 10 | 2017-07-10 | 1828225 | Sus | Y | Vegetation¦Treefellintoline¦ConductorOverhead¦Brokenwireonground
17-0064392 | Vegetation | Tree - branch fell on line | Conductor, Overhead | Normal | 2017 | Tier 2 - Elevated | Distribution Circuit | 7 | 20 | 2017-07-20 | 1836688 | Sus | Y | Vegetation¦Treebranchfellonline¦ConductorOverhead¦Normal
17-0064531 | Equipment Failure/Involved | Overhead | Pole-Wood | Broken | 2017 | Tier 2 - Elevated | Distribution Circuit | 7 | 21 | 2017-07-21 | 1836942 | Sus | Y | EquipmentFailureInvolved¦Overhead¦PoleWood¦Broken
17-0080484 | 3rd Party | Vehicle | Pole-Wood | Broken | 2017 | Tier 3 - Extreme | Distribution Circuit | 9 | 21 | 2017-09-21 | 1882983 | Sus | Y | 3rdParty¦Vehicle¦PoleWood¦Broken
17-0086901 | Environmental/External | Fire, Forest/Grass | Pole-Wood | Broken, wire on ground | 2017 | Tier 2 - Elevated | Distribution Circuit | 10 | 8 | 2017-10-08 | 1899662 | Sus | Y | EnvironmentalExternal¦FireForestGrass¦PoleWood¦Brokenwireonground
17-0087122 | Environmental/External | Fire, Forest/Grass | Pole-Wood | Broken, wire on ground | 2017 | Tier 2 - Elevated | Distribution Circuit | 10 | 8 | 2017-10-08 | 1900094 | Sus | Y | EnvironmentalExternal¦FireForestGrass¦PoleWood¦Brokenwireonground
17-0088306 | Environmental/External | Fire, Forest/Grass | Customer Equipment | Burned/flashed | 2017 | Tier 3 - Extreme | Transformer only | 10 | 8 | 2017-10-08 | 1903344 | Sus | Y | EnvironmentalExternal¦FireForestGrass¦CustomerEquipment¦Burnedflashed
17-0088804 | Animal | Other | Insulator | Burned/flashed | 2017 | Tier 2 - Elevated | Distribution Circuit | 10 | 20 | 2017-10-20 | 1904805 | Sus | Y | Animal¦Other¦Insulator¦Burnedflashed
17-0092244 | Equipment Failure/Involved | Electrical Overload | Transformer | Failed/Faulted | 2017 | Tier 2 - Elevated | Transformer only | 11 | 2 | 2017-11-02 | 1914591 | Sus | Y | EquipmentFailureInvolved¦ElectricalOverload¦Transformer¦FailedFaulted
17-0093728 | Unknown Cause | Patrol - not conducted |  |  | 2017 | Tier 3 - Extreme | Distribution Circuit | 11 | 8 | 2017-11-08 | 1918926 | Sus | Y | UnknownCause¦Patrolnotconducted¦¦
17-0095423 | Equipment Failure/Involved | Overhead | Jumper | Arcing | 2017 | Tier 2 - Elevated | Distribution Circuit | 11 | 16 | 2017-11-16 | 1923480 | Sus | Y | EquipmentFailureInvolved¦Overhead¦Jumper¦Arcing
17-0097351 | Unknown Cause | Patrol - found nothing |  |  | 2017 | Tier 2 - Elevated | Distribution Circuit | 11 | 24 | 2017-11-24 | 1928490 | Sus | Y | UnknownCause¦Patrolfoundnothing¦¦
17-0097397 | Equipment Failure/Involved | Overhead | Conductor, Overhead | Broken, wire on ground | 2017 | Tier 2 - Elevated | Distribution Circuit | 11 | 24 | 2017-11-24 | 1928737 | Sus | Y | EquipmentFailureInvolved¦Overhead¦ConductorOverhead¦Brokenwireonground
17-0098789 | Unknown Cause | Patrol - found nothing |  |  | 2017 | Tier 2 - Elevated | Distribution Circuit | 11 | 30 | 2017-11-30 | 1933024 | Sus | Y | UnknownCause¦Patrolfoundnothing¦¦
17-0099959 | Equipment Failure/Involved | Overhead | Crossarm, Wood | Broken | 2017 | Tier 2 - Elevated | Distribution Circuit | 12 | 5 | 2017-12-05 | 1936402 | Sus | N | EquipmentFailureInvolved¦Overhead¦CrossarmWood¦Broken
17-0100985 | Animal | Other | Conductor, Overhead | Normal | 2017 | Tier 2 - Elevated | Distribution Circuit | 12 | 10 | 2017-12-10 | 1939850 | Sus | N | Animal¦Other¦ConductorOverhead¦Normal
17-0102115 | Unknown Cause | Patrol - not conducted |  |  | 2017 | Tier 3 - Extreme | Substation - Distribution | 12 | 16 | 2017-12-16 | 1945151 | Sus | N | UnknownCause¦Patrolnotconducted¦¦
17-0102334 | Vegetation | Tree - branch fell on line | Fuse | Failed/Faulted | 2017 | Tier 3 - Extreme | Distribution Circuit | 12 | 17 | 2017-12-17 | 1946121 | Sus | N | Vegetation¦Treebranchfellonline¦Fuse¦FailedFaulted
17-0103051 | Unknown Cause | Patrol - found nothing |  |  | 2017 | Tier 3 - Extreme | Distribution Circuit | 12 | 22 | 2017-12-22 | 1950221 | Sus | N | UnknownCause¦Patrolfoundnothing¦¦
17-0103689 | Vegetation | Tree - branch fell on line | Conductor, Overhead | Normal | 2017 | Tier 3 - Extreme | Distribution Circuit | 12 | 30 | 2017-12-30 | 1953490 | Sus | N | Vegetation¦Treebranchfellonline¦ConductorOverhead¦Normal
18-0005034 | Vegetation | Tree - fell into line | Conductor, Overhead | Broken, wire on ground | 2018 | Tier 3 - Extreme | Distribution Circuit | 1 | 10 | 2018-01-10 | 5933 | Sus | N | Vegetation¦Treefellintoline¦ConductorOverhead¦Brokenwireonground
18-0007211 | Vegetation | Tree - branch fell on line | Conductor, Overhead | Together | 2018 | Tier 2 - Elevated | Distribution Circuit | 1 | 18 | 2018-01-18 | 10543 | Sus | N | Vegetation¦Treebranchfellonline¦ConductorOverhead¦Together
18-0012821 | Unknown Cause | Patrol - found nothing |  |  | 2018 | Tier 3 - Extreme | Distribution Circuit | 2 | 9 | 2018-02-09 | 21851 | Sus | N | UnknownCause¦Patrolfoundnothing¦¦
18-0016805 | Unknown Cause | Patrol - found nothing |  |  | 2018 | Tier 3 - Extreme | Distribution Circuit | 2 | 23 | 2018-02-23 | 30330 | Sus | N | UnknownCause¦Patrolfoundnothing¦¦
18-0018831 | Vegetation | Tree - fell into line | Conductor, Overhead | Broken, wire on ground | 2018 | Tier 2 - Elevated | Distribution Circuit | 3 | 1 | 2018-03-01 | 35674 | Sus | N | Vegetation¦Treefellintoline¦ConductorOverhead¦Brokenwireonground
18-0019823 | Unknown Cause | Patrol - found nothing |  |  | 2018 | Tier 2 - Elevated | Distribution Circuit | 3 | 5 | 2018-03-05 | 38257 | Sus | N | UnknownCause¦Patrolfoundnothing¦¦
18-0021116 | Unknown Cause | Patrol - found nothing |  |  | 2018 | Tier 2 - Elevated | Distribution Circuit | 3 | 8 | 2018-03-08 | 40489 | Sus | N | UnknownCause¦Patrolfoundnothing¦¦
18-0023867 | Animal | Bird found | Fuse | Failed/Faulted | 2018 | Tier 2 - Elevated | Distribution Circuit | 3 | 18 | 2018-03-18 | 47171 | Sus | N | Animal¦Birdfound¦Fuse¦FailedFaulted
18-0024066 | Animal | Bird found | Fuse | Failed/Faulted | 2018 | Tier 3 - Extreme | Distribution Circuit | 3 | 19 | 2018-03-19 | 47620 | Sus | N | Animal¦Birdfound¦Fuse¦FailedFaulted
18-0025499 | Vegetation | Tree - branch fell on line | Conductor, Overhead | Normal | 2018 | Tier 3 - Extreme | Distribution Circuit | 3 | 22 | 2018-03-22 | 50657 | Sus | N | Vegetation¦Treebranchfellonline¦ConductorOverhead¦Normal
18-0026229 | Vegetation | Tree - fell into line | Conductor, Overhead | Normal | 2018 | Tier 2 - Elevated | Distribution Circuit | 3 | 23 | 2018-03-23 | 52314 | Sus | N | Vegetation¦Treefellintoline¦ConductorOverhead¦Normal
18-0026290 | Equipment Failure/Involved | Overhead | Transformer | Failed/Faulted | 2018 | Tier 2 - Elevated | Transformer only | 3 | 24 | 2018-03-24 | 52629 | Sus | N | EquipmentFailureInvolved¦Overhead¦Transformer¦FailedFaulted
18-0027640 | Equipment Failure/Involved | Underground | Conductor, Underground | Broken | 2018 | Tier 3 - Extreme | Distribution Circuit | 3 | 29 | 2018-03-29 | 55642 | Sus | N | EquipmentFailureInvolved¦Underground¦ConductorUnderground¦Broken
18-0030109 | Vegetation | Tree - branch fell on line | Conductor, Overhead | Normal | 2018 | Tier 3 - Extreme | Distribution Circuit | 4 | 6 | 2018-04-06 | 61165 | Sus | N | Vegetation¦Treebranchfellonline¦ConductorOverhead¦Normal
18-0032263 | Vegetation | Tree - fell into line | Conductor, Overhead | Broken, wire on ground | 2018 | Tier 3 - Extreme | Distribution Circuit | 4 | 14 | 2018-04-14 | 66872 | Sus | N | Vegetation¦Treefellintoline¦ConductorOverhead¦Brokenwireonground
18-0035622 | Equipment Failure/Involved | Overhead | Crossarm, Wood | Broken | 2018 | Tier 3 - Extreme | Distribution Circuit | 4 | 25 | 2018-04-25 | 73938 | Sus | N | EquipmentFailureInvolved¦Overhead¦CrossarmWood¦Broken
18-0036472 | Vegetation | Tree - branch fell on line | Conductor, Overhead | Normal | 2018 | Tier 3 - Extreme | Distribution Circuit | 4 | 28 | 2018-04-28 | 75899 | Sus | N | Vegetation¦Treebranchfellonline¦ConductorOverhead¦Normal
18-0038324 | Unknown Cause | Patrol - found nothing |  |  | 2018 | Tier 2 - Elevated | Distribution Circuit | 5 | 4 | 2018-05-04 | 79504 | Sus | Y | UnknownCause¦Patrolfoundnothing¦¦
18-0043004 | Vegetation | Tree - branch fell on line | Conductor, Overhead | Together | 2018 | Tier 2 - Elevated | Distribution Circuit | 5 | 21 | 2018-05-21 | 91049 | Sus | Y | Vegetation¦Treebranchfellonline¦ConductorOverhead¦Together
18-0043569 | Equipment Failure/Involved | Overhead | Transformer | Failed/Faulted | 2018 | Tier 2 - Elevated | Transformer only | 5 | 23 | 2018-05-23 | 92559 | Sus | Y | EquipmentFailureInvolved¦Overhead¦Transformer¦FailedFaulted
18-0044758 | Vegetation | Tree - fell into line | Conductor, Overhead | Broken, wire on ground | 2018 | Tier 3 - Extreme | Distribution Circuit | 5 | 27 | 2018-05-27 | 94857 | Sus | Y | Vegetation¦Treefellintoline¦ConductorOverhead¦Brokenwireonground
18-0046809 | Equipment Failure/Involved | Electrical Overload |  | Failed/Faulted | 2018 | Tier 2 - Elevated | Transformer only | 6 | 3 | 2018-06-03 | 100293 | Sus | Y | EquipmentFailureInvolved¦ElectricalOverload¦¦FailedFaulted
18-0048538 | Equipment Failure/Involved | Overhead | Transformer (OH) | Failed/Faulted | 2018 | Tier 2 - Elevated | Transformer only | 6 | 7 | 2018-06-07 | 103742 | Sus | Y | EquipmentFailureInvolved¦Overhead¦Transformer(OH)¦FailedFaulted
18-0050348 | Vegetation | Tree - branch fell on line | Conductor, Overhead | Normal | 2018 | Tier 2 - Elevated | Distribution Circuit | 6 | 12 | 2018-06-12 | 107571 | Sus | Y | Vegetation¦Treebranchfellonline¦ConductorOverhead¦Normal
18-0050530 | Animal | Bird found | Conductor, Overhead | Normal | 2018 | Tier 3 - Extreme | Distribution Circuit | 6 | 13 | 2018-06-13 | 108172 | Sus | Y | Animal¦Birdfound¦ConductorOverhead¦Normal
18-0051506 | Environmental/External | Fire, Forest/Grass | Transformer (OH) | Burned/flashed | 2018 | Tier 2 - Elevated | Distribution Circuit | 6 | 15 | 2018-06-15 | 110275 | Sus | Y | EnvironmentalExternal¦FireForestGrass¦Transformer(OH)¦Burnedflashed
18-0051737 | Vegetation | Tree - branch fell on line | Conductor, Overhead | Broken, wire on ground | 2018 | Tier 3 - Extreme | Distribution Circuit | 6 | 16 | 2018-06-16 | 111168 | Sus | Y | Vegetation¦Treebranchfellonline¦ConductorOverhead¦Brokenwireonground
18-0056887 | Unknown Cause | Patrol - found nothing |  |  | 2018 | Tier 2 - Elevated | Distribution Circuit | 7 | 3 | 2018-07-03 | 124192 | Sus | Y | UnknownCause¦Patrolfoundnothing¦¦
18-0061699 | Equipment Failure/Involved | Overhead | Other | Failed/Faulted | 2018 | Tier 2 - Elevated | Transformer only | 7 | 20 | 2018-07-20 | 136036 | Sus | Y | EquipmentFailureInvolved¦Overhead¦Other¦FailedFaulted
18-0062481 | 3rd Party | Vehicle | Pole-Wood | Broken | 2018 | Tier 3 - Extreme | Distribution Circuit | 7 | 22 | 2018-07-22 | 137504 | Sus | Y | 3rdParty¦Vehicle¦PoleWood¦Broken
18-0064499 | Vegetation | Tree - branch fell on line | Conductor, Overhead | Broken, wire on ground | 2018 | Tier 2 - Elevated | Distribution Circuit | 7 | 27 | 2018-07-27 | 142144 | Sus | Y | Vegetation¦Treebranchfellonline¦ConductorOverhead¦Brokenwireonground
18-0065890 | Environmental/External | Fire, Forest/Grass | Conductor, Overhead | Normal | 2018 | Tier 2 - Elevated | Distribution Circuit | 8 | 1 | 2018-08-01 | 146884 | Sus | Y | EnvironmentalExternal¦FireForestGrass¦ConductorOverhead¦Normal
18-0065903 | Environmental/External | Fire, Forest/Grass | Pole-Wood | Burned/flashed | 2018 | Tier 2 - Elevated | Distribution Circuit | 7 | 28 | 2018-07-28 | 146904 | Sus | Y | EnvironmentalExternal¦FireForestGrass¦PoleWood¦Burnedflashed
18-0066560 | Equipment Failure/Involved | Overhead | Lightning Arrestor | Failed/Faulted | 2018 | Tier 2 - Elevated | Distribution Circuit | 8 | 3 | 2018-08-03 | 148458 | Sus | Y | EquipmentFailureInvolved¦Overhead¦LightningArrestor¦FailedFaulted
18-0069081 | Vegetation | Tree - branch fell on line | Conductor, Overhead | Broken, wire on ground | 2018 | Tier 3 - Extreme | Distribution Circuit | 8 | 12 | 2018-08-12 | 153998 | Sus | Y | Vegetation¦Treebranchfellonline¦ConductorOverhead¦Brokenwireonground
18-0069081 | Vegetation | Tree - branch fell on line | Conductor, Overhead | Broken, wire on ground | 2018 | Tier 3 - Extreme | Distribution Circuit | 8 | 12 | 2018-08-12 | 153998 | Sus | Y | Vegetation¦Treebranchfellonline¦ConductorOverhead¦Brokenwireonground
18-0072389 | Company Initiated | Construction Activity/equip, company | Conductor, Overhead | Normal | 2018 | Tier 2 - Elevated | Distribution Circuit | 8 | 22 | 2018-08-22 | 160140 | Sus | Y | CompanyInitiated¦ConstructionActivityequipcompany¦ConductorOverhead¦Normal
18-0075331 | Equipment Failure/Involved | Underground | Conductor, Underground | Broken | 2018 | Tier 2 - Elevated | Distribution Circuit | 8 | 30 | 2018-08-30 | 166031 | Sus | Y | EquipmentFailureInvolved¦Underground¦ConductorUnderground¦Broken
18-0080663 | Animal | Squirrel | Fuse | Failed/Faulted | 2018 | Tier 2 - Elevated | Distribution Circuit | 9 | 17 | 2018-09-17 | 176155 | Sus | Y | Animal¦Squirrel¦Fuse¦FailedFaulted
18-0086427 | Vegetation | Tree - fell into line | Conductor, Overhead | Broken, wire on ground | 2018 | Tier 2 - Elevated | Distribution Circuit | 10 | 3 | 2018-10-03 | 187698 | Sus | Y | Vegetation¦Treefellintoline¦ConductorOverhead¦Brokenwireonground
18-0086585 | Animal | Bird found | Conductor, Overhead | Broken, wire on ground | 2018 | Tier 2 - Elevated | Distribution Circuit | 10 | 4 | 2018-10-04 | 188017 | Sus | Y | Animal¦Birdfound¦ConductorOverhead¦Brokenwireonground
18-0087663 | Animal | Squirrel | Fuse | Failed/Faulted | 2018 | Tier 2 - Elevated | Distribution Circuit | 10 | 6 | 2018-10-06 | 189832 | Sus | Y | Animal¦Squirrel¦Fuse¦FailedFaulted
18-0088468 | 3rd Party | Fire, house or bldg. | Connector or Splice (OH) | Burned Open | 2018 | Tier 2 - Elevated | Transformer only | 10 | 9 | 2018-10-09 | 191417 | Sus | Y | 3rdParty¦Firehouseorbldg¦ConnectororSplice(OH)¦BurnedOpen
18-0088527 | Equipment Failure/Involved | Overhead | Transformer | Leaking | 2018 | Tier 2 - Elevated | Transformer only | 10 | 9 | 2018-10-09 | 191488 | Sus | Y | EquipmentFailureInvolved¦Overhead¦Transformer¦Leaking
18-0090646 | 3rd Party | Vehicle | Conductor, Overhead | Normal | 2018 | Tier 2 - Elevated | Distribution Circuit | 10 | 15 | 2018-10-15 | 195612 | Sus | Y | 3rdParty¦Vehicle¦ConductorOverhead¦Normal
18-0099166 | Environmental/External | Fire, Forest/Grass | Pole-Wood | Burned/flashed | 2018 | Tier 2 - Elevated | Distribution Circuit | 11 | 8 | 2018-11-08 | 213858 | Sus | Y | EnvironmentalExternal¦FireForestGrass¦PoleWood¦Burnedflashed
18-0101291 | Environmental/External | Fire, Forest/Grass | Pole-Wood | Burned/flashed | 2018 | Tier 3 - Extreme | Distribution Circuit | 11 | 8 | 2018-11-08 | 218657 | Sus | Y | EnvironmentalExternal¦FireForestGrass¦PoleWood¦Burnedflashed
18-0101753 | Environmental/External | Fire, Forest/Grass | Pole-Wood | Burned/flashed | 2018 | Tier 3 - Extreme | Distribution Circuit | 11 | 8 | 2018-11-08 | 219742 | Sus | Y | EnvironmentalExternal¦FireForestGrass¦PoleWood¦Burnedflashed
18-0102756 | Animal | Squirrel | Conductor, Underground | Normal | 2018 | Tier 2 - Elevated | Distribution Circuit | 11 | 24 | 2018-11-24 | 223469 | Sus | Y | Animal¦Squirrel¦ConductorUnderground¦Normal
18-0103342 | Environmental/External | Fire, Forest/Grass | Pole-Wood | Burned/flashed | 2018 | Tier 3 - Extreme | Distribution Circuit | 11 | 8 | 2018-11-08 | 224900 | Sus | Y | EnvironmentalExternal¦FireForestGrass¦PoleWood¦Burnedflashed
18-0103408 | Equipment Failure/Involved | Overhead | Transformer | Arcing | 2018 | Tier 2 - Elevated | Transformer only | 11 | 26 | 2018-11-26 | 224830 | Sus | Y | EquipmentFailureInvolved¦Overhead¦Transformer¦Arcing
18-0104667 | Vegetation | Tree - fell into line | Conductor, Overhead | On Ground | 2018 | Tier 2 - Elevated | Distribution Circuit | 11 | 28 | 2018-11-28 | 227128 | Sus | Y | Vegetation¦Treefellintoline¦ConductorOverhead¦OnGround
18-0104918 | Vegetation | Tree - bark fell into line | Conductor, Overhead | Normal | 2018 | Tier 2 - Elevated | Distribution Circuit | 11 | 29 | 2018-11-29 | 227945 | Sus | Y | Vegetation¦Treebarkfellintoline¦ConductorOverhead¦Normal
18-0110448 | Equipment Failure/Involved | Overhead | Jumper | Burned Open | 2018 | Tier 2 - Elevated | Distribution Circuit | 12 | 24 | 2018-12-24 | 246059 | Sus | N | EquipmentFailureInvolved¦Overhead¦Jumper¦BurnedOpen
19-0003383 | Unknown Cause | Patrol - found nothing |  |  | 2018 | Tier 3 - Extreme | Distribution Circuit | 12 | 31 | 2018-12-31 | 251203 | Sus | N | UnknownCause¦Patrolfoundnothing¦¦
19-0005073 | Vegetation | Tree - fell into line | Conductor, Overhead | Broken, wire on ground | 2019 | Tier 2 - Elevated | Distribution Circuit | 1 | 6 | 2019-01-06 | 255247 | Sus | N | Vegetation¦Treefellintoline¦ConductorOverhead¦Brokenwireonground
19-0006235 | Vegetation | Tree - fell into line | Conductor, Overhead | Broken, wire on ground | 2019 | Tier 3 - Extreme | Distribution Circuit | 1 | 8 | 2019-01-08 | 260363 | Sus | N | Vegetation¦Treefellintoline¦ConductorOverhead¦Brokenwireonground
19-0010106 | Vegetation | Tree - fell into line | Service conductor | Broken | 2019 | Tier 2 - Elevated | Distribution Circuit | 1 | 16 | 2019-01-16 | 268945 | Sus | N | Vegetation¦Treefellintoline¦Serviceconductor¦Broken
19-0010296 | Vegetation | Tree - branch fell on line | Conductor, Overhead | Broken, wire on ground | 2019 | Tier 2 - Elevated | Distribution Circuit | 1 | 16 | 2019-01-16 | 271243 | Sus | N | Vegetation¦Treebranchfellonline¦ConductorOverhead¦Brokenwireonground
19-0010352 | Vegetation | Tree - fell into line | Conductor, Overhead | Broken, wire on ground | 2019 | Tier 3 - Extreme | Distribution Circuit | 1 | 16 | 2019-01-16 | 271170 | Sus | N | Vegetation¦Treefellintoline¦ConductorOverhead¦Brokenwireonground
19-0011064 | Equipment Failure/Involved | Overhead | Transformer (OH) | Burned/flashed | 2019 | Tier 2 - Elevated | Distribution Circuit | 1 | 16 | 2019-01-16 | 271857 | Sus | N | EquipmentFailureInvolved¦Overhead¦Transformer(OH)¦Burnedflashed
19-0011369 | Equipment Failure/Involved | Overhead | Crossarm, Wood | Broken | 2019 | Tier 2 - Elevated | Distribution Circuit | 1 | 16 | 2019-01-16 | 274856 | Sus | N | EquipmentFailureInvolved¦Overhead¦CrossarmWood¦Broken
19-0014319 | Equipment Failure/Involved | Overhead | Pole-Wood | Broken | 2019 | Tier 2 - Elevated | Distribution Circuit | 1 | 25 | 2019-01-25 | 281070 | Sus | N | EquipmentFailureInvolved¦Overhead¦PoleWood¦Broken
19-0018683 | Vegetation | Tree - fell into line | Crossarm, Wood | Broken, wire on ground | 2019 | Tier 2 - Elevated | Distribution Circuit | 2 | 5 | 2019-02-05 | 292941 | Sus | N | Vegetation¦Treefellintoline¦CrossarmWood¦Brokenwireonground
19-0019462 | Vegetation | Tree - fell into line | Conductor, Overhead | Normal | 2019 | Tier 2 - Elevated | Distribution Circuit | 2 | 7 | 2019-02-07 | 294978 | Sus | N | Vegetation¦Treefellintoline¦ConductorOverhead¦Normal
19-0020581 | Equipment Failure/Involved | Overhead | Transformer (OH) | Failed/Faulted | 2019 | Tier 2 - Elevated | Distribution Circuit | 2 | 10 | 2019-02-10 | 298146 | Sus | N | EquipmentFailureInvolved¦Overhead¦Transformer(OH)¦FailedFaulted
19-0020701 | Vegetation | Tree - fell into line | Pole-Wood | Broken | 2019 | Tier 3 - Extreme | Distribution Circuit | 2 | 10 | 2019-02-10 | 298744 | Sus | N | Vegetation¦Treefellintoline¦PoleWood¦Broken
19-0020721 | Vegetation | Tree - fell into line | Conductor, Overhead | Broken, wire on ground | 2019 | Tier 3 - Extreme | Distribution Circuit | 2 | 10 | 2019-02-10 | 298972 | Sus | N | Vegetation¦Treefellintoline¦ConductorOverhead¦Brokenwireonground
19-0020804 | Vegetation | Tree - fell into line | Service conductor | Broken | 2019 | Tier 2 - Elevated | Transformer only | 2 | 10 | 2019-02-10 | 299244 | Sus | N | Vegetation¦Treefellintoline¦Serviceconductor¦Broken
19-0021156 | Vegetation | Tree - fell into line | Conductor, Overhead | Broken, wire on ground | 2019 | Tier 2 - Elevated | Distribution Circuit | 2 | 10 | 2019-02-10 | 298832 | Sus | N | Vegetation¦Treefellintoline¦ConductorOverhead¦Brokenwireonground
19-0021821 | Vegetation | Tree - fell into line | Conductor, Overhead | Broken, wire on ground | 2019 | Tier 3 - Extreme | Distribution Circuit | 2 | 12 | 2019-02-12 | 302895 | Sus | N | Vegetation¦Treefellintoline¦ConductorOverhead¦Brokenwireonground
19-0022944 | Vegetation | Tree - fell into line | Conductor, Overhead | Broken, wire on ground | 2019 | Tier 2 - Elevated | Distribution Circuit | 2 | 14 | 2019-02-14 | 307400 | Sus | N | Vegetation¦Treefellintoline¦ConductorOverhead¦Brokenwireonground
19-0024169 | Vegetation | Tree - fell into line | Crossarm, Wood | Broken, wire on ground | 2019 | Tier 2 - Elevated | Distribution Circuit | 2 | 13 | 2019-02-13 | 312522 | Sus | N | Vegetation¦Treefellintoline¦CrossarmWood¦Brokenwireonground
19-0024555 | Unknown Cause | Patrol - found nothing |  |  | 2019 | Tier 2 - Elevated | Transmission line | 2 | 16 | 2019-02-16 | 314375 | Sus | N | UnknownCause¦Patrolfoundnothing¦¦
19-0024592 | Vegetation | Tree - fell into line | Pole-Wood | Broken, wire on ground | 2019 | Tier 2 - Elevated | Distribution Circuit | 2 | 12 | 2019-02-12 | 314542 | Sus | N | Vegetation¦Treefellintoline¦PoleWood¦Brokenwireonground
19-0025190 | Vegetation | Tree - fell into line | Crossarm, Wood | Broken | 2019 | Tier 2 - Elevated | Distribution Circuit | 2 | 17 | 2019-02-17 | 315880 | Sus | N | Vegetation¦Treefellintoline¦CrossarmWood¦Broken
19-0025234 | Vegetation | Tree - fell into line | Conductor, Overhead | Broken, wire on ground | 2019 | Tier 3 - Extreme | Distribution Circuit | 2 | 16 | 2019-02-16 | 315774 | Sus | N | Vegetation¦Treefellintoline¦ConductorOverhead¦Brokenwireonground
19-0025738 | Unknown Cause | Patrol - found nothing |  |  | 2019 | Tier 2 - Elevated | Distribution Circuit | 2 | 13 | 2019-02-13 | 318145 | Sus | N | UnknownCause¦Patrolfoundnothing¦¦
19-0026159 | Vegetation | Tree - fell into line | Transformer | Failed/Faulted | 2019 | Tier 2 - Elevated | Transformer only | 2 | 19 | 2019-02-19 | 318835 | Sus | N | Vegetation¦Treefellintoline¦Transformer¦FailedFaulted
19-0028515 | Vegetation | Tree - branch fell on line | Fuse | Failed/Faulted | 2019 | Tier 3 - Extreme | Distribution Circuit | 2 | 26 | 2019-02-26 | 324859 | Sus | N | Vegetation¦Treebranchfellonline¦Fuse¦FailedFaulted
19-0028938 | Vegetation | Tree - branch fell on line | Conductor, Overhead | Broken, wire on ground | 2019 | Tier 2 - Elevated | Distribution Circuit | 2 | 27 | 2019-02-27 | 326877 | Sus | N | Vegetation¦Treebranchfellonline¦ConductorOverhead¦Brokenwireonground
19-0028952 | Vegetation | Tree - fell into line | Pole-Wood | Broken, wire on ground | 2019 | Tier 3 - Extreme | Distribution Circuit | 2 | 26 | 2019-02-26 | 325181 | Sus | N | Vegetation¦Treefellintoline¦PoleWood¦Brokenwireonground
19-0035069 | Equipment Failure/Involved | Fire, pole | Pole-Wood | Broken, wire on ground | 2019 | Tier 2 - Elevated | Distribution Circuit | 3 | 19 | 2019-03-19 | 342931 | Sus | N | EquipmentFailureInvolved¦Firepole¦PoleWood¦Brokenwireonground
19-0037545 | Unknown Cause | Patrol - not conducted |  |  | 2019 | Tier 3 - Extreme | Distribution Circuit | 3 | 27 | 2019-03-27 | 348587 | Sus | N | UnknownCause¦Patrolnotconducted¦¦
19-0037988 | Environmental/External | Lightning | Transformer (OH) | Failed/Faulted | 2019 | Tier 2 - Elevated | Distribution Circuit | 3 | 28 | 2019-03-28 | 349334 | Sus | N | EnvironmentalExternal¦Lightning¦Transformer(OH)¦FailedFaulted
19-0038639 | Equipment Failure/Involved | Overhead | Transformer (OH) | Broken | 2019 | Tier 2 - Elevated | Transformer only | 3 | 31 | 2019-03-31 | 351265 | Sus | N | EquipmentFailureInvolved¦Overhead¦Transformer(OH)¦Broken
19-0045404 | Unknown Cause | Patrol - found nothing |  |  | 2019 | Tier 2 - Elevated | Distribution Circuit | 4 | 23 | 2019-04-23 | 366555 | Sus | N | UnknownCause¦Patrolfoundnothing¦¦
19-0046346 | Unknown Cause | Patrol - not conducted |  |  | 2019 | Tier 3 - Extreme | Distribution Circuit | 4 | 26 | 2019-04-26 | 368464 | Sus | N | UnknownCause¦Patrolnotconducted¦¦
19-0048006 | Equipment Failure/Involved | Overhead | Crossarm, Wood | Broken | 2019 | Tier 2 - Elevated | Distribution Circuit | 5 | 1 | 2019-05-01 | 371887 | Sus | Y | EquipmentFailureInvolved¦Overhead¦CrossarmWood¦Broken
19-0048396 | Unknown Cause | Patrol - found nothing |  |  | 2019 | Tier 2 - Elevated | Distribution Circuit | 5 | 2 | 2019-05-02 | 372563 | Sus | Y | UnknownCause¦Patrolfoundnothing¦¦
19-0048886 | Equipment Failure/Involved | Overhead | Connector or Splice (OH) | Broken | 2019 | Tier 2 - Elevated | Distribution Circuit | 5 | 4 | 2019-05-04 | 373738 | Sus | Y | EquipmentFailureInvolved¦Overhead¦ConnectororSplice(OH)¦Broken
19-0050683 | Environmental/External | Lightning | Transformer | Failed/Faulted | 2019 | Tier 3 - Extreme | Transformer only | 5 | 10 | 2019-05-10 | 377754 | Sus | Y | EnvironmentalExternal¦Lightning¦Transformer¦FailedFaulted
19-0052713 | Equipment Failure/Involved | Overhead | Crossarm, Wood | Broken | 2019 | Tier 2 - Elevated | Distribution Circuit | 5 | 16 | 2019-05-16 | 382352 | Sus | Y | EquipmentFailureInvolved¦Overhead¦CrossarmWood¦Broken
19-0061924 | Unknown Cause | Patrol - found nothing |  |  | 2019 | Tier 2 - Elevated | Distribution Circuit | 6 | 3 | 2019-06-03 | 396278 | Sus | Y | UnknownCause¦Patrolfoundnothing¦¦
19-0071055 | Equipment Failure/Involved | Overhead | Pole-Wood | Broken | 2019 | Tier 2 - Elevated | Distribution Circuit | 6 | 22 | 2019-06-22 | 426346 | Sus | Y | EquipmentFailureInvolved¦Overhead¦PoleWood¦Broken
19-0074018 | Equipment Failure/Involved | Overhead | Transformer (OH) | Failed/Faulted | 2019 | Tier 3 - Extreme | Transformer only | 7 | 2 | 2019-07-02 | 439936 | Sus | Y | EquipmentFailureInvolved¦Overhead¦Transformer(OH)¦FailedFaulted
19-0077078 | Equipment Failure/Involved | Overhead | Transformer | Failed/Faulted | 2019 | Tier 3 - Extreme | Transformer only | 7 | 13 | 2019-07-13 | 448753 | Sus | Y | EquipmentFailureInvolved¦Overhead¦Transformer¦FailedFaulted
19-0079509 | Unknown Cause | Patrol - found nothing |  |  | 2019 | Tier 3 - Extreme | Distribution Circuit | 7 | 20 | 2019-07-20 | 464818 | Sus | Y | UnknownCause¦Patrolfoundnothing¦¦
19-0080144 | Equipment Failure/Involved | Overhead | Pole-Wood | Broken | 2019 | Tier 2 - Elevated | Distribution Circuit | 7 | 23 | 2019-07-23 | 468845 | Sus | Y | EquipmentFailureInvolved¦Overhead¦PoleWood¦Broken
19-0080326 | Equipment Failure/Involved | Overhead | Transformer (OH) | Failed/Faulted | 2019 | Tier 2 - Elevated | Transformer only | 7 | 23 | 2019-07-23 | 468647 | Sus | Y | EquipmentFailureInvolved¦Overhead¦Transformer(OH)¦FailedFaulted
19-0081769 | Unknown Cause | Patrol - found nothing |  |  | 2019 | Tier 2 - Elevated | Distribution Circuit | 7 | 27 | 2019-07-27 | 473013 | Sus | Y | UnknownCause¦Patrolfoundnothing¦¦
19-0086393 | Vegetation | Tree - fell into line | Conductor, Overhead | Normal | 2019 | Tier 3 - Extreme | Distribution Circuit | 8 | 9 | 2019-08-09 | 498013 | Sus | Y | Vegetation¦Treefellintoline¦ConductorOverhead¦Normal
19-0086843 | Unknown Cause | Patrol - found nothing |  |  | 2019 | Tier 2 - Elevated | Distribution Circuit | 8 | 12 | 2019-08-12 | 502253 | Sus | Y | UnknownCause¦Patrolfoundnothing¦¦
19-0087627 | Equipment Failure/Involved | Overhead | Insulator | Broken | 2019 | Tier 2 - Elevated | Distribution Circuit | 8 | 14 | 2019-08-14 | 507960 | Sus | Y | EquipmentFailureInvolved¦Overhead¦Insulator¦Broken
19-0088322 | Equipment Failure/Involved | Overhead | Transformer | Failed/Faulted | 2019 | Tier 2 - Elevated | Transformer only | 8 | 15 | 2019-08-15 | 512504 | Sus | Y | EquipmentFailureInvolved¦Overhead¦Transformer¦FailedFaulted
19-0107116 | Unknown Cause | Patrol - found nothing |  |  | 2019 | Tier 2 - Elevated | Distribution Circuit | 10 | 3 | 2019-10-03 | 640614 | Sus | Y | UnknownCause¦Patrolfoundnothing¦¦
19-0110003 | Equipment Failure/Involved | Overhead | Connector or Splice (OH) | Broken, wire on ground | 2019 | Tier 2 - Elevated | Distribution Circuit | 10 | 10 | 2019-10-10 | 652929 | Sus | Y | EquipmentFailureInvolved¦Overhead¦ConnectororSplice(OH)¦Brokenwireonground
19-0118060 | Equipment Failure/Involved | Overhead | Jumper | Burned Open | 2019 | Tier 3 - Extreme | Distribution Circuit | 10 | 28 | 2019-10-28 | 692288 | Sus | Y | EquipmentFailureInvolved¦Overhead¦Jumper¦BurnedOpen
19-0122366 | Unknown Cause | Patrol - found nothing |  |  | 2019 | Tier 2 - Elevated | Distribution Circuit | 11 | 7 | 2019-11-07 | 701833 | Sus | Y | UnknownCause¦Patrolfoundnothing¦¦
19-0125073 | Equipment Failure/Involved | Overhead | Conductor, Overhead | Normal | 2019 | Tier 2 - Elevated | Transformer only | 11 | 15 | 2019-11-15 | 707467 | Sus | Y | EquipmentFailureInvolved¦Overhead¦ConductorOverhead¦Normal
19-0126560 | Wildfire Mitigation | Public Safety Power Shut-off | Recloser | Normal | 2019 | Tier 3 - Extreme | Distribution Circuit | 11 | 20 | 2019-11-20 | 711847 | Sus | Y | WildfireMitigation¦PublicSafetyPowerShutoff¦Recloser¦Normal
19-0128635 | Equipment Failure/Involved | Overhead | Fuse | Failed/Faulted | 2019 | Tier 2 - Elevated | Distribution Circuit | 11 | 25 | 2019-11-25 | 714848 | Sus | Y | EquipmentFailureInvolved¦Overhead¦Fuse¦FailedFaulted
19-0129531 | Vegetation | Tree - branch fell on line | Conductor, Overhead | Normal | 2019 | Tier 2 - Elevated | Distribution Circuit | 11 | 26 | 2019-11-26 | 717667 | Sus | Y | Vegetation¦Treebranchfellonline¦ConductorOverhead¦Normal
19-0129584 | Vegetation | Tree - fell into line | Conductor, Overhead | Arcing | 2019 | Tier 2 - Elevated | Distribution Circuit | 11 | 26 | 2019-11-26 | 717233 | Sus | Y | Vegetation¦Treefellintoline¦ConductorOverhead¦Arcing
19-0130188 | Vegetation | Tree - branch fell on line | Transformer | Broken | 2019 | Tier 3 - Extreme | Transformer only | 11 | 27 | 2019-11-27 | 721066 | Sus | Y | Vegetation¦Treebranchfellonline¦Transformer¦Broken
19-0130943 | Vegetation | Tree - fell into line | Conductor, Overhead | Broken, wire on ground | 2019 | Tier 3 - Extreme | Distribution Circuit | 11 | 27 | 2019-11-27 | 720604 | Sus | Y | Vegetation¦Treefellintoline¦ConductorOverhead¦Brokenwireonground
19-0132534 | Vegetation | Tree - branch fell on line | Conductor, Overhead | Broken, wire on ground | 2019 | Tier 3 - Extreme | Distribution Circuit | 12 | 2 | 2019-12-02 | 727709 | Sus | N | Vegetation¦Treebranchfellonline¦ConductorOverhead¦Brokenwireonground
19-0134111 | 3rd Party | Vehicle | Pole-Wood | Broken, wire on ground | 2019 | Tier 2 - Elevated | Distribution Circuit | 12 | 5 | 2019-12-05 | 730930 | Sus | N | 3rdParty¦Vehicle¦PoleWood¦Brokenwireonground
19-0135036 | Equipment Failure/Involved | Overhead | Conductor, Overhead | Broken, wire on ground | 2019 | Tier 2 - Elevated | Distribution Circuit | 12 | 8 | 2019-12-08 | 733743 | Sus | N | EquipmentFailureInvolved¦Overhead¦ConductorOverhead¦Brokenwireonground
19-0138024 | Vegetation | Tree - grew into line | Conductor, Overhead | Normal | 2019 | Tier 3 - Extreme | Transformer only | 12 | 27 | 2019-12-27 | 751176 | Sus | N | Vegetation¦Treegrewintoline¦ConductorOverhead¦Normal
20-0009767 | Vegetation | Tree - fell into line | Conductor, Overhead | Broken, wire on ground | 2020 | Tier 2 - Elevated | Distribution Circuit | 1 | 16 | 2020-01-16 | 762549 | Sus | N | Vegetation¦Treefellintoline¦ConductorOverhead¦Brokenwireonground
20-0010254 | Vegetation | Tree - fell into line | Conductor, Overhead | Broken, wire on ground | 2020 | Tier 3 - Extreme | Distribution Circuit | 1 | 16 | 2020-01-16 | 765314 | Sus | N | Vegetation¦Treefellintoline¦ConductorOverhead¦Brokenwireonground
20-0011067 | Vegetation | Tree - fell into line | Crossarm, Wood | Broken | 2020 | Tier 2 - Elevated | Distribution Circuit | 1 | 18 | 2020-01-18 | 765630 | Sus | N | Vegetation¦Treefellintoline¦CrossarmWood¦Broken
20-0019379 | Vegetation | Tree - fell into line | Conductor, Overhead | Broken, wire on ground | 2020 | Tier 3 - Extreme | Distribution Circuit | 2 | 9 | 2020-02-09 | 785130 | Sus | N | Vegetation¦Treefellintoline¦ConductorOverhead¦Brokenwireonground
20-0025006 | Unknown Cause | Patrol - found nothing |  |  | 2020 | Tier 2 - Elevated | Distribution Circuit | 2 | 23 | 2020-02-23 | 800962 | Sus | N | UnknownCause¦Patrolfoundnothing¦¦
20-0027334 | Unknown Cause | Patrol - found nothing |  |  | 2020 | Tier 2 - Elevated | Distribution Circuit | 2 | 29 | 2020-02-29 | 819990 | Sus | N | UnknownCause¦Patrolfoundnothing¦¦
20-0032500 | Vegetation | Tree - fell into line | Pole-Wood | Broken, wire on ground | 2020 | Tier 3 - Extreme | Distribution Circuit | 3 | 15 | 2020-03-15 | 853513 | Sus | N | Vegetation¦Treefellintoline¦PoleWood¦Brokenwireonground
20-0033012 | Environmental/External | Ice or snow | Pole-Wood | Broken, wire on ground | 2020 | Tier 3 - Extreme | Distribution Circuit | 3 | 16 | 2020-03-16 | 855637 | Sus | N | EnvironmentalExternal¦Iceorsnow¦PoleWood¦Brokenwireonground
20-0033368 | Vegetation | Tree - fell into line | Conductor, Overhead | Broken, wire on ground | 2020 | Tier 2 - Elevated | Distribution Circuit | 3 | 16 | 2020-03-16 | 856687 | Sus | N | Vegetation¦Treefellintoline¦ConductorOverhead¦Brokenwireonground
20-0034175 | Equipment Failure/Involved | Overhead | Pole-Wood | Deteriorated | 2020 | Tier 3 - Extreme | Distribution Circuit | 3 | 19 | 2020-03-19 | 858798 | Sus | N | EquipmentFailureInvolved¦Overhead¦PoleWood¦Deteriorated
20-0040268 | Equipment Failure/Involved | Underground | Transformer (UG) | Failed/Faulted | 2020 | Tier 2 - Elevated | Distribution Circuit | 4 | 10 | 2020-04-10 | 893292 | Sus | N | EquipmentFailureInvolved¦Underground¦Transformer(UG)¦FailedFaulted
20-0059797 | Vegetation | Tree - fell into line | Conductor, Overhead | Normal | 2020 | Tier 3 - Extreme | Distribution Circuit | 6 | 10 | 2020-06-10 | 936192 | Sus | Y | Vegetation¦Treefellintoline¦ConductorOverhead¦Normal
20-0071437 | Environmental/External | Fire, Forest/Grass | Conductor, Overhead | Normal | 2020 | Tier 2 - Elevated | Distribution Circuit | 7 | 13 | 2020-07-13 | 963764 | Sus | Y | EnvironmentalExternal¦FireForestGrass¦ConductorOverhead¦Normal
20-0077506 | Equipment Failure/Involved | Overhead | Crossarm, Wood | Broken | 2020 | Tier 2 - Elevated | Distribution Circuit | 7 | 29 | 2020-07-29 | 974592 | Sus | Y | EquipmentFailureInvolved¦Overhead¦CrossarmWood¦Broken
20-0078708 | Equipment Failure/Involved | Overhead | Conductor, Overhead | Deteriorated | 2020 | Tier 3 - Extreme | Transmission line | 8 | 1 | 2020-08-01 | 976640 | Sus | Y | EquipmentFailureInvolved¦Overhead¦ConductorOverhead¦Deteriorated
20-0080932 | Vegetation | Tree - fell into line | Conductor, Overhead | Broken, wire on ground | 2020 | Tier 3 - Extreme | Distribution Circuit | 8 | 7 | 2020-08-07 | 983013 | Sus | Y | Vegetation¦Treefellintoline¦ConductorOverhead¦Brokenwireonground
20-0090062 | Equipment Failure/Involved | Substation | Switch | Failed/Faulted | 2020 | Tier 2 - Elevated | Transmission line | 8 | 26 | 2020-08-26 | 1030998 | Sus | Y | EquipmentFailureInvolved¦Substation¦Switch¦FailedFaulted
20-0091844 | Vegetation | Tree - branch fell on line | Conductor, Overhead | Normal | 2020 | Tier 2 - Elevated | Distribution Circuit | 8 | 31 | 2020-08-31 | 1044813 | Sus | Y | Vegetation¦Treebranchfellonline¦ConductorOverhead¦Normal
20-0093013 | Equipment Failure/Involved | Overhead | Jumper | Burned Open | 2020 | Tier 2 - Elevated | Distribution Circuit | 9 | 3 | 2020-09-03 | 1051606 | Sus | Y | EquipmentFailureInvolved¦Overhead¦Jumper¦BurnedOpen
20-0094376 | Wildfire Mitigation | Public Safety Power Shut-off | Conductor, Overhead | Normal | 2020 | Tier 2 - Elevated | Distribution Circuit | 9 | 7 | 2020-09-07 | 1059711 | Sus | Y | WildfireMitigation¦PublicSafetyPowerShutoff¦ConductorOverhead¦Normal
20-0097445 | Company Initiated | Operating error | Circuit Breaker | Normal | 2020 | Tier 2 - Elevated | Distribution Circuit | 9 | 14 | 2020-09-14 | 1070549 | Sus | Y | CompanyInitiated¦Operatingerror¦CircuitBreaker¦Normal
20-0099830 | Environmental/External | Fire, Forest/Grass | Conductor, Overhead | Burned/flashed | 2020 | Tier 3 - Extreme | Distribution Circuit | 9 | 7 | 2020-09-07 | 1086158 | Sus | Y | EnvironmentalExternal¦FireForestGrass¦ConductorOverhead¦Burnedflashed
20-0102126 | Equipment Failure/Involved | Overhead | Pole-Wood | Burned/flashed | 2020 | Tier 2 - Elevated | Distribution Circuit | 9 | 27 | 2020-09-27 | 1095348 | Sus | Y | EquipmentFailureInvolved¦Overhead¦PoleWood¦Burnedflashed
20-0102141 | Equipment Failure/Involved | Overhead | Transformer (OH) | Failed/Faulted | 2020 | Tier 2 - Elevated | Transformer only | 9 | 27 | 2020-09-27 | 1095372 | Sus | Y | EquipmentFailureInvolved¦Overhead¦Transformer(OH)¦FailedFaulted
20-0104861 | Unknown Cause | Patrol - found nothing |  |  | 2020 | Tier 2 - Elevated | Distribution Circuit | 10 | 3 | 2020-10-03 | 1110361 | Sus | Y | UnknownCause¦Patrolfoundnothing¦¦
20-0110030 | Unknown Cause | Patrol - found nothing |  |  | 2020 | Tier 2 - Elevated | Distribution Circuit | 10 | 17 | 2020-10-17 | 1119992 | Sus | Y | UnknownCause¦Patrolfoundnothing¦¦
20-0113413 | Equipment Failure/Involved | Overhead | Crossarm, Wood | Broken | 2020 | Tier 3 - Extreme | Distribution Circuit | 10 | 26 | 2020-10-26 | 1128870 | Sus | Y | EquipmentFailureInvolved¦Overhead¦CrossarmWood¦Broken
20-0113932 | Equipment Failure/Involved | Overhead | Jumper | Burned Open | 2020 | Tier 3 - Extreme | Distribution Circuit | 10 | 27 | 2020-10-27 | 1130064 | Sus | Y | EquipmentFailureInvolved¦Overhead¦Jumper¦BurnedOpen
20-0116022 | Equipment Failure/Involved | Overhead | Pole-Wood | Broken | 2020 | Tier 3 - Extreme | Distribution Circuit | 11 | 2 | 2020-11-02 | 1134405 | Sus | Y | EquipmentFailureInvolved¦Overhead¦PoleWood¦Broken
20-0121130 | Equipment Failure/Involved | Overhead | Fuse | Burned Open | 2020 | Tier 2 - Elevated | Distribution Circuit | 11 | 15 | 2020-11-15 | 1145804 | Sus | Y | EquipmentFailureInvolved¦Overhead¦Fuse¦BurnedOpen
20-0121540 | Equipment Failure/Involved | Overhead | Transformer (OH) | Deteriorated | 2020 | Tier 3 - Extreme | Transformer only | 11 | 16 | 2020-11-16 | 1146559 | Sus | Y | EquipmentFailureInvolved¦Overhead¦Transformer(OH)¦Deteriorated
20-0122211 | Unknown Cause | Patrol - found nothing |  |  | 2020 | Tier 2 - Elevated | Distribution Circuit | 11 | 18 | 2020-11-18 | 1148098 | Sus | Y | UnknownCause¦Patrolfoundnothing¦¦
20-0125439 | Animal | Other | Transformer (OH) | Failed/Faulted | 2020 | Tier 2 - Elevated | Distribution Circuit | 11 | 26 | 2020-11-26 | 1154988 | Sus | Y | Animal¦Other¦Transformer(OH)¦FailedFaulted
20-0128721 | Unknown Cause | Patrol - found nothing |  |  | 2020 | Tier 2 - Elevated | Distribution Circuit | 12 | 7 | 2020-12-07 | 1169828 | Sus | N | UnknownCause¦Patrolfoundnothing¦¦
20-0128790 | Unknown Cause | Patrol - found nothing |  |  | 2020 | Tier 2 - Elevated | Distribution Circuit | 12 | 8 | 2020-12-08 | 1170928 | Sus | N | UnknownCause¦Patrolfoundnothing¦¦
21-0004261 | Vegetation | Tree - branch fell on line | Conductor, Overhead | Bent or Twisted | 2021 | Tier 3 - Extreme | Transformer only | 1 | 1 | 2021-01-01 | 1202210 | Sus | N | Vegetation¦Treebranchfellonline¦ConductorOverhead¦BentorTwisted
21-0006273 | Unknown Cause | Patrol - not conducted |  |  | 2021 | Tier 2 - Elevated | Distribution Circuit | 1 | 7 | 2021-01-07 | 1206411 | Sus | N | UnknownCause¦Patrolnotconducted¦¦
21-0009920 | Vegetation | Tree - branch fell on line | Conductor, Overhead | Normal | 2021 | Tier 2 - Elevated | Distribution Circuit | 1 | 18 | 2021-01-18 | 1213355 | Sus | N | Vegetation¦Treebranchfellonline¦ConductorOverhead¦Normal
21-0010578 | Vegetation | Tree - branch fell on line | Conductor, Overhead | Bent or Twisted | 2021 | Tier 3 - Extreme | Distribution Circuit | 1 | 19 | 2021-01-19 | 1216367 | Sus | N | Vegetation¦Treebranchfellonline¦ConductorOverhead¦BentorTwisted
21-0010683 | Vegetation | Tree - fell into line | Conductor, Overhead | Broken, wire on ground | 2021 | Tier 2 - Elevated | Distribution Circuit | 1 | 19 | 2021-01-19 | 1216743 | Sus | N | Vegetation¦Treefellintoline¦ConductorOverhead¦Brokenwireonground
21-0011058 | Unknown Cause | Patrol - found nothing |  |  | 2021 | Tier 2 - Elevated | Distribution Circuit | 1 | 19 | 2021-01-19 | 1215636 | Sus | N | UnknownCause¦Patrolfoundnothing¦¦
21-0012289 | Vegetation | Tree - branch fell on line | Transformer (OH) | Normal | 2021 | Tier 3 - Extreme | Transformer only | 1 | 21 | 2021-01-21 | 1220207 | Sus | N | Vegetation¦Treebranchfellonline¦Transformer(OH)¦Normal
21-0012844 | Equipment Failure/Involved | Overhead | Jumper | Burned Open | 2021 | Tier 2 - Elevated | Distribution Circuit | 1 | 22 | 2021-01-22 | 1221320 | Sus | N | EquipmentFailureInvolved¦Overhead¦Jumper¦BurnedOpen
21-0014549 | Equipment Failure/Involved | Overhead | Conductor, Overhead | Broken, wire on ground | 2021 | Tier 2 - Elevated | Distribution Circuit | 1 | 26 | 2021-01-26 | 1226025 | Sus | N | EquipmentFailureInvolved¦Overhead¦ConductorOverhead¦Brokenwireonground
21-0015199 | Vegetation | Tree - fell into line | Conductor, Overhead | On Ground | 2021 | Tier 2 - Elevated | Distribution Circuit | 1 | 26 | 2021-01-26 | 1229340 | Sus | N | Vegetation¦Treefellintoline¦ConductorOverhead¦OnGround
21-0015231 | Equipment Failure/Involved | Overhead | Conductor, Overhead | Broken, wire on ground | 2021 | Tier 3 - Extreme | Distribution Circuit | 1 | 26 | 2021-01-26 | 1229631 | Sus | N | EquipmentFailureInvolved¦Overhead¦ConductorOverhead¦Brokenwireonground
21-0015476 | Vegetation | Tree - fell into line | Conductor, Overhead | Broken, wire on ground | 2021 | Tier 2 - Elevated | Distribution Circuit | 1 | 27 | 2021-01-27 | 1231849 | Sus | N | Vegetation¦Treefellintoline¦ConductorOverhead¦Brokenwireonground
21-0017059 | Vegetation | Tree - fell into line | Conductor, Overhead | Broken | 2021 | Tier 3 - Extreme | Distribution Circuit | 1 | 27 | 2021-01-27 | 1238260 | Sus | N | Vegetation¦Treefellintoline¦ConductorOverhead¦Broken
21-0017818 | Vegetation | Tree - fell into line | Conductor, Overhead | Broken, wire on ground | 2021 | Tier 3 - Extreme | Distribution Circuit | 1 | 28 | 2021-01-28 | 1240109 | Sus | N | Vegetation¦Treefellintoline¦ConductorOverhead¦Brokenwireonground
21-0017937 | Vegetation | Tree - fell into line | Conductor, Overhead | Broken, wire on ground | 2021 | Tier 3 - Extreme | Distribution Circuit | 1 | 28 | 2021-01-28 | 1239916 | Sus | N | Vegetation¦Treefellintoline¦ConductorOverhead¦Brokenwireonground
21-0019191 | Unknown Cause | Patrol - found nothing |  |  | 2021 | Tier 2 - Elevated | Distribution Circuit | 1 | 29 | 2021-01-29 | 1242614 | Sus | N | UnknownCause¦Patrolfoundnothing¦¦
21-0019370 | Vegetation | Tree - fell into line | Conductor, Overhead | Normal | 2021 | Tier 3 - Extreme | Distribution Circuit | 1 | 30 | 2021-01-30 | 1243473 | Sus | N | Vegetation¦Treefellintoline¦ConductorOverhead¦Normal
21-0028281 | Unknown Cause | Patrol - found nothing |  |  | 2021 | Tier 3 - Extreme | Distribution Circuit | 2 | 22 | 2021-02-22 | 1259624 | Sus | N | UnknownCause¦Patrolfoundnothing¦¦
21-0031902 | Equipment Failure/Involved | Overhead | Lightning Arrestor | Failed/Faulted | 2021 | Tier 2 - Elevated | Transformer only | 3 | 3 | 2021-03-03 | 1266716 | Sus | N | EquipmentFailureInvolved¦Overhead¦LightningArrestor¦FailedFaulted
21-0039068 | Unknown Cause | Patrol - found nothing |  |  | 2021 | Tier 2 - Elevated | Transformer only | 3 | 20 | 2021-03-20 | 1290627 | Sus | N | UnknownCause¦Patrolfoundnothing¦¦
21-0039480 | Unknown Cause | Patrol - found nothing |  |  | 2021 | Tier 3 - Extreme | Distribution Circuit | 3 | 22 | 2021-03-22 | 1292352 | Sus | N | UnknownCause¦Patrolfoundnothing¦¦
21-0040675 | Equipment Failure/Involved | Overhead | Connector or Splice (OH) | Burned/flashed | 2021 | Tier 2 - Elevated | Transformer only | 3 | 24 | 2021-03-24 | 1296493 | Sus | N | EquipmentFailureInvolved¦Overhead¦ConnectororSplice(OH)¦Burnedflashed
21-0041947 | Equipment Failure/Involved | Overhead | Transformer (OH) | Failed/Faulted | 2021 | Tier 2 - Elevated | Transformer only | 3 | 28 | 2021-03-28 | 1302039 | Sus | N | EquipmentFailureInvolved¦Overhead¦Transformer(OH)¦FailedFaulted
21-0050326 | Equipment Failure/Involved | Overhead | Transformer | Failed/Faulted | 2021 | Tier 2 - Elevated | Transformer only | 4 | 19 | 2021-04-19 | 1322797 | Sus | N | EquipmentFailureInvolved¦Overhead¦Transformer¦FailedFaulted
21-0052867 | Vegetation | Tree - branch fell on line | Conductor, Overhead | Together | 2021 | Tier 2 - Elevated | Distribution Circuit | 4 | 25 | 2021-04-25 | 1333478 | Sus | N | Vegetation¦Treebranchfellonline¦ConductorOverhead¦Together
21-0069153 | Equipment Failure/Involved | Overhead | Transformer (OH) | Failed/Faulted | 2021 | Tier 2 - Elevated | Transformer only | 6 | 2 | 2021-06-02 | 1364323 | Sus | Y | EquipmentFailureInvolved¦Overhead¦Transformer(OH)¦FailedFaulted
21-0072110 | Vegetation | Tree - grew into line | Pole-Wood | Broken | 2021 | Tier 2 - Elevated | Transformer only | 6 | 9 | 2021-06-09 | 1369457 | Sus | Y | Vegetation¦Treegrewintoline¦PoleWood¦Broken
21-0074765 | Vegetation | Tree - branch fell on line | Conductor, Overhead | Normal | 2021 | Tier 2 - Elevated | Distribution Circuit | 6 | 15 | 2021-06-15 | 1374699 | Sus | Y | Vegetation¦Treebranchfellonline¦ConductorOverhead¦Normal
21-0077585 | Equipment Failure/Involved | Overhead | Transformer (OH) | Broken | 2021 | Tier 3 - Extreme | Transformer only | 6 | 22 | 2021-06-22 | 1382083 | Sus | Y | EquipmentFailureInvolved¦Overhead¦Transformer(OH)¦Broken
21-0079038 | Equipment Failure/Involved | Overhead | Crossarm, Wood | Broken | 2021 | Tier 3 - Extreme | Distribution Circuit | 6 | 24 | 2021-06-24 | 1384072 | Sus | Y | EquipmentFailureInvolved¦Overhead¦CrossarmWood¦Broken
21-0087357 | Equipment Failure/Involved | Overhead | Transformer (OH) | Broken | 2021 | Tier 2 - Elevated | Distribution Circuit | 7 | 9 | 2021-07-09 | 1396446 | Sus | Y | EquipmentFailureInvolved¦Overhead¦Transformer(OH)¦Broken
21-0089927 | Unknown Cause | Patrol - found nothing |  |  | 2021 | Tier 2 - Elevated | Distribution Circuit | 7 | 15 | 2021-07-15 | 1405061 | Sus | Y | UnknownCause¦Patrolfoundnothing¦¦
21-0106665 | Equipment Failure/Involved | Overhead | Pole-Wood | Broken | 2021 | Tier 3 - Extreme | Distribution Circuit | 8 | 19 | 2021-08-19 | 1447267 | Sus | Y | EquipmentFailureInvolved¦Overhead¦PoleWood¦Broken
21-0109917 | Vegetation | Tree - branch fell on line | Conductor, Overhead | Broken, wire on ground | 2021 | Tier 2 - Elevated | Distribution Circuit | 8 | 26 | 2021-08-26 | 1455012 | Sus | Y | Vegetation¦Treebranchfellonline¦ConductorOverhead¦Brokenwireonground
21-0115670 | Unknown Cause | Patrol - found nothing |  |  | 2021 | Tier 2 - Elevated | Transmission line | 9 | 10 | 2021-09-10 | 1467087 | Sus | Y | UnknownCause¦Patrolfoundnothing¦¦
21-0116467 | Unknown Cause | Patrol - found nothing |  |  | 2021 | Tier 3 - Extreme | Transmission line | 9 | 11 | 2021-09-11 | 1469753 | Sus | Y | UnknownCause¦Patrolfoundnothing¦¦
21-0132291 | Vegetation | Tree - branch fell on line | Conductor, Overhead | Normal | 2021 | Tier 3 - Extreme | Distribution Circuit | 10 | 18 | 2021-10-18 | 1500500 | Sus | Y | Vegetation¦Treebranchfellonline¦ConductorOverhead¦Normal
21-0135833 | Unknown Cause | Patrol - found nothing |  |  | 2021 | Tier 2 - Elevated | Distribution Circuit | 10 | 24 | 2021-10-24 | 1508918 | Sus | Y | UnknownCause¦Patrolfoundnothing¦¦
21-0136209 | Vegetation | Tree - fell into line | Transformer | Broken, wire on ground | 2021 | Tier 3 - Extreme | Transformer only | 10 | 24 | 2021-10-24 | 1509355 | Sus | Y | Vegetation¦Treefellintoline¦Transformer¦Brokenwireonground
21-0136509 | Unknown Cause | Patrol - found nothing |  |  | 2021 | Tier 2 - Elevated | Distribution Circuit | 10 | 24 | 2021-10-24 | 1513940 | Sus | Y | UnknownCause¦Patrolfoundnothing¦¦
21-0137234 | Equipment Failure/Involved | Overhead | Recloser | Malfunctioning | 2021 | Tier 2 - Elevated | Distribution Circuit | 10 | 25 | 2021-10-25 | 1518702 | Sus | Y | EquipmentFailureInvolved¦Overhead¦Recloser¦Malfunctioning
21-0144698 | Unknown Cause | Patrol - found nothing |  |  | 2021 | Tier 2 - Elevated | Distribution Circuit | 11 | 11 | 2021-11-11 | 1540277 | Sus | Y | UnknownCause¦Patrolfoundnothing¦¦
21-0146016 | Equipment Failure/Involved | Overhead | Transformer (OH) | Broken | 2021 | Tier 2 - Elevated | Transformer only | 11 | 16 | 2021-11-16 | 1545983 | Sus | Y | EquipmentFailureInvolved¦Overhead¦Transformer(OH)¦Broken
21-0157006 | Environmental/External | Water | Pole-Wood | Broken, wire on ground | 2021 | Tier 3 - Extreme | Distribution Circuit | 12 | 13 | 2021-12-13 | 1565969 | Sus | N | EnvironmentalExternal¦Water¦PoleWood¦Brokenwireonground
21-0157036 | Vegetation | Tree - fell into line | Connector or Splice (OH) | Burned Open | 2021 | Tier 3 - Extreme | Distribution Circuit | 12 | 13 | 2021-12-13 | 1565901 | Sus | N | Vegetation¦Treefellintoline¦ConnectororSplice(OH)¦BurnedOpen
21-0157183 | Unknown Cause | Patrol - found nothing |  |  | 2021 | Tier 2 - Elevated | Distribution Circuit | 12 | 13 | 2021-12-13 | 1565791 | Sus | N | UnknownCause¦Patrolfoundnothing¦¦
21-0157432 | Unknown Cause | Patrol - found nothing |  |  | 2021 | Tier 2 - Elevated | Distribution Circuit | 12 | 13 | 2021-12-13 | 1567124 | Sus | N | UnknownCause¦Patrolfoundnothing¦¦
21-0157894 | Equipment Failure/Involved | Overhead | Transformer (OH) | Broken | 2021 | Tier 2 - Elevated | Distribution Circuit | 12 | 14 | 2021-12-14 | 1570390 | Sus | N | EquipmentFailureInvolved¦Overhead¦Transformer(OH)¦Broken
21-0157948 | Vegetation | Tree - fell into line | Crossarm, Wood | Broken | 2021 | Tier 2 - Elevated | Distribution Circuit | 12 | 14 | 2021-12-14 | 1569615 | Sus | N | Vegetation¦Treefellintoline¦CrossarmWood¦Broken
21-0158040 | Vegetation | Tree - fell into line | Conductor, Overhead | Broken, wire on ground | 2021 | Tier 2 - Elevated | Distribution Circuit | 12 | 14 | 2021-12-14 | 1569483 | Sus | N | Vegetation¦Treefellintoline¦ConductorOverhead¦Brokenwireonground
21-0158181 | Vegetation | Tree - bark fell into line | Conductor, Overhead | Normal | 2021 | Tier 2 - Elevated | Distribution Circuit | 12 | 14 | 2021-12-14 | 1571324 | Sus | N | Vegetation¦Treebarkfellintoline¦ConductorOverhead¦Normal
21-0158202 | Unknown Cause | Patrol - found nothing |  |  | 2021 | Tier 3 - Extreme | Distribution Circuit | 12 | 14 | 2021-12-14 | 1571793 | Sus | N | UnknownCause¦Patrolfoundnothing¦¦
21-0159528 | Unknown Cause | Patrol - found nothing |  |  | 2021 | Tier 2 - Elevated | Distribution Circuit | 12 | 18 | 2021-12-18 | 1576596 | Sus | N | UnknownCause¦Patrolfoundnothing¦¦
21-0159810 | Equipment Failure/Involved | Overhead | Conductor, Overhead | Broken, wire on ground | 2021 | Tier 3 - Extreme | Distribution Circuit | 12 | 19 | 2021-12-19 | 1577676 | Sus | N | EquipmentFailureInvolved¦Overhead¦ConductorOverhead¦Brokenwireonground
21-0160242 | Vegetation | Tree - branch fell on line | Conductor, Overhead | Normal | 2021 | Tier 3 - Extreme | Distribution Circuit | 12 | 23 | 2021-12-23 | 1579682 | Sus | N | Vegetation¦Treebranchfellonline¦ConductorOverhead¦Normal
21-0160383 | Vegetation | Tree - fell into line | Transformer | Broken | 2021 | Tier 2 - Elevated | Transformer only | 12 | 24 | 2021-12-24 | 1580363 | Sus | N | Vegetation¦Treefellintoline¦Transformer¦Broken
21-0160681 | Vegetation | Tree - fell into line | Fuse | Normal | 2021 | Tier 2 - Elevated | Transformer only | 12 | 26 | 2021-12-26 | 1582007 | Sus | N | Vegetation¦Treefellintoline¦Fuse¦Normal
21-0161210 | Environmental/External | Ice or snow | Conductor, Overhead | Normal | 2021 | Tier 2 - Elevated | Distribution Circuit | 12 | 27 | 2021-12-27 | 1584252 | Sus | N | EnvironmentalExternal¦Iceorsnow¦ConductorOverhead¦Normal
21-0161503 | Vegetation | Tree - fell into line | Pole-Wood | Broken, wire on ground | 2021 | Tier 3 - Extreme | Distribution Circuit | 12 | 29 | 2021-12-29 | 1587949 | Sus | N | Vegetation¦Treefellintoline¦PoleWood¦Brokenwireonground
21-0161874 | Vegetation | Tree - fell into line | Conductor, Overhead | Broken, wire on ground | 2021 | Tier 2 - Elevated | Distribution Circuit | 12 | 30 | 2021-12-30 | 1589766 | Sus | N | Vegetation¦Treefellintoline¦ConductorOverhead¦Brokenwireonground
21-0161928 | Vegetation | Tree - fell into line | Conductor, Overhead | Broken, wire on ground | 2021 | Tier 2 - Elevated | Distribution Circuit | 12 | 27 | 2021-12-27 | 1590314 | Sus | N | Vegetation¦Treefellintoline¦ConductorOverhead¦Brokenwireonground
22-0005092 | Vegetation | Tree - branch fell on line | Transformer (OH) | Broken | 2022 | Tier 2 - Elevated | Transformer only | 1 | 1 | 2022-01-01 | 1591336 | Sus | N | Vegetation¦Treebranchfellonline¦Transformer(OH)¦Broken
22-0005229 | Vegetation | Tree - fell into line | Transformer | Broken, wire on ground | 2022 | Tier 3 - Extreme | Transformer only | 1 | 2 | 2022-01-02 | 1592476 | Sus | N | Vegetation¦Treefellintoline¦Transformer¦Brokenwireonground
22-0005754 | Vegetation | Tree - branch fell on line | Conductor, Overhead | Normal | 2022 | Tier 2 - Elevated | Distribution Circuit | 1 | 3 | 2022-01-03 | 1593900 | Sus | N | Vegetation¦Treebranchfellonline¦ConductorOverhead¦Normal
22-0006178 | Equipment Failure/Involved | Overhead | Fuse | Burned Open | 2022 | Tier 3 - Extreme | Transformer only | 1 | 4 | 2022-01-04 | 1594795 | Sus | N | EquipmentFailureInvolved¦Overhead¦Fuse¦BurnedOpen
22-0006602 | Unknown Cause | Patrol - found nothing |  |  | 2022 | Tier 2 - Elevated | Transformer only | 1 | 4 | 2022-01-04 | 1594939 | Sus | N | UnknownCause¦Patrolfoundnothing¦¦
22-0008420 | Animal | Bird found | Conductor, Overhead | Normal | 2022 | Tier 2 - Elevated | Distribution Circuit | 1 | 11 | 2022-01-11 | 1600050 | Sus | N | Animal¦Birdfound¦ConductorOverhead¦Normal
22-0010228 | 3rd Party | Vehicle | Pole-Wood | Broken | 2022 | Tier 3 - Extreme | Distribution Circuit | 1 | 14 | 2022-01-14 | 1602664 | Sus | N | 3rdParty¦Vehicle¦PoleWood¦Broken
22-0013115 | Vegetation | Tree - fell into line | Conductor, Overhead | Normal | 2022 | Tier 3 - Extreme | Distribution Circuit | 1 | 22 | 2022-01-22 | 1609614 | Sus | N | Vegetation¦Treefellintoline¦ConductorOverhead¦Normal
22-0014583 | Equipment Failure/Involved | Overhead | Pole-Wood | Deteriorated | 2022 | Tier 3 - Extreme | Distribution Circuit | 1 | 26 | 2022-01-26 | 1612827 | Sus | N | EquipmentFailureInvolved¦Overhead¦PoleWood¦Deteriorated
22-0024575 | Animal | Bird found | Conductor, Overhead | Bent or Twisted | 2022 | Tier 2 - Elevated | Distribution Circuit | 2 | 20 | 2022-02-20 | 1632838 | Sus | N | Animal¦Birdfound¦ConductorOverhead¦BentorTwisted
22-0036211 | Unknown Cause | Patrol - not conducted |  |  | 2022 | Tier 2 - Elevated | Distribution Circuit | 3 | 21 | 2022-03-21 | 1652269 | Sus | N | UnknownCause¦Patrolnotconducted¦¦
22-0037101 | 3rd Party | Vehicle | Pole-Wood | Broken | 2022 | Tier 3 - Extreme | Distribution Circuit | 3 | 22 | 2022-03-22 | 1653764 | Sus | N | 3rdParty¦Vehicle¦PoleWood¦Broken
22-0037613 | Animal | Squirrel | Conductor, Overhead | Normal | 2022 | Tier 3 - Extreme | Distribution Circuit | 3 | 23 | 2022-03-23 | 1654461 | Sus | N | Animal¦Squirrel¦ConductorOverhead¦Normal
22-0041600 | Unknown Cause | Patrol - not conducted |  |  | 2022 | Tier 2 - Elevated | Distribution Circuit | 4 | 1 | 2022-04-01 | 1660992 | Sus | N | UnknownCause¦Patrolnotconducted¦¦
22-0043112 | Equipment Failure/Involved | Overhead | Pole-Wood | Broken | 2022 | Tier 2 - Elevated | Distribution Circuit | 4 | 5 | 2022-04-05 | 1663483 | Sus | N | EquipmentFailureInvolved¦Overhead¦PoleWood¦Broken
22-0045240 | Vegetation | Tree - branch fell on line | Conductor, Overhead | Normal | 2022 | Tier 2 - Elevated | Distribution Circuit | 4 | 11 | 2022-04-11 | 1668053 | Sus | N | Vegetation¦Treebranchfellonline¦ConductorOverhead¦Normal
22-0048585 | Equipment Failure/Involved | Overhead | Crossarm, Wood | Broken, wire on ground | 2022 | Tier 2 - Elevated | Distribution Circuit | 4 | 14 | 2022-04-14 | 1672872 | Sus | N | EquipmentFailureInvolved¦Overhead¦CrossarmWood¦Brokenwireonground
22-0052459 | Unknown Cause | Patrol - not conducted |  |  | 2022 | Tier 2 - Elevated | Distribution Circuit | 4 | 21 | 2022-04-21 | 1678043 | Sus | N | UnknownCause¦Patrolnotconducted¦¦
22-0058977 | Unknown Cause | Patrol - found nothing |  |  | 2022 | Tier 3 - Extreme | Transformer only | 5 | 6 | 2022-05-06 | 1689777 | Sus | Y | UnknownCause¦Patrolfoundnothing¦¦
22-0059403 | Unknown Cause | Patrol - found nothing |  |  | 2022 | Tier 2 - Elevated | Distribution Circuit | 5 | 8 | 2022-05-08 | 1691029 | Sus | Y | UnknownCause¦Patrolfoundnothing¦¦
22-0060379 | Vegetation | Tree - branch fell on line | Conductor, Overhead | Normal | 2022 | Tier 2 - Elevated | Distribution Circuit | 5 | 10 | 2022-05-10 | 1693236 | Sus | Y | Vegetation¦Treebranchfellonline¦ConductorOverhead¦Normal
22-0063013 | Vegetation | Tree - fell into line | Conductor, Overhead | Normal | 2022 | Tier 2 - Elevated | Distribution Circuit | 5 | 17 | 2022-05-17 | 1698980 | Sus | Y | Vegetation¦Treefellintoline¦ConductorOverhead¦Normal
22-0064043 | 3rd Party | Customer Equipment | Conductor, Overhead | Normal | 2022 | Tier 3 - Extreme | Distribution Circuit | 5 | 19 | 2022-05-19 | 1704605 | Sus | Y | 3rdParty¦CustomerEquipment¦ConductorOverhead¦Normal
22-0065585 | Unknown Cause | Patrol - found nothing |  |  | 2022 | Tier 2 - Elevated | Distribution Circuit | 5 | 24 | 2022-05-24 | 1708707 | Sus | Y | UnknownCause¦Patrolfoundnothing¦¦
22-0065806 | Equipment Failure/Involved | Overhead | Transformer (OH) | Failed/Faulted | 2022 | Tier 2 - Elevated | Transformer only | 5 | 24 | 2022-05-24 | 1709037 | Sus | Y | EquipmentFailureInvolved¦Overhead¦Transformer(OH)¦FailedFaulted
22-0066538 | Equipment Failure/Involved | Overhead | Transformer (OH) | Broken | 2022 | Tier 2 - Elevated | Transformer only | 5 | 25 | 2022-05-25 | 1710618 | Sus | Y | EquipmentFailureInvolved¦Overhead¦Transformer(OH)¦Broken
22-0068607 | Vegetation | Tree - branch fell on line | Conductor, Overhead | Normal | 2022 | Tier 3 - Extreme | Distribution Circuit | 6 | 1 | 2022-06-01 | 1715255 | Sus | Y | Vegetation¦Treebranchfellonline¦ConductorOverhead¦Normal
22-0070338 | Vegetation | Tree - branch fell on line | Conductor, Overhead | Normal | 2022 | Tier 3 - Extreme | Distribution Circuit | 6 | 5 | 2022-06-05 | 1719580 | Sus | Y | Vegetation¦Treebranchfellonline¦ConductorOverhead¦Normal
22-0074686 | 3rd Party | Vehicle | Pole-Wood | Broken | 2022 | Tier 2 - Elevated | Distribution Circuit | 6 | 15 | 2022-06-15 | 1732316 | Sus | Y | 3rdParty¦Vehicle¦PoleWood¦Broken
22-0078449 | Unknown Cause | Patrol - found nothing |  |  | 2022 | Tier 2 - Elevated | Transformer only | 6 | 25 | 2022-06-25 | 1741731 | Sus | Y | UnknownCause¦Patrolfoundnothing¦¦
22-0086076 | Equipment Failure/Involved | Overhead | Transformer (OH) | Failed/Faulted | 2022 | Tier 2 - Elevated | Distribution Circuit | 7 | 16 | 2022-07-16 | 1757563 | Sus | Y | EquipmentFailureInvolved¦Overhead¦Transformer(OH)¦FailedFaulted
22-0086338 | Equipment Failure/Involved | Overhead | Secondary | Broken | 2022 | Tier 2 - Elevated | Transformer only | 7 | 18 | 2022-07-18 | 1758797 | Sus | Y | EquipmentFailureInvolved¦Overhead¦Secondary¦Broken
22-0089050 | Unknown Cause | Patrol - found nothing |  |  | 2022 | Tier 2 - Elevated | Distribution Circuit | 7 | 23 | 2022-07-23 | 1764145 | Sus | Y | UnknownCause¦Patrolfoundnothing¦¦
22-0092860 | Equipment Failure/Involved | Overhead | Pole-Wood | Broken | 2022 | Tier 3 - Extreme | Distribution Circuit | 8 | 2 | 2022-08-02 | 1771557 | Sus | Y | EquipmentFailureInvolved¦Overhead¦PoleWood¦Broken
22-0092860 | Equipment Failure/Involved | Overhead | Pole-Wood | Broken | 2022 | Tier 3 - Extreme | Distribution Circuit | 8 | 2 | 2022-08-02 | 1771557 | Sus | Y | EquipmentFailureInvolved¦Overhead¦PoleWood¦Broken
22-0105479 | Vegetation | Tree - fell into line | Conductor, Overhead | Broken, wire on ground | 2022 | Tier 2 - Elevated | Distribution Circuit | 9 | 3 | 2022-09-03 | 1798314 | Sus | Y | Vegetation¦Treefellintoline¦ConductorOverhead¦Brokenwireonground
22-0107707 | Equipment Failure/Involved | Overhead | Cutout, fuse holder | Broken | 2022 | Tier 2 - Elevated | Transformer only | 9 | 7 | 2022-09-07 | 1804794 | Sus | Y | EquipmentFailureInvolved¦Overhead¦Cutoutfuseholder¦Broken
22-0108687 | Unknown Cause | Patrol - found nothing |  |  | 2022 | Tier 3 - Extreme | Distribution Circuit | 9 | 9 | 2022-09-09 | 1807372 | Sus | Y | UnknownCause¦Patrolfoundnothing¦¦
22-0109464 | Equipment Failure/Involved | Overhead | Crossarm, Wood | Broken | 2022 | Tier 3 - Extreme | Distribution Circuit | 9 | 12 | 2022-09-12 | 1809467 | Sus | Y | EquipmentFailureInvolved¦Overhead¦CrossarmWood¦Broken
22-0112037 | Unknown Cause | Patrol - not conducted |  |  | 2022 | Tier 2 - Elevated | Distribution Circuit | 9 | 19 | 2022-09-19 | 1816154 | Sus | Y | UnknownCause¦Patrolnotconducted¦¦
22-0113363 | Vegetation | Tree - branch fell on line | Conductor, Overhead | Broken, wire on ground | 2022 | Tier 2 - Elevated | Distribution Circuit | 9 | 21 | 2022-09-21 | 1818678 | Sus | Y | Vegetation¦Treebranchfellonline¦ConductorOverhead¦Brokenwireonground
22-0114495 | 3rd Party | Customer Equipment | Customer Equipment | Failed/Faulted | 2022 | Tier 2 - Elevated | Distribution Circuit | 9 | 24 | 2022-09-24 | 1820732 | Sus | Y | 3rdParty¦CustomerEquipment¦CustomerEquipment¦FailedFaulted
22-0117459 | Vegetation | Tree - branch fell on line | Conductor, Overhead | Normal | 2022 | Tier 2 - Elevated | Distribution Circuit | 10 | 4 | 2022-10-04 | 1827334 | Sus | Y | Vegetation¦Treebranchfellonline¦ConductorOverhead¦Normal
22-0119488 | Animal | Squirrel | Conductor, Overhead | Normal | 2022 | Tier 2 - Elevated | Distribution Circuit | 10 | 9 | 2022-10-09 | 1832241 | Sus | Y | Animal¦Squirrel¦ConductorOverhead¦Normal
22-0119785 | Unknown Cause | Patrol - found nothing |  |  | 2022 | Tier 2 - Elevated | Distribution Circuit | 10 | 10 | 2022-10-10 | 1834127 | Sus | Y | UnknownCause¦Patrolfoundnothing¦¦
22-0122413 | 3rd Party | Contact with High Voltage, 3rd party | Conductor, Overhead | Broken, wire on ground | 2022 | Tier 2 - Elevated | Distribution Circuit | 10 | 18 | 2022-10-18 | 1839584 | Sus | Y | 3rdParty¦ContactwithHighVoltage3rdparty¦ConductorOverhead¦Brokenwireonground
22-0123411 | Vegetation | Tree - fell into line | Conductor, Overhead | Broken, wire on ground | 2022 | Tier 3 - Extreme | Distribution Circuit | 10 | 20 | 2022-10-20 | 1841721 | Sus | Y | Vegetation¦Treefellintoline¦ConductorOverhead¦Brokenwireonground
22-0126398 | Vegetation | Tree - fell into line | Conductor, Overhead | Broken, wire on ground | 2022 | Tier 2 - Elevated | Distribution Circuit | 11 | 1 | 2022-11-01 | 1849675 | Sus | Y | Vegetation¦Treefellintoline¦ConductorOverhead¦Brokenwireonground
22-0127273 | Vegetation | Tree - fell into line | Conductor, Overhead | Broken | 2022 | Tier 3 - Extreme | Distribution Circuit | 11 | 2 | 2022-11-02 | 1852087 | Sus | Y | Vegetation¦Treefellintoline¦ConductorOverhead¦Broken
22-0128385 | Equipment Failure/Involved | Overhead | Fuse | Broken | 2022 | Tier 3 - Extreme | Transformer only | 11 | 7 | 2022-11-07 | 1855580 | Sus | Y | EquipmentFailureInvolved¦Overhead¦Fuse¦Broken
22-0129659 | Vegetation | Tree - branch fell on line | Conductor, Overhead | Normal | 2022 | Tier 3 - Extreme | Distribution Circuit | 11 | 9 | 2022-11-09 | 1859311 | Sus | Y | Vegetation¦Treebranchfellonline¦ConductorOverhead¦Normal
22-0142515 | Unknown Cause | Patrol - not conducted | Conductor, Overhead | Broken, wire on ground | 2022 | Tier 2 - Elevated | Distribution Circuit | 12 | 31 | 2022-12-31 | 1903462 | Sus | N | UnknownCause¦Patrolnotconducted¦ConductorOverhead¦Brokenwireonground
15-0010778 | Vegetation | Tree - fell into line | Pole-Wood | Broken | 2015 | Tier 2 - Elevated | Distribution Circuit | 2 | 6 | 2015-02-06 | 1179363 | Sus | N | Vegetation¦Treefellintoline¦PoleWood¦Broken
15-0010802 | Vegetation | Tree - fell into line | Conductor, Overhead | Broken, wire on object | 2015 | Tier 3 - Extreme | Distribution Circuit | 2 | 6 | 2015-02-06 | 1178988 | Sus | N | Vegetation¦Treefellintoline¦ConductorOverhead¦Brokenwireonobject
15-0011579 | Vegetation | Tree - fell into line | Pole-Wood | Broken, wire on ground | 2015 | Tier 2 - Elevated | Distribution Circuit | 2 | 8 | 2015-02-08 | 1182208 | Sus | N | Vegetation¦Treefellintoline¦PoleWood¦Brokenwireonground
15-0024205 | Equipment Failure/Involved | Other |  | Failed/Faulted | 2015 | Tier 3 - Extreme | Transformer only | 4 | 4 | 2015-04-04 | 1212647 | Sus | N | EquipmentFailureInvolved¦Other¦¦FailedFaulted
15-0024755 | Vegetation | Tree - fell into line | Conductor, Overhead | Broken, wire on ground | 2015 | Tier 2 - Elevated | Distribution Circuit | 4 | 7 | 2015-04-07 | 1214501 | Sus | N | Vegetation¦Treefellintoline¦ConductorOverhead¦Brokenwireonground
15-0029446 | Equipment Failure/Involved | Other | Transformer | Malfunctioning | 2015 | Tier 2 - Elevated | Distribution Circuit | 4 | 25 | 2015-04-25 | 1224690 | Sus | N | EquipmentFailureInvolved¦Other¦Transformer¦Malfunctioning
15-0029451 | Animal | Other | Connector or Splice (OH) | Normal | 2015 | Tier 2 - Elevated | Distribution Circuit | 4 | 25 | 2015-04-25 | 1224669 | Sus | N | Animal¦Other¦ConnectororSplice(OH)¦Normal
15-0032373 | Environmental/External | Lightning | Transformer | Failed/Faulted | 2015 | Tier 2 - Elevated | Distribution Circuit | 5 | 7 | 2015-05-07 | 1230274 | Sus | Y | EnvironmentalExternal¦Lightning¦Transformer¦FailedFaulted
15-0033946 | Equipment Failure/Involved | Underground | Connector or Splice (UG) | Failed/Faulted | 2015 | Tier 3 - Extreme | Distribution Circuit | 5 | 14 | 2015-05-14 | 1234086 | Sus | Y | EquipmentFailureInvolved¦Underground¦ConnectororSplice(UG)¦FailedFaulted
15-0036294 | Animal | Bird found | Fuse | Failed/Faulted | 2015 | Tier 2 - Elevated | Distribution Circuit | 5 | 25 | 2015-05-25 | 1239234 | Sus | Y | Animal¦Birdfound¦Fuse¦FailedFaulted
15-0036815 | Unknown Cause | Patrol - found nothing |  |  | 2015 | Tier 2 - Elevated | Distribution Circuit | 5 | 27 | 2015-05-27 | 1240288 | Sus | Y | UnknownCause¦Patrolfoundnothing¦¦
15-0038596 | Environmental/External | Lightning | Transformer (OH) | Failed/Faulted | 2015 | Tier 3 - Extreme | Transformer only | 6 | 4 | 2015-06-04 | 1243850 | Sus | Y | EnvironmentalExternal¦Lightning¦Transformer(OH)¦FailedFaulted
15-0038848 | Unknown Cause | Patrol - not conducted |  |  | 2015 | Tier 3 - Extreme | Generation | 6 | 5 | 2015-06-05 | 1244277 | Sus | Y | UnknownCause¦Patrolnotconducted¦¦
15-0040964 | Equipment Failure/Involved | Overhead | Cutout, fuse holder | Burned/flashed | 2015 | Tier 3 - Extreme | Transformer only | 6 | 14 | 2015-06-14 | 1250891 | Sus | Y | EquipmentFailureInvolved¦Overhead¦Cutoutfuseholder¦Burnedflashed
15-0049710 | Animal | Other | Fuse | Failed/Faulted | 2015 | Tier 2 - Elevated | Distribution Circuit | 7 | 22 | 2015-07-22 | 1275073 | Sus | Y | Animal¦Other¦Fuse¦FailedFaulted
15-0053757 | Equipment Failure/Involved | Overhead | Transformer | Failed/Faulted | 2015 | Tier 2 - Elevated | Transformer only | 8 | 7 | 2015-08-07 | 1284607 | Sus | Y | EquipmentFailureInvolved¦Overhead¦Transformer¦FailedFaulted
15-0055155 | Equipment Failure/Involved | Overhead | Transformer | Failed/Faulted | 2015 | Tier 3 - Extreme | Transformer only | 8 | 14 | 2015-08-14 | 1288452 | Sus | Y | EquipmentFailureInvolved¦Overhead¦Transformer¦FailedFaulted
15-0055615 | Equipment Failure/Involved | Overhead | Transformer (OH) | Leaking | 2015 | Tier 2 - Elevated | Transformer only | 8 | 17 | 2015-08-17 | 1290435 | Sus | Y | EquipmentFailureInvolved¦Overhead¦Transformer(OH)¦Leaking
15-0058109 | Equipment Failure/Involved | Overhead | Transformer | Failed/Faulted | 2015 | Tier 2 - Elevated | Transformer only | 8 | 28 | 2015-08-28 | 1296255 | Sus | Y | EquipmentFailureInvolved¦Overhead¦Transformer¦FailedFaulted
15-0058251 | 3rd Party | Fire, house or bldg. | Fuse | Normal | 2015 | Tier 2 - Elevated | Distribution Circuit | 8 | 30 | 2015-08-30 | 1297178 | Sus | Y | 3rdParty¦Firehouseorbldg¦Fuse¦Normal
15-0059933 | Equipment Failure/Involved | Overhead | Transformer | Failed/Faulted | 2015 | Tier 2 - Elevated | Transformer only | 9 | 8 | 2015-09-08 | 1302007 | Sus | Y | EquipmentFailureInvolved¦Overhead¦Transformer¦FailedFaulted
15-0060335 | Equipment Failure/Involved | Overhead | Transformer | Failed/Faulted | 2015 | Tier 2 - Elevated | Transformer only | 9 | 10 | 2015-09-10 | 1302955 | Sus | Y | EquipmentFailureInvolved¦Overhead¦Transformer¦FailedFaulted
15-0061270 | Vegetation | Tree - branch fell on line | Conductor, Overhead | Normal | 2015 | Tier 3 - Extreme | Distribution Circuit | 9 | 14 | 2015-09-14 | 1305327 | Sus | Y | Vegetation¦Treebranchfellonline¦ConductorOverhead¦Normal
15-0062418 | Animal | Squirrel | Conductor, Overhead | Normal | 2015 | Tier 2 - Elevated | Distribution Circuit | 9 | 20 | 2015-09-20 | 1309030 | Sus | Y | Animal¦Squirrel¦ConductorOverhead¦Normal
15-0068314 | Unknown Cause | Patrol - not conducted |  |  | 2015 | Tier 3 - Extreme | Distribution Circuit | 10 | 6 | 2015-10-06 | 1317706 | Sus | Y | UnknownCause¦Patrolnotconducted¦¦
15-0070773 | Environmental/External | Lightning | Transformer | Failed/Faulted | 2015 | Tier 2 - Elevated | Transformer only | 10 | 15 | 2015-10-15 | 1322816 | Sus | Y | EnvironmentalExternal¦Lightning¦Transformer¦FailedFaulted
15-0071362 | Environmental/External | Lightning | Fuse | Failed/Faulted | 2015 | Tier 2 - Elevated | Distribution Circuit | 10 | 17 | 2015-10-17 | 1324418 | Sus | Y | EnvironmentalExternal¦Lightning¦Fuse¦FailedFaulted
15-0073161 | Equipment Failure/Involved | Overhead | Connector or Splice (OH) | Broken, wire on ground | 2015 | Tier 3 - Extreme | Distribution Circuit | 10 | 24 | 2015-10-24 | 1328751 | Sus | Y | EquipmentFailureInvolved¦Overhead¦ConnectororSplice(OH)¦Brokenwireonground
15-0076645 | Equipment Failure/Involved | Overhead | Transformer | Failed/Faulted | 2015 | Tier 2 - Elevated | Transformer only | 11 | 9 | 2015-11-09 | 1337847 | Sus | Y | EquipmentFailureInvolved¦Overhead¦Transformer¦FailedFaulted
15-0078471 | Vegetation | Tree - cutting, PG&E contractor | Conductor, Overhead | Normal | 2015 | Tier 3 - Extreme | Distribution Circuit | 11 | 16 | 2015-11-16 | 1343519 | Sus | Y | Vegetation¦TreecuttingPG&Econtractor¦ConductorOverhead¦Normal
15-0083025 | Equipment Failure/Involved | Electrical Overload | Transformer | Failed/Faulted | 2015 | Tier 2 - Elevated | Transformer only | 12 | 6 | 2015-12-06 | 1354574 | Sus | N | EquipmentFailureInvolved¦ElectricalOverload¦Transformer¦FailedFaulted
15-0084630 | Vegetation | Tree - branch fell on line | Conductor, Overhead | Normal | 2015 | Tier 2 - Elevated | Distribution Circuit | 12 | 13 | 2015-12-13 | 1360482 | Sus | N | Vegetation¦Treebranchfellonline¦ConductorOverhead¦Normal
15-0084641 | Vegetation | Tree - fell into line | Conductor, Overhead | Broken, wire on ground | 2015 | Tier 2 - Elevated | Distribution Circuit | 12 | 13 | 2015-12-13 | 1360775 | Sus | N | Vegetation¦Treefellintoline¦ConductorOverhead¦Brokenwireonground
15-0085485 | Unknown Cause | Patrol - found nothing |  |  | 2015 | Tier 3 - Extreme | Distribution Circuit | 12 | 15 | 2015-12-15 | 1364172 | Sus | N | UnknownCause¦Patrolfoundnothing¦¦
16-0004967 | Vegetation | Tree - fell into line | Conductor, Overhead | Broken, wire on ground | 2016 | Tier 3 - Extreme | Distribution Circuit | 1 | 13 | 2016-01-13 | 1382571 | Sus | N | Vegetation¦Treefellintoline¦ConductorOverhead¦Brokenwireonground
16-0005229 | Equipment Failure/Involved | Overhead | Transformer | Failed/Faulted | 2016 | Tier 2 - Elevated | Transformer only | 1 | 14 | 2016-01-14 | 1383484 | Sus | N | EquipmentFailureInvolved¦Overhead¦Transformer¦FailedFaulted
16-0008077 | Equipment Failure/Involved | Overhead | Transformer | Failed/Faulted | 2016 | Tier 2 - Elevated | Transformer only | 1 | 25 | 2016-01-25 | 1391745 | Sus | N | EquipmentFailureInvolved¦Overhead¦Transformer¦FailedFaulted
16-0009917 | Animal | Other | Conductor, Overhead | Normal | 2016 | Tier 2 - Elevated | Distribution Circuit | 2 | 1 | 2016-02-01 | 1396647 | Sus | N | Animal¦Other¦ConductorOverhead¦Normal
16-0011034 | 3rd Party | Vehicle | Pole-Wood | Broken, wire on ground | 2016 | Tier 2 - Elevated | Distribution Circuit | 2 | 5 | 2016-02-05 | 1399247 | Sus | N | 3rdParty¦Vehicle¦PoleWood¦Brokenwireonground
16-0012612 | Unknown Cause | Patrol - found nothing |  | Failed/Faulted | 2016 | Tier 2 - Elevated | Distribution Circuit | 2 | 15 | 2016-02-15 | 1403466 | Sus | N | UnknownCause¦Patrolfoundnothing¦¦FailedFaulted
16-0013981 | Equipment Failure/Involved | Overhead | Transformer (OH) | Failed/Faulted | 2016 | Tier 2 - Elevated | Transformer only | 2 | 18 | 2016-02-18 | 1408855 | Sus | N | EquipmentFailureInvolved¦Overhead¦Transformer(OH)¦FailedFaulted
16-0015840 | Unknown Cause | Patrol - found nothing |  |  | 2016 | Tier 2 - Elevated | Distribution Circuit | 2 | 26 | 2016-02-26 | 1412563 | Sus | N | UnknownCause¦Patrolfoundnothing¦¦
16-0016834 | Vegetation | Tree - branch fell on line | Conductor, Overhead | Broken, wire on ground | 2016 | Tier 2 - Elevated | Distribution Circuit | 3 | 2 | 2016-03-02 | 1414885 | Sus | N | Vegetation¦Treebranchfellonline¦ConductorOverhead¦Brokenwireonground
16-0017806 | Animal | Bird found | Conductor, Overhead | Normal | 2016 | Tier 2 - Elevated | Distribution Circuit | 3 | 5 | 2016-03-05 | 1418246 | Sus | N | Animal¦Birdfound¦ConductorOverhead¦Normal
16-0021035 | Vegetation | Tree - fell into line | Conductor, Overhead | Normal | 2016 | Tier 3 - Extreme | Distribution Circuit | 3 | 13 | 2016-03-13 | 1430482 | Sus | N | Vegetation¦Treefellintoline¦ConductorOverhead¦Normal
16-0025500 | Unknown Cause | Patrol - found nothing |  |  | 2016 | Tier 2 - Elevated | Distribution Circuit | 4 | 1 | 2016-04-01 | 1442625 | Sus | N | UnknownCause¦Patrolfoundnothing¦¦
16-0025624 | Equipment Failure/Involved | Overhead | Transformer | Failed/Faulted | 2016 | Tier 3 - Extreme | Transformer only | 4 | 1 | 2016-04-01 | 1442928 | Sus | N | EquipmentFailureInvolved¦Overhead¦Transformer¦FailedFaulted
16-0027656 | Unknown Cause | Patrol - found nothing |  |  | 2016 | Tier 2 - Elevated | Transformer only | 4 | 10 | 2016-04-10 | 1448526 | Sus | N | UnknownCause¦Patrolfoundnothing¦¦
16-0028460 | Vegetation | Tree - fell into line | Conductor, Overhead | Broken, wire on ground | 2016 | Tier 2 - Elevated | Distribution Circuit | 4 | 14 | 2016-04-14 | 1450383 | Sus | N | Vegetation¦Treefellintoline¦ConductorOverhead¦Brokenwireonground
16-0030813 | Equipment Failure/Involved | Overhead | Transformer (OH) | Normal | 2016 | Tier 2 - Elevated | Transformer only | 4 | 22 | 2016-04-22 | 1456162 | Sus | N | EquipmentFailureInvolved¦Overhead¦Transformer(OH)¦Normal
16-0030841 | Environmental/External | Lightning |  | Failed/Faulted | 2016 | Tier 2 - Elevated | Transformer only | 4 | 22 | 2016-04-22 | 1456323 | Sus | N | EnvironmentalExternal¦Lightning¦¦FailedFaulted
16-0030862 | Environmental/External | Lightning | Transformer | Failed/Faulted | 2016 | Tier 3 - Extreme | Distribution Circuit | 4 | 22 | 2016-04-22 | 1456293 | Sus | N | EnvironmentalExternal¦Lightning¦Transformer¦FailedFaulted
16-0034721 | Environmental/External | Lightning | Transformer (OH) | Broken | 2016 | Tier 2 - Elevated | Transformer only | 5 | 8 | 2016-05-08 | 1466705 | Sus | Y | EnvironmentalExternal¦Lightning¦Transformer(OH)¦Broken
16-0035732 | Equipment Failure/Involved | Overhead | Transformer | Failed/Faulted | 2016 | Tier 2 - Elevated | Transformer only | 5 | 12 | 2016-05-12 | 1468964 | Sus | Y | EquipmentFailureInvolved¦Overhead¦Transformer¦FailedFaulted
16-0036817 | Unknown Cause | Patrol - not conducted |  |  | 2016 | Tier 3 - Extreme | Distribution Circuit | 5 | 18 | 2016-05-18 | 1472071 | Sus | Y | UnknownCause¦Patrolnotconducted¦¦
16-0037484 | Unknown Cause | Patrol - found nothing |  |  | 2016 | Tier 3 - Extreme | Transformer only | 5 | 20 | 2016-05-20 | 1473836 | Sus | Y | UnknownCause¦Patrolfoundnothing¦¦
16-0037626 | 3rd Party | Vehicle | Pole-Wood | Broken, wire on ground | 2016 | Tier 2 - Elevated | Distribution Circuit | 5 | 21 | 2016-05-21 | 1474534 | Sus | Y | 3rdParty¦Vehicle¦PoleWood¦Brokenwireonground
16-0044757 | Equipment Failure/Involved | Overhead |  | Failed/Faulted | 2016 | Tier 3 - Extreme | Transformer only | 6 | 21 | 2016-06-21 | 1493207 | Sus | Y | EquipmentFailureInvolved¦Overhead¦¦FailedFaulted
16-0048734 | Vegetation | Tree - branch fell on line | Pole-Wood | Broken | 2016 | Tier 2 - Elevated | Distribution Circuit | 7 | 8 | 2016-07-08 | 1503088 | Sus | Y | Vegetation¦Treebranchfellonline¦PoleWood¦Broken
16-0053969 | Environmental/External | Fire, Forest/Grass | Cutout, fuse holder | Normal | 2016 | Tier 2 - Elevated | Distribution Circuit | 7 | 31 | 2016-07-31 | 1519523 | Sus | Y | EnvironmentalExternal¦FireForestGrass¦Cutoutfuseholder¦Normal
16-0058212 | Equipment Failure/Involved | Overhead | Transformer | Failed/Faulted | 2016 | Tier 2 - Elevated | Transformer only | 8 | 18 | 2016-08-18 | 1528248 | Sus | Y | EquipmentFailureInvolved¦Overhead¦Transformer¦FailedFaulted
16-0060841 | Vegetation | Tree - branch fell on line | Conductor, Overhead | Normal | 2016 | Tier 3 - Extreme | Distribution Circuit | 8 | 29 | 2016-08-29 | 1533775 | Sus | Y | Vegetation¦Treebranchfellonline¦ConductorOverhead¦Normal
16-0072061 | Vegetation | Tree - branch fell on line | Fuse | Failed/Faulted | 2016 | Tier 2 - Elevated | Distribution Circuit | 10 | 14 | 2016-10-14 | 1559007 | Sus | Y | Vegetation¦Treebranchfellonline¦Fuse¦FailedFaulted
16-0072518 | Unknown Cause | Patrol - found nothing |  |  | 2016 | Tier 2 - Elevated | Distribution Circuit | 10 | 15 | 2016-10-15 | 1561148 | Sus | Y | UnknownCause¦Patrolfoundnothing¦¦
16-0072579 | Vegetation | Tree - fell into line | Conductor, Overhead | Broken, wire on ground | 2016 | Tier 3 - Extreme | Distribution Circuit | 10 | 15 | 2016-10-15 | 1561304 | Sus | Y | Vegetation¦Treefellintoline¦ConductorOverhead¦Brokenwireonground
16-0074885 | Unknown Cause | Patrol - found nothing |  |  | 2016 | Tier 2 - Elevated | Distribution Circuit | 10 | 24 | 2016-10-24 | 1568306 | Sus | Y | UnknownCause¦Patrolfoundnothing¦¦
16-0075491 | Equipment Failure/Involved | Overhead | Transformer | Failed/Faulted | 2016 | Tier 3 - Extreme | Transformer only | 10 | 25 | 2016-10-25 | 1569838 | Sus | Y | EquipmentFailureInvolved¦Overhead¦Transformer¦FailedFaulted
16-0076885 | Vegetation | Tree - fell into line | Pole-Wood | Broken, wire on ground | 2016 | Tier 2 - Elevated | Distribution Circuit | 10 | 31 | 2016-10-31 | 1573546 | Sus | Y | Vegetation¦Treefellintoline¦PoleWood¦Brokenwireonground
16-0077645 | 3rd Party | Vehicle | Jumper | Burned Open | 2016 | Tier 2 - Elevated | Distribution Circuit | 11 | 2 | 2016-11-02 | 1575604 | Sus | Y | 3rdParty¦Vehicle¦Jumper¦BurnedOpen
16-0079491 | Vegetation | Tree - fell into line | Conductor, Overhead | Broken, wire on ground | 2016 | Tier 3 - Extreme | Distribution Circuit | 11 | 12 | 2016-11-12 | 1580306 | Sus | Y | Vegetation¦Treefellintoline¦ConductorOverhead¦Brokenwireonground
16-0081286 | Vegetation | Tree - fell into line | Transformer | Broken, wire on ground | 2016 | Tier 2 - Elevated | Transformer only | 11 | 20 | 2016-11-20 | 1585850 | Sus | Y | Vegetation¦Treefellintoline¦Transformer¦Brokenwireonground
16-0085660 | Vegetation | Tree - fell into line | Conductor, Overhead | Broken, wire on ground | 2016 | Tier 2 - Elevated | Distribution Circuit | 12 | 15 | 2016-12-15 | 1602306 | Sus | N | Vegetation¦Treefellintoline¦ConductorOverhead¦Brokenwireonground
16-0085742 | Unknown Cause | Patrol - found nothing |  |  | 2016 | Tier 3 - Extreme | Distribution Circuit | 12 | 15 | 2016-12-15 | 1602754 | Sus | N | UnknownCause¦Patrolfoundnothing¦¦
16-0086156 | Vegetation | Tree - bark fell into line | Conductor, Overhead | Broken, wire on ground | 2016 | Tier 2 - Elevated | Distribution Circuit | 12 | 17 | 2016-12-17 | 1605424 | Sus | N | Vegetation¦Treebarkfellintoline¦ConductorOverhead¦Brokenwireonground
17-0003346 | Equipment Failure/Involved | Overhead | Conductor, Overhead | Broken, wire on ground | 2017 | Tier 3 - Extreme | Distribution Circuit | 1 | 3 | 2017-01-03 | 1616573 | Sus | N | EquipmentFailureInvolved¦Overhead¦ConductorOverhead¦Brokenwireonground
17-0003384 | Vegetation | Tree - fell into line | Connector or Splice (OH) | Broken, wire on ground | 2017 | Tier 3 - Extreme | Distribution Circuit | 1 | 4 | 2017-01-04 | 1617410 | Sus | N | Vegetation¦Treefellintoline¦ConnectororSplice(OH)¦Brokenwireonground
17-0004690 | Vegetation | Tree - fell into line | Conductor, Overhead | Normal | 2017 | Tier 3 - Extreme | Distribution Circuit | 1 | 7 | 2017-01-07 | 1621555 | Sus | N | Vegetation¦Treefellintoline¦ConductorOverhead¦Normal
17-0005385 | Equipment Failure/Involved | Overhead | Conductor, Overhead | Broken, wire on ground | 2017 | Tier 3 - Extreme | Distribution Circuit | 1 | 8 | 2017-01-08 | 1627251 | Sus | N | EquipmentFailureInvolved¦Overhead¦ConductorOverhead¦Brokenwireonground
17-0005527 | Vegetation | Tree - fell into line | Conductor, Overhead | Broken, wire on ground | 2017 | Tier 3 - Extreme | Distribution Circuit | 1 | 8 | 2017-01-08 | 1625928 | Sus | N | Vegetation¦Treefellintoline¦ConductorOverhead¦Brokenwireonground
17-0006583 | Unknown Cause | Patrol - found nothing |  |  | 2017 | Tier 3 - Extreme | Distribution Circuit | 1 | 10 | 2017-01-10 | 1633253 | Sus | N | UnknownCause¦Patrolfoundnothing¦¦
17-0006816 | Unknown Cause | Patrol - found nothing |  |  | 2017 | Tier 2 - Elevated | Distribution Circuit | 1 | 10 | 2017-01-10 | 1634475 | Sus | N | UnknownCause¦Patrolfoundnothing¦¦
17-0007252 | Vegetation | Tree - fell into line | Conductor, Overhead | Broken, wire on ground | 2017 | Tier 2 - Elevated | Distribution Circuit | 1 | 10 | 2017-01-10 | 1635202 | Sus | N | Vegetation¦Treefellintoline¦ConductorOverhead¦Brokenwireonground
17-0007938 | Vegetation | Tree - fell into line | Conductor, Overhead | Broken, wire on ground | 2017 | Tier 3 - Extreme | Distribution Circuit | 1 | 11 | 2017-01-11 | 1640341 | Sus | N | Vegetation¦Treefellintoline¦ConductorOverhead¦Brokenwireonground
17-0008529 | Vegetation | Tree - fell into line | Conductor, Overhead | Broken, wire on object | 2017 | Tier 2 - Elevated | Distribution Circuit | 1 | 12 | 2017-01-12 | 1641956 | Sus | N | Vegetation¦Treefellintoline¦ConductorOverhead¦Brokenwireonobject
17-0010188 | Vegetation | Tree - fell into line | Conductor, Overhead | Broken, wire on ground | 2017 | Tier 2 - Elevated | Distribution Circuit | 1 | 18 | 2017-01-18 | 1646615 | Sus | N | Vegetation¦Treefellintoline¦ConductorOverhead¦Brokenwireonground
17-0010227 | Vegetation | Tree - fell into line | Conductor, Overhead | Broken, wire on ground | 2017 | Tier 2 - Elevated | Distribution Circuit | 1 | 18 | 2017-01-18 | 1646586 | Sus | N | Vegetation¦Treefellintoline¦ConductorOverhead¦Brokenwireonground
17-0010744 | Vegetation | Tree - fell into line | Conductor, Overhead | Broken, wire on ground | 2017 | Tier 3 - Extreme | Distribution Circuit | 1 | 19 | 2017-01-19 | 1649725 | Sus | N | Vegetation¦Treefellintoline¦ConductorOverhead¦Brokenwireonground
17-0017211 | Equipment Failure/Involved | Overhead | Crossarm, Wood | Broken | 2017 | Tier 2 - Elevated | Distribution Circuit | 2 | 3 | 2017-02-03 | 1673856 | Sus | N | EquipmentFailureInvolved¦Overhead¦CrossarmWood¦Broken
17-0018682 | Equipment Failure/Involved | Overhead | Transformer (OH) | Failed/Faulted | 2017 | Tier 3 - Extreme | Distribution Circuit | 2 | 7 | 2017-02-07 | 1680625 | Sus | N | EquipmentFailureInvolved¦Overhead¦Transformer(OH)¦FailedFaulted
17-0019715 | Vegetation | Tree - fell into line | Conductor, Overhead | Normal | 2017 | Tier 3 - Extreme | Distribution Circuit | 2 | 9 | 2017-02-09 | 1684297 | Sus | N | Vegetation¦Treefellintoline¦ConductorOverhead¦Normal
17-0026491 | Vegetation | Tree - fell into line | Conductor, Overhead | Broken, wire on ground | 2017 | Tier 2 - Elevated | Distribution Circuit | 2 | 24 | 2017-02-24 | 1713135 | Sus | N | Vegetation¦Treefellintoline¦ConductorOverhead¦Brokenwireonground
17-0027205 | 3rd Party | Vehicle | Pole-Wood | Broken | 2017 | Tier 2 - Elevated | Distribution Circuit | 2 | 28 | 2017-02-28 | 1715661 | Sus | N | 3rdParty¦Vehicle¦PoleWood¦Broken
17-0028308 | Equipment Failure/Involved | Overhead | Transformer (OH) | Failed/Faulted | 2017 | Tier 3 - Extreme | Transformer only | 3 | 4 | 2017-03-04 | 1719147 | Sus | N | EquipmentFailureInvolved¦Overhead¦Transformer(OH)¦FailedFaulted
17-0031432 | Animal | Bird found | Conductor, Overhead | Broken, wire on ground | 2017 | Tier 2 - Elevated | Distribution Circuit | 3 | 17 | 2017-03-17 | 1728905 | Sus | N | Animal¦Birdfound¦ConductorOverhead¦Brokenwireonground
17-0035562 | Unknown Cause | Patrol - found nothing |  |  | 2017 | Tier 2 - Elevated | Distribution Circuit | 3 | 31 | 2017-03-31 | 1741051 | Sus | N | UnknownCause¦Patrolfoundnothing¦¦
17-0037046 | Unknown Cause | Patrol - found nothing |  |  | 2017 | Tier 3 - Extreme | Distribution Circuit | 4 | 6 | 2017-04-06 | 1745387 | Sus | N | UnknownCause¦Patrolfoundnothing¦¦
17-0039130 | Vegetation | Tree - fell into line | Conductor, Overhead | Normal | 2017 | Tier 2 - Elevated | Distribution Circuit | 4 | 11 | 2017-04-11 | 1755082 | Sus | N | Vegetation¦Treefellintoline¦ConductorOverhead¦Normal
17-0040092 | Unknown Cause | Patrol - not conducted |  |  | 2017 | Tier 2 - Elevated | Distribution Circuit | 4 | 13 | 2017-04-13 | 1757270 | Sus | N | UnknownCause¦Patrolnotconducted¦¦
17-0041028 | Equipment Failure/Involved | Overhead | Transformer | Failed/Faulted | 2017 | Tier 2 - Elevated | Transformer only | 4 | 18 | 2017-04-18 | 1759952 | Sus | N | EquipmentFailureInvolved¦Overhead¦Transformer¦FailedFaulted
17-0043909 | Vegetation | Tree - fell into line | Conductor, Overhead | Broken, wire on ground | 2017 | Tier 3 - Extreme | Distribution Circuit | 4 | 29 | 2017-04-29 | 1770436 | Sus | N | Vegetation¦Treefellintoline¦ConductorOverhead¦Brokenwireonground
17-0056117 | Unknown Cause | Patrol - found nothing |  |  | 2017 | Tier 2 - Elevated | Distribution Circuit | 6 | 18 | 2017-06-18 | 1807775 | Sus | Y | UnknownCause¦Patrolfoundnothing¦¦
17-0056139 | Equipment Failure/Involved | Electrical Overload | Transformer | Failed/Faulted | 2017 | Tier 2 - Elevated | Transformer only | 6 | 18 | 2017-06-18 | 1807626 | Sus | Y | EquipmentFailureInvolved¦ElectricalOverload¦Transformer¦FailedFaulted
17-0062867 | 3rd Party | Tree - cutting, 3rd party | Conductor, Overhead | Deteriorated | 2017 | Tier 3 - Extreme | Distribution Circuit | 7 | 14 | 2017-07-14 | 1831244 | Sus | Y | 3rdParty¦Treecutting3rdparty¦ConductorOverhead¦Deteriorated
17-0062895 | Equipment Failure/Involved | Overhead | Crossarm, Wood | Broken | 2017 | Tier 2 - Elevated | Distribution Circuit | 7 | 14 | 2017-07-14 | 1831378 | Sus | Y | EquipmentFailureInvolved¦Overhead¦CrossarmWood¦Broken
17-0066411 | Unknown Cause | Patrol - not conducted |  |  | 2017 | Tier 3 - Extreme | Distribution Circuit | 7 | 28 | 2017-07-28 | 1841952 | Sus | Y | UnknownCause¦Patrolnotconducted¦¦
17-0072794 | Equipment Failure/Involved | Overhead | Transformer (OH) | Leaking | 2017 | Tier 2 - Elevated | Transformer only | 8 | 25 | 2017-08-25 | 1859103 | Sus | Y | EquipmentFailureInvolved¦Overhead¦Transformer(OH)¦Leaking
17-0075088 | Equipment Failure/Involved | Overhead | Conductor, Overhead | Broken, wire on ground | 2017 | Tier 3 - Extreme | Distribution Circuit | 9 | 2 | 2017-09-02 | 1866035 | Sus | Y | EquipmentFailureInvolved¦Overhead¦ConductorOverhead¦Brokenwireonground
17-0085044 | Unknown Cause | Patrol - found nothing |  |  | 2017 | Tier 2 - Elevated | Distribution Circuit | 10 | 8 | 2017-10-08 | 1892969 | Sus | Y | UnknownCause¦Patrolfoundnothing¦¦
17-0085092 | Vegetation | Tree - branch fell on line | Fuse | Failed/Faulted | 2017 | Tier 3 - Extreme | Distribution Circuit | 10 | 8 | 2017-10-08 | 1893343 | Sus | Y | Vegetation¦Treebranchfellonline¦Fuse¦FailedFaulted
17-0085291 | Vegetation | Tree - fell into line | Conductor, Overhead | Broken, wire on ground | 2017 | Tier 3 - Extreme | Distribution Circuit | 10 | 8 | 2017-10-08 | 1894126 | Sus | Y | Vegetation¦Treefellintoline¦ConductorOverhead¦Brokenwireonground
17-0085336 | Environmental/External | Fire, Forest/Grass | Conductor, Overhead | Broken, wire on ground | 2017 | Tier 2 - Elevated | Distribution Circuit | 10 | 9 | 2017-10-09 | 1894576 | Sus | Y | EnvironmentalExternal¦FireForestGrass¦ConductorOverhead¦Brokenwireonground
17-0087984 | Environmental/External | Fire, Forest/Grass | Conductor, Overhead | Broken, wire on ground | 2017 | Tier 2 - Elevated | Distribution Circuit | 10 | 9 | 2017-10-09 | 1902561 | Sus | Y | EnvironmentalExternal¦FireForestGrass¦ConductorOverhead¦Brokenwireonground
17-0089102 | Unknown Cause | Patrol - found nothing |  |  | 2017 | Tier 2 - Elevated | Distribution Circuit | 10 | 20 | 2017-10-20 | 1905801 | Sus | Y | UnknownCause¦Patrolfoundnothing¦¦
17-0089366 | Unknown Cause | Patrol - found nothing |  |  | 2017 | Tier 2 - Elevated | Distribution Circuit | 10 | 21 | 2017-10-21 | 1906651 | Sus | Y | UnknownCause¦Patrolfoundnothing¦¦
17-0091411 | Animal | Bird found | Fuse | Failed/Faulted | 2017 | Tier 2 - Elevated | Distribution Circuit | 10 | 30 | 2017-10-30 | 1912624 | Sus | Y | Animal¦Birdfound¦Fuse¦FailedFaulted
17-0099645 | Unknown Cause | Patrol - found nothing |  |  | 2017 | Tier 2 - Elevated | Distribution Circuit | 12 | 4 | 2017-12-04 | 1934861 | Sus | N | UnknownCause¦Patrolfoundnothing¦¦
18-0006024 | Unknown Cause | Patrol - found nothing |  |  | 2018 | Tier 2 - Elevated | Distribution Circuit | 1 | 13 | 2018-01-13 | 7950 | Sus | N | UnknownCause¦Patrolfoundnothing¦¦
18-0022019 | Equipment Failure/Involved | Overhead | Conductor, Overhead | Broken, wire on ground | 2018 | Tier 3 - Extreme | Distribution Circuit | 3 | 12 | 2018-03-12 | 42781 | Sus | N | EquipmentFailureInvolved¦Overhead¦ConductorOverhead¦Brokenwireonground
18-0023264 | Vegetation | Tree - fell into line | Pole-Wood | Broken | 2018 | Tier 3 - Extreme | Distribution Circuit | 3 | 16 | 2018-03-16 | 45273 | Sus | N | Vegetation¦Treefellintoline¦PoleWood¦Broken
18-0023693 | Unknown Cause | Patrol - found nothing |  |  | 2018 | Tier 3 - Extreme | Distribution Circuit | 3 | 16 | 2018-03-16 | 45992 | Sus | N | UnknownCause¦Patrolfoundnothing¦¦
18-0040845 | Equipment Failure/Involved | Overhead | Connector or Splice (OH) | Deteriorated | 2018 | Tier 2 - Elevated | Distribution Circuit | 5 | 14 | 2018-05-14 | 85850 | Sus | Y | EquipmentFailureInvolved¦Overhead¦ConnectororSplice(OH)¦Deteriorated
18-0045519 | Vegetation | Tree - fell into line | Conductor, Overhead | Normal | 2018 | Tier 2 - Elevated | Distribution Circuit | 5 | 30 | 2018-05-30 | 96658 | Sus | Y | Vegetation¦Treefellintoline¦ConductorOverhead¦Normal
18-0047016 | Equipment Failure/Involved | Electrical Overload | Transformer | Failed/Faulted | 2018 | Tier 2 - Elevated | Transformer only | 6 | 4 | 2018-06-04 | 100652 | Sus | Y | EquipmentFailureInvolved¦ElectricalOverload¦Transformer¦FailedFaulted
18-0051885 | Unknown Cause | Patrol - found nothing |  |  | 2018 | Tier 2 - Elevated | Distribution Circuit | 6 | 18 | 2018-06-18 | 111874 | Sus | Y | UnknownCause¦Patrolfoundnothing¦¦
18-0058993 | Unknown Cause | Patrol - not conducted |  |  | 2018 | Tier 3 - Extreme | Distribution Circuit | 7 | 11 | 2018-07-11 | 129399 | Sus | Y | UnknownCause¦Patrolnotconducted¦¦
18-0059734 | Animal | Squirrel | Transformer (OH) | Burned/flashed | 2018 | Tier 2 - Elevated | Distribution Circuit | 7 | 14 | 2018-07-14 | 131428 | Sus | Y | Animal¦Squirrel¦Transformer(OH)¦Burnedflashed
18-0062363 | Environmental/External | Fire, Forest/Grass | Conductor, Overhead | Normal | 2018 | Tier 2 - Elevated | Distribution Circuit | 7 | 21 | 2018-07-21 | 137273 | Sus | Y | EnvironmentalExternal¦FireForestGrass¦ConductorOverhead¦Normal
18-0068649 | 3rd Party | Vehicle | Pole-Wood | Broken | 2018 | Tier 2 - Elevated | Distribution Circuit | 8 | 10 | 2018-08-10 | 152833 | Sus | Y | 3rdParty¦Vehicle¦PoleWood¦Broken
18-0077336 | Animal | Bird found | Conductor, Overhead | Normal | 2018 | Tier 2 - Elevated | Distribution Circuit | 9 | 6 | 2018-09-06 | 169602 | Sus | Y | Animal¦Birdfound¦ConductorOverhead¦Normal
18-0077763 | Vegetation | Tree - fell into line | Conductor, Overhead | Normal | 2018 | Tier 2 - Elevated | Distribution Circuit | 9 | 8 | 2018-09-08 | 170504 | Sus | Y | Vegetation¦Treefellintoline¦ConductorOverhead¦Normal
18-0085469 | Unknown Cause | Patrol - found nothing |  |  | 2018 | Tier 3 - Extreme | Distribution Circuit | 10 | 2 | 2018-10-02 | 185444 | Sus | Y | UnknownCause¦Patrolfoundnothing¦¦
18-0086352 | Environmental/External | Lightning | Transformer | Failed/Faulted | 2018 | Tier 2 - Elevated | Transformer only | 10 | 3 | 2018-10-03 | 187130 | Sus | Y | EnvironmentalExternal¦Lightning¦Transformer¦FailedFaulted
18-0090243 | Wildfire Mitigation | Public Safety Power Shut-off |  |  | 2018 | Tier 3 - Extreme | Distribution Circuit | 10 | 14 | 2018-10-14 | 195034 | Sus | Y | WildfireMitigation¦PublicSafetyPowerShutoff¦¦
18-0094916 | Unknown Cause | Patrol - found nothing |  |  | 2018 | Tier 2 - Elevated | Distribution Circuit | 10 | 28 | 2018-10-28 | 203697 | Sus | Y | UnknownCause¦Patrolfoundnothing¦¦
18-0095021 | Unknown Cause | Patrol - found nothing |  |  | 2018 | Tier 2 - Elevated | Distribution Circuit | 10 | 29 | 2018-10-29 | 204054 | Sus | Y | UnknownCause¦Patrolfoundnothing¦¦
18-0098351 | Equipment Failure/Involved | Overhead | Jumper | Burned Open | 2018 | Tier 3 - Extreme | Distribution Circuit | 11 | 8 | 2018-11-08 | 211691 | Sus | Y | EquipmentFailureInvolved¦Overhead¦Jumper¦BurnedOpen
18-0099642 | Vegetation | Tree - fell into line | Conductor, Overhead | Broken, wire on ground | 2018 | Tier 3 - Extreme | Distribution Circuit | 11 | 14 | 2018-11-14 | 214937 | Sus | Y | Vegetation¦Treefellintoline¦ConductorOverhead¦Brokenwireonground
18-0101311 | Unknown Cause | Patrol - found nothing |  |  | 2018 | Tier 3 - Extreme | Distribution Circuit | 11 | 20 | 2018-11-20 | 218697 | Sus | Y | UnknownCause¦Patrolfoundnothing¦¦
18-0101335 | Environmental/External | Fire, Forest/Grass | Pole-Wood | Burned/flashed | 2018 | Tier 3 - Extreme | Distribution Circuit | 11 | 8 | 2018-11-08 | 218777 | Sus | Y | EnvironmentalExternal¦FireForestGrass¦PoleWood¦Burnedflashed
18-0101593 | Unknown Cause | Patrol - found nothing |  |  | 2018 | Tier 2 - Elevated | Distribution Circuit | 11 | 20 | 2018-11-20 | 219210 | Sus | Y | UnknownCause¦Patrolfoundnothing¦¦
18-0103696 | Environmental/External | Fire, Forest/Grass | Pole-Wood | Burned/flashed | 2018 | Tier 3 - Extreme | Distribution Circuit | 11 | 8 | 2018-11-08 | 225358 | Sus | Y | EnvironmentalExternal¦FireForestGrass¦PoleWood¦Burnedflashed
18-0103728 | Environmental/External | Fire, Forest/Grass | Pole-Wood | Burned/flashed | 2018 | Tier 3 - Extreme | Distribution Circuit | 11 | 8 | 2018-11-08 | 225423 | Sus | Y | EnvironmentalExternal¦FireForestGrass¦PoleWood¦Burnedflashed
18-0104728 | Unknown Cause | Patrol - found nothing |  |  | 2018 | Tier 3 - Extreme | Distribution Circuit | 11 | 29 | 2018-11-29 | 227422 | Sus | Y | UnknownCause¦Patrolfoundnothing¦¦
18-0105546 | Vegetation | Tree - fell into line | Conductor, Overhead | Broken, wire on object | 2018 | Tier 3 - Extreme | Distribution Circuit | 11 | 30 | 2018-11-30 | 229948 | Sus | Y | Vegetation¦Treefellintoline¦ConductorOverhead¦Brokenwireonobject
18-0109513 | Vegetation | Tree - branch fell on line | Conductor, Overhead | Normal | 2018 | Tier 2 - Elevated | Distribution Circuit | 12 | 16 | 2018-12-16 | 241576 | Sus | N | Vegetation¦Treebranchfellonline¦ConductorOverhead¦Normal
18-0110492 | Vegetation | Tree - fell into line | Conductor, Overhead | Broken, wire on ground | 2018 | Tier 2 - Elevated | Distribution Circuit | 12 | 24 | 2018-12-24 | 246263 | Sus | N | Vegetation¦Treefellintoline¦ConductorOverhead¦Brokenwireonground
19-0004637 | Vegetation | Tree - fell into line | Conductor, Overhead | Broken, wire on ground | 2019 | Tier 2 - Elevated | Distribution Circuit | 1 | 5 | 2019-01-05 | 253472 | Sus | N | Vegetation¦Treefellintoline¦ConductorOverhead¦Brokenwireonground
19-0004680 | Vegetation | Tree - branch fell on line | Conductor, Overhead | Normal | 2019 | Tier 2 - Elevated | Distribution Circuit | 1 | 5 | 2019-01-05 | 253688 | Sus | N | Vegetation¦Treebranchfellonline¦ConductorOverhead¦Normal
19-0006484 | Unknown Cause | Patrol - not conducted |  |  | 2019 | Tier 2 - Elevated | Distribution Circuit | 1 | 8 | 2019-01-08 | 260832 | Sus | N | UnknownCause¦Patrolnotconducted¦¦
19-0006612 | Vegetation | Tree - branch fell on line | Conductor, Overhead | Together | 2019 | Tier 3 - Extreme | Distribution Circuit | 1 | 8 | 2019-01-08 | 261089 | Sus | N | Vegetation¦Treebranchfellonline¦ConductorOverhead¦Together
19-0008109 | Equipment Failure/Involved | Overhead | Crossarm, Wood | Broken | 2019 | Tier 2 - Elevated | Distribution Circuit | 1 | 11 | 2019-01-11 | 263505 | Sus | N | EquipmentFailureInvolved¦Overhead¦CrossarmWood¦Broken
19-0009282 | Vegetation | Tree - branch fell on line | Conductor, Overhead | Normal | 2019 | Tier 3 - Extreme | Distribution Circuit | 1 | 15 | 2019-01-15 | 266060 | Sus | N | Vegetation¦Treebranchfellonline¦ConductorOverhead¦Normal
19-0009779 | Vegetation | Tree - fell into line | Transformer | Normal | 2019 | Tier 2 - Elevated | Transformer only | 1 | 16 | 2019-01-16 | 267112 | Sus | N | Vegetation¦Treefellintoline¦Transformer¦Normal
19-0010979 | Vegetation | Tree - fell into line | Conductor, Overhead | Broken, wire on ground | 2019 | Tier 2 - Elevated | Distribution Circuit | 1 | 17 | 2019-01-17 | 273831 | Sus | N | Vegetation¦Treefellintoline¦ConductorOverhead¦Brokenwireonground
19-0011220 | Vegetation | Tree - fell into line | Conductor, Overhead | Broken, wire on ground | 2019 | Tier 3 - Extreme | Distribution Circuit | 1 | 16 | 2019-01-16 | 270792 | Sus | N | Vegetation¦Treefellintoline¦ConductorOverhead¦Brokenwireonground
19-0012723 | Vegetation | Tree - branch fell on line | Conductor, Overhead | Normal | 2019 | Tier 3 - Extreme | Distribution Circuit | 1 | 20 | 2019-01-20 | 277708 | Sus | N | Vegetation¦Treebranchfellonline¦ConductorOverhead¦Normal
19-0018273 | Environmental/External | Ice or snow | Conductor, Overhead | Broken, wire on ground | 2019 | Tier 2 - Elevated | Distribution Circuit | 2 | 5 | 2019-02-05 | 291764 | Sus | N | EnvironmentalExternal¦Iceorsnow¦ConductorOverhead¦Brokenwireonground
19-0019534 | Unknown Cause | Patrol - found nothing |  |  | 2019 | Tier 3 - Extreme | Distribution Circuit | 2 | 5 | 2019-02-05 | 295165 | Sus | N | UnknownCause¦Patrolfoundnothing¦¦
19-0020462 | Environmental/External | Lightning | Transformer | Failed/Faulted | 2019 | Tier 3 - Extreme | Transformer only | 2 | 9 | 2019-02-09 | 297457 | Sus | N | EnvironmentalExternal¦Lightning¦Transformer¦FailedFaulted
19-0020710 | Unknown Cause | Patrol - found nothing |  |  | 2019 | Tier 2 - Elevated | Distribution Circuit | 2 | 10 | 2019-02-10 | 298666 | Sus | N | UnknownCause¦Patrolfoundnothing¦¦
19-0020745 | Vegetation | Tree - fell into line | Conductor, Overhead | Broken, wire on ground | 2019 | Tier 3 - Extreme | Distribution Circuit | 2 | 10 | 2019-02-10 | 299062 | Sus | N | Vegetation¦Treefellintoline¦ConductorOverhead¦Brokenwireonground
19-0021000 | Unknown Cause | Patrol - found nothing |  |  | 2019 | Tier 2 - Elevated | Distribution Circuit | 2 | 11 | 2019-02-11 | 299775 | Sus | N | UnknownCause¦Patrolfoundnothing¦¦
19-0021579 | Vegetation | Tree - fell into line | Pole-Wood | Broken, wire on ground | 2019 | Tier 3 - Extreme | Distribution Circuit | 2 | 12 | 2019-02-12 | 300962 | Sus | N | Vegetation¦Treefellintoline¦PoleWood¦Brokenwireonground
19-0022565 | Vegetation | Tree - fell into line | Conductor, Overhead | Broken, wire on ground | 2019 | Tier 2 - Elevated | Distribution Circuit | 2 | 13 | 2019-02-13 | 305582 | Sus | N | Vegetation¦Treefellintoline¦ConductorOverhead¦Brokenwireonground
19-0022833 | Vegetation | Tree - fell into line | Conductor, Overhead | Broken, wire on ground | 2019 | Tier 2 - Elevated | Distribution Circuit | 2 | 14 | 2019-02-14 | 306893 | Sus | N | Vegetation¦Treefellintoline¦ConductorOverhead¦Brokenwireonground
19-0022980 | Vegetation | Tree - fell into line | Pole-Wood | Broken, wire on ground | 2019 | Tier 2 - Elevated | Distribution Circuit | 2 | 14 | 2019-02-14 | 307259 | Sus | N | Vegetation¦Treefellintoline¦PoleWood¦Brokenwireonground
19-0023219 | Vegetation | Tree - fell into line | Conductor, Overhead | Broken, wire on ground | 2019 | Tier 3 - Extreme | Distribution Circuit | 2 | 14 | 2019-02-14 | 308769 | Sus | N | Vegetation¦Treefellintoline¦ConductorOverhead¦Brokenwireonground
19-0023407 | Unknown Cause | Patrol - found nothing |  |  | 2019 | Tier 2 - Elevated | Distribution Circuit | 2 | 13 | 2019-02-13 | 309791 | Sus | N | UnknownCause¦Patrolfoundnothing¦¦
19-0023766 | Unknown Cause | Patrol - found nothing |  |  | 2019 | Tier 3 - Extreme | Distribution Circuit | 2 | 14 | 2019-02-14 | 306403 | Sus | N | UnknownCause¦Patrolfoundnothing¦¦
19-0023808 | Vegetation | Tree - fell into line | Conductor, Overhead | Broken, wire on ground | 2019 | Tier 2 - Elevated | Distribution Circuit | 2 | 15 | 2019-02-15 | 311057 | Sus | N | Vegetation¦Treefellintoline¦ConductorOverhead¦Brokenwireonground
19-0024714 | Vegetation | Tree - branch fell on line | Conductor, Overhead | Together | 2019 | Tier 2 - Elevated | Distribution Circuit | 2 | 16 | 2019-02-16 | 314495 | Sus | N | Vegetation¦Treebranchfellonline¦ConductorOverhead¦Together
19-0027542 | Company Initiated | Other Circuits | Conductor, Overhead | Normal | 2019 | Tier 2 - Elevated | Distribution Circuit | 2 | 23 | 2019-02-23 | 322282 | Sus | N | CompanyInitiated¦OtherCircuits¦ConductorOverhead¦Normal
19-0027937 | Unknown Cause | Patrol - found nothing |  |  | 2019 | Tier 2 - Elevated | Distribution Circuit | 2 | 25 | 2019-02-25 | 323223 | Sus | N | UnknownCause¦Patrolfoundnothing¦¦
19-0029064 | Vegetation | Tree - branch fell on line | Secondary | Broken | 2019 | Tier 2 - Elevated | Transformer only | 2 | 27 | 2019-02-27 | 327150 | Sus | N | Vegetation¦Treebranchfellonline¦Secondary¦Broken
19-0030243 | Unknown Cause | Patrol - found nothing |  |  | 2019 | Tier 2 - Elevated | Distribution Circuit | 3 | 3 | 2019-03-03 | 329991 | Sus | N | UnknownCause¦Patrolfoundnothing¦¦
19-0031552 | Vegetation | Tree - fell into line | Conductor, Overhead | Normal | 2019 | Tier 3 - Extreme | Distribution Circuit | 3 | 7 | 2019-03-07 | 333364 | Sus | N | Vegetation¦Treefellintoline¦ConductorOverhead¦Normal
19-0031617 | Equipment Failure/Involved | Overhead | Woodpin | Broken | 2019 | Tier 2 - Elevated | Distribution Circuit | 3 | 7 | 2019-03-07 | 333509 | Sus | N | EquipmentFailureInvolved¦Overhead¦Woodpin¦Broken
19-0033259 | Unknown Cause | Patrol - found nothing |  |  | 2019 | Tier 3 - Extreme | Distribution Circuit | 3 | 12 | 2019-03-12 | 338045 | Sus | N | UnknownCause¦Patrolfoundnothing¦¦
19-0035532 | Equipment Failure/Involved | Overhead | Transformer | Failed/Faulted | 2019 | Tier 2 - Elevated | Transformer only | 3 | 20 | 2019-03-20 | 343912 | Sus | N | EquipmentFailureInvolved¦Overhead¦Transformer¦FailedFaulted
19-0036645 | Unknown Cause | Patrol - not conducted |  |  | 2019 | Tier 2 - Elevated | Distribution Circuit | 3 | 25 | 2019-03-25 | 346586 | Sus | N | UnknownCause¦Patrolnotconducted¦¦
19-0037706 | Environmental/External | Lightning | Transformer | Burned/flashed | 2019 | Tier 2 - Elevated | Transformer only | 3 | 27 | 2019-03-27 | 348982 | Sus | N | EnvironmentalExternal¦Lightning¦Transformer¦Burnedflashed
19-0039852 | Equipment Failure/Involved | Overhead | Transformer | Failed/Faulted | 2019 | Tier 2 - Elevated | Distribution Circuit | 4 | 4 | 2019-04-04 | 353935 | Sus | N | EquipmentFailureInvolved¦Overhead¦Transformer¦FailedFaulted
19-0052546 | Animal | Other | Fuse | Failed/Faulted | 2019 | Tier 2 - Elevated | Distribution Circuit | 5 | 16 | 2019-05-16 | 381998 | Sus | Y | Animal¦Other¦Fuse¦FailedFaulted
19-0056356 | Equipment Failure/Involved | Overhead | Transformer (OH) | Broken | 2019 | Tier 2 - Elevated | Distribution Circuit | 5 | 23 | 2019-05-23 | 388853 | Sus | Y | EquipmentFailureInvolved¦Overhead¦Transformer(OH)¦Broken
19-0067726 | Animal | Squirrel | Fuse | Failed/Faulted | 2019 | Tier 2 - Elevated | Distribution Circuit | 6 | 14 | 2019-06-14 | 410901 | Sus | Y | Animal¦Squirrel¦Fuse¦FailedFaulted
19-0077706 | Unknown Cause | Patrol - found nothing |  |  | 2019 | Tier 2 - Elevated | Distribution Circuit | 7 | 15 | 2019-07-15 | 453064 | Sus | Y | UnknownCause¦Patrolfoundnothing¦¦
19-0079851 | Unknown Cause | Patrol - found nothing |  |  | 2019 | Tier 3 - Extreme | Distribution Circuit | 7 | 22 | 2019-07-22 | 466293 | Sus | Y | UnknownCause¦Patrolfoundnothing¦¦
19-0086607 | Environmental/External | Lightning | Conductor, Overhead | Normal | 2019 | Tier 2 - Elevated | Distribution Circuit | 8 | 10 | 2019-08-10 | 501725 | Sus | Y | EnvironmentalExternal¦Lightning¦ConductorOverhead¦Normal
19-0094377 | Equipment Failure/Involved | Overhead | Crossarm, Wood | Broken | 2019 | Tier 3 - Extreme | Distribution Circuit | 8 | 31 | 2019-08-31 | 550129 | Sus | Y | EquipmentFailureInvolved¦Overhead¦CrossarmWood¦Broken
19-0096589 | 3rd Party | Other | Transformer (OH) | Normal | 2019 | Tier 2 - Elevated | Transformer only | 9 | 8 | 2019-09-08 | 562580 | Sus | Y | 3rdParty¦Other¦Transformer(OH)¦Normal
19-0103630 | Equipment Failure/Involved | Overhead | Transformer | Failed/Faulted | 2019 | Tier 2 - Elevated | Transformer only | 9 | 25 | 2019-09-25 | 614573 | Sus | Y | EquipmentFailureInvolved¦Overhead¦Transformer¦FailedFaulted
19-0105734 | Equipment Failure/Involved | Substation | Circuit Breaker | Malfunctioning | 2019 | Tier 2 - Elevated | Substation - Distribution | 9 | 30 | 2019-09-30 | 633492 | Sus | Y | EquipmentFailureInvolved¦Substation¦CircuitBreaker¦Malfunctioning
19-0112356 | Vegetation | Tree - cutting, PG&E contractor | Pole-Wood | Broken | 2019 | Tier 3 - Extreme | Distribution Circuit | 10 | 16 | 2019-10-16 | 660540 | Sus | Y | Vegetation¦TreecuttingPG&Econtractor¦PoleWood¦Broken
19-0114433 | Equipment Failure/Involved | Overhead | Transformer (OH) | Failed/Faulted | 2019 | Tier 3 - Extreme | Distribution Circuit | 10 | 22 | 2019-10-22 | 676729 | Sus | Y | EquipmentFailureInvolved¦Overhead¦Transformer(OH)¦FailedFaulted
19-0117201 | Vegetation | Tree - fell into line | Conductor, Overhead | Normal | 2019 | Tier 2 - Elevated | Distribution Circuit | 10 | 27 | 2019-10-27 | 686762 | Sus | Y | Vegetation¦Treefellintoline¦ConductorOverhead¦Normal
19-0131110 | Vegetation | Tree - branch fell on line | Transformer |  | 2019 | Tier 2 - Elevated | Transformer only | 11 | 29 | 2019-11-29 | 723760 | Sus | Y | Vegetation¦Treebranchfellonline¦Transformer¦
19-0131633 | Vegetation | Tree - branch fell on line | Conductor, Overhead | Broken, wire on ground | 2019 | Tier 2 - Elevated | Distribution Circuit | 11 | 30 | 2019-11-30 | 725142 | Sus | Y | Vegetation¦Treebranchfellonline¦ConductorOverhead¦Brokenwireonground
19-0132585 | Equipment Failure/Involved | Overhead | Crossarm, Wood | Broken, wire on object | 2019 | Tier 3 - Extreme | Distribution Circuit | 12 | 2 | 2019-12-02 | 727839 | Sus | N | EquipmentFailureInvolved¦Overhead¦CrossarmWood¦Brokenwireonobject
19-0134917 | Vegetation | Tree - fell into line | Conductor, Overhead | Broken, wire on ground | 2019 | Tier 2 - Elevated | Distribution Circuit | 12 | 7 | 2019-12-07 | 733414 | Sus | N | Vegetation¦Treefellintoline¦ConductorOverhead¦Brokenwireonground
19-0138284 | Unknown Cause | Patrol - found nothing |  |  | 2019 | Tier 2 - Elevated | Distribution Circuit | 12 | 31 | 2019-12-31 | 753053 | Sus | N | UnknownCause¦Patrolfoundnothing¦¦
20-0004633 | Equipment Failure/Involved | Overhead | Transformer | Failed/Faulted | 2020 | Tier 2 - Elevated | Transformer only | 1 | 2 | 2020-01-02 | 754011 | Sus | N | EquipmentFailureInvolved¦Overhead¦Transformer¦FailedFaulted
20-0010041 | Unknown Cause | Patrol - found nothing |  |  | 2020 | Tier 2 - Elevated | Distribution Circuit | 1 | 16 | 2020-01-16 | 762718 | Sus | N | UnknownCause¦Patrolfoundnothing¦¦
20-0017902 | 3rd Party | Vehicle | Pole-Wood | Broken, wire on ground | 2020 | Tier 3 - Extreme | Distribution Circuit | 2 | 6 | 2020-02-06 | 778902 | Sus | N | 3rdParty¦Vehicle¦PoleWood¦Brokenwireonground
20-0019577 | Vegetation | Tree - fell into line | Conductor, Overhead | Broken, wire on ground | 2020 | Tier 3 - Extreme | Distribution Circuit | 2 | 9 | 2020-02-09 | 786333 | Sus | N | Vegetation¦Treefellintoline¦ConductorOverhead¦Brokenwireonground
20-0019681 | Equipment Failure/Involved | Overhead | Crossarm, Wood | Broken | 2020 | Tier 2 - Elevated | Distribution Circuit | 2 | 9 | 2020-02-09 | 784627 | Sus | N | EquipmentFailureInvolved¦Overhead¦CrossarmWood¦Broken
20-0022683 | Unknown Cause | Patrol - found nothing |  |  | 2020 | Tier 2 - Elevated | Distribution Circuit | 2 | 16 | 2020-02-16 | 792165 | Sus | N | UnknownCause¦Patrolfoundnothing¦¦
20-0028430 | Unknown Cause | Patrol - found nothing |  |  | 2020 | Tier 2 - Elevated | Distribution Circuit | 3 | 3 | 2020-03-03 | 827858 | Sus | N | UnknownCause¦Patrolfoundnothing¦¦
20-0029464 | Equipment Failure/Involved | Overhead | Transformer | Normal | 2020 | Tier 3 - Extreme | Transformer only | 3 | 6 | 2020-03-06 | 835715 | Sus | N | EquipmentFailureInvolved¦Overhead¦Transformer¦Normal
20-0030569 | Equipment Failure/Involved | Overhead | Crossarm, Wood | Broken | 2020 | Tier 2 - Elevated | Transformer only | 3 | 10 | 2020-03-10 | 843073 | Sus | N | EquipmentFailureInvolved¦Overhead¦CrossarmWood¦Broken
20-0034914 | Unknown Cause | Patrol - not conducted |  |  | 2020 | Tier 2 - Elevated | Distribution Circuit | 3 | 21 | 2020-03-21 | 860248 | Sus | N | UnknownCause¦Patrolnotconducted¦¦
20-0039923 | 3rd Party | Vehicle | Pole-Wood | Broken | 2020 | Tier 3 - Extreme | Distribution Circuit | 4 | 9 | 2020-04-09 | 892706 | Sus | N | 3rdParty¦Vehicle¦PoleWood¦Broken
20-0055574 | Equipment Failure/Involved | Overhead | Transformer (OH) | Failed/Faulted | 2020 | Tier 3 - Extreme | Transformer only | 5 | 29 | 2020-05-29 | 925087 | Sus | Y | EquipmentFailureInvolved¦Overhead¦Transformer(OH)¦FailedFaulted
20-0058617 | Equipment Failure/Involved | Overhead | Pole-Wood | Deteriorated | 2020 | Tier 2 - Elevated | Distribution Circuit | 6 | 7 | 2020-06-07 | 933512 | Sus | Y | EquipmentFailureInvolved¦Overhead¦PoleWood¦Deteriorated
20-0068486 | Vegetation | Tree - fell into line | Conductor, Overhead | Broken, wire on ground | 2020 | Tier 3 - Extreme | Distribution Circuit | 7 | 5 | 2020-07-05 | 958286 | Sus | Y | Vegetation¦Treefellintoline¦ConductorOverhead¦Brokenwireonground
20-0073864 | Unknown Cause | Patrol - found nothing |  |  | 2020 | Tier 2 - Elevated | Transformer only | 7 | 20 | 2020-07-20 | 968581 | Sus | Y | UnknownCause¦Patrolfoundnothing¦¦
20-0081319 | Equipment Failure/Involved | Overhead | Transformer (OH) | Failed/Faulted | 2020 | Tier 2 - Elevated | Transformer only | 8 | 9 | 2020-08-09 | 987098 | Sus | Y | EquipmentFailureInvolved¦Overhead¦Transformer(OH)¦FailedFaulted
20-0088672 | Vegetation | Tree - branch fell on line | Conductor, Overhead | Normal | 2020 | Tier 3 - Extreme | Distribution Circuit | 8 | 21 | 2020-08-21 | 1026495 | Sus | Y | Vegetation¦Treebranchfellonline¦ConductorOverhead¦Normal
20-0090313 | Environmental/External | Fire, Forest/Grass | Pole-Wood | Broken | 2020 | Tier 2 - Elevated | Distribution Circuit | 8 | 26 | 2020-08-26 | 1033053 | Sus | Y | EnvironmentalExternal¦FireForestGrass¦PoleWood¦Broken
20-0090448 | Environmental/External | Fire, Forest/Grass | Conductor, Overhead | Normal | 2020 | Tier 3 - Extreme | Distribution Circuit | 8 | 19 | 2020-08-19 | 1033336 | Sus | Y | EnvironmentalExternal¦FireForestGrass¦ConductorOverhead¦Normal
20-0091062 | 3rd Party | Vehicle | Pole-Wood | Broken | 2020 | Tier 2 - Elevated | Distribution Circuit | 8 | 28 | 2020-08-28 | 1036729 | Sus | Y | 3rdParty¦Vehicle¦PoleWood¦Broken
20-0091121 | Unknown Cause | Patrol - found nothing |  |  | 2020 | Tier 2 - Elevated | Transformer only | 8 | 28 | 2020-08-28 | 1036747 | Sus | Y | UnknownCause¦Patrolfoundnothing¦¦
20-0091229 | Unknown Cause | Patrol - found nothing |  |  | 2020 | Tier 2 - Elevated | Distribution Circuit | 8 | 28 | 2020-08-28 | 1038043 | Sus | Y | UnknownCause¦Patrolfoundnothing¦¦
20-0092961 | Unknown Cause | Patrol - found nothing |  |  | 2020 | Tier 2 - Elevated | Distribution Circuit | 9 | 3 | 2020-09-03 | 1051073 | Sus | Y | UnknownCause¦Patrolfoundnothing¦¦
20-0093749 | 3rd Party | Vehicle | Conductor, Overhead | Broken, wire on ground | 2020 | Tier 3 - Extreme | Distribution Circuit | 9 | 5 | 2020-09-05 | 1056402 | Sus | Y | 3rdParty¦Vehicle¦ConductorOverhead¦Brokenwireonground
20-0096041 | Environmental/External | Fire, Forest/Grass | Transformer | Normal | 2020 | Tier 3 - Extreme | Transformer only | 8 | 20 | 2020-08-20 | 1063536 | Sus | Y | EnvironmentalExternal¦FireForestGrass¦Transformer¦Normal
20-0096856 | Unknown Cause | Patrol - found nothing |  |  | 2020 | Tier 2 - Elevated | Distribution Circuit | 9 | 12 | 2020-09-12 | 1065854 | Sus | Y | UnknownCause¦Patrolfoundnothing¦¦
20-0099013 | 3rd Party | Vehicle | Anchor or Guy | Broken | 2020 | Tier 2 - Elevated | Transformer only | 9 | 18 | 2020-09-18 | 1081114 | Sus | Y | 3rdParty¦Vehicle¦AnchororGuy¦Broken
20-0099516 | Animal | Bird found | Conductor, Overhead | Normal | 2020 | Tier 2 - Elevated | Distribution Circuit | 9 | 21 | 2020-09-21 | 1083845 | Sus | Y | Animal¦Birdfound¦ConductorOverhead¦Normal
20-0099822 | Environmental/External | Fire, Forest/Grass | Conductor, Overhead | Burned/flashed | 2020 | Tier 3 - Extreme | Distribution Circuit | 9 | 7 | 2020-09-07 | 1086132 | Sus | Y | EnvironmentalExternal¦FireForestGrass¦ConductorOverhead¦Burnedflashed
20-0100209 | Vegetation | Tree - fell into line | Conductor, Overhead | Normal | 2020 | Tier 2 - Elevated | Distribution Circuit | 9 | 22 | 2020-09-22 | 1087994 | Sus | Y | Vegetation¦Treefellintoline¦ConductorOverhead¦Normal
20-0100574 | Equipment Failure/Involved | Underground | Conductor, Underground | Burned/flashed | 2020 | Tier 2 - Elevated | Distribution Circuit | 9 | 23 | 2020-09-23 | 1088823 | Sus | Y | EquipmentFailureInvolved¦Underground¦ConductorUnderground¦Burnedflashed
20-0100578 | Environmental/External | Fire, Forest/Grass | Conductor, Overhead | Burned/flashed | 2020 | Tier 3 - Extreme | Distribution Circuit | 9 | 7 | 2020-09-07 | 1089313 | Sus | Y | EnvironmentalExternal¦FireForestGrass¦ConductorOverhead¦Burnedflashed
20-0100736 | Unknown Cause | Patrol - found nothing |  |  | 2020 | Tier 3 - Extreme | Transformer only | 9 | 23 | 2020-09-23 | 1089853 | Sus | Y | UnknownCause¦Patrolfoundnothing¦¦
20-0100827 | Unknown Cause | Patrol - found nothing |  |  | 2020 | Tier 2 - Elevated | Distribution Circuit | 9 | 23 | 2020-09-23 | 1090729 | Sus | Y | UnknownCause¦Patrolfoundnothing¦¦
20-0101632 | 3rd Party | Metallic Balloon | Conductor, Overhead | Normal | 2020 | Tier 2 - Elevated | Distribution Circuit | 9 | 25 | 2020-09-25 | 1092842 | Sus | Y | 3rdParty¦MetallicBalloon¦ConductorOverhead¦Normal
20-0104820 | Vegetation | Tree - branch fell on line | Conductor, Overhead | Normal | 2020 | Tier 3 - Extreme | Distribution Circuit | 10 | 3 | 2020-10-03 | 1109679 | Sus | Y | Vegetation¦Treebranchfellonline¦ConductorOverhead¦Normal
20-0108908 | Wildfire Mitigation | Public Safety Power Shut-off | Switch (OH) | Normal | 2020 | Tier 3 - Extreme | Distribution Circuit | 10 | 14 | 2020-10-14 | 1118035 | Sus | Y | WildfireMitigation¦PublicSafetyPowerShutoff¦Switch(OH)¦Normal
20-0112473 | Wildfire Mitigation | Public Safety Power Shut-off | Conductor, Overhead | Normal | 2020 | Tier 2 - Elevated | Distribution Circuit | 10 | 25 | 2020-10-25 | 1125613 | Sus | Y | WildfireMitigation¦PublicSafetyPowerShutoff¦ConductorOverhead¦Normal
20-0112805 | Unknown Cause | Patrol - found nothing |  |  | 2020 | Tier 2 - Elevated | Transformer only | 10 | 24 | 2020-10-24 | 1124507 | Sus | Y | UnknownCause¦Patrolfoundnothing¦¦
20-0116709 | Environmental/External | Fire, Forest/Grass | Transformer (UG) | Broken | 2020 | Tier 3 - Extreme | Distribution Circuit | 11 | 3 | 2020-11-03 | 1135368 | Sus | Y | EnvironmentalExternal¦FireForestGrass¦Transformer(UG)¦Broken
20-0123840 | Equipment Failure/Involved | Overhead | Transformer (OH) | Failed/Faulted | 2020 | Tier 2 - Elevated | Transformer only | 11 | 21 | 2020-11-21 | 1152370 | Sus | Y | EquipmentFailureInvolved¦Overhead¦Transformer(OH)¦FailedFaulted
20-0126616 | Animal | Bird found | Conductor, Overhead | Broken, wire on ground | 2020 | Tier 2 - Elevated | Distribution Circuit | 12 | 2 | 2020-12-02 | 1157648 | Sus | N | Animal¦Birdfound¦ConductorOverhead¦Brokenwireonground
20-0126805 | Equipment Failure/Involved | Overhead | Secondary | Together | 2020 | Tier 2 - Elevated | Transformer only | 12 | 2 | 2020-12-02 | 1158050 | Sus | N | EquipmentFailureInvolved¦Overhead¦Secondary¦Together
20-0127595 | Unknown Cause | Patrol - found nothing |  |  | 2020 | Tier 2 - Elevated | Distribution Circuit | 12 | 4 | 2020-12-04 | 1161863 | Sus | N | UnknownCause¦Patrolfoundnothing¦¦
21-0004926 | Vegetation | Tree - branch fell on line | Conductor, Overhead | Broken, wire on ground | 2021 | Tier 2 - Elevated | Distribution Circuit | 1 | 4 | 2021-01-04 | 1204168 | Sus | N | Vegetation¦Treebranchfellonline¦ConductorOverhead¦Brokenwireonground
21-0005212 | Environmental/External | Lightning | Transformer | Burned/flashed | 2021 | Tier 2 - Elevated | Transformer only | 1 | 5 | 2021-01-05 | 1204651 | Sus | N | EnvironmentalExternal¦Lightning¦Transformer¦Burnedflashed
21-0010068 | Vegetation | Tree - fell into line | Crossarm, Wood | Broken, wire on ground | 2021 | Tier 2 - Elevated | Distribution Circuit | 1 | 19 | 2021-01-19 | 1214191 | Sus | N | Vegetation¦Treefellintoline¦CrossarmWood¦Brokenwireonground
21-0010866 | Equipment Failure/Involved | Overhead | Transformer (OH) | Failed/Faulted | 2021 | Tier 3 - Extreme | Transformer only | 1 | 18 | 2021-01-18 | 1217312 | Sus | N | EquipmentFailureInvolved¦Overhead¦Transformer(OH)¦FailedFaulted
21-0012161 | Vegetation | Tree - fell into line | Conductor, Overhead | Broken, wire on ground | 2021 | Tier 3 - Extreme | Distribution Circuit | 1 | 18 | 2021-01-18 | 1220008 | Sus | N | Vegetation¦Treefellintoline¦ConductorOverhead¦Brokenwireonground
21-0014472 | Equipment Failure/Involved | Underground | Transformer (UG) | Failed/Faulted | 2021 | Tier 2 - Elevated | Distribution Circuit | 1 | 26 | 2021-01-26 | 1225780 | Sus | N | EquipmentFailureInvolved¦Underground¦Transformer(UG)¦FailedFaulted
21-0014949 | Vegetation | Tree - fell into line | Conductor, Overhead | Normal | 2021 | Tier 2 - Elevated | Distribution Circuit | 1 | 26 | 2021-01-26 | 1227885 | Sus | N | Vegetation¦Treefellintoline¦ConductorOverhead¦Normal
21-0015585 | Vegetation | Tree - fell into line | Conductor, Overhead | Normal | 2021 | Tier 2 - Elevated | Distribution Circuit | 1 | 27 | 2021-01-27 | 1232482 | Sus | N | Vegetation¦Treefellintoline¦ConductorOverhead¦Normal
21-0015840 | Vegetation | Tree - branch fell on line | Conductor, Overhead | Normal | 2021 | Tier 2 - Elevated | Distribution Circuit | 1 | 26 | 2021-01-26 | 1232889 | Sus | N | Vegetation¦Treebranchfellonline¦ConductorOverhead¦Normal
21-0016286 | Unknown Cause | Patrol - found nothing |  |  | 2021 | Tier 2 - Elevated | Distribution Circuit | 1 | 26 | 2021-01-26 | 1227891 | Sus | N | UnknownCause¦Patrolfoundnothing¦¦
21-0016490 | Vegetation | Tree - branch fell on line | Conductor, Overhead | Broken, wire on ground | 2021 | Tier 2 - Elevated | Distribution Circuit | 1 | 27 | 2021-01-27 | 1232342 | Sus | N | Vegetation¦Treebranchfellonline¦ConductorOverhead¦Brokenwireonground
21-0019212 | Environmental/External | Ice or snow | Transformer | Burned/flashed | 2021 | Tier 3 - Extreme | Transformer only | 1 | 30 | 2021-01-30 | 1242718 | Sus | N | EnvironmentalExternal¦Iceorsnow¦Transformer¦Burnedflashed
21-0020015 | Equipment Failure/Involved | Overhead | Crossarm, Wood | Broken, wire on ground | 2021 | Tier 3 - Extreme | Distribution Circuit | 1 | 27 | 2021-01-27 | 1243974 | Sus | N | EquipmentFailureInvolved¦Overhead¦CrossarmWood¦Brokenwireonground
21-0020990 | Vegetation | Tree - fell into line | Conductor, Overhead | Normal | 2021 | Tier 3 - Extreme | Distribution Circuit | 1 | 26 | 2021-01-26 | 1245580 | Sus | N | Vegetation¦Treefellintoline¦ConductorOverhead¦Normal
21-0021337 | Equipment Failure/Involved | Overhead | Crossarm, Wood | Broken | 2021 | Tier 2 - Elevated | Distribution Circuit | 2 | 3 | 2021-02-03 | 1246864 | Sus | N | EquipmentFailureInvolved¦Overhead¦CrossarmWood¦Broken
21-0024442 | Unknown Cause | Patrol - found nothing |  |  | 2021 | Tier 3 - Extreme | Distribution Circuit | 2 | 11 | 2021-02-11 | 1252766 | Sus | N | UnknownCause¦Patrolfoundnothing¦¦
21-0029551 | Unknown Cause | Patrol - found nothing |  |  | 2021 | Tier 3 - Extreme | Distribution Circuit | 2 | 25 | 2021-02-25 | 1262039 | Sus | N | UnknownCause¦Patrolfoundnothing¦¦
21-0034308 | Vegetation | Tree - fell into line | Conductor, Overhead | Broken, wire on ground | 2021 | Tier 3 - Extreme | Distribution Circuit | 3 | 10 | 2021-03-10 | 1276618 | Sus | N | Vegetation¦Treefellintoline¦ConductorOverhead¦Brokenwireonground
21-0034774 | Vegetation | Tree - fell into line | Conductor, Overhead | Normal | 2021 | Tier 3 - Extreme | Distribution Circuit | 3 | 10 | 2021-03-10 | 1277406 | Sus | N | Vegetation¦Treefellintoline¦ConductorOverhead¦Normal
21-0035062 | Environmental/External | Lightning | Transformer (OH) | Failed/Faulted | 2021 | Tier 2 - Elevated | Transformer only | 3 | 10 | 2021-03-10 | 1278194 | Sus | N | EnvironmentalExternal¦Lightning¦Transformer(OH)¦FailedFaulted
21-0036230 | Equipment Failure/Involved | Overhead | Fuse | Broken | 2021 | Tier 2 - Elevated | Distribution Circuit | 3 | 14 | 2021-03-14 | 1281856 | Sus | N | EquipmentFailureInvolved¦Overhead¦Fuse¦Broken
21-0037687 | Vegetation | Tree - fell into line | Anchor or Guy | Broken | 2021 | Tier 2 - Elevated | Distribution Circuit | 3 | 17 | 2021-03-17 | 1287128 | Sus | N | Vegetation¦Treefellintoline¦AnchororGuy¦Broken
21-0052831 | 3rd Party | Vehicle | Pole-Wood | Broken, wire on ground | 2021 | Tier 2 - Elevated | Distribution Circuit | 4 | 24 | 2021-04-24 | 1333280 | Sus | N | 3rdParty¦Vehicle¦PoleWood¦Brokenwireonground
21-0053609 | Equipment Failure/Involved | Underground | Transformer (UG) | Deteriorated | 2021 | Tier 2 - Elevated | Distribution Circuit | 4 | 27 | 2021-04-27 | 1334989 | Sus | N | EquipmentFailureInvolved¦Underground¦Transformer(UG)¦Deteriorated
21-0060961 | Vegetation | Tree - branch fell on line | Fuse | Burned Open | 2021 | Tier 2 - Elevated | Distribution Circuit | 5 | 13 | 2021-05-13 | 1348105 | Sus | Y | Vegetation¦Treebranchfellonline¦Fuse¦BurnedOpen
21-0061185 | Equipment Failure/Involved | Overhead | Crossarm, Wood | Broken | 2021 | Tier 3 - Extreme | Distribution Circuit | 5 | 13 | 2021-05-13 | 1348476 | Sus | Y | EquipmentFailureInvolved¦Overhead¦CrossarmWood¦Broken
21-0061724 | Environmental/External | Lightning | PT/CCVT | Burned/flashed | 2021 | Tier 2 - Elevated | Distribution Circuit | 5 | 15 | 2021-05-15 | 1349652 | Sus | Y | EnvironmentalExternal¦Lightning¦PTCCVT¦Burnedflashed
21-0061796 | Equipment Failure/Involved | Overhead | Crossarm, Wood | Broken | 2021 | Tier 2 - Elevated | Distribution Circuit | 5 | 15 | 2021-05-15 | 1349827 | Sus | Y | EquipmentFailureInvolved¦Overhead¦CrossarmWood¦Broken
21-0061991 | Equipment Failure/Involved | Overhead | Transformer (OH) | Broken | 2021 | Tier 2 - Elevated | Transformer only | 5 | 16 | 2021-05-16 | 1350817 | Sus | Y | EquipmentFailureInvolved¦Overhead¦Transformer(OH)¦Broken
21-0064135 | Vegetation | Tree - fell into line | Conductor, Overhead | Broken, wire on ground | 2021 | Tier 2 - Elevated | Distribution Circuit | 5 | 20 | 2021-05-20 | 1355030 | Sus | Y | Vegetation¦Treefellintoline¦ConductorOverhead¦Brokenwireonground
21-0066752 | Unknown Cause | Patrol - found nothing |  |  | 2021 | Tier 2 - Elevated | Distribution Circuit | 5 | 27 | 2021-05-27 | 1359619 | Sus | Y | UnknownCause¦Patrolfoundnothing¦¦
21-0070685 | Equipment Failure/Involved | Overhead | Conductor, Overhead | Broken | 2021 | Tier 2 - Elevated | Distribution Circuit | 6 | 7 | 2021-06-07 | 1367442 | Sus | Y | EquipmentFailureInvolved¦Overhead¦ConductorOverhead¦Broken
21-0071898 | Unknown Cause | Patrol - found nothing |  |  | 2021 | Tier 2 - Elevated | Distribution Circuit | 6 | 9 | 2021-06-09 | 1369008 | Sus | Y | UnknownCause¦Patrolfoundnothing¦¦
21-0075782 | Equipment Failure/Involved | Electrical Overload | Transformer (OH) | Leaking | 2021 | Tier 3 - Extreme | Distribution Circuit | 6 | 17 | 2021-06-17 | 1376402 | Sus | Y | EquipmentFailureInvolved¦ElectricalOverload¦Transformer(OH)¦Leaking
21-0078645 | Equipment Failure/Involved | Substation | Circuit Breaker | Malfunctioning | 2021 | Tier 2 - Elevated | Substation - Transmission | 6 | 24 | 2021-06-24 | 1383562 | Sus | Y | EquipmentFailureInvolved¦Substation¦CircuitBreaker¦Malfunctioning
21-0081079 | Equipment Failure/Involved | Overhead | Transformer (OH) | Failed/Faulted | 2021 | Tier 2 - Elevated | Transformer only | 6 | 28 | 2021-06-28 | 1387413 | Sus | Y | EquipmentFailureInvolved¦Overhead¦Transformer(OH)¦FailedFaulted
21-0082132 | Animal | Squirrel | Transformer (OH) | Normal | 2021 | Tier 3 - Extreme | Transformer only | 6 | 30 | 2021-06-30 | 1388556 | Sus | Y | Animal¦Squirrel¦Transformer(OH)¦Normal
21-0094532 | Vegetation | Tree - fell into line | Conductor, Overhead | Normal | 2021 | Tier 2 - Elevated | Distribution Circuit | 7 | 24 | 2021-07-24 | 1413524 | Sus | Y | Vegetation¦Treefellintoline¦ConductorOverhead¦Normal
21-0094904 | Animal | Bird found | Conductor, Overhead | Normal | 2021 | Tier 3 - Extreme | Distribution Circuit | 7 | 26 | 2021-07-26 | 1414757 | Sus | Y | Animal¦Birdfound¦ConductorOverhead¦Normal
21-0103830 | Equipment Failure/Involved | Overhead | Transformer (OH) | Broken | 2021 | Tier 3 - Extreme | Transformer only | 8 | 12 | 2021-08-12 | 1441294 | Sus | Y | EquipmentFailureInvolved¦Overhead¦Transformer(OH)¦Broken
21-0104648 | Animal | Squirrel | Transformer (OH) | Normal | 2021 | Tier 2 - Elevated | Transformer only | 8 | 14 | 2021-08-14 | 1442702 | Sus | Y | Animal¦Squirrel¦Transformer(OH)¦Normal
21-0111182 | Vegetation | Tree - branch fell on line | Conductor, Overhead | Normal | 2021 | Tier 3 - Extreme | Distribution Circuit | 8 | 30 | 2021-08-30 | 1458279 | Sus | Y | Vegetation¦Treebranchfellonline¦ConductorOverhead¦Normal
21-0115177 | Equipment Failure/Involved | Overhead | PGs, Kearneys | Broken | 2021 | Tier 2 - Elevated | Distribution Circuit | 9 | 9 | 2021-09-09 | 1465626 | Sus | Y | EquipmentFailureInvolved¦Overhead¦PGsKearneys¦Broken
21-0125717 | Unknown Cause | Patrol - found nothing |  |  | 2021 | Tier 3 - Extreme | Distribution Circuit | 10 | 4 | 2021-10-04 | 1486617 | Sus | Y | UnknownCause¦Patrolfoundnothing¦¦
21-0128110 | Equipment Failure/Involved | Overhead | Bushing | Broken | 2021 | Tier 2 - Elevated | Distribution Circuit | 10 | 9 | 2021-10-09 | 1490967 | Sus | Y | EquipmentFailureInvolved¦Overhead¦Bushing¦Broken
21-0128346 | Wildfire Mitigation | Public Safety Power Shut-off | Fuse | Normal | 2021 | Tier 2 - Elevated | Distribution Circuit | 10 | 11 | 2021-10-11 | 1492386 | Sus | Y | WildfireMitigation¦PublicSafetyPowerShutoff¦Fuse¦Normal
21-0135757 | Equipment Failure/Involved | Electrical Overload | Transformer (OH) |  | 2021 | Tier 2 - Elevated | Transformer only | 10 | 23 | 2021-10-23 | 1507143 | Sus | Y | EquipmentFailureInvolved¦ElectricalOverload¦Transformer(OH)¦
21-0136249 | Vegetation | Tree - fell into line | Conductor, Overhead | Broken, wire on ground | 2021 | Tier 3 - Extreme | Distribution Circuit | 10 | 24 | 2021-10-24 | 1512461 | Sus | Y | Vegetation¦Treefellintoline¦ConductorOverhead¦Brokenwireonground
21-0145895 | 3rd Party | Customer Equipment | Lightning Arrestor | Arcing | 2021 | Tier 2 - Elevated | Distribution Circuit | 11 | 15 | 2021-11-15 | 1545614 | Sus | Y | 3rdParty¦CustomerEquipment¦LightningArrestor¦Arcing
21-0151190 | Animal | Other | Transformer (OH) | Normal | 2021 | Tier 2 - Elevated | Transformer only | 11 | 25 | 2021-11-25 | 1554455 | Sus | Y | Animal¦Other¦Transformer(OH)¦Normal
21-0157867 | Vegetation | Tree - bark fell into line | Conductor, Overhead | Normal | 2021 | Tier 3 - Extreme | Distribution Circuit | 12 | 14 | 2021-12-14 | 1570015 | Sus | N | Vegetation¦Treebarkfellintoline¦ConductorOverhead¦Normal
21-0160566 | Unknown Cause | Patrol - found nothing |  |  | 2021 | Tier 2 - Elevated | Distribution Circuit | 12 | 25 | 2021-12-25 | 1581348 | Sus | N | UnknownCause¦Patrolfoundnothing¦¦
21-0161277 | Equipment Failure/Involved | Overhead | Conductor, Overhead | Broken, wire on ground | 2021 | Tier 3 - Extreme | Distribution Circuit | 12 | 27 | 2021-12-27 | 1585024 | Sus | N | EquipmentFailureInvolved¦Overhead¦ConductorOverhead¦Brokenwireonground
21-0161541 | Vegetation | Tree - fell into line | Conductor, Overhead | Broken, wire on ground | 2021 | Tier 3 - Extreme | Distribution Circuit | 12 | 27 | 2021-12-27 | 1588349 | Sus | N | Vegetation¦Treefellintoline¦ConductorOverhead¦Brokenwireonground
22-0006112 | Equipment Failure/Involved | Overhead | Crossarm, Wood | Broken | 2022 | Tier 3 - Extreme | Distribution Circuit | 1 | 4 | 2022-01-04 | 1595065 | Sus | N | EquipmentFailureInvolved¦Overhead¦CrossarmWood¦Broken
22-0006752 | Environmental/External | Ice or snow | Transformer | Failed/Faulted | 2022 | Tier 3 - Extreme | Transformer only | 1 | 5 | 2022-01-05 | 1596179 | Sus | N | EnvironmentalExternal¦Iceorsnow¦Transformer¦FailedFaulted
22-0007735 | Vegetation | Tree - branch fell on line | Conductor, Overhead | Arcing | 2022 | Tier 2 - Elevated | Distribution Circuit | 1 | 9 | 2022-01-09 | 1598463 | Sus | N | Vegetation¦Treebranchfellonline¦ConductorOverhead¦Arcing
22-0013058 | Vegetation | Tree - fell into line | Conductor, Overhead | Normal | 2022 | Tier 2 - Elevated | Distribution Circuit | 1 | 22 | 2022-01-22 | 1609436 | Sus | N | Vegetation¦Treefellintoline¦ConductorOverhead¦Normal
22-0033806 | Vegetation | Tree - branch fell on line | Conductor, Overhead | Broken, wire on ground | 2022 | Tier 2 - Elevated | Distribution Circuit | 3 | 14 | 2022-03-14 | 1648600 | Sus | N | Vegetation¦Treebranchfellonline¦ConductorOverhead¦Brokenwireonground
22-0035209 | Unknown Cause | Patrol - found nothing |  |  | 2022 | Tier 2 - Elevated | Distribution Circuit | 3 | 17 | 2022-03-17 | 1650556 | Sus | N | UnknownCause¦Patrolfoundnothing¦¦
22-0037080 | Unknown Cause | Patrol - found nothing |  |  | 2022 | Tier 2 - Elevated | Transformer only | 3 | 22 | 2022-03-22 | 1653694 | Sus | N | UnknownCause¦Patrolfoundnothing¦¦
22-0039442 | Company Initiated | Return Circuit Normal | Transformer | Normal | 2022 | Tier 2 - Elevated | Transformer only | 3 | 28 | 2022-03-28 | 1657913 | Sus | N | CompanyInitiated¦ReturnCircuitNormal¦Transformer¦Normal
22-0040969 | Unknown Cause | Patrol - found nothing |  |  | 2022 | Tier 2 - Elevated | Distribution Circuit | 3 | 31 | 2022-03-31 | 1660051 | Sus | N | UnknownCause¦Patrolfoundnothing¦¦
22-0051495 | Equipment Failure/Involved | Overhead |  | Failed/Faulted | 2022 | Tier 3 - Extreme | Transformer only | 4 | 19 | 2022-04-19 | 1676501 | Sus | N | EquipmentFailureInvolved¦Overhead¦¦FailedFaulted
22-0058247 | Unknown Cause | Patrol - found nothing |  |  | 2022 | Tier 2 - Elevated | Distribution Circuit | 5 | 5 | 2022-05-05 | 1688743 | Sus | Y | UnknownCause¦Patrolfoundnothing¦¦
22-0059200 | Vegetation | Tree - fell into line | Conductor, Overhead | Normal | 2022 | Tier 2 - Elevated | Distribution Circuit | 5 | 6 | 2022-05-06 | 1690220 | Sus | Y | Vegetation¦Treefellintoline¦ConductorOverhead¦Normal
22-0065058 | Unknown Cause | Patrol - not conducted |  |  | 2022 | Tier 2 - Elevated | Distribution Circuit | 5 | 23 | 2022-05-23 | 1707519 | Sus | Y | UnknownCause¦Patrolnotconducted¦¦
22-0067741 | 3rd Party | Vehicle | Anchor or Guy | Broken | 2022 | Tier 2 - Elevated | Distribution Circuit | 5 | 28 | 2022-05-28 | 1712968 | Sus | Y | 3rdParty¦Vehicle¦AnchororGuy¦Broken
22-0068444 | Equipment Failure/Involved | Overhead | Conductor, Overhead | Normal | 2022 | Tier 3 - Extreme | Distribution Circuit | 5 | 31 | 2022-05-31 | 1714907 | Sus | Y | EquipmentFailureInvolved¦Overhead¦ConductorOverhead¦Normal
22-0069997 | Animal | Squirrel | Conductor, Overhead | Normal | 2022 | Tier 3 - Extreme | Distribution Circuit | 6 | 3 | 2022-06-03 | 1717725 | Sus | Y | Animal¦Squirrel¦ConductorOverhead¦Normal
22-0070116 | Animal | Squirrel | Pothead(Riser Termination) | Normal | 2022 | Tier 2 - Elevated | Distribution Circuit | 6 | 4 | 2022-06-04 | 1718876 | Sus | Y | Animal¦Squirrel¦Pothead(RiserTermination)¦Normal
22-0070213 | Equipment Failure/Involved | Overhead | Connector or Splice (OH) | Broken | 2022 | Tier 3 - Extreme | Transformer only | 6 | 4 | 2022-06-04 | 1719019 | Sus | Y | EquipmentFailureInvolved¦Overhead¦ConnectororSplice(OH)¦Broken
22-0084488 | Equipment Failure/Involved | Overhead | Insulator | Broken | 2022 | Tier 3 - Extreme | Distribution Circuit | 7 | 12 | 2022-07-12 | 1754847 | Sus | Y | EquipmentFailureInvolved¦Overhead¦Insulator¦Broken
22-0092908 | Unknown Cause | Patrol - found nothing |  |  | 2022 | Tier 2 - Elevated | Distribution Circuit | 8 | 3 | 2022-08-03 | 1771613 | Sus | Y | UnknownCause¦Patrolfoundnothing¦¦
22-0101717 | Animal | Bird found | Conductor, Overhead | Deteriorated | 2022 | Tier 2 - Elevated | Distribution Circuit | 8 | 25 | 2022-08-25 | 1791025 | Sus | Y | Animal¦Birdfound¦ConductorOverhead¦Deteriorated
22-0103976 | Equipment Failure/Involved | Overhead | Transformer (OH) | Failed/Faulted | 2022 | Tier 2 - Elevated | Transformer only | 8 | 31 | 2022-08-31 | 1795575 | Sus | Y | EquipmentFailureInvolved¦Overhead¦Transformer(OH)¦FailedFaulted
22-0104370 | Company Initiated | Construction Activity/equip, company | Conductor, Overhead | Normal | 2022 | Tier 3 - Extreme | Distribution Circuit | 8 | 31 | 2022-08-31 | 1796419 | Sus | Y | CompanyInitiated¦ConstructionActivityequipcompany¦ConductorOverhead¦Normal
22-0114718 | Vegetation | Tree - grew into line | Conductor, Overhead | Normal | 2022 | Tier 2 - Elevated | Distribution Circuit | 9 | 26 | 2022-09-26 | 1821585 | Sus | Y | Vegetation¦Treegrewintoline¦ConductorOverhead¦Normal
22-0116117 | Equipment Failure/Involved | Overhead | Crossarm, Wood | Broken | 2022 | Tier 3 - Extreme | Distribution Circuit | 9 | 29 | 2022-09-29 | 1824149 | Sus | Y | EquipmentFailureInvolved¦Overhead¦CrossarmWood¦Broken
22-0119443 | Equipment Failure/Involved | Overhead | Crossarm, Wood | Broken | 2022 | Tier 3 - Extreme | Distribution Circuit | 10 | 8 | 2022-10-08 | 1832093 | Sus | Y | EquipmentFailureInvolved¦Overhead¦CrossarmWood¦Broken
22-0123823 | Equipment Failure/Involved | Overhead | Pole-Wood | Deteriorated | 2022 | Tier 2 - Elevated | Distribution Circuit | 10 | 22 | 2022-10-22 | 1842639 | Sus | Y | EquipmentFailureInvolved¦Overhead¦PoleWood¦Deteriorated
22-0125527 | 3rd Party | Customer Equipment | Conductor, Underground | Deteriorated | 2022 | Tier 2 - Elevated | Distribution Circuit | 10 | 27 | 2022-10-27 | 1847248 | Sus | Y | 3rdParty¦CustomerEquipment¦ConductorUnderground¦Deteriorated
22-0126881 | Environmental/External | Lightning | Transformer (OH) | Broken | 2022 | Tier 2 - Elevated | Distribution Circuit | 11 | 2 | 2022-11-02 | 1851151 | Sus | Y | EnvironmentalExternal¦Lightning¦Transformer(OH)¦Broken
22-0133259 | Animal | Squirrel | Transformer (OH) | Failed/Faulted | 2022 | Tier 3 - Extreme | Distribution Circuit | 11 | 21 | 2022-11-21 | 1867313 | Sus | Y | Animal¦Squirrel¦Transformer(OH)¦FailedFaulted
22-0137674 | Equipment Failure/Involved | Overhead | Transformer (OH) | Failed/Faulted | 2022 | Tier 2 - Elevated | Transformer only | 12 | 8 | 2022-12-08 | 1878969 | Sus | N | EquipmentFailureInvolved¦Overhead¦Transformer(OH)¦FailedFaulted
22-0138115 | Unknown Cause | Patrol - not conducted |  |  | 2022 | Tier 3 - Extreme | Distribution Circuit | 12 | 10 | 2022-12-10 | 1880366 | Sus | N | UnknownCause¦Patrolnotconducted¦¦
22-0138281 | Vegetation | Tree - fell into line | Conductor, Overhead | Broken, wire on ground | 2022 | Tier 3 - Extreme | Distribution Circuit | 12 | 10 | 2022-12-10 | 1881519 | Sus | N | Vegetation¦Treefellintoline¦ConductorOverhead¦Brokenwireonground
22-0138477 | Equipment Failure/Involved | Overhead | Conductor, Overhead | Broken | 2022 | Tier 2 - Elevated | Distribution Circuit | 12 | 10 | 2022-12-10 | 1882898 | Sus | N | EquipmentFailureInvolved¦Overhead¦ConductorOverhead¦Broken
22-0138912 | Vegetation | Tree - branch fell on line | Conductor, Overhead | Arcing | 2022 | Tier 3 - Extreme | Distribution Circuit | 12 | 11 | 2022-12-11 | 1885459 | Sus | N | Vegetation¦Treebranchfellonline¦ConductorOverhead¦Arcing
22-0141474 | Vegetation | Tree - fell into line | Conductor, Overhead | Broken, wire on ground | 2022 | Tier 2 - Elevated | Distribution Circuit | 12 | 27 | 2022-12-27 | 1898312 | Sus | N | Vegetation¦Treefellintoline¦ConductorOverhead¦Brokenwireonground
22-0141956 | Vegetation | Tree - fell into line | Conductor, Overhead | Broken, wire on ground | 2022 | Tier 2 - Elevated | Distribution Circuit | 12 | 28 | 2022-12-28 | 1900517 | Sus | N | Vegetation¦Treefellintoline¦ConductorOverhead¦Brokenwireonground
22-0142138 | Vegetation | Tree - fell into line | Conductor, Overhead | Broken, wire on ground | 2022 | Tier 3 - Extreme | Distribution Circuit | 12 | 29 | 2022-12-29 | 1901704 | Sus | N | Vegetation¦Treefellintoline¦ConductorOverhead¦Brokenwireonground
22-0142138 | Vegetation | Tree - fell into line | Conductor, Overhead | Broken, wire on ground | 2022 | Tier 3 - Extreme | Distribution Circuit | 12 | 29 | 2022-12-29 | 1901704 | Sus | N | Vegetation¦Treefellintoline¦ConductorOverhead¦Brokenwireonground
22-0142664 | Unknown Cause | Patrol - found nothing |  |  | 2022 | Tier 2 - Elevated | Transformer only | 12 | 31 | 2022-12-31 | 1904588 | Sus | N | UnknownCause¦Patrolfoundnothing¦¦
15-0010632 | Vegetation | Tree - fell into line | Conductor, Overhead | Normal | 2015 | Tier 3 - Extreme | Distribution Circuit | 2 | 6 | 2015-02-06 | 1178143 | Sus | N | Vegetation¦Treefellintoline¦ConductorOverhead¦Normal
15-0011404 | Vegetation | Tree - fell into line | Conductor, Overhead | Broken, wire on ground | 2015 | Tier 2 - Elevated | Distribution Circuit | 2 | 6 | 2015-02-06 | 1181957 | Sus | N | Vegetation¦Treefellintoline¦ConductorOverhead¦Brokenwireonground
15-0012083 | Vegetation | Tree - fell into line | Conductor, Overhead | Broken, wire on ground | 2015 | Tier 3 - Extreme | Distribution Circuit | 2 | 8 | 2015-02-08 | 1184985 | Sus | N | Vegetation¦Treefellintoline¦ConductorOverhead¦Brokenwireonground
15-0012247 | Vegetation | Tree - branch fell on line | Conductor, Overhead | Broken, wire on ground | 2015 | Tier 2 - Elevated | Distribution Circuit | 2 | 9 | 2015-02-09 | 1186186 | Sus | N | Vegetation¦Treebranchfellonline¦ConductorOverhead¦Brokenwireonground
15-0014533 | Vegetation | Tree - cutting, 3rd party | Conductor, Overhead | Together | 2015 | Tier 2 - Elevated | Distribution Circuit | 2 | 20 | 2015-02-20 | 1192963 | Sus | N | Vegetation¦Treecutting3rdparty¦ConductorOverhead¦Together
15-0017040 | Equipment Failure/Involved | Other | Transformer | Malfunctioning | 2015 | Tier 2 - Elevated | Transformer only | 3 | 3 | 2015-03-03 | 1198762 | Sus | N | EquipmentFailureInvolved¦Other¦Transformer¦Malfunctioning
15-0021811 | Vegetation | Tree - fell into line | Conductor, Overhead | Broken, wire on ground | 2015 | Tier 2 - Elevated | Distribution Circuit | 3 | 24 | 2015-03-24 | 1207505 | Sus | N | Vegetation¦Treefellintoline¦ConductorOverhead¦Brokenwireonground
15-0034409 | Unknown Cause | Patrol - found nothing |  |  | 2015 | Tier 2 - Elevated | Distribution Circuit | 5 | 15 | 2015-05-15 | 1235025 | Sus | Y | UnknownCause¦Patrolfoundnothing¦¦
15-0034760 | Unknown Cause | Patrol - not conducted |  |  | 2015 | Tier 2 - Elevated | Transmission line | 5 | 17 | 2015-05-17 | 1236008 | Sus | Y | UnknownCause¦Patrolnotconducted¦¦
15-0040679 | Animal | Bird found | Fuse | Failed/Faulted | 2015 | Tier 2 - Elevated | Distribution Circuit | 6 | 12 | 2015-06-12 | 1249876 | Sus | Y | Animal¦Birdfound¦Fuse¦FailedFaulted
15-0042005 | Environmental/External | Fire, Forest/Grass | Conductor, Overhead | Broken, wire on ground | 2015 | Tier 3 - Extreme | Transmission line | 6 | 18 | 2015-06-18 | 1253067 | Sus | Y | EnvironmentalExternal¦FireForestGrass¦ConductorOverhead¦Brokenwireonground
15-0045863 | Equipment Failure/Involved | Overhead | Pole-Wood | Broken | 2015 | Tier 2 - Elevated | Distribution Circuit | 7 | 6 | 2015-07-06 | 1263908 | Sus | Y | EquipmentFailureInvolved¦Overhead¦PoleWood¦Broken
15-0045885 | Unknown Cause | Patrol - found nothing |  |  | 2015 | Tier 2 - Elevated | Distribution Circuit | 7 | 7 | 2015-07-07 | 1263956 | Sus | Y | UnknownCause¦Patrolfoundnothing¦¦
15-0049292 | Vegetation | Tree - fell into line | Fuse | Failed/Faulted | 2015 | Tier 2 - Elevated | Distribution Circuit | 7 | 20 | 2015-07-20 | 1274162 | Sus | Y | Vegetation¦Treefellintoline¦Fuse¦FailedFaulted
15-0054980 | Unknown Cause | Patrol - found nothing |  | Failed/Faulted | 2015 | Tier 2 - Elevated | Distribution Circuit | 8 | 14 | 2015-08-14 | 1288128 | Sus | Y | UnknownCause¦Patrolfoundnothing¦¦FailedFaulted
15-0055985 | Vegetation | Tree - branch fell on line | Conductor, Overhead | Broken, wire on ground | 2015 | Tier 3 - Extreme | Distribution Circuit | 8 | 19 | 2015-08-19 | 1291289 | Sus | Y | Vegetation¦Treebranchfellonline¦ConductorOverhead¦Brokenwireonground
15-0062241 | Environmental/External | Fire, Forest/Grass | Pole-Wood | Burned/flashed | 2015 | Tier 2 - Elevated | Distribution Circuit | 9 | 19 | 2015-09-19 | 1308473 | Sus | Y | EnvironmentalExternal¦FireForestGrass¦PoleWood¦Burnedflashed
15-0069471 | Animal | Squirrel | Fuse | Normal | 2015 | Tier 2 - Elevated | Distribution Circuit | 10 | 11 | 2015-10-11 | 1320146 | Sus | Y | Animal¦Squirrel¦Fuse¦Normal
15-0071166 | Animal | Other | Insulator | Burned/flashed | 2015 | Tier 2 - Elevated | Distribution Circuit | 10 | 17 | 2015-10-17 | 1323809 | Sus | Y | Animal¦Other¦Insulator¦Burnedflashed
15-0073216 | Unknown Cause | Patrol - found nothing |  |  | 2015 | Tier 3 - Extreme | Distribution Circuit | 10 | 25 | 2015-10-25 | 1328903 | Sus | Y | UnknownCause¦Patrolfoundnothing¦¦
15-0076619 | Environmental/External | Lightning | Fuse | Failed/Faulted | 2015 | Tier 3 - Extreme | Distribution Circuit | 11 | 9 | 2015-11-09 | 1337757 | Sus | Y | EnvironmentalExternal¦Lightning¦Fuse¦FailedFaulted
15-0077592 | Unknown Cause | Patrol - found nothing |  |  | 2015 | Tier 3 - Extreme | Transformer only | 11 | 13 | 2015-11-13 | 1340373 | Sus | Y | UnknownCause¦Patrolfoundnothing¦¦
15-0078727 | Environmental/External | Lightning | Transformer | Failed/Faulted | 2015 | Tier 3 - Extreme | Transformer only | 11 | 17 | 2015-11-17 | 1344224 | Sus | Y | EnvironmentalExternal¦Lightning¦Transformer¦FailedFaulted
15-0078776 | Equipment Failure/Involved | Overhead | Transformer (OH) | Failed/Faulted | 2015 | Tier 3 - Extreme | Distribution Circuit | 11 | 17 | 2015-11-17 | 1344243 | Sus | Y | EquipmentFailureInvolved¦Overhead¦Transformer(OH)¦FailedFaulted
15-0079241 | Unknown Cause | Patrol - found nothing |  |  | 2015 | Tier 3 - Extreme | Distribution Circuit | 11 | 19 | 2015-11-19 | 1345276 | Sus | Y | UnknownCause¦Patrolfoundnothing¦¦
15-0080704 | Unknown Cause | Patrol - found nothing |  |  | 2015 | Tier 2 - Elevated | Distribution Circuit | 11 | 24 | 2015-11-24 | 1348196 | Sus | Y | UnknownCause¦Patrolfoundnothing¦¦
15-0081114 | Vegetation | Tree - fell into line | Conductor, Overhead | Broken, wire on ground | 2015 | Tier 3 - Extreme | Distribution Circuit | 11 | 25 | 2015-11-25 | 1348659 | Sus | Y | Vegetation¦Treefellintoline¦ConductorOverhead¦Brokenwireonground
15-0081568 | Animal | Squirrel | Fuse | Failed/Faulted | 2015 | Tier 2 - Elevated | Distribution Circuit | 11 | 29 | 2015-11-29 | 1350056 | Sus | Y | Animal¦Squirrel¦Fuse¦FailedFaulted
15-0083398 | Vegetation | Tree - fell into line | Conductor, Overhead | Normal | 2015 | Tier 2 - Elevated | Distribution Circuit | 12 | 8 | 2015-12-08 | 1355701 | Sus | N | Vegetation¦Treefellintoline¦ConductorOverhead¦Normal
15-0083752 | Vegetation | Tree - fell into line | Conductor, Overhead | Broken, wire on ground | 2015 | Tier 2 - Elevated | Distribution Circuit | 12 | 9 | 2015-12-09 | 1356926 | Sus | N | Vegetation¦Treefellintoline¦ConductorOverhead¦Brokenwireonground
15-0084492 | Vegetation | Tree - fell into line | Conductor, Overhead | Broken, wire on ground | 2015 | Tier 2 - Elevated | Distribution Circuit | 12 | 13 | 2015-12-13 | 1359978 | Sus | N | Vegetation¦Treefellintoline¦ConductorOverhead¦Brokenwireonground
15-0085520 | Vegetation | Tree - bark fell into line | Conductor, Overhead | Normal | 2015 | Tier 2 - Elevated | Distribution Circuit | 12 | 15 | 2015-12-15 | 1364147 | Sus | N | Vegetation¦Treebarkfellintoline¦ConductorOverhead¦Normal
15-0085584 | Equipment Failure/Involved | Electrical Overload | Transformer | Broken | 2015 | Tier 2 - Elevated | Transformer only | 12 | 16 | 2015-12-16 | 1364686 | Sus | N | EquipmentFailureInvolved¦ElectricalOverload¦Transformer¦Broken
15-0087234 | Vegetation | Tree - fell into line | Conductor, Overhead | Normal | 2015 | Tier 3 - Extreme | Distribution Circuit | 12 | 24 | 2015-12-24 | 1371424 | Sus | N | Vegetation¦Treefellintoline¦ConductorOverhead¦Normal
16-0005048 | Unknown Cause | Patrol - not conducted |  |  | 2016 | Tier 3 - Extreme | Distribution Circuit | 1 | 13 | 2016-01-13 | 1382597 | Sus | N | UnknownCause¦Patrolnotconducted¦¦
16-0005752 | Vegetation | Tree - fell into line | Conductor, Overhead | Broken, wire on ground | 2016 | Tier 2 - Elevated | Distribution Circuit | 1 | 16 | 2016-01-16 | 1384815 | Sus | N | Vegetation¦Treefellintoline¦ConductorOverhead¦Brokenwireonground
16-0006970 | Equipment Failure/Involved | Overhead | Transformer | Failed/Faulted | 2016 | Tier 3 - Extreme | Transformer only | 1 | 20 | 2016-01-20 | 1388829 | Sus | N | EquipmentFailureInvolved¦Overhead¦Transformer¦FailedFaulted
16-0009216 | Unknown Cause | Patrol - found nothing |  |  | 2016 | Tier 3 - Extreme | Distribution Circuit | 1 | 29 | 2016-01-29 | 1394199 | Sus | N | UnknownCause¦Patrolfoundnothing¦¦
16-0009757 | Vegetation | Tree - fell into line | Conductor, Overhead | Broken, wire on ground | 2016 | Tier 2 - Elevated | Distribution Circuit | 1 | 31 | 2016-01-31 | 1395539 | Sus | N | Vegetation¦Treefellintoline¦ConductorOverhead¦Brokenwireonground
16-0010988 | Vegetation | Tree - fell into line | Conductor, Overhead | Normal | 2016 | Tier 2 - Elevated | Distribution Circuit | 2 | 5 | 2016-02-05 | 1399026 | Sus | N | Vegetation¦Treefellintoline¦ConductorOverhead¦Normal
16-0011080 | Equipment Failure/Involved | Overhead | Transformer | Failed/Faulted | 2016 | Tier 2 - Elevated | Transformer only | 2 | 6 | 2016-02-06 | 1399539 | Sus | N | EquipmentFailureInvolved¦Overhead¦Transformer¦FailedFaulted
16-0011201 | Vegetation | Tree - fell into line | Conductor, Overhead | Broken, wire on ground | 2016 | Tier 3 - Extreme | Distribution Circuit | 2 | 8 | 2016-02-08 | 1399914 | Sus | N | Vegetation¦Treefellintoline¦ConductorOverhead¦Brokenwireonground
16-0012909 | Equipment Failure/Involved | Overhead | Secondary | Burned/flashed | 2016 | Tier 2 - Elevated | Distribution Circuit | 2 | 16 | 2016-02-16 | 1404368 | Sus | N | EquipmentFailureInvolved¦Overhead¦Secondary¦Burnedflashed
16-0013723 | Equipment Failure/Involved | Overhead | Transformer (OH) | Burned/flashed | 2016 | Tier 2 - Elevated | Distribution Circuit | 2 | 18 | 2016-02-18 | 1407857 | Sus | N | EquipmentFailureInvolved¦Overhead¦Transformer(OH)¦Burnedflashed
16-0015923 | Equipment Failure/Involved | Overhead | Transformer (OH) | Failed/Faulted | 2016 | Tier 3 - Extreme | Transformer only | 2 | 26 | 2016-02-26 | 1412659 | Sus | N | EquipmentFailureInvolved¦Overhead¦Transformer(OH)¦FailedFaulted
16-0017389 | Vegetation | Tree - fell into line | Conductor, Overhead | Normal | 2016 | Tier 3 - Extreme | Distribution Circuit | 3 | 5 | 2016-03-05 | 1416310 | Sus | N | Vegetation¦Treefellintoline¦ConductorOverhead¦Normal
16-0018239 | Vegetation | Tree - fell into line | Conductor, Overhead | Broken, wire on ground | 2016 | Tier 2 - Elevated | Distribution Circuit | 3 | 6 | 2016-03-06 | 1420965 | Sus | N | Vegetation¦Treefellintoline¦ConductorOverhead¦Brokenwireonground
16-0018313 | Unknown Cause | Patrol - found nothing |  |  | 2016 | Tier 2 - Elevated | Distribution Circuit | 3 | 5 | 2016-03-05 | 1421044 | Sus | N | UnknownCause¦Patrolfoundnothing¦¦
16-0019107 | Vegetation | Tree - fell into line | Conductor, Overhead | Broken, wire on ground | 2016 | Tier 2 - Elevated | Distribution Circuit | 3 | 7 | 2016-03-07 | 1424716 | Sus | N | Vegetation¦Treefellintoline¦ConductorOverhead¦Brokenwireonground
16-0021158 | Vegetation | Tree - fell into line | Conductor, Overhead | Broken, wire on ground | 2016 | Tier 3 - Extreme | Distribution Circuit | 3 | 14 | 2016-03-14 | 1430861 | Sus | N | Vegetation¦Treefellintoline¦ConductorOverhead¦Brokenwireonground
16-0022391 | Equipment Failure/Involved | Overhead | Transformer | Failed/Faulted | 2016 | Tier 2 - Elevated | Transformer only | 3 | 18 | 2016-03-18 | 1433568 | Sus | N | EquipmentFailureInvolved¦Overhead¦Transformer¦FailedFaulted
16-0022772 | Environmental/External | Lightning | Fuse | Failed/Faulted | 2016 | Tier 2 - Elevated | Distribution Circuit | 3 | 20 | 2016-03-20 | 1434840 | Sus | N | EnvironmentalExternal¦Lightning¦Fuse¦FailedFaulted
16-0024574 | Vegetation | Tree - branch fell on line | Conductor, Overhead | Broken, wire on ground | 2016 | Tier 3 - Extreme | Distribution Circuit | 3 | 28 | 2016-03-28 | 1440292 | Sus | N | Vegetation¦Treebranchfellonline¦ConductorOverhead¦Brokenwireonground
16-0027245 | Equipment Failure/Involved | Electrical Overload | Transformer | Arcing | 2016 | Tier 2 - Elevated | Transformer only | 4 | 8 | 2016-04-08 | 1446904 | Sus | N | EquipmentFailureInvolved¦ElectricalOverload¦Transformer¦Arcing
16-0027285 | Equipment Failure/Involved | Overhead | Transformer | Failed/Faulted | 2016 | Tier 3 - Extreme | Transformer only | 4 | 8 | 2016-04-08 | 1447030 | Sus | N | EquipmentFailureInvolved¦Overhead¦Transformer¦FailedFaulted
16-0030571 | Equipment Failure/Involved | Overhead | Conductor, Overhead | Broken | 2016 | Tier 2 - Elevated | Transformer only | 4 | 22 | 2016-04-22 | 1455632 | Sus | N | EquipmentFailureInvolved¦Overhead¦ConductorOverhead¦Broken
16-0032503 | 3rd Party | Vehicle | Conductor, Overhead | Broken, wire on ground | 2016 | Tier 3 - Extreme | Distribution Circuit | 4 | 28 | 2016-04-28 | 1461220 | Sus | N | 3rdParty¦Vehicle¦ConductorOverhead¦Brokenwireonground
16-0035568 | Vegetation | Tree - fell into line | Conductor, Overhead | Broken, wire on ground | 2016 | Tier 2 - Elevated | Distribution Circuit | 5 | 12 | 2016-05-12 | 1468613 | Sus | Y | Vegetation¦Treefellintoline¦ConductorOverhead¦Brokenwireonground
16-0037314 | Unknown Cause | Patrol - found nothing |  |  | 2016 | Tier 3 - Extreme | Distribution Circuit | 5 | 20 | 2016-05-20 | 1473330 | Sus | Y | UnknownCause¦Patrolfoundnothing¦¦
16-0050708 | Equipment Failure/Involved | Electrical Overload | Secondary | Burned Open | 2016 | Tier 2 - Elevated | Distribution Circuit | 7 | 18 | 2016-07-18 | 1512036 | Sus | Y | EquipmentFailureInvolved¦ElectricalOverload¦Secondary¦BurnedOpen
16-0063035 | Equipment Failure/Involved | Overhead | Secondary | Broken | 2016 | Tier 2 - Elevated | Transformer only | 9 | 7 | 2016-09-07 | 1538093 | Sus | Y | EquipmentFailureInvolved¦Overhead¦Secondary¦Broken
16-0070676 | Equipment Failure/Involved | Overhead | Conductor, Overhead | Broken, wire on ground | 2016 | Tier 2 - Elevated | Distribution Circuit | 10 | 9 | 2016-10-09 | 1555512 | Sus | Y | EquipmentFailureInvolved¦Overhead¦ConductorOverhead¦Brokenwireonground
16-0072599 | Unknown Cause | Patrol - found nothing |  |  | 2016 | Tier 3 - Extreme | Distribution Circuit | 10 | 15 | 2016-10-15 | 1561571 | Sus | Y | UnknownCause¦Patrolfoundnothing¦¦
16-0073538 | Vegetation | Tree - fell into line | Conductor, Overhead | On Ground | 2016 | Tier 3 - Extreme | Distribution Circuit | 10 | 18 | 2016-10-18 | 1564968 | Sus | Y | Vegetation¦Treefellintoline¦ConductorOverhead¦OnGround
16-0082360 | Unknown Cause | Patrol - found nothing |  |  | 2016 | Tier 2 - Elevated | Distribution Circuit | 11 | 26 | 2016-11-26 | 1589339 | Sus | Y | UnknownCause¦Patrolfoundnothing¦¦
16-0083365 | Vegetation | Tree - grew into line | Conductor, Overhead | Normal | 2016 | Tier 2 - Elevated | Distribution Circuit | 12 | 1 | 2016-12-01 | 1592689 | Sus | N | Vegetation¦Treegrewintoline¦ConductorOverhead¦Normal
16-0084983 | Equipment Failure/Involved | Overhead | Crossarm, Wood | Broken | 2016 | Tier 2 - Elevated | Distribution Circuit | 12 | 10 | 2016-12-10 | 1599062 | Sus | N | EquipmentFailureInvolved¦Overhead¦CrossarmWood¦Broken
16-0085925 | Vegetation | Tree - fell into line | Conductor, Overhead | Broken, wire on ground | 2016 | Tier 3 - Extreme | Distribution Circuit | 12 | 15 | 2016-12-15 | 1603819 | Sus | N | Vegetation¦Treefellintoline¦ConductorOverhead¦Brokenwireonground
17-0002856 | Vegetation | Tree - fell into line | Conductor, Overhead | Broken, wire on ground | 2017 | Tier 3 - Extreme | Distribution Circuit | 1 | 2 | 2017-01-02 | 1615008 | Sus | N | Vegetation¦Treefellintoline¦ConductorOverhead¦Brokenwireonground
17-0003329 | Vegetation | Tree - fell into line | Conductor, Overhead | Broken, wire on ground | 2017 | Tier 2 - Elevated | Distribution Circuit | 1 | 3 | 2017-01-03 | 1616723 | Sus | N | Vegetation¦Treefellintoline¦ConductorOverhead¦Brokenwireonground
17-0004671 | Vegetation | Tree - fell into line | Bushing | Broken | 2017 | Tier 2 - Elevated | Transformer only | 1 | 7 | 2017-01-07 | 1621695 | Sus | N | Vegetation¦Treefellintoline¦Bushing¦Broken
17-0005340 | Vegetation | Tree - branch fell on line | Conductor, Overhead | Together | 2017 | Tier 3 - Extreme | Distribution Circuit | 1 | 8 | 2017-01-08 | 1626063 | Sus | N | Vegetation¦Treebranchfellonline¦ConductorOverhead¦Together
17-0005554 | Vegetation | Tree - branch fell on line | Conductor, Overhead | Broken, wire on ground | 2017 | Tier 2 - Elevated | Distribution Circuit | 1 | 8 | 2017-01-08 | 1628402 | Sus | N | Vegetation¦Treebranchfellonline¦ConductorOverhead¦Brokenwireonground
17-0005823 | Vegetation | Tree - fell into line | Crossarm, Wood | Broken | 2017 | Tier 2 - Elevated | Distribution Circuit | 1 | 9 | 2017-01-09 | 1629906 | Sus | N | Vegetation¦Treefellintoline¦CrossarmWood¦Broken
17-0007253 | Vegetation | Tree - fell into line | Conductor, Overhead | On Ground | 2017 | Tier 2 - Elevated | Distribution Circuit | 1 | 10 | 2017-01-10 | 1636080 | Sus | N | Vegetation¦Treefellintoline¦ConductorOverhead¦OnGround
17-0008478 | Vegetation | Tree - fell into line | Conductor, Overhead | Broken | 2017 | Tier 2 - Elevated | Distribution Circuit | 1 | 10 | 2017-01-10 | 1641710 | Sus | N | Vegetation¦Treefellintoline¦ConductorOverhead¦Broken
17-0009362 | Unknown Cause | Patrol - found nothing |  |  | 2017 | Tier 2 - Elevated | Distribution Circuit | 1 | 16 | 2017-01-16 | 1644325 | Sus | N | UnknownCause¦Patrolfoundnothing¦¦
17-0009505 | 3rd Party | Tree - cutting, 3rd party | Conductor, Overhead | Normal | 2017 | Tier 3 - Extreme | Distribution Circuit | 1 | 17 | 2017-01-17 | 1644993 | Sus | N | 3rdParty¦Treecutting3rdparty¦ConductorOverhead¦Normal
17-0009937 | Vegetation | Tree - branch fell on line | Conductor, Overhead | Broken, wire on ground | 2017 | Tier 3 - Extreme | Distribution Circuit | 1 | 18 | 2017-01-18 | 1646223 | Sus | N | Vegetation¦Treebranchfellonline¦ConductorOverhead¦Brokenwireonground
17-0009946 | Vegetation | Tree - fell into line | Connector or Splice (OH) | Broken, wire on ground | 2017 | Tier 2 - Elevated | Distribution Circuit | 1 | 18 | 2017-01-18 | 1645973 | Sus | N | Vegetation¦Treefellintoline¦ConnectororSplice(OH)¦Brokenwireonground
17-0010132 | Equipment Failure/Involved | Overhead | Pole-Wood | Broken, wire on object | 2017 | Tier 2 - Elevated | Distribution Circuit | 1 | 18 | 2017-01-18 | 1646985 | Sus | N | EquipmentFailureInvolved¦Overhead¦PoleWood¦Brokenwireonobject
17-0011202 | Vegetation | Tree - fell into line | Conductor, Overhead | Broken, wire on ground | 2017 | Tier 2 - Elevated | Distribution Circuit | 1 | 20 | 2017-01-20 | 1652166 | Sus | N | Vegetation¦Treefellintoline¦ConductorOverhead¦Brokenwireonground
17-0011486 | Environmental/External | Ice or snow |  | Failed/Faulted | 2017 | Tier 3 - Extreme | Transformer only | 1 | 20 | 2017-01-20 | 1652919 | Sus | N | EnvironmentalExternal¦Iceorsnow¦¦FailedFaulted
17-0011666 | Unknown Cause | Patrol - found nothing |  |  | 2017 | Tier 2 - Elevated | Distribution Circuit | 1 | 20 | 2017-01-20 | 1654579 | Sus | N | UnknownCause¦Patrolfoundnothing¦¦
17-0011981 | Equipment Failure/Involved | Overhead | Insulator | Broken | 2017 | Tier 3 - Extreme | Distribution Circuit | 1 | 21 | 2017-01-21 | 1655970 | Sus | N | EquipmentFailureInvolved¦Overhead¦Insulator¦Broken
17-0012653 | Vegetation | Tree - fell into line | Conductor, Overhead | Broken, wire on ground | 2017 | Tier 2 - Elevated | Distribution Circuit | 1 | 22 | 2017-01-22 | 1658314 | Sus | N | Vegetation¦Treefellintoline¦ConductorOverhead¦Brokenwireonground
17-0013224 | Environmental/External | Flood/Erosion | Conductor, Overhead | Normal | 2017 | Tier 2 - Elevated | Distribution Circuit | 1 | 22 | 2017-01-22 | 1661352 | Sus | N | EnvironmentalExternal¦FloodErosion¦ConductorOverhead¦Normal
17-0013259 | Vegetation | Tree - fell into line | Conductor, Overhead | Broken, wire on ground | 2017 | Tier 2 - Elevated | Distribution Circuit | 1 | 22 | 2017-01-22 | 1659776 | Sus | N | Vegetation¦Treefellintoline¦ConductorOverhead¦Brokenwireonground
17-0013577 | Vegetation | Tree - branch fell on line | Conductor, Overhead | Normal | 2017 | Tier 3 - Extreme | Distribution Circuit | 1 | 23 | 2017-01-23 | 1662778 | Sus | N | Vegetation¦Treebranchfellonline¦ConductorOverhead¦Normal
17-0016076 | Unknown Cause | Patrol - found nothing |  |  | 2017 | Tier 2 - Elevated | Distribution Circuit | 1 | 30 | 2017-01-30 | 1670612 | Sus | N | UnknownCause¦Patrolfoundnothing¦¦
17-0016739 | Vegetation | Tree - bark fell into line | Conductor, Overhead | Normal | 2017 | Tier 3 - Extreme | Distribution Circuit | 2 | 1 | 2017-02-01 | 1672463 | Sus | N | Vegetation¦Treebarkfellintoline¦ConductorOverhead¦Normal
17-0019460 | Vegetation | Tree - fell into line | Conductor, Overhead | Broken, wire on ground | 2017 | Tier 2 - Elevated | Distribution Circuit | 2 | 9 | 2017-02-09 | 1683484 | Sus | N | Vegetation¦Treefellintoline¦ConductorOverhead¦Brokenwireonground
17-0022797 | Environmental/External | Flood/Erosion | Pole-Wood | Broken | 2017 | Tier 3 - Extreme | Distribution Circuit | 2 | 18 | 2017-02-18 | 1698290 | Sus | N | EnvironmentalExternal¦FloodErosion¦PoleWood¦Broken
17-0022906 | Equipment Failure/Involved | Overhead | Pole-Wood | On Ground | 2017 | Tier 2 - Elevated | Distribution Circuit | 2 | 17 | 2017-02-17 | 1692959 | Sus | N | EquipmentFailureInvolved¦Overhead¦PoleWood¦OnGround
17-0023108 | Equipment Failure/Involved | Overhead | Crossarm, Wood | Broken | 2017 | Tier 2 - Elevated | Distribution Circuit | 2 | 17 | 2017-02-17 | 1696578 | Sus | N | EquipmentFailureInvolved¦Overhead¦CrossarmWood¦Broken
17-0024771 | Vegetation | Tree - fell into line | Conductor, Overhead | Broken, wire on ground | 2017 | Tier 3 - Extreme | Distribution Circuit | 2 | 20 | 2017-02-20 | 1706261 | Sus | N | Vegetation¦Treefellintoline¦ConductorOverhead¦Brokenwireonground
17-0025240 | Unknown Cause | Patrol - found nothing |  |  | 2017 | Tier 3 - Extreme | Distribution Circuit | 2 | 21 | 2017-02-21 | 1708728 | Sus | N | UnknownCause¦Patrolfoundnothing¦¦
17-0027057 | Equipment Failure/Involved | Overhead | Transformer (OH) | Failed/Faulted | 2017 | Tier 3 - Extreme | Distribution Circuit | 2 | 26 | 2017-02-26 | 1714378 | Sus | N | EquipmentFailureInvolved¦Overhead¦Transformer(OH)¦FailedFaulted
17-0028826 | Vegetation | Tree - fell into line | Connector or Splice (OH) | Broken, wire on object | 2017 | Tier 2 - Elevated | Distribution Circuit | 3 | 6 | 2017-03-06 | 1720559 | Sus | N | Vegetation¦Treefellintoline¦ConnectororSplice(OH)¦Brokenwireonobject
17-0034237 | Vegetation | Tree - fell into line | Conductor, Overhead | Broken, wire on ground | 2017 | Tier 3 - Extreme | Distribution Circuit | 3 | 27 | 2017-03-27 | 1736965 | Sus | N | Vegetation¦Treefellintoline¦ConductorOverhead¦Brokenwireonground
17-0034742 | Unknown Cause | Patrol - found nothing |  |  | 2017 | Tier 2 - Elevated | Distribution Circuit | 3 | 29 | 2017-03-29 | 1738430 | Sus | N | UnknownCause¦Patrolfoundnothing¦¦
17-0037729 | Unknown Cause | Patrol - found nothing |  |  | 2017 | Tier 2 - Elevated | Distribution Circuit | 4 | 7 | 2017-04-07 | 1749834 | Sus | N | UnknownCause¦Patrolfoundnothing¦¦
17-0039201 | Unknown Cause | Patrol - not conducted |  |  | 2017 | Tier 2 - Elevated | Distribution Circuit | 4 | 11 | 2017-04-11 | 1755225 | Sus | N | UnknownCause¦Patrolnotconducted¦¦
17-0041565 | Vegetation | Tree - fell into line | Conductor, Overhead | Normal | 2017 | Tier 3 - Extreme | Distribution Circuit | 4 | 20 | 2017-04-20 | 1761521 | Sus | N | Vegetation¦Treefellintoline¦ConductorOverhead¦Normal
17-0043017 | Vegetation | Tree - fell into line | Conductor, Overhead | Broken, wire on ground | 2017 | Tier 2 - Elevated | Distribution Circuit | 4 | 26 | 2017-04-26 | 1767410 | Sus | N | Vegetation¦Treefellintoline¦ConductorOverhead¦Brokenwireonground
17-0047821 | Unknown Cause | Patrol - found nothing |  |  | 2017 | Tier 2 - Elevated | Distribution Circuit | 5 | 14 | 2017-05-14 | 1781893 | Sus | Y | UnknownCause¦Patrolfoundnothing¦¦
17-0049474 | Equipment Failure/Involved | Overhead | Crossarm, Wood | Broken | 2017 | Tier 3 - Extreme | Distribution Circuit | 5 | 21 | 2017-05-21 | 1786906 | Sus | Y | EquipmentFailureInvolved¦Overhead¦CrossarmWood¦Broken
17-0058156 | Vegetation | Tree - fell into line | Conductor, Overhead | Together | 2017 | Tier 2 - Elevated | Distribution Circuit | 6 | 23 | 2017-06-23 | 1816345 | Sus | Y | Vegetation¦Treefellintoline¦ConductorOverhead¦Together
17-0058867 | Animal | Squirrel | Lightning Arrestor | Failed/Faulted | 2017 | Tier 2 - Elevated | Distribution Circuit | 6 | 27 | 2017-06-27 | 1819005 | Sus | Y | Animal¦Squirrel¦LightningArrestor¦FailedFaulted
17-0063300 | Vegetation | Tree - fell into line | Conductor, Overhead | Broken, wire on ground | 2017 | Tier 3 - Extreme | Distribution Circuit | 7 | 16 | 2017-07-16 | 1833073 | Sus | Y | Vegetation¦Treefellintoline¦ConductorOverhead¦Brokenwireonground
17-0064702 | Equipment Failure/Involved | Underground | Conductor, Underground | Burned/flashed | 2017 | Tier 2 - Elevated | Distribution Circuit | 7 | 22 | 2017-07-22 | 1837490 | Sus | Y | EquipmentFailureInvolved¦Underground¦ConductorUnderground¦Burnedflashed
17-0066117 | Unknown Cause | Patrol - found nothing |  |  | 2017 | Tier 2 - Elevated | Distribution Circuit | 7 | 27 | 2017-07-27 | 1841258 | Sus | Y | UnknownCause¦Patrolfoundnothing¦¦
17-0066754 | Animal | Bird found | Transformer | Failed/Faulted | 2017 | Tier 2 - Elevated | Transformer only | 7 | 31 | 2017-07-31 | 1843181 | Sus | Y | Animal¦Birdfound¦Transformer¦FailedFaulted
17-0068992 | Vegetation | Tree - fell into line | Conductor, Overhead | Normal | 2017 | Tier 3 - Extreme | Distribution Circuit | 8 | 9 | 2017-08-09 | 1849048 | Sus | Y | Vegetation¦Treefellintoline¦ConductorOverhead¦Normal
17-0073182 | Vegetation | Tree - branch fell on line | Conductor, Overhead | Broken, wire on ground | 2017 | Tier 3 - Extreme | Distribution Circuit | 8 | 27 | 2017-08-27 | 1860588 | Sus | Y | Vegetation¦Treebranchfellonline¦ConductorOverhead¦Brokenwireonground
17-0077218 | Animal | Squirrel | Cutout, fuse holder | Broken | 2017 | Tier 2 - Elevated | Transformer only | 9 | 9 | 2017-09-09 | 1873900 | Sus | Y | Animal¦Squirrel¦Cutoutfuseholder¦Broken
17-0077785 | Equipment Failure/Involved | Overhead | Transformer | Failed/Faulted | 2017 | Tier 2 - Elevated | Transformer only | 9 | 11 | 2017-09-11 | 1875523 | Sus | Y | EquipmentFailureInvolved¦Overhead¦Transformer¦FailedFaulted
17-0085482 | Vegetation | Tree - fell into line | Conductor, Overhead | Broken, wire on ground | 2017 | Tier 3 - Extreme | Distribution Circuit | 10 | 9 | 2017-10-09 | 1894906 | Sus | Y | Vegetation¦Treefellintoline¦ConductorOverhead¦Brokenwireonground
17-0097859 | Vegetation | Tree - fell into line | Conductor, Overhead | Normal | 2017 | Tier 3 - Extreme | Distribution Circuit | 11 | 27 | 2017-11-27 | 1930288 | Sus | Y | Vegetation¦Treefellintoline¦ConductorOverhead¦Normal
17-0102231 | Unknown Cause | Patrol - found nothing |  |  | 2017 | Tier 2 - Elevated | Distribution Circuit | 12 | 16 | 2017-12-16 | 1945867 | Sus | N | UnknownCause¦Patrolfoundnothing¦¦
18-0009652 | 3rd Party | Tree - cutting, 3rd party | Fuse | Failed/Faulted | 2018 | Tier 2 - Elevated | Distribution Circuit | 1 | 28 | 2018-01-28 | 15477 | Sus | N | 3rdParty¦Treecutting3rdparty¦Fuse¦FailedFaulted
18-0010013 | 3rd Party | Vehicle | Pole-Wood | Broken | 2018 | Tier 2 - Elevated | Distribution Circuit | 1 | 30 | 2018-01-30 | 16226 | Sus | N | 3rdParty¦Vehicle¦PoleWood¦Broken
18-0010013 | 3rd Party | Vehicle | Pole-Wood | Broken | 2018 | Tier 2 - Elevated | Distribution Circuit | 1 | 30 | 2018-01-30 | 16226 | Sus | N | 3rdParty¦Vehicle¦PoleWood¦Broken
18-0013255 | Unknown Cause | Patrol - found nothing |  |  | 2018 | Tier 3 - Extreme | Distribution Circuit | 2 | 11 | 2018-02-11 | 22767 | Sus | N | UnknownCause¦Patrolfoundnothing¦¦
18-0018935 | Vegetation | Tree - branch fell on line | Conductor, Overhead | Normal | 2018 | Tier 2 - Elevated | Distribution Circuit | 3 | 1 | 2018-03-01 | 35860 | Sus | N | Vegetation¦Treebranchfellonline¦ConductorOverhead¦Normal
18-0019206 | Environmental/External | Ice or snow | Crossarm, Wood | Broken, wire on ground | 2018 | Tier 2 - Elevated | Distribution Circuit | 3 | 2 | 2018-03-02 | 36539 | Sus | N | EnvironmentalExternal¦Iceorsnow¦CrossarmWood¦Brokenwireonground
18-0022533 | Vegetation | Tree - fell into line | Conductor, Overhead | Broken, wire on ground | 2018 | Tier 3 - Extreme | Distribution Circuit | 3 | 14 | 2018-03-14 | 43756 | Sus | N | Vegetation¦Treefellintoline¦ConductorOverhead¦Brokenwireonground
18-0023376 | Unknown Cause | Patrol - found nothing |  |  | 2018 | Tier 2 - Elevated | Distribution Circuit | 3 | 16 | 2018-03-16 | 45553 | Sus | N | UnknownCause¦Patrolfoundnothing¦¦
18-0023399 | Vegetation | Tree - fell into line | Conductor, Overhead | Broken, wire on ground | 2018 | Tier 3 - Extreme | Distribution Circuit | 3 | 16 | 2018-03-16 | 45766 | Sus | N | Vegetation¦Treefellintoline¦ConductorOverhead¦Brokenwireonground
18-0023727 | Unknown Cause | Patrol - found nothing |  |  | 2018 | Tier 2 - Elevated | Distribution Circuit | 3 | 17 | 2018-03-17 | 46569 | Sus | N | UnknownCause¦Patrolfoundnothing¦¦
18-0030393 | Unknown Cause | Patrol - found nothing |  |  | 2018 | Tier 2 - Elevated | Distribution Circuit | 4 | 8 | 2018-04-08 | 62640 | Sus | N | UnknownCause¦Patrolfoundnothing¦¦
18-0031276 | Equipment Failure/Involved | Underground | Connector or Splice (UG) | Broken | 2018 | Tier 2 - Elevated | Distribution Circuit | 4 | 11 | 2018-04-11 | 64518 | Sus | N | EquipmentFailureInvolved¦Underground¦ConnectororSplice(UG)¦Broken
18-0037414 | Environmental/External | Lightning | Transformer | Failed/Faulted | 2018 | Tier 3 - Extreme | Transformer only | 5 | 1 | 2018-05-01 | 77775 | Sus | Y | EnvironmentalExternal¦Lightning¦Transformer¦FailedFaulted
18-0039955 | Equipment Failure/Involved | Overhead | Pole-Wood | Broken | 2018 | Tier 2 - Elevated | Distribution Circuit | 5 | 31 | 2018-05-31 | 98311 | Sus | Y | EquipmentFailureInvolved¦Overhead¦PoleWood¦Broken
18-0061291 | Vegetation | Tree - fell into line | Conductor, Overhead | Broken, wire on ground | 2018 | Tier 2 - Elevated | Distribution Circuit | 7 | 19 | 2018-07-19 | 135246 | Sus | Y | Vegetation¦Treefellintoline¦ConductorOverhead¦Brokenwireonground
18-0062147 | Unknown Cause | Patrol - found nothing |  |  | 2018 | Tier 3 - Extreme | Distribution Circuit | 7 | 20 | 2018-07-20 | 136693 | Sus | Y | UnknownCause¦Patrolfoundnothing¦¦
18-0065288 | Equipment Failure/Involved | Overhead | Crossarm, Wood | Broken | 2018 | Tier 3 - Extreme | Transformer only | 7 | 31 | 2018-07-31 | 145757 | Sus | Y | EquipmentFailureInvolved¦Overhead¦CrossarmWood¦Broken
18-0065479 | Vegetation | Tree - fell into line | Conductor, Overhead | Broken, wire on ground | 2018 | Tier 3 - Extreme | Distribution Circuit | 7 | 31 | 2018-07-31 | 146119 | Sus | Y | Vegetation¦Treefellintoline¦ConductorOverhead¦Brokenwireonground
18-0065915 | Environmental/External | Fire, Forest/Grass | Conductor, Overhead | Normal | 2018 | Tier 2 - Elevated | Distribution Circuit | 7 | 28 | 2018-07-28 | 146956 | Sus | Y | EnvironmentalExternal¦FireForestGrass¦ConductorOverhead¦Normal
18-0073370 | Animal | Other | Transformer (UG) | Normal | 2018 | Tier 2 - Elevated | Distribution Circuit | 8 | 25 | 2018-08-25 | 162003 | Sus | Y | Animal¦Other¦Transformer(UG)¦Normal
18-0075198 | Equipment Failure/Involved | Overhead |  | Failed/Faulted | 2018 | Tier 2 - Elevated | Transformer only | 8 | 30 | 2018-08-30 | 165664 | Sus | Y | EquipmentFailureInvolved¦Overhead¦¦FailedFaulted
18-0082560 | Animal | Bird found | PT/CCVT | Failed/Faulted | 2018 | Tier 2 - Elevated | Distribution Circuit | 9 | 23 | 2018-09-23 | 179731 | Sus | Y | Animal¦Birdfound¦PTCCVT¦FailedFaulted
18-0083824 | 3rd Party | Fire, house or bldg. | Customer Equipment | Burned Open | 2018 | Tier 3 - Extreme | Distribution Circuit | 9 | 26 | 2018-09-26 | 181961 | Sus | Y | 3rdParty¦Firehouseorbldg¦CustomerEquipment¦BurnedOpen
18-0087075 | Vegetation | Tree - branch fell on line | Conductor, Overhead | Broken | 2018 | Tier 2 - Elevated | Transformer only | 10 | 4 | 2018-10-04 | 188567 | Sus | Y | Vegetation¦Treebranchfellonline¦ConductorOverhead¦Broken
18-0090077 | Unknown Cause | Patrol - found nothing |  |  | 2018 | Tier 3 - Extreme | Distribution Circuit | 10 | 13 | 2018-10-13 | 194248 | Sus | Y | UnknownCause¦Patrolfoundnothing¦¦
18-0096592 | Wildfire Mitigation | CWSP - Vegetation Removal |  |  | 2018 | Tier 3 - Extreme | Distribution Circuit | 11 | 2 | 2018-11-02 | 207529 | Sus | Y | WildfireMitigation¦CWSPVegetationRemoval¦¦
18-0105202 | Equipment Failure/Involved | Overhead | Conductor, Overhead | Broken, wire on object | 2018 | Tier 2 - Elevated | Distribution Circuit | 11 | 29 | 2018-11-29 | 229315 | Sus | Y | EquipmentFailureInvolved¦Overhead¦ConductorOverhead¦Brokenwireonobject
18-0109232 | Equipment Failure/Involved | Overhead | PGs, Kearneys | Broken | 2018 | Tier 2 - Elevated | Distribution Circuit | 12 | 14 | 2018-12-14 | 240080 | Sus | N | EquipmentFailureInvolved¦Overhead¦PGsKearneys¦Broken
18-0110525 | Vegetation | Tree - branch fell on line | Conductor, Overhead | Together | 2018 | Tier 3 - Extreme | Distribution Circuit | 12 | 24 | 2018-12-24 | 246497 | Sus | N | Vegetation¦Treebranchfellonline¦ConductorOverhead¦Together
19-0004906 | Vegetation | Tree - fell into line | Conductor, Overhead | Broken | 2019 | Tier 3 - Extreme | Distribution Circuit | 1 | 5 | 2019-01-05 | 254554 | Sus | N | Vegetation¦Treefellintoline¦ConductorOverhead¦Broken
19-0005558 | Vegetation | Tree - fell into line | Service conductor | Broken, wire on ground | 2019 | Tier 3 - Extreme | Transformer only | 1 | 6 | 2019-01-06 | 257663 | Sus | N | Vegetation¦Treefellintoline¦Serviceconductor¦Brokenwireonground
19-0006603 | Vegetation | Tree - branch fell on line | Conductor, Overhead | Normal | 2019 | Tier 3 - Extreme | Distribution Circuit | 1 | 8 | 2019-01-08 | 261065 | Sus | N | Vegetation¦Treebranchfellonline¦ConductorOverhead¦Normal
19-0009840 | Vegetation | Tree - branch fell on line | Conductor, Overhead | Broken, wire on ground | 2019 | Tier 3 - Extreme | Distribution Circuit | 1 | 16 | 2019-01-16 | 267552 | Sus | N | Vegetation¦Treebranchfellonline¦ConductorOverhead¦Brokenwireonground
19-0009842 | Equipment Failure/Involved | Overhead | Transformer (OH) | Failed/Faulted | 2019 | Tier 2 - Elevated | Distribution Circuit | 1 | 16 | 2019-01-16 | 267642 | Sus | N | EquipmentFailureInvolved¦Overhead¦Transformer(OH)¦FailedFaulted
19-0010279 | Equipment Failure/Involved | Overhead | Insulator | Broken | 2019 | Tier 2 - Elevated | Distribution Circuit | 1 | 16 | 2019-01-16 | 271128 | Sus | N | EquipmentFailureInvolved¦Overhead¦Insulator¦Broken
19-0010291 | Vegetation | Tree - fell into line | Conductor, Overhead | Broken, wire on ground | 2019 | Tier 2 - Elevated | Distribution Circuit | 1 | 16 | 2019-01-16 | 268768 | Sus | N | Vegetation¦Treefellintoline¦ConductorOverhead¦Brokenwireonground
19-0010584 | Unknown Cause | Patrol - found nothing |  |  | 2019 | Tier 3 - Extreme | Distribution Circuit | 1 | 17 | 2019-01-17 | 272198 | Sus | N | UnknownCause¦Patrolfoundnothing¦¦
19-0010826 | Vegetation | Tree - fell into line | Conductor, Overhead | Broken, wire on ground | 2019 | Tier 2 - Elevated | Distribution Circuit | 1 | 16 | 2019-01-16 | 271922 | Sus | N | Vegetation¦Treefellintoline¦ConductorOverhead¦Brokenwireonground
19-0015684 | Equipment Failure/Involved | Overhead | Other | Failed/Faulted | 2019 | Tier 2 - Elevated | Transformer only | 1 | 29 | 2019-01-29 | 283464 | Sus | N | EquipmentFailureInvolved¦Overhead¦Other¦FailedFaulted
19-0016886 | Vegetation | Tree - branch fell on line | Conductor, Overhead | Normal | 2019 | Tier 2 - Elevated | Distribution Circuit | 2 | 2 | 2019-02-02 | 286018 | Sus | N | Vegetation¦Treebranchfellonline¦ConductorOverhead¦Normal
19-0018120 | Unknown Cause | Patrol - found nothing |  |  | 2019 | Tier 2 - Elevated | Distribution Circuit | 2 | 4 | 2019-02-04 | 290591 | Sus | N | UnknownCause¦Patrolfoundnothing¦¦
19-0018241 | Unknown Cause | Patrol - found nothing |  |  | 2019 | Tier 2 - Elevated | Substation - Distribution | 2 | 5 | 2019-02-05 | 291584 | Sus | N | UnknownCause¦Patrolfoundnothing¦¦
19-0018633 | Vegetation | Tree - fell into line | Fuse | Failed/Faulted | 2019 | Tier 2 - Elevated | Distribution Circuit | 2 | 5 | 2019-02-05 | 292393 | Sus | N | Vegetation¦Treefellintoline¦Fuse¦FailedFaulted
19-0019475 | Unknown Cause | Patrol - found nothing |  |  | 2019 | Tier 2 - Elevated | Distribution Circuit | 2 | 7 | 2019-02-07 | 294951 | Sus | N | UnknownCause¦Patrolfoundnothing¦¦
19-0020801 | Vegetation | Tree - fell into line | Conductor, Overhead | Normal | 2019 | Tier 3 - Extreme | Distribution Circuit | 2 | 10 | 2019-02-10 | 298892 | Sus | N | Vegetation¦Treefellintoline¦ConductorOverhead¦Normal
19-0022921 | Vegetation | Tree - branch fell on line | Conductor, Overhead | Normal | 2019 | Tier 2 - Elevated | Distribution Circuit | 2 | 14 | 2019-02-14 | 306369 | Sus | N | Vegetation¦Treebranchfellonline¦ConductorOverhead¦Normal
19-0023171 | Vegetation | Tree - fell into line | Service conductor | Broken, wire on ground | 2019 | Tier 2 - Elevated | Distribution Circuit | 2 | 13 | 2019-02-13 | 308812 | Sus | N | Vegetation¦Treefellintoline¦Serviceconductor¦Brokenwireonground
19-0024636 | Vegetation | Tree - fell into line | Conductor, Overhead | Normal | 2019 | Tier 3 - Extreme | Distribution Circuit | 2 | 16 | 2019-02-16 | 314468 | Sus | N | Vegetation¦Treefellintoline¦ConductorOverhead¦Normal
19-0025202 | Vegetation | Tree - fell into line | Crossarm, Wood | Broken, wire on ground | 2019 | Tier 3 - Extreme | Distribution Circuit | 2 | 17 | 2019-02-17 | 315995 | Sus | N | Vegetation¦Treefellintoline¦CrossarmWood¦Brokenwireonground
19-0025562 | Vegetation | Tree - branch fell on line | Conductor, Overhead | Broken, wire on ground | 2019 | Tier 2 - Elevated | Distribution Circuit | 2 | 18 | 2019-02-18 | 317327 | Sus | N | Vegetation¦Treebranchfellonline¦ConductorOverhead¦Brokenwireonground
19-0026283 | Environmental/External | Ice or snow | Conductor, Overhead | Broken | 2019 | Tier 2 - Elevated | Transformer only | 2 | 19 | 2019-02-19 | 319174 | Sus | N | EnvironmentalExternal¦Iceorsnow¦ConductorOverhead¦Broken
19-0027720 | Unknown Cause | Patrol - found nothing |  |  | 2019 | Tier 2 - Elevated | Distribution Circuit | 2 | 25 | 2019-02-25 | 322748 | Sus | N | UnknownCause¦Patrolfoundnothing¦¦
19-0028327 | Vegetation | Tree - branch fell on line | Conductor, Overhead | Normal | 2019 | Tier 3 - Extreme | Distribution Circuit | 2 | 26 | 2019-02-26 | 324468 | Sus | N | Vegetation¦Treebranchfellonline¦ConductorOverhead¦Normal
19-0028328 | Unknown Cause | Patrol - found nothing |  |  | 2019 | Tier 2 - Elevated | Distribution Circuit | 2 | 26 | 2019-02-26 | 324366 | Sus | N | UnknownCause¦Patrolfoundnothing¦¦
19-0028698 | Vegetation | Tree - fell into line | Conductor, Overhead | Normal | 2019 | Tier 3 - Extreme | Distribution Circuit | 2 | 27 | 2019-02-27 | 326092 | Sus | N | Vegetation¦Treefellintoline¦ConductorOverhead¦Normal
19-0028882 | Vegetation | Tree - fell into line | Conductor, Overhead | Normal | 2019 | Tier 2 - Elevated | Distribution Circuit | 2 | 26 | 2019-02-26 | 325486 | Sus | N | Vegetation¦Treefellintoline¦ConductorOverhead¦Normal
19-0029033 | Vegetation | Tree - fell into line | Conductor, Overhead | Normal | 2019 | Tier 2 - Elevated | Distribution Circuit | 2 | 26 | 2019-02-26 | 325874 | Sus | N | Vegetation¦Treefellintoline¦ConductorOverhead¦Normal
19-0030135 | Unknown Cause | Patrol - found nothing |  |  | 2019 | Tier 2 - Elevated | Distribution Circuit | 3 | 2 | 2019-03-02 | 329679 | Sus | N | UnknownCause¦Patrolfoundnothing¦¦
19-0033229 | Vegetation | Tree - fell into line | Pole-Wood | Broken, wire on ground | 2019 | Tier 2 - Elevated | Distribution Circuit | 3 | 12 | 2019-03-12 | 337870 | Sus | N | Vegetation¦Treefellintoline¦PoleWood¦Brokenwireonground
19-0033762 | Unknown Cause | Patrol - found nothing |  |  | 2019 | Tier 3 - Extreme | Distribution Circuit | 3 | 14 | 2019-03-14 | 339095 | Sus | N | UnknownCause¦Patrolfoundnothing¦¦
19-0034904 | Vegetation | Tree - branch fell on line | Fuse | Normal | 2019 | Tier 3 - Extreme | Distribution Circuit | 3 | 19 | 2019-03-19 | 342597 | Sus | N | Vegetation¦Treebranchfellonline¦Fuse¦Normal
19-0037688 | Unknown Cause | Patrol - not conducted |  |  | 2019 | Tier 2 - Elevated | Distribution Circuit | 3 | 27 | 2019-03-27 | 348928 | Sus | N | UnknownCause¦Patrolnotconducted¦¦
19-0038234 | Equipment Failure/Involved | Overhead | Connector or Splice (OH) | Broken, wire on ground | 2019 | Tier 2 - Elevated | Distribution Circuit | 3 | 29 | 2019-03-29 | 350118 | Sus | N | EquipmentFailureInvolved¦Overhead¦ConnectororSplice(OH)¦Brokenwireonground
19-0038396 | Equipment Failure/Involved | Overhead | Conductor, Overhead | Broken | 2019 | Tier 2 - Elevated | Distribution Circuit | 3 | 29 | 2019-03-29 | 350427 | Sus | N | EquipmentFailureInvolved¦Overhead¦ConductorOverhead¦Broken
19-0039331 | Unknown Cause | Patrol - not conducted |  |  | 2019 | Tier 2 - Elevated | Distribution Circuit | 4 | 3 | 2019-04-03 | 352922 | Sus | N | UnknownCause¦Patrolnotconducted¦¦
19-0041738 | Unknown Cause | Patrol - found nothing |  |  | 2019 | Tier 2 - Elevated | Distribution Circuit | 4 | 11 | 2019-04-11 | 358743 | Sus | N | UnknownCause¦Patrolfoundnothing¦¦
19-0044655 | Vegetation | Tree - fell into line | Crossarm, Wood | Broken | 2019 | Tier 3 - Extreme | Distribution Circuit | 4 | 20 | 2019-04-20 | 364767 | Sus | N | Vegetation¦Treefellintoline¦CrossarmWood¦Broken
19-0045023 | Equipment Failure/Involved | Overhead | Crossarm, Wood | Broken | 2019 | Tier 2 - Elevated | Distribution Circuit | 4 | 22 | 2019-04-22 | 365783 | Sus | N | EquipmentFailureInvolved¦Overhead¦CrossarmWood¦Broken
19-0046360 | Equipment Failure/Involved | Underground | Transformer (UG) | Leaking | 2019 | Tier 2 - Elevated | Distribution Circuit | 4 | 26 | 2019-04-26 | 368497 | Sus | N | EquipmentFailureInvolved¦Underground¦Transformer(UG)¦Leaking
19-0046721 | Unknown Cause | Patrol - not conducted |  |  | 2019 | Tier 2 - Elevated | Distribution Circuit | 4 | 27 | 2019-04-27 | 369183 | Sus | N | UnknownCause¦Patrolnotconducted¦¦
19-0052471 | Vegetation | Tree - branch fell on line | Jumper | Broken, wire on ground | 2019 | Tier 2 - Elevated | Distribution Circuit | 5 | 15 | 2019-05-15 | 381650 | Sus | Y | Vegetation¦Treebranchfellonline¦Jumper¦Brokenwireonground
19-0056732 | Equipment Failure/Involved | Overhead | Transformer (OH) | Failed/Faulted | 2019 | Tier 2 - Elevated | Transformer only | 5 | 23 | 2019-05-23 | 389052 | Sus | Y | EquipmentFailureInvolved¦Overhead¦Transformer(OH)¦FailedFaulted
19-0056916 | 3rd Party | Vehicle | Transformer | Broken | 2019 | Tier 2 - Elevated | Transformer only | 5 | 24 | 2019-05-24 | 389588 | Sus | Y | 3rdParty¦Vehicle¦Transformer¦Broken
19-0057585 | Environmental/External | Lightning | Transformer | Failed/Faulted | 2019 | Tier 3 - Extreme | Transformer only | 5 | 25 | 2019-05-25 | 389974 | Sus | Y | EnvironmentalExternal¦Lightning¦Transformer¦FailedFaulted
19-0064225 | Equipment Failure/Involved | Overhead | Cutout, fuse holder | Broken | 2019 | Tier 3 - Extreme | Transformer only | 6 | 7 | 2019-06-07 | 400692 | Sus | Y | EquipmentFailureInvolved¦Overhead¦Cutoutfuseholder¦Broken
19-0070974 | Vegetation | Tree - branch fell on line | Conductor, Overhead | Normal | 2019 | Tier 3 - Extreme | Distribution Circuit | 6 | 22 | 2019-06-22 | 425980 | Sus | Y | Vegetation¦Treebranchfellonline¦ConductorOverhead¦Normal
19-0076339 | Animal | Squirrel | Conductor, Overhead | Normal | 2019 | Tier 2 - Elevated | Distribution Circuit | 7 | 11 | 2019-07-11 | 444984 | Sus | Y | Animal¦Squirrel¦ConductorOverhead¦Normal
19-0077066 | Vegetation | Tree - cutting, PG&E contractor | Conductor, Overhead | Normal | 2019 | Tier 3 - Extreme | Distribution Circuit | 7 | 13 | 2019-07-13 | 448478 | Sus | Y | Vegetation¦TreecuttingPG&Econtractor¦ConductorOverhead¦Normal
19-0077351 | Vegetation | Tree - fell into line | Conductor, Overhead | Broken, wire on ground | 2019 | Tier 2 - Elevated | Distribution Circuit | 7 | 15 | 2019-07-15 | 450516 | Sus | Y | Vegetation¦Treefellintoline¦ConductorOverhead¦Brokenwireonground
19-0088674 | Unknown Cause | Patrol - found nothing |  |  | 2019 | Tier 2 - Elevated | Distribution Circuit | 8 | 16 | 2019-08-16 | 515111 | Sus | Y | UnknownCause¦Patrolfoundnothing¦¦
19-0095813 | Equipment Failure/Involved | Overhead | Transformer (OH) | Failed/Faulted | 2019 | Tier 3 - Extreme | Transformer only | 9 | 5 | 2019-09-05 | 556800 | Sus | Y | EquipmentFailureInvolved¦Overhead¦Transformer(OH)¦FailedFaulted
19-0099316 | Vegetation | Tree - branch fell on line | Conductor, Overhead | Normal | 2019 | Tier 2 - Elevated | Distribution Circuit | 9 | 16 | 2019-09-16 | 583514 | Sus | Y | Vegetation¦Treebranchfellonline¦ConductorOverhead¦Normal
19-0101003 | Unknown Cause | Patrol - found nothing |  |  | 2019 | Tier 2 - Elevated | Distribution Circuit | 9 | 18 | 2019-09-18 | 592381 | Sus | Y | UnknownCause¦Patrolfoundnothing¦¦
19-0102283 | Vegetation | Tree - fell into line | Conductor, Overhead | Broken, wire on ground | 2019 | Tier 2 - Elevated | Distribution Circuit | 9 | 23 | 2019-09-23 | 604148 | Sus | Y | Vegetation¦Treefellintoline¦ConductorOverhead¦Brokenwireonground
19-0104821 | Vegetation | Tree - fell into line | Conductor, Overhead | Broken, wire on ground | 2019 | Tier 2 - Elevated | Distribution Circuit | 9 | 27 | 2019-09-27 | 624039 | Sus | Y | Vegetation¦Treefellintoline¦ConductorOverhead¦Brokenwireonground
19-0111571 | Equipment Failure/Involved | Overhead | Insulator | Broken, wire on ground | 2019 | Tier 3 - Extreme | Distribution Circuit | 10 | 15 | 2019-10-15 | 658753 | Sus | Y | EquipmentFailureInvolved¦Overhead¦Insulator¦Brokenwireonground
19-0116771 | Wildfire Mitigation | Public Safety Power Shut-off | Fuse | Normal | 2019 | Tier 2 - Elevated | Distribution Circuit | 10 | 26 | 2019-10-26 | 685528 | Sus | Y | WildfireMitigation¦PublicSafetyPowerShutoff¦Fuse¦Normal
19-0117581 | Wildfire Mitigation | Public Safety Power Shut-off | Conductor, Overhead | Normal | 2019 | Tier 3 - Extreme | Distribution Circuit | 10 | 26 | 2019-10-26 | 690466 | Sus | Y | WildfireMitigation¦PublicSafetyPowerShutoff¦ConductorOverhead¦Normal
19-0129225 | Unknown Cause | Patrol - found nothing |  |  | 2019 | Tier 2 - Elevated | Distribution Circuit | 11 | 26 | 2019-11-26 | 715959 | Sus | Y | UnknownCause¦Patrolfoundnothing¦¦
19-0129249 | Vegetation | Tree - fell into line | Conductor, Overhead | Broken, wire on ground | 2019 | Tier 2 - Elevated | Distribution Circuit | 11 | 26 | 2019-11-26 | 716475 | Sus | Y | Vegetation¦Treefellintoline¦ConductorOverhead¦Brokenwireonground
19-0131030 | Unknown Cause | Patrol - found nothing |  |  | 2019 | Tier 2 - Elevated | Distribution Circuit | 11 | 29 | 2019-11-29 | 723371 | Sus | Y | UnknownCause¦Patrolfoundnothing¦¦
19-0132340 | Vegetation | Tree - branch fell on line | Conductor, Overhead | Normal | 2019 | Tier 2 - Elevated | Distribution Circuit | 12 | 2 | 2019-12-02 | 727382 | Sus | N | Vegetation¦Treebranchfellonline¦ConductorOverhead¦Normal
19-0133668 | Equipment Failure/Involved | Overhead | Cutout, fuse holder | Broken | 2019 | Tier 2 - Elevated | Distribution Circuit | 12 | 4 | 2019-12-04 | 730145 | Sus | N | EquipmentFailureInvolved¦Overhead¦Cutoutfuseholder¦Broken
19-0135793 | Unknown Cause | Patrol - found nothing |  |  | 2019 | Tier 2 - Elevated | Distribution Circuit | 12 | 10 | 2019-12-10 | 736021 | Sus | N | UnknownCause¦Patrolfoundnothing¦¦
19-0137161 | Equipment Failure/Involved | Overhead | Other | Malfunctioning | 2019 | Tier 2 - Elevated | Distribution Circuit | 12 | 18 | 2019-12-18 | 745488 | Sus | N | EquipmentFailureInvolved¦Overhead¦Other¦Malfunctioning
19-0137490 | Vegetation | Tree - fell into line | Conductor, Overhead | Broken, wire on ground | 2019 | Tier 2 - Elevated | Distribution Circuit | 12 | 22 | 2019-12-22 | 748027 | Sus | N | Vegetation¦Treefellintoline¦ConductorOverhead¦Brokenwireonground
19-0137822 | Equipment Failure/Involved | Overhead | Transformer | Failed/Faulted | 2019 | Tier 3 - Extreme | Transformer only | 12 | 24 | 2019-12-24 | 749860 | Sus | N | EquipmentFailureInvolved¦Overhead¦Transformer¦FailedFaulted
19-0137992 | Equipment Failure/Involved | Overhead | Transformer (OH) | Leaking | 2019 | Tier 2 - Elevated | Distribution Circuit | 12 | 26 | 2019-12-26 | 750959 | Sus | N | EquipmentFailureInvolved¦Overhead¦Transformer(OH)¦Leaking
20-0007660 | Unknown Cause | Patrol - found nothing |  |  | 2020 | Tier 3 - Extreme | Distribution Circuit | 1 | 11 | 2020-01-11 | 759533 | Sus | N | UnknownCause¦Patrolfoundnothing¦¦
20-0009121 | Equipment Failure/Involved | Overhead | Transformer | Failed/Faulted | 2020 | Tier 2 - Elevated | Transformer only | 1 | 15 | 2020-01-15 | 761509 | Sus | N | EquipmentFailureInvolved¦Overhead¦Transformer¦FailedFaulted
20-0010364 | Vegetation | Tree - fell into line | Conductor, Overhead | Normal | 2020 | Tier 3 - Extreme | Distribution Circuit | 1 | 16 | 2020-01-16 | 763610 | Sus | N | Vegetation¦Treefellintoline¦ConductorOverhead¦Normal
20-0013651 | Unknown Cause | Patrol - not conducted |  |  | 2020 | Tier 3 - Extreme | Distribution Circuit | 1 | 25 | 2020-01-25 | 769872 | Sus | N | UnknownCause¦Patrolnotconducted¦¦
20-0013992 | Unknown Cause | Patrol - found nothing |  |  | 2020 | Tier 2 - Elevated | Distribution Circuit | 1 | 27 | 2020-01-27 | 770868 | Sus | N | UnknownCause¦Patrolfoundnothing¦¦
20-0016414 | Equipment Failure/Involved | Overhead | Insulator | Broken, wire on object | 2020 | Tier 2 - Elevated | Distribution Circuit | 2 | 2 | 2020-02-02 | 776101 | Sus | N | EquipmentFailureInvolved¦Overhead¦Insulator¦Brokenwireonobject
20-0019447 | Vegetation | Tree - fell into line | Conductor, Overhead | Broken, wire on ground | 2020 | Tier 3 - Extreme | Distribution Circuit | 2 | 9 | 2020-02-09 | 785278 | Sus | N | Vegetation¦Treefellintoline¦ConductorOverhead¦Brokenwireonground
20-0019650 | Vegetation | Tree - fell into line | Conductor, Overhead | Broken, wire on ground | 2020 | Tier 3 - Extreme | Distribution Circuit | 2 | 9 | 2020-02-09 | 785876 | Sus | N | Vegetation¦Treefellintoline¦ConductorOverhead¦Brokenwireonground
20-0023411 | Unknown Cause | Patrol - not conducted |  |  | 2020 | Tier 2 - Elevated | Distribution Circuit | 2 | 19 | 2020-02-19 | 795270 | Sus | N | UnknownCause¦Patrolnotconducted¦¦
20-0030182 | Equipment Failure/Involved | Overhead | Crossarm, Wood | Broken | 2020 | Tier 2 - Elevated | Distribution Circuit | 3 | 9 | 2020-03-09 | 841061 | Sus | N | EquipmentFailureInvolved¦Overhead¦CrossarmWood¦Broken
20-0030643 | Unknown Cause | Patrol - found nothing |  |  | 2020 | Tier 3 - Extreme | Distribution Circuit | 3 | 10 | 2020-03-10 | 843215 | Sus | N | UnknownCause¦Patrolfoundnothing¦¦
20-0031644 | Animal | Bird found | Conductor, Overhead | Broken, wire on ground | 2020 | Tier 2 - Elevated | Distribution Circuit | 3 | 13 | 2020-03-13 | 848415 | Sus | N | Animal¦Birdfound¦ConductorOverhead¦Brokenwireonground
20-0033721 | Equipment Failure/Involved | Overhead | Conductor, Overhead | Broken, wire on ground | 2020 | Tier 2 - Elevated | Distribution Circuit | 3 | 17 | 2020-03-17 | 857747 | Sus | N | EquipmentFailureInvolved¦Overhead¦ConductorOverhead¦Brokenwireonground
20-0034170 | Vegetation | Tree - fell into line | Crossarm, Wood | Broken, wire on ground | 2020 | Tier 3 - Extreme | Distribution Circuit | 3 | 15 | 2020-03-15 | 858792 | Sus | N | Vegetation¦Treefellintoline¦CrossarmWood¦Brokenwireonground
20-0035083 | Vegetation | Tree - fell into line | Conductor, Overhead | Broken, wire on ground | 2020 | Tier 3 - Extreme | Distribution Circuit | 3 | 22 | 2020-03-22 | 861456 | Sus | N | Vegetation¦Treefellintoline¦ConductorOverhead¦Brokenwireonground
20-0035617 | Equipment Failure/Involved | Overhead | Transformer | Failed/Faulted | 2020 | Tier 2 - Elevated | Transformer only | 3 | 24 | 2020-03-24 | 862851 | Sus | N | EquipmentFailureInvolved¦Overhead¦Transformer¦FailedFaulted
20-0038637 | 3rd Party | Vehicle | Pole-Wood | Broken | 2020 | Tier 3 - Extreme | Distribution Circuit | 4 | 5 | 2020-04-05 | 883189 | Sus | N | 3rdParty¦Vehicle¦PoleWood¦Broken
20-0039155 | Vegetation | Tree - fell into line | Conductor, Overhead | Broken, wire on ground | 2020 | Tier 2 - Elevated | Distribution Circuit | 4 | 7 | 2020-04-07 | 886612 | Sus | N | Vegetation¦Treefellintoline¦ConductorOverhead¦Brokenwireonground
20-0042507 | Animal | Bird found | Conductor, Overhead | Normal | 2020 | Tier 2 - Elevated | Distribution Circuit | 4 | 18 | 2020-04-18 | 897340 | Sus | N | Animal¦Birdfound¦ConductorOverhead¦Normal
20-0044465 | Unknown Cause | Patrol - found nothing |  |  | 2020 | Tier 2 - Elevated | Transmission line | 4 | 24 | 2020-04-24 | 900958 | Sus | N | UnknownCause¦Patrolfoundnothing¦¦
20-0044605 | Unknown Cause | Patrol - found nothing |  |  | 2020 | Tier 3 - Extreme | Transformer only | 4 | 25 | 2020-04-25 | 901601 | Sus | N | UnknownCause¦Patrolfoundnothing¦¦
20-0051173 | Vegetation | Tree - fell into line | Conductor, Overhead | Broken, wire on ground | 2020 | Tier 2 - Elevated | Distribution Circuit | 5 | 18 | 2020-05-18 | 915678 | Sus | Y | Vegetation¦Treefellintoline¦ConductorOverhead¦Brokenwireonground
20-0063695 | Equipment Failure/Involved | Electrical Overload | Circuit Breaker | Normal | 2020 | Tier 3 - Extreme | Generation | 6 | 22 | 2020-06-22 | 944485 | Sus | Y | EquipmentFailureInvolved¦ElectricalOverload¦CircuitBreaker¦Normal
20-0064296 | Unknown Cause | Patrol - found nothing |  |  | 2020 | Tier 2 - Elevated | Distribution Circuit | 6 | 24 | 2020-06-24 | 945867 | Sus | Y | UnknownCause¦Patrolfoundnothing¦¦
20-0065243 | Equipment Failure/Involved | Overhead | Transformer (OH) | Broken | 2020 | Tier 2 - Elevated | Transformer only | 6 | 26 | 2020-06-26 | 947868 | Sus | Y | EquipmentFailureInvolved¦Overhead¦Transformer(OH)¦Broken
20-0066045 | Equipment Failure/Involved | Overhead | Pole-Wood | Broken | 2020 | Tier 2 - Elevated | Distribution Circuit | 6 | 29 | 2020-06-29 | 951399 | Sus | Y | EquipmentFailureInvolved¦Overhead¦PoleWood¦Broken
20-0067506 | Vegetation | Tree - fell into line | Conductor, Overhead | Broken, wire on ground | 2020 | Tier 3 - Extreme | Distribution Circuit | 7 | 2 | 2020-07-02 | 956425 | Sus | Y | Vegetation¦Treefellintoline¦ConductorOverhead¦Brokenwireonground
20-0068209 | Equipment Failure/Involved | Overhead | Transformer | Failed/Faulted | 2020 | Tier 2 - Elevated | Transformer only | 7 | 3 | 2020-07-03 | 957308 | Sus | Y | EquipmentFailureInvolved¦Overhead¦Transformer¦FailedFaulted
20-0070000 | Unknown Cause | Patrol - found nothing |  |  | 2020 | Tier 3 - Extreme | Distribution Circuit | 7 | 9 | 2020-07-09 | 960710 | Sus | Y | UnknownCause¦Patrolfoundnothing¦¦
20-0074834 | Equipment Failure/Involved | Overhead | Connector or Splice (OH) | Broken | 2020 | Tier 2 - Elevated | Distribution Circuit | 7 | 22 | 2020-07-22 | 970159 | Sus | Y | EquipmentFailureInvolved¦Overhead¦ConnectororSplice(OH)¦Broken
20-0085340 | Vegetation | Tree - branch fell on line | Secondary | Broken, wire on ground | 2020 | Tier 3 - Extreme | Distribution Circuit | 8 | 16 | 2020-08-16 | 1014282 | Sus | Y | Vegetation¦Treebranchfellonline¦Secondary¦Brokenwireonground
20-0085677 | Vegetation | Tree - branch fell on line | Conductor, Overhead | Normal | 2020 | Tier 3 - Extreme | Distribution Circuit | 8 | 17 | 2020-08-17 | 1015972 | Sus | Y | Vegetation¦Treebranchfellonline¦ConductorOverhead¦Normal
20-0085887 | Environmental/External | Lightning | Transformer | Failed/Faulted | 2020 | Tier 2 - Elevated | Transformer only | 8 | 17 | 2020-08-17 | 1016675 | Sus | Y | EnvironmentalExternal¦Lightning¦Transformer¦FailedFaulted
20-0090289 | Environmental/External | Fire, Forest/Grass | Conductor, Overhead | Normal | 2020 | Tier 3 - Extreme | Distribution Circuit | 8 | 20 | 2020-08-20 | 1032649 | Sus | Y | EnvironmentalExternal¦FireForestGrass¦ConductorOverhead¦Normal
20-0090483 | Environmental/External | Fire, Forest/Grass | Pole-Wood | Burned/flashed | 2020 | Tier 3 - Extreme | Distribution Circuit | 8 | 19 | 2020-08-19 | 1033389 | Sus | Y | EnvironmentalExternal¦FireForestGrass¦PoleWood¦Burnedflashed
20-0093692 | Animal | Squirrel | Fuse | Burned Open | 2020 | Tier 2 - Elevated | Distribution Circuit | 9 | 5 | 2020-09-05 | 1055545 | Sus | Y | Animal¦Squirrel¦Fuse¦BurnedOpen
20-0094759 | Wildfire Mitigation | Public Safety Power Shut-off | Conductor, Overhead | Normal | 2020 | Tier 2 - Elevated | Distribution Circuit | 9 | 8 | 2020-09-08 | 1060526 | Sus | Y | WildfireMitigation¦PublicSafetyPowerShutoff¦ConductorOverhead¦Normal
20-0100665 | Equipment Failure/Involved | Overhead | Conductor, Overhead | Bent or Twisted | 2020 | Tier 3 - Extreme | Distribution Circuit | 9 | 23 | 2020-09-23 | 1089433 | Sus | Y | EquipmentFailureInvolved¦Overhead¦ConductorOverhead¦BentorTwisted
20-0110508 | Animal | Squirrel | Conductor, Overhead | Normal | 2020 | Tier 2 - Elevated | Distribution Circuit | 10 | 19 | 2020-10-19 | 1121178 | Sus | Y | Animal¦Squirrel¦ConductorOverhead¦Normal
20-0112723 | Wildfire Mitigation | Public Safety Power Shut-off | Crossarm, Wood | Broken | 2020 | Tier 2 - Elevated | Distribution Circuit | 10 | 25 | 2020-10-25 | 1126824 | Sus | Y | WildfireMitigation¦PublicSafetyPowerShutoff¦CrossarmWood¦Broken
20-0112799 | Wildfire Mitigation | Public Safety Power Shut-off | Conductor, Overhead | Normal | 2020 | Tier 2 - Elevated | Distribution Circuit | 10 | 25 | 2020-10-25 | 1124930 | Sus | Y | WildfireMitigation¦PublicSafetyPowerShutoff¦ConductorOverhead¦Normal
20-0114060 | 3rd Party | Dig in, 3rd party | Conductor, Underground | Broken | 2020 | Tier 3 - Extreme | Distribution Circuit | 10 | 27 | 2020-10-27 | 1130192 | Sus | Y | 3rdParty¦Digin3rdparty¦ConductorUnderground¦Broken
20-0115821 | Environmental/External | Fire, Forest/Grass | Pole-Wood | Burned/flashed | 2020 | Tier 3 - Extreme | Distribution Circuit | 9 | 27 | 2020-09-27 | 1120424 | Sus | Y | EnvironmentalExternal¦FireForestGrass¦PoleWood¦Burnedflashed
20-0118391 | Vegetation | Tree - fell into line | Conductor, Overhead | Broken, wire on ground | 2020 | Tier 3 - Extreme | Distribution Circuit | 11 | 8 | 2020-11-08 | 1139160 | Sus | Y | Vegetation¦Treefellintoline¦ConductorOverhead¦Brokenwireonground
20-0118409 | Equipment Failure/Involved | Overhead | Secondary | Broken, wire on ground | 2020 | Tier 3 - Extreme | Distribution Circuit | 11 | 8 | 2020-11-08 | 1139163 | Sus | Y | EquipmentFailureInvolved¦Overhead¦Secondary¦Brokenwireonground
20-0118722 | Animal | Bird found | Conductor, Overhead | Normal | 2020 | Tier 3 - Extreme | Distribution Circuit | 11 | 9 | 2020-11-09 | 1139931 | Sus | Y | Animal¦Birdfound¦ConductorOverhead¦Normal
20-0122213 | Equipment Failure/Involved | Fire, pole | Pole-Wood | Broken, wire on ground | 2020 | Tier 2 - Elevated | Distribution Circuit | 11 | 18 | 2020-11-18 | 1148100 | Sus | Y | EquipmentFailureInvolved¦Firepole¦PoleWood¦Brokenwireonground
21-0009880 | Vegetation | Tree - fell into line | Conductor, Overhead | Broken, wire on ground | 2021 | Tier 3 - Extreme | Distribution Circuit | 1 | 18 | 2021-01-18 | 1213187 | Sus | N | Vegetation¦Treefellintoline¦ConductorOverhead¦Brokenwireonground
21-0010806 | Unknown Cause | Patrol - found nothing |  |  | 2021 | Tier 2 - Elevated | Distribution Circuit | 1 | 19 | 2021-01-19 | 1215981 | Sus | N | UnknownCause¦Patrolfoundnothing¦¦
21-0013580 | Equipment Failure/Involved | Overhead | Crossarm, Wood | Broken | 2021 | Tier 2 - Elevated | Distribution Circuit | 1 | 25 | 2021-01-25 | 1223168 | Sus | N | EquipmentFailureInvolved¦Overhead¦CrossarmWood¦Broken
21-0013931 | Unknown Cause | Patrol - found nothing |  |  | 2021 | Tier 2 - Elevated | Distribution Circuit | 1 | 25 | 2021-01-25 | 1223981 | Sus | N | UnknownCause¦Patrolfoundnothing¦¦
21-0014908 | Vegetation | Tree - fell into line | Conductor, Overhead | Normal | 2021 | Tier 2 - Elevated | Distribution Circuit | 1 | 26 | 2021-01-26 | 1226350 | Sus | N | Vegetation¦Treefellintoline¦ConductorOverhead¦Normal
21-0015098 | Vegetation | Tree - bark fell into line | Conductor, Overhead | Normal | 2021 | Tier 3 - Extreme | Distribution Circuit | 1 | 26 | 2021-01-26 | 1227991 | Sus | N | Vegetation¦Treebarkfellintoline¦ConductorOverhead¦Normal
21-0017100 | Vegetation | Tree - branch fell on line | Conductor, Overhead | Broken, wire on ground | 2021 | Tier 3 - Extreme | Distribution Circuit | 1 | 28 | 2021-01-28 | 1238266 | Sus | N | Vegetation¦Treebranchfellonline¦ConductorOverhead¦Brokenwireonground
21-0017281 | Unknown Cause | Patrol - found nothing |  |  | 2021 | Tier 3 - Extreme | Distribution Circuit | 1 | 28 | 2021-01-28 | 1238749 | Sus | N | UnknownCause¦Patrolfoundnothing¦¦
21-0017931 | Unknown Cause | Patrol - found nothing |  |  | 2021 | Tier 2 - Elevated | Distribution Circuit | 1 | 28 | 2021-01-28 | 1240543 | Sus | N | UnknownCause¦Patrolfoundnothing¦¦
21-0018411 | Vegetation | Tree - fell into line | Pole-Wood | Broken | 2021 | Tier 3 - Extreme | Distribution Circuit | 1 | 27 | 2021-01-27 | 1241882 | Sus | N | Vegetation¦Treefellintoline¦PoleWood¦Broken
21-0019324 | Vegetation | Tree - fell into line | Crossarm, Wood | Broken, wire on ground | 2021 | Tier 3 - Extreme | Distribution Circuit | 1 | 26 | 2021-01-26 | 1243285 | Sus | N | Vegetation¦Treefellintoline¦CrossarmWood¦Brokenwireonground
21-0025658 | Vegetation | Tree - fell into line | Circuit Breaker | Normal | 2021 | Tier 2 - Elevated | Distribution Circuit | 2 | 15 | 2021-02-15 | 1255319 | Sus | N | Vegetation¦Treefellintoline¦CircuitBreaker¦Normal
21-0027397 | Equipment Failure/Involved | Overhead | Other | Broken | 2021 | Tier 3 - Extreme | Distribution Circuit | 2 | 19 | 2021-02-19 | 1257982 | Sus | N | EquipmentFailureInvolved¦Overhead¦Other¦Broken
21-0030372 | 3rd Party | Vehicle | Pole-Wood | Broken, wire on ground | 2021 | Tier 2 - Elevated | Transformer only | 2 | 27 | 2021-02-27 | 1263998 | Sus | N | 3rdParty¦Vehicle¦PoleWood¦Brokenwireonground
21-0035299 | Company Initiated | Coordination failure | Transformer | Failed/Faulted | 2021 | Tier 3 - Extreme | Transformer only | 3 | 11 | 2021-03-11 | 1278658 | Sus | N | CompanyInitiated¦Coordinationfailure¦Transformer¦FailedFaulted
21-0036139 | Equipment Failure/Involved | Overhead | Transformer (OH) | Burned/flashed | 2021 | Tier 2 - Elevated | Distribution Circuit | 3 | 13 | 2021-03-13 | 1281309 | Sus | N | EquipmentFailureInvolved¦Overhead¦Transformer(OH)¦Burnedflashed
21-0039994 | Vegetation | Tree - branch fell on line | Service conductor | Broken | 2021 | Tier 2 - Elevated | Transformer only | 3 | 23 | 2021-03-23 | 1293783 | Sus | N | Vegetation¦Treebranchfellonline¦Serviceconductor¦Broken
21-0041683 | Animal | Bird found | Conductor, Overhead | Normal | 2021 | Tier 2 - Elevated | Distribution Circuit | 3 | 26 | 2021-03-26 | 1300035 | Sus | N | Animal¦Birdfound¦ConductorOverhead¦Normal
21-0043460 | Unknown Cause | Patrol - found nothing |  |  | 2021 | Tier 2 - Elevated | Distribution Circuit | 3 | 31 | 2021-03-31 | 1304622 | Sus | N | UnknownCause¦Patrolfoundnothing¦¦
21-0048218 | Unknown Cause | Patrol - found nothing |  |  | 2021 | Tier 3 - Extreme | Distribution Circuit | 4 | 13 | 2021-04-13 | 1315594 | Sus | N | UnknownCause¦Patrolfoundnothing¦¦
21-0050814 | 3rd Party | Tree - cutting, 3rd party | Conductor, Overhead | Normal | 2021 | Tier 3 - Extreme | Distribution Circuit | 4 | 20 | 2021-04-20 | 1324869 | Sus | N | 3rdParty¦Treecutting3rdparty¦ConductorOverhead¦Normal
21-0059023 | Unknown Cause | Patrol - found nothing |  |  | 2021 | Tier 2 - Elevated | Distribution Circuit | 5 | 9 | 2021-05-09 | 1344522 | Sus | Y | UnknownCause¦Patrolfoundnothing¦¦
21-0063039 | Company Initiated | Improper Construction | Jumper |  | 2021 | Tier 3 - Extreme | Transformer only | 5 | 18 | 2021-05-18 | 1352802 | Sus | Y | CompanyInitiated¦ImproperConstruction¦Jumper¦
21-0067991 | Equipment Failure/Involved | Overhead | Fuse | Normal | 2021 | Tier 2 - Elevated | Distribution Circuit | 5 | 31 | 2021-05-31 | 1362193 | Sus | Y | EquipmentFailureInvolved¦Overhead¦Fuse¦Normal
21-0070367 | Unknown Cause | Patrol - found nothing |  |  | 2021 | Tier 2 - Elevated | Distribution Circuit | 6 | 5 | 2021-06-05 | 1366125 | Sus | Y | UnknownCause¦Patrolfoundnothing¦¦
21-0075828 | Vegetation | Tree - branch fell on line | Transformer | Broken, wire on ground | 2021 | Tier 2 - Elevated | Transformer only | 6 | 17 | 2021-06-17 | 1376642 | Sus | Y | Vegetation¦Treebranchfellonline¦Transformer¦Brokenwireonground
21-0080967 | Equipment Failure/Involved | Overhead | Transformer (OH) | Broken | 2021 | Tier 3 - Extreme | Transformer only | 6 | 28 | 2021-06-28 | 1387276 | Sus | Y | EquipmentFailureInvolved¦Overhead¦Transformer(OH)¦Broken
21-0085587 | Equipment Failure/Involved | Overhead | Transformer (OH) | Failed/Faulted | 2021 | Tier 2 - Elevated | Transformer only | 7 | 6 | 2021-07-06 | 1393081 | Sus | Y | EquipmentFailureInvolved¦Overhead¦Transformer(OH)¦FailedFaulted
21-0091210 | Unknown Cause | Patrol - found nothing |  |  | 2021 | Tier 2 - Elevated | Distribution Circuit | 7 | 17 | 2021-07-17 | 1406602 | Sus | Y | UnknownCause¦Patrolfoundnothing¦¦
21-0104732 | Unknown Cause | Patrol - found nothing |  |  | 2021 | Tier 2 - Elevated | Transformer only | 8 | 14 | 2021-08-14 | 1443044 | Sus | Y | UnknownCause¦Patrolfoundnothing¦¦
21-0106020 | Vegetation | Tree - branch fell on line | Conductor, Overhead | Broken, wire on ground | 2021 | Tier 2 - Elevated | Distribution Circuit | 8 | 17 | 2021-08-17 | 1445387 | Sus | Y | Vegetation¦Treebranchfellonline¦ConductorOverhead¦Brokenwireonground
21-0117617 | Equipment Failure/Involved | Overhead | Transformer (OH) | Broken | 2021 | Tier 2 - Elevated | Transformer only | 9 | 14 | 2021-09-14 | 1471995 | Sus | Y | EquipmentFailureInvolved¦Overhead¦Transformer(OH)¦Broken
21-0119221 | Unknown Cause | Patrol - not conducted |  |  | 2021 | Tier 2 - Elevated | Distribution Circuit | 9 | 18 | 2021-09-18 | 1474288 | Sus | Y | UnknownCause¦Patrolnotconducted¦¦
21-0119256 | Unknown Cause | Patrol - found nothing |  |  | 2021 | Tier 2 - Elevated | Distribution Circuit | 9 | 18 | 2021-09-18 | 1474317 | Sus | Y | UnknownCause¦Patrolfoundnothing¦¦
21-0123180 | Equipment Failure/Involved | Overhead | Transformer (OH) | Failed/Faulted | 2021 | Tier 2 - Elevated | Transformer only | 9 | 28 | 2021-09-28 | 1482238 | Sus | Y | EquipmentFailureInvolved¦Overhead¦Transformer(OH)¦FailedFaulted
21-0126480 | Equipment Failure/Involved | Overhead | Connector or Splice (OH) | Broken | 2021 | Tier 2 - Elevated | Transformer only | 10 | 6 | 2021-10-06 | 1488212 | Sus | Y | EquipmentFailureInvolved¦Overhead¦ConnectororSplice(OH)¦Broken
21-0126482 | Unknown Cause | Patrol - found nothing |  |  | 2021 | Tier 2 - Elevated | Distribution Circuit | 10 | 6 | 2021-10-06 | 1488390 | Sus | Y | UnknownCause¦Patrolfoundnothing¦¦
21-0129500 | Unknown Cause | Patrol - found nothing |  |  | 2021 | Tier 3 - Extreme | Distribution Circuit | 10 | 11 | 2021-10-11 | 1494832 | Sus | Y | UnknownCause¦Patrolfoundnothing¦¦
21-0137721 | Unknown Cause | Patrol - found nothing |  |  | 2021 | Tier 3 - Extreme | Distribution Circuit | 10 | 24 | 2021-10-24 | 1514972 | Sus | Y | UnknownCause¦Patrolfoundnothing¦¦
21-0140796 | Unknown Cause | Patrol - found nothing |  |  | 2021 | Tier 2 - Elevated | Transformer only | 11 | 1 | 2021-11-01 | 1527344 | Sus | Y | UnknownCause¦Patrolfoundnothing¦¦
21-0152290 | Unknown Cause | Patrol - found nothing |  |  | 2021 | Tier 2 - Elevated | Distribution Circuit | 11 | 28 | 2021-11-28 | 1555204 | Sus | Y | UnknownCause¦Patrolfoundnothing¦¦
21-0156246 | Equipment Failure/Involved | Overhead | Lightning Arrestor | Normal | 2021 | Tier 2 - Elevated | Transformer only | 12 | 9 | 2021-12-09 | 1562800 | Sus | N | EquipmentFailureInvolved¦Overhead¦LightningArrestor¦Normal
21-0156911 | Vegetation | Tree - branch fell on line | Conductor, Overhead | Normal | 2021 | Tier 3 - Extreme | Distribution Circuit | 12 | 13 | 2021-12-13 | 1565629 | Sus | N | Vegetation¦Treebranchfellonline¦ConductorOverhead¦Normal
21-0160283 | Vegetation | Tree - fell into line | Conductor, Overhead | Broken, wire on ground | 2021 | Tier 2 - Elevated | Distribution Circuit | 12 | 23 | 2021-12-23 | 1579892 | Sus | N | Vegetation¦Treefellintoline¦ConductorOverhead¦Brokenwireonground
21-0161136 | Vegetation | Tree - fell into line | Pole-Wood | Broken, wire on ground | 2021 | Tier 2 - Elevated | Distribution Circuit | 12 | 27 | 2021-12-27 | 1585848 | Sus | N | Vegetation¦Treefellintoline¦PoleWood¦Brokenwireonground
21-0161314 | Unknown Cause | Patrol - found nothing |  |  | 2021 | Tier 2 - Elevated | Distribution Circuit | 12 | 27 | 2021-12-27 | 1585769 | Sus | N | UnknownCause¦Patrolfoundnothing¦¦
21-0161488 | Vegetation | Tree - fell into line | Conductor, Overhead | Broken, wire on ground | 2021 | Tier 3 - Extreme | Distribution Circuit | 12 | 29 | 2021-12-29 | 1587908 | Sus | N | Vegetation¦Treefellintoline¦ConductorOverhead¦Brokenwireonground
21-0161945 | Vegetation | Tree - fell into line | Pole-Wood | Broken, wire on ground | 2021 | Tier 3 - Extreme | Distribution Circuit | 12 | 27 | 2021-12-27 | 1590421 | Sus | N | Vegetation¦Treefellintoline¦PoleWood¦Brokenwireonground
21-0162057 | Vegetation | Tree - fell into line | Conductor, Overhead | Broken, wire on ground | 2021 | Tier 2 - Elevated | Distribution Circuit | 12 | 27 | 2021-12-27 | 1583338 | Sus | N | Vegetation¦Treefellintoline¦ConductorOverhead¦Brokenwireonground
22-0006861 | Vegetation | Tree - fell into line | Conductor, Overhead | Broken, wire on ground | 2022 | Tier 2 - Elevated | Distribution Circuit | 1 | 4 | 2022-01-04 | 1594743 | Sus | N | Vegetation¦Treefellintoline¦ConductorOverhead¦Brokenwireonground
22-0007641 | Vegetation | Tree - fell into line | Conductor, Overhead | Together | 2022 | Tier 2 - Elevated | Distribution Circuit | 1 | 8 | 2022-01-08 | 1598218 | Sus | N | Vegetation¦Treefellintoline¦ConductorOverhead¦Together
22-0007697 | Environmental/External | Ice or snow | Conductor, Overhead | Broken, wire on ground | 2021 | Tier 3 - Extreme | Distribution Circuit | 12 | 27 | 2021-12-27 | 1598423 | Sus | N | EnvironmentalExternal¦Iceorsnow¦ConductorOverhead¦Brokenwireonground
22-0008836 | Unknown Cause | Patrol - found nothing |  |  | 2022 | Tier 2 - Elevated | Distribution Circuit | 1 | 12 | 2022-01-12 | 1600631 | Sus | N | UnknownCause¦Patrolfoundnothing¦¦
22-0012532 | Vegetation | Tree - branch fell on line | Conductor, Overhead | Normal | 2022 | Tier 3 - Extreme | Distribution Circuit | 1 | 21 | 2022-01-21 | 1607425 | Sus | N | Vegetation¦Treebranchfellonline¦ConductorOverhead¦Normal
22-0013015 | Equipment Failure/Involved | Overhead | Crossarm, Wood | Broken | 2022 | Tier 2 - Elevated | Distribution Circuit | 1 | 22 | 2022-01-22 | 1609200 | Sus | N | EquipmentFailureInvolved¦Overhead¦CrossarmWood¦Broken
22-0014600 | Vegetation | Tree - fell into line | Switch (UG) | Broken | 2022 | Tier 3 - Extreme | Distribution Circuit | 1 | 26 | 2022-01-26 | 1612884 | Sus | N | Vegetation¦Treefellintoline¦Switch(UG)¦Broken
22-0026287 | Vegetation | Tree - cutting, PG&E contractor | Conductor, Overhead | Normal | 2022 | Tier 2 - Elevated | Distribution Circuit | 2 | 24 | 2022-02-24 | 1635784 | Sus | N | Vegetation¦TreecuttingPG&Econtractor¦ConductorOverhead¦Normal
22-0033633 | Vegetation | Tree - fell into line | Conductor, Overhead | Normal | 2022 | Tier 2 - Elevated | Distribution Circuit | 3 | 14 | 2022-03-14 | 1648297 | Sus | N | Vegetation¦Treefellintoline¦ConductorOverhead¦Normal
22-0039596 | Equipment Failure/Involved | Overhead | Pothead(Riser Termination) | Burned/flashed | 2022 | Tier 2 - Elevated | Distribution Circuit | 3 | 29 | 2022-03-29 | 1659305 | Sus | N | EquipmentFailureInvolved¦Overhead¦Pothead(RiserTermination)¦Burnedflashed
22-0042614 | Equipment Failure/Involved | Overhead | Jumper | Broken | 2022 | Tier 2 - Elevated | Transformer only | 4 | 4 | 2022-04-04 | 1662895 | Sus | N | EquipmentFailureInvolved¦Overhead¦Jumper¦Broken
22-0043373 | Equipment Failure/Involved | Overhead | Connector or Splice (OH) | Broken | 2022 | Tier 2 - Elevated | Transformer only | 4 | 6 | 2022-04-06 | 1663852 | Sus | N | EquipmentFailureInvolved¦Overhead¦ConnectororSplice(OH)¦Broken
22-0043927 | Equipment Failure/Involved | Overhead | Transformer (OH) | Failed/Faulted | 2022 | Tier 2 - Elevated | Transformer only | 4 | 7 | 2022-04-07 | 1664845 | Sus | N | EquipmentFailureInvolved¦Overhead¦Transformer(OH)¦FailedFaulted
22-0045177 | Unknown Cause | Patrol - found nothing |  |  | 2022 | Tier 3 - Extreme | Distribution Circuit | 4 | 10 | 2022-04-10 | 1667672 | Sus | N | UnknownCause¦Patrolfoundnothing¦¦
22-0050648 | Equipment Failure/Involved | Overhead | Insulator | Broken | 2022 | Tier 3 - Extreme | Distribution Circuit | 4 | 16 | 2022-04-16 | 1674699 | Sus | N | EquipmentFailureInvolved¦Overhead¦Insulator¦Broken
22-0053800 | Unknown Cause | Patrol - not conducted |  |  | 2022 | Tier 3 - Extreme | Transmission line | 4 | 24 | 2022-04-24 | 1680525 | Sus | N | UnknownCause¦Patrolnotconducted¦¦
22-0054865 | Vegetation | Tree - fell into line | Conductor, Overhead | Broken, wire on ground | 2022 | Tier 2 - Elevated | Distribution Circuit | 4 | 27 | 2022-04-27 | 1682231 | Sus | N | Vegetation¦Treefellintoline¦ConductorOverhead¦Brokenwireonground
22-0065293 | Vegetation | Tree - branch fell on line | Transformer (OH) | Broken | 2022 | Tier 2 - Elevated | Distribution Circuit | 5 | 23 | 2022-05-23 | 1708112 | Sus | Y | Vegetation¦Treebranchfellonline¦Transformer(OH)¦Broken
22-0073167 | Equipment Failure/Involved | Overhead | Recloser | Malfunctioning | 2022 | Tier 2 - Elevated | Distribution Circuit | 6 | 11 | 2022-06-11 | 1728317 | Sus | Y | EquipmentFailureInvolved¦Overhead¦Recloser¦Malfunctioning
22-0077922 | Equipment Failure/Involved | Overhead | Connector or Splice (OH) | Deteriorated | 2022 | Tier 2 - Elevated | Transformer only | 6 | 23 | 2022-06-23 | 1740329 | Sus | Y | EquipmentFailureInvolved¦Overhead¦ConnectororSplice(OH)¦Deteriorated
22-0078002 | Vegetation | Tree - fell into line | Conductor, Overhead | Broken, wire on ground | 2022 | Tier 3 - Extreme | Distribution Circuit | 6 | 23 | 2022-06-23 | 1740660 | Sus | Y | Vegetation¦Treefellintoline¦ConductorOverhead¦Brokenwireonground
22-0080739 | Vegetation | Tree - fell into line | Secondary | Normal | 2022 | Tier 3 - Extreme | Transformer only | 6 | 30 | 2022-06-30 | 1746530 | Sus | Y | Vegetation¦Treefellintoline¦Secondary¦Normal
22-0087091 | Unknown Cause | Patrol - found nothing |  |  | 2022 | Tier 2 - Elevated | Distribution Circuit | 7 | 19 | 2022-07-19 | 1760318 | Sus | Y | UnknownCause¦Patrolfoundnothing¦¦
22-0094189 | Equipment Failure/Involved | Underground | Transformer (UG) | Deteriorated | 2022 | Tier 2 - Elevated | Distribution Circuit | 8 | 5 | 2022-08-05 | 1774112 | Sus | Y | EquipmentFailureInvolved¦Underground¦Transformer(UG)¦Deteriorated
22-0095421 | Vegetation | Tree - grew into line | Conductor, Overhead | Normal | 2022 | Tier 2 - Elevated | Distribution Circuit | 8 | 9 | 2022-08-09 | 1777021 | Sus | Y | Vegetation¦Treegrewintoline¦ConductorOverhead¦Normal
22-0097837 | Equipment Failure/Involved | Substation | Generator | Malfunctioning | 2022 | Tier 2 - Elevated | Distribution Circuit | 8 | 16 | 2022-08-16 | 1781847 | Sus | Y | EquipmentFailureInvolved¦Substation¦Generator¦Malfunctioning
22-0106802 | Equipment Failure/Involved | Electrical Overload | Recloser | Normal | 2022 | Tier 3 - Extreme | Distribution Circuit | 9 | 6 | 2022-09-06 | 1802727 | Sus | Y | EquipmentFailureInvolved¦ElectricalOverload¦Recloser¦Normal
22-0109533 | Unknown Cause | Patrol - found nothing |  |  | 2022 | Tier 2 - Elevated | Distribution Circuit | 9 | 13 | 2022-09-13 | 1809638 | Sus | Y | UnknownCause¦Patrolfoundnothing¦¦
22-0111816 | Vegetation | Tree - branch fell on line | Conductor, Overhead | Normal | 2022 | Tier 3 - Extreme | Distribution Circuit | 9 | 18 | 2022-09-18 | 1815496 | Sus | Y | Vegetation¦Treebranchfellonline¦ConductorOverhead¦Normal
22-0112130 | Unknown Cause | Patrol - found nothing | Fuse | Failed/Faulted | 2022 | Tier 2 - Elevated | Distribution Circuit | 9 | 19 | 2022-09-19 | 1816159 | Sus | Y | UnknownCause¦Patrolfoundnothing¦Fuse¦FailedFaulted
22-0120465 | Unknown Cause | Patrol - found nothing |  |  | 2022 | Tier 3 - Extreme | Distribution Circuit | 10 | 12 | 2022-10-12 | 1835413 | Sus | Y | UnknownCause¦Patrolfoundnothing¦¦
22-0121929 | Animal | Squirrel | Fuse | Failed/Faulted | 2022 | Tier 3 - Extreme | Transformer only | 10 | 16 | 2022-10-16 | 1838436 | Sus | Y | Animal¦Squirrel¦Fuse¦FailedFaulted
22-0127572 | Equipment Failure/Involved | Overhead | Connector or Splice (OH) | Broken | 2022 | Tier 2 - Elevated | Distribution Circuit | 11 | 3 | 2022-11-03 | 1852792 | Sus | Y | EquipmentFailureInvolved¦Overhead¦ConnectororSplice(OH)¦Broken
22-0128461 | Vegetation | Tree - branch fell on line | Conductor, Overhead | Broken, wire on ground | 2022 | Tier 3 - Extreme | Distribution Circuit | 11 | 7 | 2022-11-07 | 1855764 | Sus | Y | Vegetation¦Treebranchfellonline¦ConductorOverhead¦Brokenwireonground
22-0128937 | Vegetation | Tree - branch fell on line | Conductor, Overhead | Normal | 2022 | Tier 3 - Extreme | Distribution Circuit | 11 | 8 | 2022-11-08 | 1857075 | Sus | Y | Vegetation¦Treebranchfellonline¦ConductorOverhead¦Normal
22-0134104 | Environmental/External | Lightning | Transformer (OH) | Failed/Faulted | 2022 | Tier 2 - Elevated | Transformer only | 11 | 25 | 2022-11-25 | 1869043 | Sus | Y | EnvironmentalExternal¦Lightning¦Transformer(OH)¦FailedFaulted
22-0138373 | Unknown Cause | Patrol - found nothing |  |  | 2022 | Tier 2 - Elevated | Transmission line | 12 | 10 | 2022-12-10 | 1882150 | Sus | N | UnknownCause¦Patrolfoundnothing¦¦
15-0010850 | Vegetation | Tree - branch fell on line | Conductor, Overhead | Arcing | 2015 | Tier 2 - Elevated | Distribution Circuit | 2 | 6 | 2015-02-06 | 1179510 | Sus | N | Vegetation¦Treebranchfellonline¦ConductorOverhead¦Arcing
15-0011147 | Vegetation | Tree - fell into line | Conductor, Overhead | Broken, wire on ground | 2015 | Tier 2 - Elevated | Distribution Circuit | 2 | 6 | 2015-02-06 | 1180961 | Sus | N | Vegetation¦Treefellintoline¦ConductorOverhead¦Brokenwireonground
15-0011868 | Vegetation | Tree - fell into line | Pole-Wood | Broken | 2015 | Tier 2 - Elevated | Distribution Circuit | 2 | 8 | 2015-02-08 | 1184306 | Sus | N | Vegetation¦Treefellintoline¦PoleWood¦Broken
15-0025612 | Equipment Failure/Involved | Lightning | Transformer | Burned/flashed | 2015 | Tier 3 - Extreme | Transformer only | 4 | 9 | 2015-04-09 | 1216484 | Sus | N | EquipmentFailureInvolved¦Lightning¦Transformer¦Burnedflashed
15-0029575 | Unknown Cause | Patrol - found nothing |  |  | 2015 | Tier 2 - Elevated | Transformer only | 4 | 25 | 2015-04-25 | 1224976 | Sus | N | UnknownCause¦Patrolfoundnothing¦¦
15-0036211 | Environmental/External | Lightning | Transformer | Failed/Faulted | 2015 | Tier 3 - Extreme | Transformer only | 5 | 24 | 2015-05-24 | 1238970 | Sus | Y | EnvironmentalExternal¦Lightning¦Transformer¦FailedFaulted
15-0038951 | Environmental/External | Lightning | Transformer (OH) | Failed/Faulted | 2015 | Tier 3 - Extreme | Transformer only | 6 | 5 | 2015-06-05 | 1244463 | Sus | Y | EnvironmentalExternal¦Lightning¦Transformer(OH)¦FailedFaulted
15-0038959 | Environmental/External | Lightning | Transformer (OH) | Failed/Faulted | 2015 | Tier 3 - Extreme | Transformer only | 6 | 5 | 2015-06-05 | 1244591 | Sus | Y | EnvironmentalExternal¦Lightning¦Transformer(OH)¦FailedFaulted
15-0039156 | Equipment Failure/Involved | Overhead | Transformer | Failed/Faulted | 2015 | Tier 2 - Elevated | Transformer only | 6 | 7 | 2015-06-07 | 1245274 | Sus | Y | EquipmentFailureInvolved¦Overhead¦Transformer¦FailedFaulted
15-0039905 | Environmental/External | Lightning | Pole-Wood | Burned/flashed | 2015 | Tier 2 - Elevated | Transformer only | 6 | 9 | 2015-06-09 | 1247958 | Sus | Y | EnvironmentalExternal¦Lightning¦PoleWood¦Burnedflashed
15-0040164 | Environmental/External | Lightning | Conductor, Overhead | Normal | 2015 | Tier 2 - Elevated | Distribution Circuit | 6 | 10 | 2015-06-10 | 1248624 | Sus | Y | EnvironmentalExternal¦Lightning¦ConductorOverhead¦Normal
15-0046412 | Environmental/External | Lightning | Fuse | Failed/Faulted | 2015 | Tier 2 - Elevated | Distribution Circuit | 7 | 8 | 2015-07-08 | 1265097 | Sus | Y | EnvironmentalExternal¦Lightning¦Fuse¦FailedFaulted
15-0046651 | Environmental/External | Lightning | Transformer (OH) | Burned/flashed | 2015 | Tier 2 - Elevated | Distribution Circuit | 7 | 9 | 2015-07-09 | 1265734 | Sus | Y | EnvironmentalExternal¦Lightning¦Transformer(OH)¦Burnedflashed
15-0052174 | Equipment Failure/Involved | Overhead | Transformer (OH) | Broken | 2015 | Tier 2 - Elevated | Distribution Circuit | 8 | 2 | 2015-08-02 | 1281593 | Sus | Y | EquipmentFailureInvolved¦Overhead¦Transformer(OH)¦Broken
15-0056294 | Equipment Failure/Involved | Underground | Conductor, Underground | Broken | 2015 | Tier 2 - Elevated | Distribution Circuit | 8 | 20 | 2015-08-20 | 1292000 | Sus | Y | EquipmentFailureInvolved¦Underground¦ConductorUnderground¦Broken
15-0060527 | 3rd Party | Tree - cutting, 3rd party | Conductor, Overhead | Normal | 2015 | Tier 2 - Elevated | Distribution Circuit | 9 | 10 | 2015-09-10 | 1303340 | Sus | Y | 3rdParty¦Treecutting3rdparty¦ConductorOverhead¦Normal
15-0061328 | Equipment Failure/Involved | Overhead | Transformer | Failed/Faulted | 2015 | Tier 3 - Extreme | Transformer only | 9 | 14 | 2015-09-14 | 1305649 | Sus | Y | EquipmentFailureInvolved¦Overhead¦Transformer¦FailedFaulted
15-0061796 | Equipment Failure/Involved | Overhead | Conductor, Overhead | Together | 2015 | Tier 2 - Elevated | Distribution Circuit | 9 | 16 | 2015-09-16 | 1307098 | Sus | Y | EquipmentFailureInvolved¦Overhead¦ConductorOverhead¦Together
15-0068716 | Unknown Cause | Patrol - found nothing |  |  | 2015 | Tier 2 - Elevated | Distribution Circuit | 10 | 7 | 2015-10-07 | 1318243 | Sus | Y | UnknownCause¦Patrolfoundnothing¦¦
15-0071339 | Environmental/External | Lightning | Transformer | Failed/Faulted | 2015 | Tier 2 - Elevated | Transformer only | 10 | 17 | 2015-10-17 | 1324165 | Sus | Y | EnvironmentalExternal¦Lightning¦Transformer¦FailedFaulted
15-0071353 | Environmental/External | Lightning | Fuse | Failed/Faulted | 2015 | Tier 2 - Elevated | Distribution Circuit | 10 | 17 | 2015-10-17 | 1324007 | Sus | Y | EnvironmentalExternal¦Lightning¦Fuse¦FailedFaulted
15-0073203 | Animal | Bird found | Fuse | Failed/Faulted | 2015 | Tier 2 - Elevated | Distribution Circuit | 10 | 25 | 2015-10-25 | 1328885 | Sus | Y | Animal¦Birdfound¦Fuse¦FailedFaulted
15-0083289 | Vegetation | Tree - fell into line | Conductor, Overhead | Broken, wire on ground | 2015 | Tier 2 - Elevated | Distribution Circuit | 12 | 7 | 2015-12-07 | 1355339 | Sus | N | Vegetation¦Treefellintoline¦ConductorOverhead¦Brokenwireonground
15-0083861 | Unknown Cause | Patrol - found nothing |  |  | 2015 | Tier 3 - Extreme | Distribution Circuit | 12 | 10 | 2015-12-10 | 1357155 | Sus | N | UnknownCause¦Patrolfoundnothing¦¦
15-0084034 | Unknown Cause | Patrol - found nothing |  |  | 2015 | Tier 3 - Extreme | Distribution Circuit | 12 | 10 | 2015-12-10 | 1357986 | Sus | N | UnknownCause¦Patrolfoundnothing¦¦
15-0084846 | Vegetation | Tree - fell into line | Transformer | Deteriorated | 2015 | Tier 3 - Extreme | Transformer only | 12 | 13 | 2015-12-13 | 1362092 | Sus | N | Vegetation¦Treefellintoline¦Transformer¦Deteriorated
15-0086329 | Vegetation | Tree - fell into line | Conductor, Overhead | On Ground | 2015 | Tier 2 - Elevated | Distribution Circuit | 12 | 20 | 2015-12-20 | 1367215 | Sus | N | Vegetation¦Treefellintoline¦ConductorOverhead¦OnGround
15-0087055 | Vegetation | Tree - fell into line | Conductor, Overhead | Arcing | 2015 | Tier 2 - Elevated | Distribution Circuit | 12 | 24 | 2015-12-24 | 1370700 | Sus | N | Vegetation¦Treefellintoline¦ConductorOverhead¦Arcing
15-0087522 | Equipment Failure/Involved | Overhead | Transformer | Failed/Faulted | 2015 | Tier 2 - Elevated | Transformer only | 12 | 27 | 2015-12-27 | 1372533 | Sus | N | EquipmentFailureInvolved¦Overhead¦Transformer¦FailedFaulted
15-0087792 | Unknown Cause | Patrol - found nothing |  |  | 2015 | Tier 2 - Elevated | Distribution Circuit | 12 | 29 | 2015-12-29 | 1374399 | Sus | N | UnknownCause¦Patrolfoundnothing¦¦
16-0002512 | Equipment Failure/Involved | Overhead | Transformer (OH) | Failed/Faulted | 2016 | Tier 2 - Elevated | Transformer only | 1 | 2 | 2016-01-02 | 1375966 | Sus | N | EquipmentFailureInvolved¦Overhead¦Transformer(OH)¦FailedFaulted
16-0003274 | Unknown Cause | Patrol - not conducted |  |  | 2016 | Tier 3 - Extreme | Distribution Circuit | 1 | 6 | 2016-01-06 | 1378067 | Sus | N | UnknownCause¦Patrolnotconducted¦¦
16-0003682 | Vegetation | Tree - branch fell on line | Secondary | Together | 2016 | Tier 2 - Elevated | Distribution Circuit | 1 | 7 | 2016-01-07 | 1379233 | Sus | N | Vegetation¦Treebranchfellonline¦Secondary¦Together
16-0004947 | Vegetation | Tree - branch fell on line | Conductor, Overhead | Arcing | 2016 | Tier 3 - Extreme | Distribution Circuit | 1 | 13 | 2016-01-13 | 1382538 | Sus | N | Vegetation¦Treebranchfellonline¦ConductorOverhead¦Arcing
16-0008081 | Equipment Failure/Involved | Overhead | Conductor, Overhead | Broken | 2016 | Tier 2 - Elevated | Transformer only | 1 | 25 | 2016-01-25 | 1391812 | Sus | N | EquipmentFailureInvolved¦Overhead¦ConductorOverhead¦Broken
16-0008145 | Unknown Cause | Patrol - found nothing |  |  | 2016 | Tier 2 - Elevated | Distribution Circuit | 1 | 25 | 2016-01-25 | 1391869 | Sus | N | UnknownCause¦Patrolfoundnothing¦¦
16-0009809 | Equipment Failure/Involved | Overhead | Transformer (OH) | Failed/Faulted | 2016 | Tier 2 - Elevated | Distribution Circuit | 1 | 31 | 2016-01-31 | 1395718 | Sus | N | EquipmentFailureInvolved¦Overhead¦Transformer(OH)¦FailedFaulted
16-0013527 | Vegetation | Tree - fell into line | Pole-Wood | Broken, wire on ground | 2016 | Tier 2 - Elevated | Distribution Circuit | 2 | 17 | 2016-02-17 | 1406999 | Sus | N | Vegetation¦Treefellintoline¦PoleWood¦Brokenwireonground
16-0013721 | Unknown Cause | Patrol - found nothing |  |  | 2016 | Tier 3 - Extreme | Distribution Circuit | 2 | 17 | 2016-02-17 | 1406848 | Sus | N | UnknownCause¦Patrolfoundnothing¦¦
16-0014320 | Environmental/External | Lightning | Transformer (OH) | Failed/Faulted | 2016 | Tier 2 - Elevated | Transformer only | 2 | 19 | 2016-02-19 | 1409541 | Sus | N | EnvironmentalExternal¦Lightning¦Transformer(OH)¦FailedFaulted
16-0015933 | Equipment Failure/Involved | Overhead | Transformer | Failed/Faulted | 2016 | Tier 2 - Elevated | Transformer only | 2 | 26 | 2016-02-26 | 1412786 | Sus | N | EquipmentFailureInvolved¦Overhead¦Transformer¦FailedFaulted
16-0016983 | Animal | Bird found | Conductor, Overhead | Normal | 2016 | Tier 2 - Elevated | Distribution Circuit | 3 | 3 | 2016-03-03 | 1415141 | Sus | N | Animal¦Birdfound¦ConductorOverhead¦Normal
16-0018935 | Equipment Failure/Involved | Overhead | Transformer | Failed/Faulted | 2016 | Tier 2 - Elevated | Transformer only | 3 | 7 | 2016-03-07 | 1423755 | Sus | N | EquipmentFailureInvolved¦Overhead¦Transformer¦FailedFaulted
16-0020376 | Equipment Failure/Involved | Overhead | Insulator | Broken, wire on ground | 2016 | Tier 2 - Elevated | Distribution Circuit | 3 | 11 | 2016-03-11 | 1427284 | Sus | N | EquipmentFailureInvolved¦Overhead¦Insulator¦Brokenwireonground
16-0021802 | Unknown Cause | Patrol - found nothing |  |  | 2016 | Tier 3 - Extreme | Distribution Circuit | 3 | 16 | 2016-03-16 | 1432314 | Sus | N | UnknownCause¦Patrolfoundnothing¦¦
16-0030450 | Vegetation | Tree - branch fell on line | Conductor, Overhead | Together | 2016 | Tier 2 - Elevated | Distribution Circuit | 4 | 22 | 2016-04-22 | 1455433 | Sus | N | Vegetation¦Treebranchfellonline¦ConductorOverhead¦Together
16-0030453 | Unknown Cause | Patrol - not conducted |  |  | 2016 | Tier 2 - Elevated | Distribution Circuit | 4 | 22 | 2016-04-22 | 1455427 | Sus | N | UnknownCause¦Patrolnotconducted¦¦
16-0031100 | Unknown Cause | Patrol - not conducted |  |  | 2016 | Tier 3 - Extreme | Distribution Circuit | 4 | 24 | 2016-04-24 | 1457483 | Sus | N | UnknownCause¦Patrolnotconducted¦¦
16-0031754 | Unknown Cause | Patrol - found nothing |  |  | 2016 | Tier 2 - Elevated | Distribution Circuit | 4 | 26 | 2016-04-26 | 1459700 | Sus | N | UnknownCause¦Patrolfoundnothing¦¦
16-0033309 | Equipment Failure/Involved | Overhead | Transformer | Failed/Faulted | 2016 | Tier 3 - Extreme | Transformer only | 5 | 2 | 2016-05-02 | 1463382 | Sus | Y | EquipmentFailureInvolved¦Overhead¦Transformer¦FailedFaulted
16-0033372 | Vegetation | Tree - fell into line | Conductor, Overhead | Broken, wire on ground | 2016 | Tier 2 - Elevated | Distribution Circuit | 5 | 2 | 2016-05-02 | 1463600 | Sus | Y | Vegetation¦Treefellintoline¦ConductorOverhead¦Brokenwireonground
16-0036938 | Vegetation | Tree - fell into line | Conductor, Overhead | Together | 2016 | Tier 2 - Elevated | Distribution Circuit | 5 | 19 | 2016-05-19 | 1472474 | Sus | Y | Vegetation¦Treefellintoline¦ConductorOverhead¦Together
16-0040597 | Equipment Failure/Involved | Overhead | Transformer (OH) | Failed/Faulted | 2016 | Tier 3 - Extreme | Distribution Circuit | 6 | 2 | 2016-06-02 | 1481529 | Sus | Y | EquipmentFailureInvolved¦Overhead¦Transformer(OH)¦FailedFaulted
16-0041921 | Vegetation | Tree - branch fell on line | Conductor, Overhead | Normal | 2016 | Tier 2 - Elevated | Distribution Circuit | 6 | 8 | 2016-06-08 | 1485334 | Sus | Y | Vegetation¦Treebranchfellonline¦ConductorOverhead¦Normal
16-0046815 | Vegetation | Tree - branch fell on line | Pole-Wood | Broken, wire on ground | 2016 | Tier 2 - Elevated | Distribution Circuit | 6 | 30 | 2016-06-30 | 1498765 | Sus | Y | Vegetation¦Treebranchfellonline¦PoleWood¦Brokenwireonground
16-0047242 | Animal | Bird found | Transformer (OH) | Normal | 2016 | Tier 2 - Elevated | Distribution Circuit | 6 | 30 | 2016-06-30 | 1499204 | Sus | Y | Animal¦Birdfound¦Transformer(OH)¦Normal
16-0053617 | Company Initiated | Personnel, company | Fuse | Normal | 2016 | Tier 2 - Elevated | Distribution Circuit | 8 | 11 | 2016-08-11 | 1524680 | Sus | Y | CompanyInitiated¦Personnelcompany¦Fuse¦Normal
16-0062237 | Animal | Squirrel | Fuse | Failed/Faulted | 2016 | Tier 3 - Extreme | Distribution Circuit | 9 | 3 | 2016-09-03 | 1536304 | Sus | Y | Animal¦Squirrel¦Fuse¦FailedFaulted
16-0063956 | Animal | Squirrel | Fuse | Normal | 2016 | Tier 3 - Extreme | Distribution Circuit | 9 | 12 | 2016-09-12 | 1540174 | Sus | Y | Animal¦Squirrel¦Fuse¦Normal
16-0065942 | Vegetation | Tree - branch fell on line | Secondary | Broken | 2016 | Tier 3 - Extreme | Transformer only | 9 | 20 | 2016-09-20 | 1544561 | Sus | Y | Vegetation¦Treebranchfellonline¦Secondary¦Broken
16-0067537 | Environmental/External | Fire, Forest/Grass | Pole-Wood | Broken | 2016 | Tier 2 - Elevated | Distribution Circuit | 9 | 26 | 2016-09-26 | 1547901 | Sus | Y | EnvironmentalExternal¦FireForestGrass¦PoleWood¦Broken
16-0069065 | Unknown Cause | Patrol - not conducted |  |  | 2016 | Tier 2 - Elevated | Transmission line | 10 | 2 | 2016-10-02 | 1551665 | Sus | Y | UnknownCause¦Patrolnotconducted¦¦
16-0069079 | Vegetation | Tree - fell into line | Conductor, Overhead | Broken, wire on ground | 2016 | Tier 3 - Extreme | Distribution Circuit | 10 | 2 | 2016-10-02 | 1551630 | Sus | Y | Vegetation¦Treefellintoline¦ConductorOverhead¦Brokenwireonground
16-0071182 | Equipment Failure/Involved | Overhead | Connector or Splice (OH) | Broken, wire on ground | 2016 | Tier 2 - Elevated | Distribution Circuit | 10 | 11 | 2016-10-11 | 1556519 | Sus | Y | EquipmentFailureInvolved¦Overhead¦ConnectororSplice(OH)¦Brokenwireonground
16-0072041 | Vegetation | Tree - fell into line | Conductor, Overhead | Normal | 2016 | Tier 2 - Elevated | Distribution Circuit | 10 | 14 | 2016-10-14 | 1559246 | Sus | Y | Vegetation¦Treefellintoline¦ConductorOverhead¦Normal
16-0072932 | Unknown Cause | Patrol - found nothing |  |  | 2016 | Tier 2 - Elevated | Distribution Circuit | 10 | 16 | 2016-10-16 | 1563032 | Sus | Y | UnknownCause¦Patrolfoundnothing¦¦
16-0073114 | Vegetation | Tree - branch fell on line | Other | Bent or Twisted | 2016 | Tier 3 - Extreme | Transformer only | 10 | 16 | 2016-10-16 | 1562961 | Sus | Y | Vegetation¦Treebranchfellonline¦Other¦BentorTwisted
16-0074581 | Equipment Failure/Involved | Overhead | Transformer (OH) | Failed/Faulted | 2016 | Tier 3 - Extreme | Distribution Circuit | 10 | 21 | 2016-10-21 | 1567059 | Sus | Y | EquipmentFailureInvolved¦Overhead¦Transformer(OH)¦FailedFaulted
16-0074921 | Environmental/External | Lightning | Transformer (OH) | Failed/Faulted | 2016 | Tier 2 - Elevated | Distribution Circuit | 10 | 24 | 2016-10-24 | 1568396 | Sus | Y | EnvironmentalExternal¦Lightning¦Transformer(OH)¦FailedFaulted
16-0080735 | Equipment Failure/Involved | Overhead | Jumper | Arcing | 2016 | Tier 2 - Elevated | Distribution Circuit | 11 | 17 | 2016-11-17 | 1583763 | Sus | Y | EquipmentFailureInvolved¦Overhead¦Jumper¦Arcing
16-0080735 | Equipment Failure/Involved | Overhead | Jumper | Arcing | 2016 | Tier 2 - Elevated | Distribution Circuit | 11 | 17 | 2016-11-17 | 1583763 | Sus | Y | EquipmentFailureInvolved¦Overhead¦Jumper¦Arcing
16-0081193 | Equipment Failure/Involved | Overhead | Transformer | Deteriorated | 2016 | Tier 3 - Extreme | Transformer only | 11 | 19 | 2016-11-19 | 1585310 | Sus | Y | EquipmentFailureInvolved¦Overhead¦Transformer¦Deteriorated
16-0085721 | Unknown Cause | Patrol - found nothing |  |  | 2016 | Tier 3 - Extreme | Distribution Circuit | 12 | 15 | 2016-12-15 | 1602722 | Sus | N | UnknownCause¦Patrolfoundnothing¦¦
16-0087121 | Equipment Failure/Involved | Overhead | Transformer | Failed/Faulted | 2016 | Tier 3 - Extreme | Transformer only | 12 | 26 | 2016-12-26 | 1611298 | Sus | N | EquipmentFailureInvolved¦Overhead¦Transformer¦FailedFaulted
16-0087314 | Unknown Cause | Patrol - found nothing |  |  | 2016 | Tier 3 - Extreme | Distribution Circuit | 12 | 29 | 2016-12-29 | 1612735 | Sus | N | UnknownCause¦Patrolfoundnothing¦¦
17-0002867 | Vegetation | Tree - branch fell on line | Fuse | Failed/Faulted | 2017 | Tier 2 - Elevated | Distribution Circuit | 1 | 2 | 2017-01-02 | 1615222 | Sus | N | Vegetation¦Treebranchfellonline¦Fuse¦FailedFaulted
17-0002869 | Vegetation | Tree - branch fell on line | Conductor, Overhead | Normal | 2017 | Tier 2 - Elevated | Distribution Circuit | 1 | 2 | 2017-01-02 | 1614872 | Sus | N | Vegetation¦Treebranchfellonline¦ConductorOverhead¦Normal
17-0003183 | Equipment Failure/Involved | Overhead | Transformer | Failed/Faulted | 2017 | Tier 2 - Elevated | Transformer only | 1 | 3 | 2017-01-03 | 1615883 | Sus | N | EquipmentFailureInvolved¦Overhead¦Transformer¦FailedFaulted
17-0004637 | Unknown Cause | Patrol - not conducted |  |  | 2017 | Tier 2 - Elevated | Distribution Circuit | 1 | 7 | 2017-01-07 | 1620998 | Sus | N | UnknownCause¦Patrolnotconducted¦¦
17-0006287 | Equipment Failure/Involved | Overhead | Conductor, Overhead | Broken, wire on ground | 2017 | Tier 3 - Extreme | Distribution Circuit | 1 | 9 | 2017-01-09 | 1631788 | Sus | N | EquipmentFailureInvolved¦Overhead¦ConductorOverhead¦Brokenwireonground
17-0007155 | Vegetation | Tree - branch fell on line | Conductor, Overhead | Broken, wire on ground | 2017 | Tier 2 - Elevated | Distribution Circuit | 1 | 10 | 2017-01-10 | 1637040 | Sus | N | Vegetation¦Treebranchfellonline¦ConductorOverhead¦Brokenwireonground
17-0008850 | Vegetation | Tree - fell into line | Conductor, Overhead | Broken, wire on ground | 2017 | Tier 2 - Elevated | Distribution Circuit | 1 | 12 | 2017-01-12 | 1642848 | Sus | N | Vegetation¦Treefellintoline¦ConductorOverhead¦Brokenwireonground
17-0010296 | Vegetation | Tree - fell into line | Conductor, Overhead | Broken, wire on ground | 2017 | Tier 2 - Elevated | Distribution Circuit | 1 | 18 | 2017-01-18 | 1648052 | Sus | N | Vegetation¦Treefellintoline¦ConductorOverhead¦Brokenwireonground
17-0011932 | Vegetation | Tree - fell into line | Conductor, Overhead | Broken, wire on ground | 2017 | Tier 3 - Extreme | Distribution Circuit | 1 | 21 | 2017-01-21 | 1655723 | Sus | N | Vegetation¦Treefellintoline¦ConductorOverhead¦Brokenwireonground
17-0012032 | Vegetation | Tree - fell into line | Conductor, Overhead | Broken, wire on ground | 2017 | Tier 3 - Extreme | Distribution Circuit | 1 | 21 | 2017-01-21 | 1656565 | Sus | N | Vegetation¦Treefellintoline¦ConductorOverhead¦Brokenwireonground
17-0012051 | Vegetation | Tree - fell into line | Conductor, Overhead | Broken, wire on ground | 2017 | Tier 2 - Elevated | Distribution Circuit | 1 | 21 | 2017-01-21 | 1655504 | Sus | N | Vegetation¦Treefellintoline¦ConductorOverhead¦Brokenwireonground
17-0012683 | Unknown Cause | Patrol - found nothing |  |  | 2017 | Tier 2 - Elevated | Distribution Circuit | 1 | 22 | 2017-01-22 | 1658330 | Sus | N | UnknownCause¦Patrolfoundnothing¦¦
17-0013027 | Vegetation | Tree - fell into line | Fuse | Failed/Faulted | 2017 | Tier 3 - Extreme | Distribution Circuit | 1 | 22 | 2017-01-22 | 1660394 | Sus | N | Vegetation¦Treefellintoline¦Fuse¦FailedFaulted
17-0013656 | Vegetation | Tree - fell into line | Conductor, Overhead | On Ground | 2017 | Tier 3 - Extreme | Distribution Circuit | 1 | 22 | 2017-01-22 | 1659121 | Sus | N | Vegetation¦Treefellintoline¦ConductorOverhead¦OnGround
17-0013748 | Vegetation | Tree - branch fell on line | Conductor, Overhead | Broken, wire on object | 2017 | Tier 3 - Extreme | Distribution Circuit | 1 | 23 | 2017-01-23 | 1663734 | Sus | N | Vegetation¦Treebranchfellonline¦ConductorOverhead¦Brokenwireonobject
17-0018327 | Equipment Failure/Involved | Overhead | Crossarm, Wood | Broken, wire on ground | 2017 | Tier 2 - Elevated | Distribution Circuit | 2 | 7 | 2017-02-07 | 1677761 | Sus | N | EquipmentFailureInvolved¦Overhead¦CrossarmWood¦Brokenwireonground
17-0018547 | Vegetation | Tree - fell into line | Conductor, Overhead | Normal | 2017 | Tier 3 - Extreme | Distribution Circuit | 2 | 7 | 2017-02-07 | 1679726 | Sus | N | Vegetation¦Treefellintoline¦ConductorOverhead¦Normal
17-0018600 | Vegetation | Tree - fell into line | Conductor, Overhead | Broken, wire on ground | 2017 | Tier 2 - Elevated | Distribution Circuit | 2 | 7 | 2017-02-07 | 1680120 | Sus | N | Vegetation¦Treefellintoline¦ConductorOverhead¦Brokenwireonground
17-0021526 | Unknown Cause | Patrol - not conducted |  |  | 2017 | Tier 3 - Extreme | Distribution Circuit | 2 | 16 | 2017-02-16 | 1690026 | Sus | N | UnknownCause¦Patrolnotconducted¦¦
17-0028461 | Vegetation | Tree - branch fell on line | Conductor, Overhead | Normal | 2017 | Tier 2 - Elevated | Distribution Circuit | 3 | 5 | 2017-03-05 | 1719949 | Sus | N | Vegetation¦Treebranchfellonline¦ConductorOverhead¦Normal
17-0035547 | Unknown Cause | Patrol - found nothing |  |  | 2017 | Tier 3 - Extreme | Distribution Circuit | 3 | 31 | 2017-03-31 | 1741118 | Sus | N | UnknownCause¦Patrolfoundnothing¦¦
17-0036139 | Unknown Cause | Patrol - not conducted |  |  | 2017 | Tier 2 - Elevated | Distribution Circuit | 4 | 3 | 2017-04-03 | 1742920 | Sus | N | UnknownCause¦Patrolnotconducted¦¦
17-0037796 | Vegetation | Tree - branch fell on line | Conductor, Overhead | Broken, wire on ground | 2017 | Tier 2 - Elevated | Distribution Circuit | 4 | 7 | 2017-04-07 | 1750338 | Sus | N | Vegetation¦Treebranchfellonline¦ConductorOverhead¦Brokenwireonground
17-0038274 | Environmental/External | Lightning | Transformer (OH) | Failed/Faulted | 2017 | Tier 2 - Elevated | Distribution Circuit | 4 | 8 | 2017-04-08 | 1752318 | Sus | N | EnvironmentalExternal¦Lightning¦Transformer(OH)¦FailedFaulted
17-0040086 | Equipment Failure/Involved | Overhead | Transformer (OH) | Failed/Faulted | 2017 | Tier 2 - Elevated | Transformer only | 4 | 13 | 2017-04-13 | 1757218 | Sus | N | EquipmentFailureInvolved¦Overhead¦Transformer(OH)¦FailedFaulted
17-0040498 | Unknown Cause | Patrol - not conducted |  |  | 2017 | Tier 3 - Extreme | Distribution Circuit | 4 | 15 | 2017-04-15 | 1758378 | Sus | N | UnknownCause¦Patrolnotconducted¦¦
17-0047375 | Vegetation | Tree - fell into line | Pole-Wood | Broken, wire on ground | 2017 | Tier 3 - Extreme | Distribution Circuit | 5 | 11 | 2017-05-11 | 1780244 | Sus | Y | Vegetation¦Treefellintoline¦PoleWood¦Brokenwireonground
17-0052804 | Equipment Failure/Involved | Overhead | Crossarm, Wood | Broken | 2017 | Tier 3 - Extreme | Distribution Circuit | 6 | 5 | 2017-06-05 | 1797353 | Sus | Y | EquipmentFailureInvolved¦Overhead¦CrossarmWood¦Broken
17-0055723 | Animal | Squirrel | Conductor, Overhead | Normal | 2017 | Tier 2 - Elevated | Distribution Circuit | 6 | 16 | 2017-06-16 | 1805759 | Sus | Y | Animal¦Squirrel¦ConductorOverhead¦Normal
17-0056470 | Equipment Failure/Involved | Overhead | Transformer | Failed/Faulted | 2017 | Tier 2 - Elevated | Transformer only | 6 | 19 | 2017-06-19 | 1810056 | Sus | Y | EquipmentFailureInvolved¦Overhead¦Transformer¦FailedFaulted
17-0060673 | Equipment Failure/Involved | Overhead | Transformer | Failed/Faulted | 2017 | Tier 2 - Elevated | Transformer only | 7 | 5 | 2017-07-05 | 1823832 | Sus | Y | EquipmentFailureInvolved¦Overhead¦Transformer¦FailedFaulted
17-0063284 | Equipment Failure/Involved | Underground | Transformer (UG) | Failed/Faulted | 2017 | Tier 3 - Extreme | Distribution Circuit | 7 | 17 | 2017-07-17 | 1833189 | Sus | Y | EquipmentFailureInvolved¦Underground¦Transformer(UG)¦FailedFaulted
17-0064490 | Animal | Bird found | Conductor, Overhead | Together | 2017 | Tier 3 - Extreme | Distribution Circuit | 7 | 21 | 2017-07-21 | 1836847 | Sus | Y | Animal¦Birdfound¦ConductorOverhead¦Together
17-0064490 | Animal | Bird found | Conductor, Overhead | Together | 2017 | Tier 3 - Extreme | Distribution Circuit | 7 | 21 | 2017-07-21 | 1836847 | Sus | Y | Animal¦Birdfound¦ConductorOverhead¦Together
17-0064844 | Unknown Cause | Patrol - found nothing |  |  | 2017 | Tier 2 - Elevated | Distribution Circuit | 7 | 23 | 2017-07-23 | 1838178 | Sus | Y | UnknownCause¦Patrolfoundnothing¦¦
17-0066472 | Equipment Failure/Involved | Overhead | Connector or Splice (OH) | Burned Open | 2017 | Tier 2 - Elevated | Transformer only | 7 | 29 | 2017-07-29 | 1842213 | Sus | Y | EquipmentFailureInvolved¦Overhead¦ConnectororSplice(OH)¦BurnedOpen
17-0068626 | Vegetation | Tree - fell into line | Conductor, Overhead | Broken, wire on ground | 2017 | Tier 2 - Elevated | Distribution Circuit | 8 | 7 | 2017-08-07 | 1848199 | Sus | Y | Vegetation¦Treefellintoline¦ConductorOverhead¦Brokenwireonground
17-0071067 | Vegetation | Tree - fell into line | Conductor, Overhead | Broken, wire on ground | 2017 | Tier 3 - Extreme | Distribution Circuit | 8 | 17 | 2017-08-17 | 1854231 | Sus | Y | Vegetation¦Treefellintoline¦ConductorOverhead¦Brokenwireonground
17-0082289 | Equipment Failure/Involved | Overhead | Transformer | Leaking | 2017 | Tier 3 - Extreme | Transformer only | 9 | 27 | 2017-09-27 | 1887013 | Sus | Y | EquipmentFailureInvolved¦Overhead¦Transformer¦Leaking
17-0082296 | Unknown Cause | Patrol - found nothing |  |  | 2017 | Tier 2 - Elevated | Distribution Circuit | 9 | 27 | 2017-09-27 | 1887018 | Sus | Y | UnknownCause¦Patrolfoundnothing¦¦
17-0083016 | Equipment Failure/Involved | Electrical Overload | Transformer | Leaking | 2017 | Tier 2 - Elevated | Transformer only | 9 | 30 | 2017-09-30 | 1888451 | Sus | Y | EquipmentFailureInvolved¦ElectricalOverload¦Transformer¦Leaking
17-0086100 | Environmental/External | Fire, Forest/Grass | Pole-Wood | Burned/flashed | 2017 | Tier 2 - Elevated | Distribution Circuit | 10 | 8 | 2017-10-08 | 1897731 | Sus | Y | EnvironmentalExternal¦FireForestGrass¦PoleWood¦Burnedflashed
17-0086309 | Vegetation | Tree - fell into line | Pole-Wood | Broken | 2017 | Tier 3 - Extreme | Distribution Circuit | 10 | 11 | 2017-10-11 | 1898384 | Sus | Y | Vegetation¦Treefellintoline¦PoleWood¦Broken
17-0087309 | Environmental/External | Fire, Forest/Grass | Conductor, Overhead | Normal | 2017 | Tier 2 - Elevated | Distribution Circuit | 10 | 14 | 2017-10-14 | 1900637 | Sus | Y | EnvironmentalExternal¦FireForestGrass¦ConductorOverhead¦Normal
17-0087516 | Unknown Cause | Patrol - found nothing |  |  | 2017 | Tier 3 - Extreme | Distribution Circuit | 10 | 15 | 2017-10-15 | 1901284 | Sus | Y | UnknownCause¦Patrolfoundnothing¦¦
17-0089527 | Equipment Failure/Involved | Fire, pole | Pole-Wood | Burned/flashed | 2017 | Tier 3 - Extreme | Distribution Circuit | 10 | 22 | 2017-10-22 | 1907365 | Sus | Y | EquipmentFailureInvolved¦Firepole¦PoleWood¦Burnedflashed
17-0091614 | Animal | Squirrel |  |  | 2017 | Tier 2 - Elevated | Distribution Circuit | 10 | 31 | 2017-10-31 | 1913167 | Sus | Y | Animal¦Squirrel¦¦
17-0092268 | Equipment Failure/Involved | Overhead | Connector or Splice (OH) | Broken | 2017 | Tier 3 - Extreme | Distribution Circuit | 11 | 2 | 2017-11-02 | 1914805 | Sus | Y | EquipmentFailureInvolved¦Overhead¦ConnectororSplice(OH)¦Broken
17-0093101 | Equipment Failure/Involved | Overhead | Connector or Splice (OH) | Burned/flashed | 2017 | Tier 3 - Extreme | Distribution Circuit | 11 | 6 | 2017-11-06 | 1917150 | Sus | Y | EquipmentFailureInvolved¦Overhead¦ConnectororSplice(OH)¦Burnedflashed
17-0096168 | Vegetation | Tree - branch fell on line | Conductor, Overhead | Normal | 2017 | Tier 2 - Elevated | Distribution Circuit | 11 | 17 | 2017-11-17 | 1925144 | Sus | Y | Vegetation¦Treebranchfellonline¦ConductorOverhead¦Normal
17-0097655 | Unknown Cause | Patrol - found nothing |  |  | 2017 | Tier 2 - Elevated | Distribution Circuit | 11 | 27 | 2017-11-27 | 1929635 | Sus | Y | UnknownCause¦Patrolfoundnothing¦¦
17-0097655 | Unknown Cause | Patrol - found nothing |  |  | 2017 | Tier 2 - Elevated | Distribution Circuit | 11 | 27 | 2017-11-27 | 1929635 | Sus | Y | UnknownCause¦Patrolfoundnothing¦¦
17-0098059 | Unknown Cause | Patrol - found nothing |  |  | 2017 | Tier 2 - Elevated | Distribution Circuit | 11 | 28 | 2017-11-28 | 1930951 | Sus | Y | UnknownCause¦Patrolfoundnothing¦¦
17-0102411 | Vegetation | Tree - fell into line | Conductor, Overhead | Broken, wire on ground | 2017 | Tier 2 - Elevated | Distribution Circuit | 12 | 18 | 2017-12-18 | 1946541 | Sus | N | Vegetation¦Treefellintoline¦ConductorOverhead¦Brokenwireonground
17-0102712 | Vegetation | Tree - fell into line | Conductor, Overhead | Broken, wire on ground | 2017 | Tier 3 - Extreme | Distribution Circuit | 12 | 20 | 2017-12-20 | 1948126 | Sus | N | Vegetation¦Treefellintoline¦ConductorOverhead¦Brokenwireonground
18-0003970 | Vegetation | Tree - fell into line | Pole-Wood | Broken, wire on object | 2018 | Tier 2 - Elevated | Distribution Circuit | 1 | 6 | 2018-01-06 | 3051 | Sus | N | Vegetation¦Treefellintoline¦PoleWood¦Brokenwireonobject
18-0004343 | Equipment Failure/Involved | Overhead | Insulator | Broken | 2018 | Tier 3 - Extreme | Distribution Circuit | 1 | 8 | 2018-01-08 | 3880 | Sus | N | EquipmentFailureInvolved¦Overhead¦Insulator¦Broken
18-0004602 | Vegetation | Tree - fell into line | Conductor, Overhead | Normal | 2018 | Tier 2 - Elevated | Distribution Circuit | 1 | 9 | 2018-01-09 | 4738 | Sus | N | Vegetation¦Treefellintoline¦ConductorOverhead¦Normal
18-0005011 | Unknown Cause | Patrol - not conducted |  |  | 2018 | Tier 2 - Elevated | Distribution Circuit | 1 | 10 | 2018-01-10 | 5853 | Sus | N | UnknownCause¦Patrolnotconducted¦¦
18-0005626 | Vegetation | Tree - grew into line | Conductor, Overhead | Normal | 2018 | Tier 2 - Elevated | Distribution Circuit | 1 | 12 | 2018-01-12 | 7165 | Sus | N | Vegetation¦Treegrewintoline¦ConductorOverhead¦Normal
18-0008292 | Equipment Failure/Involved | Overhead | Crossarm, Wood | Broken, wire on object | 2018 | Tier 2 - Elevated | Distribution Circuit | 1 | 23 | 2018-01-23 | 12809 | Sus | N | EquipmentFailureInvolved¦Overhead¦CrossarmWood¦Brokenwireonobject
18-0010815 | Unknown Cause | Patrol - found nothing |  |  | 2018 | Tier 3 - Extreme | Distribution Circuit | 2 | 1 | 2018-02-01 | 17700 | Sus | N | UnknownCause¦Patrolfoundnothing¦¦
18-0029079 | Unknown Cause | Patrol - found nothing |  |  | 2018 | Tier 2 - Elevated | Distribution Circuit | 4 | 4 | 2018-04-04 | 59210 | Sus | N | UnknownCause¦Patrolfoundnothing¦¦
18-0029361 | Unknown Cause | Patrol - found nothing |  |  | 2018 | Tier 3 - Extreme | Distribution Circuit | 4 | 4 | 2018-04-04 | 59716 | Sus | N | UnknownCause¦Patrolfoundnothing¦¦
18-0029468 | Equipment Failure/Involved | Overhead | Conductor, Overhead | Normal | 2018 | Tier 2 - Elevated | Distribution Circuit | 4 | 5 | 2018-04-05 | 59988 | Sus | N | EquipmentFailureInvolved¦Overhead¦ConductorOverhead¦Normal
18-0034415 | Unknown Cause | Patrol - found nothing |  |  | 2018 | Tier 2 - Elevated | Distribution Circuit | 4 | 22 | 2018-04-22 | 71612 | Sus | N | UnknownCause¦Patrolfoundnothing¦¦
18-0034563 | Equipment Failure/Involved | Overhead | Transformer | Failed/Faulted | 2018 | Tier 3 - Extreme | Transformer only | 4 | 23 | 2018-04-23 | 71856 | Sus | N | EquipmentFailureInvolved¦Overhead¦Transformer¦FailedFaulted
18-0035065 | Equipment Failure/Involved | Overhead | Bushing | Broken | 2018 | Tier 3 - Extreme | Transformer only | 4 | 24 | 2018-04-24 | 73063 | Sus | N | EquipmentFailureInvolved¦Overhead¦Bushing¦Broken
18-0042559 | 3rd Party | Vehicle | Pole-Wood | Broken, wire on ground | 2018 | Tier 2 - Elevated | Distribution Circuit | 5 | 19 | 2018-05-19 | 89875 | Sus | Y | 3rdParty¦Vehicle¦PoleWood¦Brokenwireonground
18-0042909 | Unknown Cause | Patrol - found nothing |  |  | 2018 | Tier 2 - Elevated | Distribution Circuit | 5 | 21 | 2018-05-21 | 90875 | Sus | Y | UnknownCause¦Patrolfoundnothing¦¦
18-0045422 | Vegetation | Tree - fell into line | Conductor, Overhead | Broken, wire on ground | 2018 | Tier 2 - Elevated | Distribution Circuit | 5 | 29 | 2018-05-29 | 96296 | Sus | Y | Vegetation¦Treefellintoline¦ConductorOverhead¦Brokenwireonground
18-0053807 | Unknown Cause | Patrol - found nothing |  |  | 2018 | Tier 3 - Extreme | Distribution Circuit | 6 | 23 | 2018-06-23 | 116019 | Sus | Y | UnknownCause¦Patrolfoundnothing¦¦
18-0063676 | Equipment Failure/Involved | Electrical Overload | Transformer | Failed/Faulted | 2018 | Tier 3 - Extreme | Transformer only | 7 | 25 | 2018-07-25 | 140095 | Sus | Y | EquipmentFailureInvolved¦ElectricalOverload¦Transformer¦FailedFaulted
18-0066315 | Unknown Cause | Patrol - found nothing |  |  | 2018 | Tier 2 - Elevated | Distribution Circuit | 8 | 2 | 2018-08-02 | 147900 | Sus | Y | UnknownCause¦Patrolfoundnothing¦¦
18-0067062 | Equipment Failure/Involved | Overhead | Crossarm, Wood | Broken | 2018 | Tier 3 - Extreme | Distribution Circuit | 8 | 6 | 2018-08-06 | 149854 | Sus | Y | EquipmentFailureInvolved¦Overhead¦CrossarmWood¦Broken
18-0068900 | Equipment Failure/Involved | Overhead | Crossarm, Wood | Deteriorated | 2018 | Tier 3 - Extreme | Distribution Circuit | 8 | 10 | 2018-08-10 | 153241 | Sus | Y | EquipmentFailureInvolved¦Overhead¦CrossarmWood¦Deteriorated
18-0077725 | Animal | Bird found | Fuse | Failed/Faulted | 2018 | Tier 3 - Extreme | Distribution Circuit | 9 | 7 | 2018-09-07 | 170309 | Sus | Y | Animal¦Birdfound¦Fuse¦FailedFaulted
18-0096301 | Animal | Squirrel | Fuse | Failed/Faulted | 2018 | Tier 2 - Elevated | Distribution Circuit | 11 | 1 | 2018-11-01 | 206922 | Sus | Y | Animal¦Squirrel¦Fuse¦FailedFaulted
18-0098026 | Unknown Cause | Patrol - found nothing |  |  | 2018 | Tier 2 - Elevated | Distribution Circuit | 11 | 7 | 2018-11-07 | 210874 | Sus | Y | UnknownCause¦Patrolfoundnothing¦¦
18-0102933 | Equipment Failure/Involved | Electrical Overload | Transformer (OH) | Failed/Faulted | 2018 | Tier 2 - Elevated | Distribution Circuit | 11 | 24 | 2018-11-24 | 223839 | Sus | Y | EquipmentFailureInvolved¦ElectricalOverload¦Transformer(OH)¦FailedFaulted
18-0105106 | Unknown Cause | Patrol - found nothing |  |  | 2018 | Tier 2 - Elevated | Distribution Circuit | 11 | 29 | 2018-11-29 | 229011 | Sus | Y | UnknownCause¦Patrolfoundnothing¦¦
18-0109212 | Vegetation | Tree - fell into line | Pole-Wood | Broken | 2018 | Tier 2 - Elevated | Distribution Circuit | 12 | 14 | 2018-12-14 | 240375 | Sus | N | Vegetation¦Treefellintoline¦PoleWood¦Broken
18-0109230 | Vegetation | Tree - branch fell on line | Conductor, Overhead | Normal | 2018 | Tier 2 - Elevated | Distribution Circuit | 12 | 14 | 2018-12-14 | 240437 | Sus | N | Vegetation¦Treebranchfellonline¦ConductorOverhead¦Normal
18-0111100 | Equipment Failure/Involved | Overhead | Transformer (OH) | Failed/Faulted | 2018 | Tier 2 - Elevated | Distribution Circuit | 12 | 30 | 2018-12-30 | 249586 | Sus | N | EquipmentFailureInvolved¦Overhead¦Transformer(OH)¦FailedFaulted
19-0003492 | Animal | Other | Cutout, fuse holder | Normal | 2019 | Tier 2 - Elevated | Distribution Circuit | 1 | 2 | 2019-01-02 | 251664 | Sus | N | Animal¦Other¦Cutoutfuseholder¦Normal
19-0004915 | Vegetation | Tree - branch fell on line | Conductor, Overhead | Normal | 2019 | Tier 3 - Extreme | Distribution Circuit | 1 | 5 | 2019-01-05 | 254733 | Sus | N | Vegetation¦Treebranchfellonline¦ConductorOverhead¦Normal
19-0007974 | Animal | Squirrel | Pothead(Riser Termination) | Burned/flashed | 2019 | Tier 3 - Extreme | Distribution Circuit | 1 | 11 | 2019-01-11 | 263325 | Sus | N | Animal¦Squirrel¦Pothead(RiserTermination)¦Burnedflashed
19-0008377 | Vegetation | Tree - branch fell on line | Fuse | Failed/Faulted | 2019 | Tier 3 - Extreme | Distribution Circuit | 1 | 13 | 2019-01-13 | 264297 | Sus | N | Vegetation¦Treebranchfellonline¦Fuse¦FailedFaulted
19-0008825 | 3rd Party | Vehicle | Pole-Wood | Broken | 2019 | Tier 2 - Elevated | Distribution Circuit | 1 | 14 | 2019-01-14 | 265336 | Sus | N | 3rdParty¦Vehicle¦PoleWood¦Broken
19-0010060 | Unknown Cause | Patrol - not conducted |  |  | 2019 | Tier 2 - Elevated | Distribution Circuit | 1 | 16 | 2019-01-16 | 269048 | Sus | N | UnknownCause¦Patrolnotconducted¦¦
19-0010452 | Vegetation | Tree - fell into line | Conductor, Overhead | Broken, wire on ground | 2019 | Tier 3 - Extreme | Distribution Circuit | 1 | 16 | 2019-01-16 | 270607 | Sus | N | Vegetation¦Treefellintoline¦ConductorOverhead¦Brokenwireonground
19-0010509 | Vegetation | Tree - fell into line | Conductor, Overhead | Normal | 2019 | Tier 2 - Elevated | Distribution Circuit | 1 | 16 | 2019-01-16 | 272295 | Sus | N | Vegetation¦Treefellintoline¦ConductorOverhead¦Normal
19-0010924 | Unknown Cause | Patrol - found nothing |  |  | 2019 | Tier 2 - Elevated | Distribution Circuit | 1 | 17 | 2019-01-17 | 273681 | Sus | N | UnknownCause¦Patrolfoundnothing¦¦
19-0011266 | Environmental/External | Lightning | Transformer (OH) | Failed/Faulted | 2019 | Tier 2 - Elevated | Transformer only | 1 | 17 | 2019-01-17 | 274548 | Sus | N | EnvironmentalExternal¦Lightning¦Transformer(OH)¦FailedFaulted
19-0011551 | Unknown Cause | Patrol - found nothing |  |  | 2019 | Tier 2 - Elevated | Distribution Circuit | 1 | 17 | 2019-01-17 | 272811 | Sus | N | UnknownCause¦Patrolfoundnothing¦¦
19-0013050 | Vegetation | Tree - fell into line | Conductor, Overhead | Normal | 2019 | Tier 2 - Elevated | Distribution Circuit | 1 | 22 | 2019-01-22 | 279003 | Sus | N | Vegetation¦Treefellintoline¦ConductorOverhead¦Normal
19-0014484 | Vegetation | Tree - branch fell on line | Conductor, Overhead | Normal | 2019 | Tier 2 - Elevated | Distribution Circuit | 1 | 25 | 2019-01-25 | 281221 | Sus | N | Vegetation¦Treebranchfellonline¦ConductorOverhead¦Normal
19-0014763 | Unknown Cause | Patrol - found nothing |  |  | 2019 | Tier 2 - Elevated | Distribution Circuit | 1 | 26 | 2019-01-26 | 281854 | Sus | N | UnknownCause¦Patrolfoundnothing¦¦
19-0016944 | Vegetation | Tree - fell into line | Conductor, Overhead | Broken, wire on ground | 2019 | Tier 3 - Extreme | Distribution Circuit | 2 | 2 | 2019-02-02 | 286610 | Sus | N | Vegetation¦Treefellintoline¦ConductorOverhead¦Brokenwireonground
19-0017292 | Vegetation | Tree - fell into line | Conductor, Overhead | Broken, wire on ground | 2019 | Tier 2 - Elevated | Distribution Circuit | 2 | 2 | 2019-02-02 | 287895 | Sus | N | Vegetation¦Treefellintoline¦ConductorOverhead¦Brokenwireonground
19-0018699 | Vegetation | Tree - bark fell into line | Conductor, Overhead | Broken, wire on ground | 2019 | Tier 2 - Elevated | Distribution Circuit | 2 | 5 | 2019-02-05 | 291644 | Sus | N | Vegetation¦Treebarkfellintoline¦ConductorOverhead¦Brokenwireonground
19-0019741 | Vegetation | Tree - fell into line | Service conductor | Broken, wire on ground | 2019 | Tier 2 - Elevated | Distribution Circuit | 2 | 4 | 2019-02-04 | 295543 | Sus | N | Vegetation¦Treefellintoline¦Serviceconductor¦Brokenwireonground
19-0020673 | Vegetation | Tree - fell into line | Conductor, Overhead | Together | 2019 | Tier 2 - Elevated | Distribution Circuit | 2 | 10 | 2019-02-10 | 298775 | Sus | N | Vegetation¦Treefellintoline¦ConductorOverhead¦Together
19-0021199 | Vegetation | Tree - fell into line | Conductor, Overhead | Together | 2019 | Tier 3 - Extreme | Distribution Circuit | 2 | 10 | 2019-02-10 | 298887 | Sus | N | Vegetation¦Treefellintoline¦ConductorOverhead¦Together
19-0022677 | Vegetation | Tree - fell into line | Conductor, Overhead | Broken, wire on ground | 2019 | Tier 2 - Elevated | Distribution Circuit | 2 | 13 | 2019-02-13 | 305820 | Sus | N | Vegetation¦Treefellintoline¦ConductorOverhead¦Brokenwireonground
19-0022767 | Vegetation | Tree - branch fell on line | Conductor, Overhead | Normal | 2019 | Tier 2 - Elevated | Distribution Circuit | 2 | 14 | 2019-02-14 | 306520 | Sus | N | Vegetation¦Treebranchfellonline¦ConductorOverhead¦Normal
19-0022767 | Vegetation | Tree - branch fell on line | Conductor, Overhead | Normal | 2019 | Tier 2 - Elevated | Distribution Circuit | 2 | 14 | 2019-02-14 | 306520 | Sus | N | Vegetation¦Treebranchfellonline¦ConductorOverhead¦Normal
19-0023905 | Environmental/External | Lightning | Transformer | Failed/Faulted | 2019 | Tier 2 - Elevated | Distribution Circuit | 2 | 14 | 2019-02-14 | 310934 | Sus | N | EnvironmentalExternal¦Lightning¦Transformer¦FailedFaulted
19-0023920 | Unknown Cause | Patrol - not conducted |  |  | 2019 | Tier 2 - Elevated | Distribution Circuit | 2 | 15 | 2019-02-15 | 311467 | Sus | N | UnknownCause¦Patrolnotconducted¦¦
19-0024305 | Equipment Failure/Involved | Overhead | Lightning Arrestor | Failed/Faulted | 2019 | Tier 3 - Extreme | Distribution Circuit | 2 | 15 | 2019-02-15 | 312982 | Sus | N | EquipmentFailureInvolved¦Overhead¦LightningArrestor¦FailedFaulted
19-0025065 | Vegetation | Tree - fell into line | Conductor, Overhead | Broken, wire on ground | 2019 | Tier 3 - Extreme | Distribution Circuit | 2 | 17 | 2019-02-17 | 315233 | Sus | N | Vegetation¦Treefellintoline¦ConductorOverhead¦Brokenwireonground
19-0025235 | Vegetation | Tree - bark fell into line | Conductor, Overhead | Normal | 2019 | Tier 3 - Extreme | Distribution Circuit | 2 | 13 | 2019-02-13 | 315046 | Sus | N | Vegetation¦Treebarkfellintoline¦ConductorOverhead¦Normal
19-0032320 | 3rd Party | Metallic Balloon | Conductor, Overhead | Normal | 2019 | Tier 2 - Elevated | Distribution Circuit | 3 | 9 | 2019-03-09 | 335237 | Sus | N | 3rdParty¦MetallicBalloon¦ConductorOverhead¦Normal
19-0035074 | Equipment Failure/Involved | Overhead | Transformer (OH) | Failed/Faulted | 2019 | Tier 2 - Elevated | Distribution Circuit | 3 | 19 | 2019-03-19 | 342999 | Sus | N | EquipmentFailureInvolved¦Overhead¦Transformer(OH)¦FailedFaulted
19-0035364 | Vegetation | Tree - branch fell on line | Conductor, Overhead | Normal | 2019 | Tier 3 - Extreme | Distribution Circuit | 3 | 20 | 2019-03-20 | 343734 | Sus | N | Vegetation¦Treebranchfellonline¦ConductorOverhead¦Normal
19-0037716 | Unknown Cause | Patrol - found nothing |  |  | 2019 | Tier 2 - Elevated | Distribution Circuit | 3 | 27 | 2019-03-27 | 349006 | Sus | N | UnknownCause¦Patrolfoundnothing¦¦
19-0037740 | Unknown Cause | Patrol - not conducted |  |  | 2019 | Tier 2 - Elevated | Distribution Circuit | 3 | 28 | 2019-03-28 | 349112 | Sus | N | UnknownCause¦Patrolnotconducted¦¦
19-0040025 | Unknown Cause | Patrol - not conducted |  |  | 2019 | Tier 2 - Elevated | Distribution Circuit | 4 | 5 | 2019-04-05 | 354312 | Sus | N | UnknownCause¦Patrolnotconducted¦¦
19-0040103 | Equipment Failure/Involved | Overhead | Connector or Splice (OH) | Broken | 2019 | Tier 3 - Extreme | Distribution Circuit | 4 | 5 | 2019-04-05 | 354431 | Sus | N | EquipmentFailureInvolved¦Overhead¦ConnectororSplice(OH)¦Broken
19-0044868 | Animal | Bird found | Conductor, Overhead | Normal | 2019 | Tier 2 - Elevated | Distribution Circuit | 4 | 22 | 2019-04-22 | 365441 | Sus | N | Animal¦Birdfound¦ConductorOverhead¦Normal
19-0048544 | Unknown Cause | Patrol - found nothing |  |  | 2019 | Tier 2 - Elevated | Distribution Circuit | 5 | 3 | 2019-05-03 | 372858 | Sus | Y | UnknownCause¦Patrolfoundnothing¦¦
19-0049012 | Equipment Failure/Involved | Overhead | Crossarm, Wood | Broken | 2019 | Tier 3 - Extreme | Distribution Circuit | 5 | 5 | 2019-05-05 | 374057 | Sus | Y | EquipmentFailureInvolved¦Overhead¦CrossarmWood¦Broken
19-0049880 | Unknown Cause | Patrol - found nothing |  |  | 2019 | Tier 2 - Elevated | Distribution Circuit | 5 | 8 | 2019-05-08 | 376090 | Sus | Y | UnknownCause¦Patrolfoundnothing¦¦
19-0050172 | Unknown Cause | Patrol - not conducted |  |  | 2019 | Tier 3 - Extreme | Distribution Circuit | 5 | 8 | 2019-05-08 | 376640 | Sus | Y | UnknownCause¦Patrolnotconducted¦¦
19-0052970 | Equipment Failure/Involved | Overhead | Connector or Splice (OH) | Broken | 2019 | Tier 3 - Extreme | Distribution Circuit | 5 | 16 | 2019-05-16 | 382881 | Sus | Y | EquipmentFailureInvolved¦Overhead¦ConnectororSplice(OH)¦Broken
19-0054923 | Unknown Cause | Patrol - found nothing |  |  | 2019 | Tier 2 - Elevated | Distribution Circuit | 5 | 21 | 2019-05-21 | 386983 | Sus | Y | UnknownCause¦Patrolfoundnothing¦¦
19-0064603 | Vegetation | Tree - grew into line | Conductor, Overhead | Normal | 2019 | Tier 2 - Elevated | Distribution Circuit | 6 | 8 | 2019-06-08 | 401429 | Sus | Y | Vegetation¦Treegrewintoline¦ConductorOverhead¦Normal
19-0066614 | Vegetation | Tree - branch fell on line | Conductor, Overhead | Normal | 2019 | Tier 2 - Elevated | Distribution Circuit | 6 | 12 | 2019-06-12 | 407506 | Sus | Y | Vegetation¦Treebranchfellonline¦ConductorOverhead¦Normal
19-0071804 | Vegetation | Tree - fell into line | Conductor, Overhead | Normal | 2019 | Tier 2 - Elevated | Distribution Circuit | 6 | 25 | 2019-06-25 | 428414 | Sus | Y | Vegetation¦Treefellintoline¦ConductorOverhead¦Normal
19-0073788 | Unknown Cause | Patrol - found nothing |  |  | 2019 | Tier 3 - Extreme | Distribution Circuit | 7 | 1 | 2019-07-01 | 439450 | Sus | Y | UnknownCause¦Patrolfoundnothing¦¦
19-0076146 | Vegetation | Tree - fell into line | Cutout, fuse holder | Failed/Faulted | 2019 | Tier 2 - Elevated | Distribution Circuit | 7 | 10 | 2019-07-10 | 444588 | Sus | Y | Vegetation¦Treefellintoline¦Cutoutfuseholder¦FailedFaulted
19-0077114 | Equipment Failure/Involved | Overhead | Crossarm, Wood | Broken | 2019 | Tier 3 - Extreme | Transformer only | 7 | 13 | 2019-07-13 | 449945 | Sus | Y | EquipmentFailureInvolved¦Overhead¦CrossarmWood¦Broken
19-0096558 | Unknown Cause | Patrol - found nothing |  |  | 2019 | Tier 2 - Elevated | Distribution Circuit | 9 | 8 | 2019-09-08 | 562503 | Sus | Y | UnknownCause¦Patrolfoundnothing¦¦
19-0097501 | Environmental/External | Lightning | Transformer (OH) | Failed/Faulted | 2019 | Tier 3 - Extreme | Distribution Circuit | 9 | 10 | 2019-09-10 | 569233 | Sus | Y | EnvironmentalExternal¦Lightning¦Transformer(OH)¦FailedFaulted
19-0098386 | Vegetation | Tree - fell into line | Conductor, Overhead | Broken, wire on ground | 2019 | Tier 2 - Elevated | Distribution Circuit | 9 | 12 | 2019-09-12 | 576157 | Sus | Y | Vegetation¦Treefellintoline¦ConductorOverhead¦Brokenwireonground
19-0099983 | Animal | Bird found | Conductor, Overhead | Together | 2019 | Tier 2 - Elevated | Distribution Circuit | 9 | 17 | 2019-09-17 | 585661 | Sus | Y | Animal¦Birdfound¦ConductorOverhead¦Together
19-0105031 | Vegetation | Tree - grew into line | Secondary | Arcing | 2019 | Tier 3 - Extreme | Transformer only | 9 | 28 | 2019-09-28 | 628014 | Sus | Y | Vegetation¦Treegrewintoline¦Secondary¦Arcing
19-0105039 | Unknown Cause | Patrol - found nothing |  |  | 2019 | Tier 3 - Extreme | Distribution Circuit | 9 | 28 | 2019-09-28 | 627394 | Sus | Y | UnknownCause¦Patrolfoundnothing¦¦
19-0110684 | Equipment Failure/Involved | Overhead | Jumper | Burned Open | 2019 | Tier 3 - Extreme | Distribution Circuit | 10 | 11 | 2019-10-11 | 654817 | Sus | Y | EquipmentFailureInvolved¦Overhead¦Jumper¦BurnedOpen
19-0118244 | Vegetation | Tree - fell into line | Conductor, Overhead | Broken, wire on ground | 2019 | Tier 2 - Elevated | Distribution Circuit | 10 | 28 | 2019-10-28 | 692622 | Sus | Y | Vegetation¦Treefellintoline¦ConductorOverhead¦Brokenwireonground
19-0122259 | Equipment Failure/Involved | Overhead | Fuse | Failed/Faulted | 2019 | Tier 2 - Elevated | Distribution Circuit | 11 | 7 | 2019-11-07 | 701491 | Sus | Y | EquipmentFailureInvolved¦Overhead¦Fuse¦FailedFaulted
19-0127046 | Unknown Cause | Patrol - found nothing |  |  | 2019 | Tier 2 - Elevated | Distribution Circuit | 11 | 20 | 2019-11-20 | 711922 | Sus | Y | UnknownCause¦Patrolfoundnothing¦¦
19-0127916 | Unknown Cause | Patrol - found nothing |  |  | 2019 | Tier 2 - Elevated | Distribution Circuit | 11 | 23 | 2019-11-23 | 713293 | Sus | Y | UnknownCause¦Patrolfoundnothing¦¦
19-0130020 | Equipment Failure/Involved | Overhead | Conductor, Overhead | Broken, wire on ground | 2019 | Tier 2 - Elevated | Distribution Circuit | 11 | 26 | 2019-11-26 | 720638 | Sus | Y | EquipmentFailureInvolved¦Overhead¦ConductorOverhead¦Brokenwireonground
19-0133323 | Unknown Cause | Patrol - found nothing |  |  | 2019 | Tier 2 - Elevated | Distribution Circuit | 12 | 4 | 2019-12-04 | 729721 | Sus | N | UnknownCause¦Patrolfoundnothing¦¦
20-0019405 | Vegetation | Tree - branch fell on line | Conductor, Overhead | Broken, wire on ground | 2020 | Tier 3 - Extreme | Distribution Circuit | 2 | 9 | 2020-02-09 | 785282 | Sus | N | Vegetation¦Treebranchfellonline¦ConductorOverhead¦Brokenwireonground
20-0020313 | Unknown Cause | Patrol - found nothing |  |  | 2020 | Tier 3 - Extreme | Distribution Circuit | 2 | 11 | 2020-02-11 | 788241 | Sus | N | UnknownCause¦Patrolfoundnothing¦¦
20-0033031 | Vegetation | Tree - fell into line | Conductor, Overhead | Broken, wire on ground | 2020 | Tier 2 - Elevated | Distribution Circuit | 3 | 16 | 2020-03-16 | 855729 | Sus | N | Vegetation¦Treefellintoline¦ConductorOverhead¦Brokenwireonground
20-0033293 | Vegetation | Tree - fell into line | Conductor, Overhead | Normal | 2020 | Tier 3 - Extreme | Distribution Circuit | 3 | 16 | 2020-03-16 | 856541 | Sus | N | Vegetation¦Treefellintoline¦ConductorOverhead¦Normal
20-0034103 | Vegetation | Tree - branch fell on line | Service conductor | Broken, wire on ground | 2020 | Tier 2 - Elevated | Transformer only | 3 | 17 | 2020-03-17 | 857195 | Sus | N | Vegetation¦Treebranchfellonline¦Serviceconductor¦Brokenwireonground
20-0035045 | Environmental/External | Lightning | Transformer | Failed/Faulted | 2020 | Tier 3 - Extreme | Transformer only | 3 | 22 | 2020-03-22 | 861299 | Sus | N | EnvironmentalExternal¦Lightning¦Transformer¦FailedFaulted
20-0039456 | Vegetation | Tree - fell into line | Conductor, Overhead | Broken, wire on ground | 2020 | Tier 2 - Elevated | Distribution Circuit | 4 | 7 | 2020-04-07 | 890343 | Sus | N | Vegetation¦Treefellintoline¦ConductorOverhead¦Brokenwireonground
20-0045411 | Equipment Failure/Involved | Overhead | Jumper | Burned Open | 2020 | Tier 3 - Extreme | Transformer only | 4 | 29 | 2020-04-29 | 903425 | Sus | N | EquipmentFailureInvolved¦Overhead¦Jumper¦BurnedOpen
20-0054582 | Equipment Failure/Involved | Overhead | Transformer | Failed/Faulted | 2020 | Tier 2 - Elevated | Transformer only | 5 | 27 | 2020-05-27 | 922817 | Sus | Y | EquipmentFailureInvolved¦Overhead¦Transformer¦FailedFaulted
20-0060946 | Equipment Failure/Involved | Overhead | Lightning Arrestor | Failed/Faulted | 2020 | Tier 2 - Elevated | Distribution Circuit | 6 | 13 | 2020-06-13 | 938686 | Sus | Y | EquipmentFailureInvolved¦Overhead¦LightningArrestor¦FailedFaulted
20-0066259 | Equipment Failure/Involved | Overhead | Insulator | Broken | 2020 | Tier 3 - Extreme | Distribution Circuit | 6 | 29 | 2020-06-29 | 953902 | Sus | Y | EquipmentFailureInvolved¦Overhead¦Insulator¦Broken
20-0068143 | Equipment Failure/Involved | Overhead | Lightning Arrestor | Broken | 2020 | Tier 3 - Extreme | Distribution Circuit | 7 | 3 | 2020-07-03 | 957245 | Sus | Y | EquipmentFailureInvolved¦Overhead¦LightningArrestor¦Broken
20-0076206 | 3rd Party | Other | Secondary | Normal | 2020 | Tier 3 - Extreme | Transformer only | 7 | 27 | 2020-07-27 | 972607 | Sus | Y | 3rdParty¦Other¦Secondary¦Normal
20-0076864 | Vegetation | Tree - branch fell on line | Conductor, Overhead | Deteriorated | 2020 | Tier 3 - Extreme | Distribution Circuit | 7 | 28 | 2020-07-28 | 973673 | Sus | Y | Vegetation¦Treebranchfellonline¦ConductorOverhead¦Deteriorated
20-0086003 | Vegetation | Tree - fell into line | Conductor, Overhead | Broken, wire on ground | 2020 | Tier 2 - Elevated | Distribution Circuit | 8 | 16 | 2020-08-16 | 1017400 | Sus | Y | Vegetation¦Treefellintoline¦ConductorOverhead¦Brokenwireonground
20-0086205 | Environmental/External | Lightning | Transformer (OH) | Burned/flashed | 2020 | Tier 2 - Elevated | Distribution Circuit | 8 | 17 | 2020-08-17 | 1017589 | Sus | Y | EnvironmentalExternal¦Lightning¦Transformer(OH)¦Burnedflashed
20-0087009 | Environmental/External | Lightning | Transformer | Failed/Faulted | 2020 | Tier 3 - Extreme | Transformer only | 8 | 18 | 2020-08-18 | 1020555 | Sus | Y | EnvironmentalExternal¦Lightning¦Transformer¦FailedFaulted
20-0090396 | Environmental/External | Fire, Forest/Grass | Conductor, Overhead | Normal | 2020 | Tier 3 - Extreme | Distribution Circuit | 8 | 20 | 2020-08-20 | 1033256 | Sus | Y | EnvironmentalExternal¦FireForestGrass¦ConductorOverhead¦Normal
20-0095848 | Vegetation | Tree - fell into line | Pole-Wood | Broken, wire on ground | 2020 | Tier 2 - Elevated | Distribution Circuit | 9 | 10 | 2020-09-10 | 1062548 | Sus | Y | Vegetation¦Treefellintoline¦PoleWood¦Brokenwireonground
20-0096206 | Environmental/External | Fire, Forest/Grass | Transformer | Normal | 2020 | Tier 3 - Extreme | Transformer only | 9 | 10 | 2020-09-10 | 1063977 | Sus | Y | EnvironmentalExternal¦FireForestGrass¦Transformer¦Normal
20-0098304 | Vegetation | Tree - branch fell on line | Conductor, Overhead | Broken, wire on ground | 2020 | Tier 2 - Elevated | Distribution Circuit | 9 | 16 | 2020-09-16 | 1076690 | Sus | Y | Vegetation¦Treebranchfellonline¦ConductorOverhead¦Brokenwireonground
20-0098693 | Vegetation | Tree - fell into line | Conductor, Overhead | Broken, wire on ground | 2020 | Tier 3 - Extreme | Distribution Circuit | 8 | 19 | 2020-08-19 | 1079260 | Sus | Y | Vegetation¦Treefellintoline¦ConductorOverhead¦Brokenwireonground
20-0099796 | Environmental/External | Fire, Forest/Grass | Conductor, Overhead | Burned/flashed | 2020 | Tier 3 - Extreme | Distribution Circuit | 9 | 7 | 2020-09-07 | 1086083 | Sus | Y | EnvironmentalExternal¦FireForestGrass¦ConductorOverhead¦Burnedflashed
20-0104813 | Unknown Cause | Patrol - found nothing |  |  | 2020 | Tier 2 - Elevated | Distribution Circuit | 10 | 3 | 2020-10-03 | 1109593 | Sus | Y | UnknownCause¦Patrolfoundnothing¦¦
20-0106839 | Equipment Failure/Involved | Overhead | Transformer (OH) | Broken | 2020 | Tier 2 - Elevated | Transformer only | 10 | 9 | 2020-10-09 | 1113900 | Sus | Y | EquipmentFailureInvolved¦Overhead¦Transformer(OH)¦Broken
20-0107224 | Company Initiated | Return Circuit Normal | Conductor, Overhead | Normal | 2020 | Tier 3 - Extreme | Distribution Circuit | 10 | 11 | 2020-10-11 | 1115363 | Sus | Y | CompanyInitiated¦ReturnCircuitNormal¦ConductorOverhead¦Normal
20-0113067 | Wildfire Mitigation | Public Safety Power Shut-off | Conductor, Overhead | Normal | 2020 | Tier 2 - Elevated | Distribution Circuit | 10 | 25 | 2020-10-25 | 1125550 | Sus | Y | WildfireMitigation¦PublicSafetyPowerShutoff¦ConductorOverhead¦Normal
20-0113068 | Wildfire Mitigation | Public Safety Power Shut-off | Conductor, Overhead | Normal | 2020 | Tier 3 - Extreme | Distribution Circuit | 10 | 25 | 2020-10-25 | 1127783 | Sus | Y | WildfireMitigation¦PublicSafetyPowerShutoff¦ConductorOverhead¦Normal
20-0113249 | Vegetation | Tree - fell into line | Transformer | Broken, wire on ground | 2020 | Tier 2 - Elevated | Transformer only | 10 | 26 | 2020-10-26 | 1128160 | Sus | Y | Vegetation¦Treefellintoline¦Transformer¦Brokenwireonground
20-0118441 | Unknown Cause | Patrol - found nothing |  |  | 2020 | Tier 3 - Extreme | Transformer only | 11 | 8 | 2020-11-08 | 1139265 | Sus | Y | UnknownCause¦Patrolfoundnothing¦¦
20-0120808 | 3rd Party | Vehicle | Crossarm, Wood | Broken | 2020 | Tier 2 - Elevated | Distribution Circuit | 11 | 13 | 2020-11-13 | 1144087 | Sus | Y | 3rdParty¦Vehicle¦CrossarmWood¦Broken
20-0120808 | 3rd Party | Vehicle | Crossarm, Wood | Broken | 2020 | Tier 2 - Elevated | Distribution Circuit | 11 | 13 | 2020-11-13 | 1144087 | Sus | Y | 3rdParty¦Vehicle¦CrossarmWood¦Broken
20-0120863 | Vegetation | Tree - fell into line | Conductor, Overhead | Normal | 2020 | Tier 3 - Extreme | Distribution Circuit | 11 | 13 | 2020-11-13 | 1144139 | Sus | Y | Vegetation¦Treefellintoline¦ConductorOverhead¦Normal
20-0129899 | Vegetation | Tree - fell into line | Conductor, Overhead | Normal | 2020 | Tier 3 - Extreme | Distribution Circuit | 12 | 11 | 2020-12-11 | 1180464 | Sus | N | Vegetation¦Treefellintoline¦ConductorOverhead¦Normal
20-0130366 | Unknown Cause | Patrol - found nothing |  |  | 2020 | Tier 3 - Extreme | Distribution Circuit | 12 | 14 | 2020-12-14 | 1184549 | Sus | N | UnknownCause¦Patrolfoundnothing¦¦
20-0130538 | Vegetation | Tree - fell into line | Conductor, Overhead | Broken, wire on ground | 2020 | Tier 2 - Elevated | Distribution Circuit | 12 | 15 | 2020-12-15 | 1187248 | Sus | N | Vegetation¦Treefellintoline¦ConductorOverhead¦Brokenwireonground
20-0130598 | Unknown Cause | Patrol - found nothing |  |  | 2020 | Tier 3 - Extreme | Transformer only | 12 | 15 | 2020-12-15 | 1187709 | Sus | N | UnknownCause¦Patrolfoundnothing¦¦
21-0006625 | Equipment Failure/Involved | Overhead | Transformer (OH) | Broken | 2021 | Tier 2 - Elevated | Transformer only | 1 | 8 | 2021-01-08 | 1206816 | Sus | N | EquipmentFailureInvolved¦Overhead¦Transformer(OH)¦Broken
21-0009621 | Unknown Cause | Patrol - found nothing |  |  | 2021 | Tier 2 - Elevated | Distribution Circuit | 1 | 18 | 2021-01-18 | 1212342 | Sus | N | UnknownCause¦Patrolfoundnothing¦¦
21-0011731 | Unknown Cause | Patrol - found nothing |  |  | 2021 | Tier 3 - Extreme | Distribution Circuit | 1 | 18 | 2021-01-18 | 1213132 | Sus | N | UnknownCause¦Patrolfoundnothing¦¦
21-0011744 | Equipment Failure/Involved | Overhead | Conductor, Overhead | Broken, wire on ground | 2021 | Tier 3 - Extreme | Distribution Circuit | 1 | 19 | 2021-01-19 | 1219267 | Sus | N | EquipmentFailureInvolved¦Overhead¦ConductorOverhead¦Brokenwireonground
21-0012540 | Equipment Failure/Involved | Overhead | Conductor, Overhead | Together | 2021 | Tier 2 - Elevated | Distribution Circuit | 1 | 21 | 2021-01-21 | 1219471 | Sus | N | EquipmentFailureInvolved¦Overhead¦ConductorOverhead¦Together
21-0012699 | Vegetation | Tree - fell into line | Service conductor | Broken, wire on ground | 2021 | Tier 3 - Extreme | Transformer only | 1 | 21 | 2021-01-21 | 1220151 | Sus | N | Vegetation¦Treefellintoline¦Serviceconductor¦Brokenwireonground
21-0013288 | Vegetation | Tree - fell into line | Transformer | Broken, wire on ground | 2021 | Tier 3 - Extreme | Transformer only | 1 | 22 | 2021-01-22 | 1220812 | Sus | N | Vegetation¦Treefellintoline¦Transformer¦Brokenwireonground
21-0015204 | Equipment Failure/Involved | Overhead | Conductor, Overhead | Broken, wire on ground | 2021 | Tier 2 - Elevated | Distribution Circuit | 1 | 26 | 2021-01-26 | 1226823 | Sus | N | EquipmentFailureInvolved¦Overhead¦ConductorOverhead¦Brokenwireonground
21-0015559 | Equipment Failure/Involved | Overhead | Conductor, Overhead | Broken, wire on ground | 2021 | Tier 3 - Extreme | Distribution Circuit | 1 | 26 | 2021-01-26 | 1229084 | Sus | N | EquipmentFailureInvolved¦Overhead¦ConductorOverhead¦Brokenwireonground
21-0016871 | Equipment Failure/Involved | Overhead | Fuse | Normal | 2021 | Tier 2 - Elevated | Transformer only | 1 | 27 | 2021-01-27 | 1234798 | Sus | N | EquipmentFailureInvolved¦Overhead¦Fuse¦Normal
21-0019943 | Equipment Failure/Involved | Overhead | Woodpin | Broken | 2021 | Tier 2 - Elevated | Distribution Circuit | 1 | 31 | 2021-01-31 | 1243753 | Sus | N | EquipmentFailureInvolved¦Overhead¦Woodpin¦Broken
21-0019993 | Unknown Cause | Patrol - found nothing |  |  | 2021 | Tier 2 - Elevated | Distribution Circuit | 1 | 31 | 2021-01-31 | 1243723 | Sus | N | UnknownCause¦Patrolfoundnothing¦¦
21-0020888 | Company Initiated | Return Circuit Normal | Conductor, Overhead | Normal | 2021 | Tier 2 - Elevated | Distribution Circuit | 2 | 2 | 2021-02-02 | 1246014 | Sus | N | CompanyInitiated¦ReturnCircuitNormal¦ConductorOverhead¦Normal
21-0024507 | 3rd Party | Vehicle | Pole-Wood | Broken, wire on ground | 2021 | Tier 2 - Elevated | Distribution Circuit | 2 | 11 | 2021-02-11 | 1252963 | Sus | N | 3rdParty¦Vehicle¦PoleWood¦Brokenwireonground
21-0024834 | Vegetation | Tree - fell into line | Conductor, Overhead | Broken, wire on ground | 2021 | Tier 3 - Extreme | Distribution Circuit | 2 | 12 | 2021-02-12 | 1253491 | Sus | N | Vegetation¦Treefellintoline¦ConductorOverhead¦Brokenwireonground
21-0025832 | Equipment Failure/Involved | Electrical Overload | Bushing | Broken | 2021 | Tier 2 - Elevated | Distribution Circuit | 2 | 16 | 2021-02-16 | 1255622 | Sus | N | EquipmentFailureInvolved¦ElectricalOverload¦Bushing¦Broken
21-0031815 | Equipment Failure/Involved | Overhead | Fuse | Broken | 2021 | Tier 3 - Extreme | Transformer only | 3 | 3 | 2021-03-03 | 1266521 | Sus | N | EquipmentFailureInvolved¦Overhead¦Fuse¦Broken
21-0033626 | Equipment Failure/Involved | Overhead | Secondary | Together | 2021 | Tier 2 - Elevated | Transformer only | 3 | 8 | 2021-03-08 | 1274525 | Sus | N | EquipmentFailureInvolved¦Overhead¦Secondary¦Together
21-0037229 | Unknown Cause | Patrol - found nothing |  |  | 2021 | Tier 2 - Elevated | Distribution Circuit | 3 | 16 | 2021-03-16 | 1285063 | Sus | N | UnknownCause¦Patrolfoundnothing¦¦
21-0042751 | Unknown Cause | Patrol - found nothing |  |  | 2021 | Tier 3 - Extreme | Distribution Circuit | 3 | 30 | 2021-03-30 | 1303462 | Sus | N | UnknownCause¦Patrolfoundnothing¦¦
21-0047037 | Animal | Squirrel | Fuse | Failed/Faulted | 2021 | Tier 3 - Extreme | Distribution Circuit | 4 | 9 | 2021-04-09 | 1312358 | Sus | N | Animal¦Squirrel¦Fuse¦FailedFaulted
21-0049730 | Equipment Failure/Involved | Overhead | Transformer (OH) | Failed/Faulted | 2021 | Tier 2 - Elevated | Transformer only | 4 | 16 | 2021-04-16 | 1319867 | Sus | N | EquipmentFailureInvolved¦Overhead¦Transformer(OH)¦FailedFaulted
21-0049971 | Unknown Cause | Patrol - found nothing |  |  | 2021 | Tier 3 - Extreme | Distribution Circuit | 4 | 17 | 2021-04-17 | 1321584 | Sus | N | UnknownCause¦Patrolfoundnothing¦¦
21-0053972 | 3rd Party | Vehicle | Conductor, Overhead | Broken, wire on ground | 2021 | Tier 3 - Extreme | Distribution Circuit | 4 | 27 | 2021-04-27 | 1335572 | Sus | N | 3rdParty¦Vehicle¦ConductorOverhead¦Brokenwireonground
21-0058933 | Vegetation | Tree - fell into line | Conductor, Overhead | Broken, wire on ground | 2021 | Tier 2 - Elevated | Distribution Circuit | 5 | 8 | 2021-05-08 | 1344137 | Sus | Y | Vegetation¦Treefellintoline¦ConductorOverhead¦Brokenwireonground
21-0063156 | Unknown Cause | Patrol - not conducted |  |  | 2021 | Tier 2 - Elevated | Distribution Circuit | 5 | 19 | 2021-05-19 | 1353084 | Sus | Y | UnknownCause¦Patrolnotconducted¦¦
21-0070396 | Vegetation | Tree - cutting, PG&E contractor | Conductor, Overhead | Normal | 2021 | Tier 2 - Elevated | Distribution Circuit | 6 | 5 | 2021-06-05 | 1366296 | Sus | Y | Vegetation¦TreecuttingPG&Econtractor¦ConductorOverhead¦Normal
21-0071116 | Unknown Cause | Patrol - not conducted |  |  | 2021 | Tier 2 - Elevated | Distribution Circuit | 6 | 7 | 2021-06-07 | 1367824 | Sus | Y | UnknownCause¦Patrolnotconducted¦¦
21-0077600 | Equipment Failure/Involved | Overhead | Transformer (OH) | Failed/Faulted | 2021 | Tier 3 - Extreme | Transformer only | 6 | 22 | 2021-06-22 | 1382332 | Sus | Y | EquipmentFailureInvolved¦Overhead¦Transformer(OH)¦FailedFaulted
21-0097130 | Equipment Failure/Involved | Overhead | Transformer (OH) | Failed/Faulted | 2021 | Tier 2 - Elevated | Transformer only | 7 | 29 | 2021-07-29 | 1420515 | Sus | Y | EquipmentFailureInvolved¦Overhead¦Transformer(OH)¦FailedFaulted
21-0104810 | Equipment Failure/Involved | Overhead | Conductor, Overhead | Broken, wire on ground | 2021 | Tier 2 - Elevated | Distribution Circuit | 8 | 15 | 2021-08-15 | 1443507 | Sus | Y | EquipmentFailureInvolved¦Overhead¦ConductorOverhead¦Brokenwireonground
21-0106545 | Equipment Failure/Involved | Overhead | Insulator | Broken | 2021 | Tier 3 - Extreme | Distribution Circuit | 8 | 18 | 2021-08-18 | 1446857 | Sus | Y | EquipmentFailureInvolved¦Overhead¦Insulator¦Broken
21-0107877 | Unknown Cause | Patrol - found nothing |  |  | 2021 | Tier 2 - Elevated | Distribution Circuit | 8 | 22 | 2021-08-22 | 1450016 | Sus | Y | UnknownCause¦Patrolfoundnothing¦¦
21-0109140 | Environmental/External | Fire, Forest/Grass | Conductor, Overhead | Normal | 2021 | Tier 2 - Elevated | Distribution Circuit | 8 | 25 | 2021-08-25 | 1452912 | Sus | Y | EnvironmentalExternal¦FireForestGrass¦ConductorOverhead¦Normal
21-0112972 | Unknown Cause | Patrol - found nothing |  |  | 2021 | Tier 2 - Elevated | Transformer only | 9 | 2 | 2021-09-02 | 1461237 | Sus | Y | UnknownCause¦Patrolfoundnothing¦¦
21-0113816 | 3rd Party | Vehicle | Anchor or Guy | Broken | 2021 | Tier 2 - Elevated | Distribution Circuit | 9 | 6 | 2021-09-06 | 1462771 | Sus | Y | 3rdParty¦Vehicle¦AnchororGuy¦Broken
21-0130011 | Unknown Cause | Patrol - found nothing |  |  | 2021 | Tier 3 - Extreme | Distribution Circuit | 10 | 12 | 2021-10-12 | 1495784 | Sus | Y | UnknownCause¦Patrolfoundnothing¦¦
21-0136319 | Vegetation | Tree - fell into line | Pole-Wood | Broken, wire on ground | 2021 | Tier 3 - Extreme | Distribution Circuit | 10 | 24 | 2021-10-24 | 1508776 | Sus | Y | Vegetation¦Treefellintoline¦PoleWood¦Brokenwireonground
21-0136390 | Vegetation | Tree - branch fell on line | Conductor, Overhead | Normal | 2021 | Tier 2 - Elevated | Distribution Circuit | 10 | 24 | 2021-10-24 | 1512215 | Sus | Y | Vegetation¦Treebranchfellonline¦ConductorOverhead¦Normal
21-0136729 | Vegetation | Tree - fell into line | Conductor, Overhead | Broken, wire on ground | 2021 | Tier 3 - Extreme | Distribution Circuit | 10 | 24 | 2021-10-24 | 1514429 | Sus | Y | Vegetation¦Treefellintoline¦ConductorOverhead¦Brokenwireonground
21-0137078 | Unknown Cause | Patrol - found nothing |  |  | 2021 | Tier 3 - Extreme | Distribution Circuit | 10 | 24 | 2021-10-24 | 1510004 | Sus | Y | UnknownCause¦Patrolfoundnothing¦¦
21-0138407 | Vegetation | Tree - fell into line | Conductor, Overhead | Broken, wire on ground | 2021 | Tier 2 - Elevated | Distribution Circuit | 10 | 24 | 2021-10-24 | 1522317 | Sus | Y | Vegetation¦Treefellintoline¦ConductorOverhead¦Brokenwireonground
21-0140519 | Animal | Bird found | Conductor, Overhead | Normal | 2021 | Tier 3 - Extreme | Distribution Circuit | 11 | 1 | 2021-11-01 | 1526897 | Sus | Y | Animal¦Birdfound¦ConductorOverhead¦Normal
21-0141816 | Unknown Cause | Patrol - found nothing |  |  | 2021 | Tier 2 - Elevated | Distribution Circuit | 11 | 3 | 2021-11-03 | 1533932 | Sus | Y | UnknownCause¦Patrolfoundnothing¦¦
21-0141891 | Unknown Cause | Patrol - found nothing |  |  | 2021 | Tier 3 - Extreme | Distribution Circuit | 11 | 3 | 2021-11-03 | 1533962 | Sus | Y | UnknownCause¦Patrolfoundnothing¦¦
21-0144614 | Unknown Cause | Patrol - found nothing |  |  | 2021 | Tier 2 - Elevated | Distribution Circuit | 11 | 10 | 2021-11-10 | 1540110 | Sus | Y | UnknownCause¦Patrolfoundnothing¦¦
21-0148009 | Animal | Squirrel | Conductor, Overhead | Normal | 2021 | Tier 3 - Extreme | Distribution Circuit | 11 | 18 | 2021-11-18 | 1549251 | Sus | Y | Animal¦Squirrel¦ConductorOverhead¦Normal
21-0155493 | Equipment Failure/Involved | Overhead | Transformer (OH) | Failed/Faulted | 2021 | Tier 2 - Elevated | Transformer only | 12 | 6 | 2021-12-06 | 1560753 | Sus | N | EquipmentFailureInvolved¦Overhead¦Transformer(OH)¦FailedFaulted
21-0157521 | Vegetation | Tree - fell into line | Conductor, Overhead | Broken | 2021 | Tier 2 - Elevated | Distribution Circuit | 12 | 13 | 2021-12-13 | 1568229 | Sus | N | Vegetation¦Treefellintoline¦ConductorOverhead¦Broken
21-0158086 | Unknown Cause | Patrol - found nothing |  |  | 2021 | Tier 2 - Elevated | Transformer only | 12 | 13 | 2021-12-13 | 1568926 | Sus | N | UnknownCause¦Patrolfoundnothing¦¦
21-0158163 | Unknown Cause | Patrol - found nothing |  |  | 2021 | Tier 3 - Extreme | Distribution Circuit | 12 | 14 | 2021-12-14 | 1569561 | Sus | N | UnknownCause¦Patrolfoundnothing¦¦
21-0158236 | Equipment Failure/Involved | Overhead | Conductor, Overhead | Broken, wire on ground | 2021 | Tier 2 - Elevated | Distribution Circuit | 12 | 14 | 2021-12-14 | 1571835 | Sus | N | EquipmentFailureInvolved¦Overhead¦ConductorOverhead¦Brokenwireonground
21-0158948 | Equipment Failure/Involved | Overhead | Service conductor | On Ground | 2021 | Tier 3 - Extreme | Transformer only | 12 | 16 | 2021-12-16 | 1574389 | Sus | N | EquipmentFailureInvolved¦Overhead¦Serviceconductor¦OnGround
21-0159994 | Equipment Failure/Involved | Overhead | Transformer (OH) | Failed/Faulted | 2021 | Tier 3 - Extreme | Distribution Circuit | 12 | 21 | 2021-12-21 | 1578780 | Sus | N | EquipmentFailureInvolved¦Overhead¦Transformer(OH)¦FailedFaulted
21-0160287 | Vegetation | Tree - fell into line | Conductor, Overhead | Broken, wire on ground | 2021 | Tier 3 - Extreme | Distribution Circuit | 12 | 23 | 2021-12-23 | 1579617 | Sus | N | Vegetation¦Treefellintoline¦ConductorOverhead¦Brokenwireonground
21-0160608 | Unknown Cause | Patrol - not conducted |  |  | 2021 | Tier 2 - Elevated | Distribution Circuit | 12 | 25 | 2021-12-25 | 1581501 | Sus | N | UnknownCause¦Patrolnotconducted¦¦
21-0160678 | Vegetation | Tree - fell into line | Crossarm, Wood | Broken, wire on ground | 2021 | Tier 3 - Extreme | Distribution Circuit | 12 | 26 | 2021-12-26 | 1581988 | Sus | N | Vegetation¦Treefellintoline¦CrossarmWood¦Brokenwireonground
21-0161101 | Vegetation | Tree - fell into line | Conductor, Overhead | Broken, wire on ground | 2021 | Tier 3 - Extreme | Distribution Circuit | 12 | 27 | 2021-12-27 | 1585627 | Sus | N | Vegetation¦Treefellintoline¦ConductorOverhead¦Brokenwireonground
21-0161386 | Equipment Failure/Involved | Overhead | Cutout, fuse holder | Broken | 2021 | Tier 2 - Elevated | Distribution Circuit | 12 | 28 | 2021-12-28 | 1587208 | Sus | N | EquipmentFailureInvolved¦Overhead¦Cutoutfuseholder¦Broken
21-0161692 | Environmental/External | Ice or snow | Conductor, Overhead | Broken, wire on ground | 2021 | Tier 3 - Extreme | Distribution Circuit | 12 | 29 | 2021-12-29 | 1589039 | Sus | N | EnvironmentalExternal¦Iceorsnow¦ConductorOverhead¦Brokenwireonground
21-0161738 | Vegetation | Tree - fell into line | Pole-Wood | Broken | 2021 | Tier 3 - Extreme | Distribution Circuit | 12 | 30 | 2021-12-30 | 1589344 | Sus | N | Vegetation¦Treefellintoline¦PoleWood¦Broken
22-0005411 | Equipment Failure/Involved | Overhead | Transformer | Failed/Faulted | 2022 | Tier 2 - Elevated | Transformer only | 1 | 3 | 2022-01-03 | 1593293 | Sus | N | EquipmentFailureInvolved¦Overhead¦Transformer¦FailedFaulted
22-0005997 | Environmental/External | Ice or snow | Conductor, Overhead | Broken, wire on ground | 2021 | Tier 3 - Extreme | Distribution Circuit | 12 | 27 | 2021-12-27 | 1594890 | Sus | N | EnvironmentalExternal¦Iceorsnow¦ConductorOverhead¦Brokenwireonground
22-0006212 | Animal | Bird found | Conductor, Overhead | Normal | 2022 | Tier 2 - Elevated | Distribution Circuit | 1 | 4 | 2022-01-04 | 1595140 | Sus | N | Animal¦Birdfound¦ConductorOverhead¦Normal
22-0007700 | Unknown Cause | Patrol - found nothing |  |  | 2022 | Tier 2 - Elevated | Distribution Circuit | 1 | 8 | 2022-01-08 | 1598428 | Sus | N | UnknownCause¦Patrolfoundnothing¦¦
22-0008328 | Equipment Failure/Involved | Overhead | Pole-Wood | Deteriorated | 2022 | Tier 2 - Elevated | Distribution Circuit | 1 | 11 | 2022-01-11 | 1600041 | Sus | N | EquipmentFailureInvolved¦Overhead¦PoleWood¦Deteriorated
22-0017286 | Equipment Failure/Involved | Overhead | Pole-Wood | Broken | 2022 | Tier 2 - Elevated | Distribution Circuit | 2 | 1 | 2022-02-01 | 1618761 | Sus | N | EquipmentFailureInvolved¦Overhead¦PoleWood¦Broken
22-0021876 | Unknown Cause | Patrol - found nothing |  |  | 2022 | Tier 2 - Elevated | Distribution Circuit | 2 | 13 | 2022-02-13 | 1626566 | Sus | N | UnknownCause¦Patrolfoundnothing¦¦
22-0024582 | Unknown Cause | Patrol - found nothing |  |  | 2022 | Tier 2 - Elevated | Distribution Circuit | 2 | 20 | 2022-02-20 | 1632873 | Sus | N | UnknownCause¦Patrolfoundnothing¦¦
22-0035656 | Equipment Failure/Involved | Overhead | Insulator | Broken | 2022 | Tier 2 - Elevated | Distribution Circuit | 3 | 18 | 2022-03-18 | 1651113 | Sus | N | EquipmentFailureInvolved¦Overhead¦Insulator¦Broken
22-0035677 | Equipment Failure/Involved | Overhead | Secondary | Broken | 2022 | Tier 3 - Extreme | Transformer only | 3 | 18 | 2022-03-18 | 1651084 | Sus | N | EquipmentFailureInvolved¦Overhead¦Secondary¦Broken
22-0039898 | Equipment Failure/Involved | Overhead | Conductor, Overhead | Deteriorated | 2022 | Tier 3 - Extreme | Transformer only | 3 | 29 | 2022-03-29 | 1658730 | Sus | N | EquipmentFailureInvolved¦Overhead¦ConductorOverhead¦Deteriorated
22-0041419 | Unknown Cause | Patrol - found nothing |  |  | 2022 | Tier 2 - Elevated | Distribution Circuit | 3 | 31 | 2022-03-31 | 1660630 | Sus | N | UnknownCause¦Patrolfoundnothing¦¦
22-0044407 | Equipment Failure/Involved | Overhead | Pole-Wood | Broken | 2022 | Tier 3 - Extreme | Distribution Circuit | 4 | 8 | 2022-04-08 | 1665855 | Sus | N | EquipmentFailureInvolved¦Overhead¦PoleWood¦Broken
22-0045182 | Vegetation | Tree - branch fell on line | Crossarm, Wood | Broken, wire on ground | 2022 | Tier 3 - Extreme | Distribution Circuit | 4 | 10 | 2022-04-10 | 1667711 | Sus | N | Vegetation¦Treebranchfellonline¦CrossarmWood¦Brokenwireonground
22-0049985 | Equipment Failure/Involved | Overhead | Transformer (OH) | Failed/Faulted | 2022 | Tier 2 - Elevated | Transformer only | 4 | 15 | 2022-04-15 | 1673846 | Sus | N | EquipmentFailureInvolved¦Overhead¦Transformer(OH)¦FailedFaulted
22-0051707 | Equipment Failure/Involved | Overhead | Fuse | Broken | 2022 | Tier 2 - Elevated | Transformer only | 4 | 19 | 2022-04-19 | 1676742 | Sus | N | EquipmentFailureInvolved¦Overhead¦Fuse¦Broken
22-0060892 | Equipment Failure/Involved | Overhead | Transformer (OH) | Failed/Faulted | 2022 | Tier 2 - Elevated | Transformer only | 5 | 11 | 2022-05-11 | 1693948 | Sus | Y | EquipmentFailureInvolved¦Overhead¦Transformer(OH)¦FailedFaulted
22-0092289 | Unknown Cause | Patrol - found nothing |  |  | 2022 | Tier 2 - Elevated | Distribution Circuit | 8 | 1 | 2022-08-01 | 1770540 | Sus | Y | UnknownCause¦Patrolfoundnothing¦¦
22-0093606 | Equipment Failure/Involved | Overhead | Pole-Wood | Broken | 2022 | Tier 2 - Elevated | Transformer only | 8 | 4 | 2022-08-04 | 1772977 | Sus | Y | EquipmentFailureInvolved¦Overhead¦PoleWood¦Broken
22-0093901 | 3rd Party | Vehicle | Pole-Wood | Broken | 2022 | Tier 2 - Elevated | Distribution Circuit | 8 | 4 | 2022-08-04 | 1773233 | Sus | Y | 3rdParty¦Vehicle¦PoleWood¦Broken
22-0095853 | Unknown Cause | Patrol - found nothing |  |  | 2022 | Tier 2 - Elevated | Distribution Circuit | 8 | 10 | 2022-08-10 | 1777803 | Sus | Y | UnknownCause¦Patrolfoundnothing¦¦
22-0096356 | Equipment Failure/Involved | Overhead | Fuse | Failed/Faulted | 2022 | Tier 3 - Extreme | Transformer only | 8 | 11 | 2022-08-11 | 1778806 | Sus | Y | EquipmentFailureInvolved¦Overhead¦Fuse¦FailedFaulted
22-0107047 | Unknown Cause | Patrol - found nothing |  |  | 2022 | Tier 2 - Elevated | Transformer only | 9 | 6 | 2022-09-06 | 1803603 | Sus | Y | UnknownCause¦Patrolfoundnothing¦¦
22-0107367 | 3rd Party | Vehicle | Transformer (OH) | Normal | 2022 | Tier 2 - Elevated | Transformer only | 9 | 7 | 2022-09-07 | 1804406 | Sus | Y | 3rdParty¦Vehicle¦Transformer(OH)¦Normal
22-0108671 | Unknown Cause | Patrol - found nothing |  |  | 2022 | Tier 2 - Elevated | Transformer only | 9 | 9 | 2022-09-09 | 1807297 | Sus | Y | UnknownCause¦Patrolfoundnothing¦¦
22-0108987 | Animal | Bird found | Transformer (OH) | Burned/flashed | 2022 | Tier 2 - Elevated | Distribution Circuit | 9 | 11 | 2022-09-11 | 1808412 | Sus | Y | Animal¦Birdfound¦Transformer(OH)¦Burnedflashed
22-0109819 | Environmental/External | Fire, Forest/Grass | Pole-Wood | Burned/flashed | 2022 | Tier 2 - Elevated | Distribution Circuit | 9 | 13 | 2022-09-13 | 1810396 | Sus | Y | EnvironmentalExternal¦FireForestGrass¦PoleWood¦Burnedflashed
22-0111629 | Unknown Cause | Patrol - not conducted |  |  | 2022 | Tier 2 - Elevated | Distribution Circuit | 9 | 18 | 2022-09-18 | 1814373 | Sus | Y | UnknownCause¦Patrolnotconducted¦¦
22-0111704 | Vegetation | Tree - bark fell into line | Conductor, Overhead | Normal | 2022 | Tier 2 - Elevated | Distribution Circuit | 9 | 18 | 2022-09-18 | 1814802 | Sus | Y | Vegetation¦Treebarkfellintoline¦ConductorOverhead¦Normal
22-0119099 | Equipment Failure/Involved | Overhead | Secondary | Broken | 2022 | Tier 2 - Elevated | Transformer only | 10 | 7 | 2022-10-07 | 1831376 | Sus | Y | EquipmentFailureInvolved¦Overhead¦Secondary¦Broken
22-0126474 | Vegetation | Tree - fell into line | Conductor, Overhead | Broken, wire on ground | 2022 | Tier 2 - Elevated | Distribution Circuit | 11 | 1 | 2022-11-01 | 1849619 | Sus | Y | Vegetation¦Treefellintoline¦ConductorOverhead¦Brokenwireonground
22-0126562 | Environmental/External | Lightning | Transformer (OH) | Failed/Faulted | 2022 | Tier 2 - Elevated | Distribution Circuit | 11 | 1 | 2022-11-01 | 1850247 | Sus | Y | EnvironmentalExternal¦Lightning¦Transformer(OH)¦FailedFaulted
22-0126678 | Unknown Cause | Patrol - found nothing |  |  | 2022 | Tier 2 - Elevated | Distribution Circuit | 11 | 1 | 2022-11-01 | 1850407 | Sus | Y | UnknownCause¦Patrolfoundnothing¦¦
22-0128228 | Equipment Failure/Involved | Overhead | Transformer (OH) | Broken | 2022 | Tier 2 - Elevated | Transformer only | 11 | 5 | 2022-11-05 | 1854909 | Sus | Y | EquipmentFailureInvolved¦Overhead¦Transformer(OH)¦Broken
22-0128387 | Vegetation | Tree - fell into line | Crossarm, Wood | Broken | 2022 | Tier 2 - Elevated | Distribution Circuit | 11 | 7 | 2022-11-07 | 1855582 | Sus | Y | Vegetation¦Treefellintoline¦CrossarmWood¦Broken
22-0128460 | Unknown Cause | Patrol - found nothing |  |  | 2022 | Tier 2 - Elevated | Distribution Circuit | 11 | 7 | 2022-11-07 | 1855876 | Sus | Y | UnknownCause¦Patrolfoundnothing¦¦
22-0135637 | Vegetation | Tree - fell into line | Transformer | Broken | 2022 | Tier 2 - Elevated | Transformer only | 12 | 1 | 2022-12-01 | 1873148 | Sus | N | Vegetation¦Treefellintoline¦Transformer¦Broken
22-0138088 | Vegetation | Tree - fell into line | Transformer | Broken | 2022 | Tier 3 - Extreme | Transformer only | 12 | 10 | 2022-12-10 | 1880393 | Sus | N | Vegetation¦Treefellintoline¦Transformer¦Broken
22-0138896 | Vegetation | Tree - fell into line | Conductor, Overhead | Broken, wire on ground | 2022 | Tier 3 - Extreme | Distribution Circuit | 12 | 10 | 2022-12-10 | 1884056 | Sus | N | Vegetation¦Treefellintoline¦ConductorOverhead¦Brokenwireonground
22-0140297 | Vegetation | Tree - fell into line | Conductor, Overhead | Normal | 2022 | Tier 3 - Extreme | Distribution Circuit | 12 | 16 | 2022-12-16 | 1890917 | Sus | N | Vegetation¦Treefellintoline¦ConductorOverhead¦Normal
22-0141009 | Unknown Cause | Patrol - found nothing |  |  | 2022 | Tier 2 - Elevated | Distribution Circuit | 12 | 22 | 2022-12-22 | 1895882 | Sus | N | UnknownCause¦Patrolfoundnothing¦¦
22-0142204 | Vegetation | Tree - bark fell into line | Conductor, Overhead | Normal | 2022 | Tier 3 - Extreme | Distribution Circuit | 12 | 30 | 2022-12-30 | 1902052 | Sus | N | Vegetation¦Treebarkfellintoline¦ConductorOverhead¦Normal
22-0142462 | Unknown Cause | Patrol - found nothing |  |  | 2022 | Tier 3 - Extreme | Distribution Circuit | 12 | 31 | 2022-12-31 | 1903058 | Sus | N | UnknownCause¦Patrolfoundnothing¦¦
22-0142652 | Vegetation | Tree - fell into line | Jumper | Burned Open | 2022 | Tier 3 - Extreme | Distribution Circuit | 12 | 31 | 2022-12-31 | 1903841 | Sus | N | Vegetation¦Treefellintoline¦Jumper¦BurnedOpen
15-0012756 | Equipment Failure/Involved | Lightning | Transformer | Failed/Faulted | 2015 | Tier 3 - Extreme | Transformer only | 2 | 11 | 2015-02-11 | 1188503 | Sus | N | EquipmentFailureInvolved¦Lightning¦Transformer¦FailedFaulted
15-0032041 | Animal | Other | Fuse | Failed/Faulted | 2015 | Tier 3 - Extreme | Distribution Circuit | 5 | 5 | 2015-05-05 | 1229699 | Sus | Y | Animal¦Other¦Fuse¦FailedFaulted
15-0033942 | Equipment Failure/Involved | Electrical Overload | Connector or Splice (OH) | Broken, wire on ground | 2015 | Tier 2 - Elevated | Distribution Circuit | 5 | 13 | 2015-05-13 | 1234063 | Sus | Y | EquipmentFailureInvolved¦ElectricalOverload¦ConnectororSplice(OH)¦Brokenwireonground
15-0035315 | Company Initiated | Construction Activity/equip, company | Conductor, Underground | Deteriorated | 2015 | Tier 2 - Elevated | Distribution Circuit | 6 | 2 | 2015-06-02 | 1242532 | Sus | Y | CompanyInitiated¦ConstructionActivityequipcompany¦ConductorUnderground¦Deteriorated
15-0035354 | Equipment Failure/Involved | Overhead | Crossarm, Wood | Deteriorated | 2015 | Tier 2 - Elevated | Distribution Circuit | 5 | 20 | 2015-05-20 | 1237296 | Sus | Y | EquipmentFailureInvolved¦Overhead¦CrossarmWood¦Deteriorated
15-0038623 | Environmental/External | Lightning | Transformer (OH) | Failed/Faulted | 2015 | Tier 3 - Extreme | Transformer only | 6 | 5 | 2015-06-05 | 1243901 | Sus | Y | EnvironmentalExternal¦Lightning¦Transformer(OH)¦FailedFaulted
15-0039080 | Environmental/External | Lightning | Other | Failed/Faulted | 2015 | Tier 2 - Elevated | Transformer only | 6 | 6 | 2015-06-06 | 1244965 | Sus | Y | EnvironmentalExternal¦Lightning¦Other¦FailedFaulted
15-0039398 | Vegetation | Tree - branch fell on line | Conductor, Overhead | Normal | 2015 | Tier 3 - Extreme | Distribution Circuit | 6 | 8 | 2015-06-08 | 1245863 | Sus | Y | Vegetation¦Treebranchfellonline¦ConductorOverhead¦Normal
15-0044538 | Animal | Squirrel |  | Failed/Faulted | 2015 | Tier 2 - Elevated | Transformer only | 7 | 1 | 2015-07-01 | 1260171 | Sus | Y | Animal¦Squirrel¦¦FailedFaulted
15-0045851 | Unknown Cause | Patrol - found nothing |  |  | 2015 | Tier 2 - Elevated | Distribution Circuit | 7 | 6 | 2015-07-06 | 1263732 | Sus | Y | UnknownCause¦Patrolfoundnothing¦¦
15-0049417 | Equipment Failure/Involved | Overhead | Transformer (OH) | Deteriorated | 2015 | Tier 2 - Elevated | Transformer only | 7 | 20 | 2015-07-20 | 1274425 | Sus | Y | EquipmentFailureInvolved¦Overhead¦Transformer(OH)¦Deteriorated
15-0057605 | Vegetation | Tree - branch fell on line | Conductor, Overhead | Bent or Twisted | 2015 | Tier 2 - Elevated | Transformer only | 8 | 26 | 2015-08-26 | 1295203 | Sus | Y | Vegetation¦Treebranchfellonline¦ConductorOverhead¦BentorTwisted
15-0061833 | Vegetation | Tree - branch fell on line | Conductor, Overhead | Broken, wire on ground | 2015 | Tier 2 - Elevated | Distribution Circuit | 9 | 16 | 2015-09-16 | 1307291 | Sus | Y | Vegetation¦Treebranchfellonline¦ConductorOverhead¦Brokenwireonground
15-0066943 | 3rd Party | Vehicle | Pole-Wood | Broken | 2015 | Tier 3 - Extreme | Distribution Circuit | 9 | 30 | 2015-09-30 | 1314521 | Sus | Y | 3rdParty¦Vehicle¦PoleWood¦Broken
15-0066943 | 3rd Party | Vehicle | Pole-Wood | Broken | 2015 | Tier 3 - Extreme | Distribution Circuit | 9 | 30 | 2015-09-30 | 1314521 | Sus | Y | 3rdParty¦Vehicle¦PoleWood¦Broken
15-0070344 | Unknown Cause | Patrol - not conducted |  |  | 2015 | Tier 2 - Elevated | Distribution Circuit | 10 | 14 | 2015-10-14 | 1321918 | Sus | Y | UnknownCause¦Patrolnotconducted¦¦
15-0083570 | Equipment Failure/Involved | Overhead | Transformer | Failed/Faulted | 2015 | Tier 2 - Elevated | Transformer only | 12 | 9 | 2015-12-09 | 1356188 | Sus | N | EquipmentFailureInvolved¦Overhead¦Transformer¦FailedFaulted
15-0084140 | Environmental/External | Lightning | Transformer | Failed/Faulted | 2015 | Tier 2 - Elevated | Transformer only | 12 | 10 | 2015-12-10 | 1358305 | Sus | N | EnvironmentalExternal¦Lightning¦Transformer¦FailedFaulted
15-0084968 | Vegetation | Tree - fell into line | Conductor, Overhead | Broken, wire on ground | 2015 | Tier 3 - Extreme | Distribution Circuit | 12 | 13 | 2015-12-13 | 1360868 | Sus | N | Vegetation¦Treefellintoline¦ConductorOverhead¦Brokenwireonground
16-0002833 | Vegetation | Other ground vegetation | Insulator | Arcing | 2016 | Tier 3 - Extreme | Distribution Circuit | 1 | 4 | 2016-01-04 | 1376933 | Sus | N | Vegetation¦Othergroundvegetation¦Insulator¦Arcing
16-0003212 | Vegetation | Tree - fell into line | Conductor, Overhead | Broken, wire on ground | 2016 | Tier 3 - Extreme | Distribution Circuit | 1 | 5 | 2016-01-05 | 1377842 | Sus | N | Vegetation¦Treefellintoline¦ConductorOverhead¦Brokenwireonground
16-0003679 | Environmental/External | Ice or snow | Connector or Splice (OH) | Broken, wire on ground | 2016 | Tier 2 - Elevated | Distribution Circuit | 1 | 7 | 2016-01-07 | 1379247 | Sus | N | EnvironmentalExternal¦Iceorsnow¦ConnectororSplice(OH)¦Brokenwireonground
16-0005452 | Vegetation | Tree - branch fell on line | Pole-Wood | Broken, wire on ground | 2016 | Tier 3 - Extreme | Distribution Circuit | 1 | 14 | 2016-01-14 | 1383923 | Sus | N | Vegetation¦Treebranchfellonline¦PoleWood¦Brokenwireonground
16-0006382 | Environmental/External | Ice or snow | Conductor, Overhead | Burned/flashed | 2016 | Zone 1 - HHZ | Distribution Circuit | 1 | 19 | 2016-01-19 | 1387459 | Sus | N | EnvironmentalExternal¦Iceorsnow¦ConductorOverhead¦Burnedflashed
16-0006498 | Unknown Cause | Patrol - found nothing |  |  | 2016 | Tier 2 - Elevated | Distribution Circuit | 1 | 19 | 2016-01-19 | 1387518 | Sus | N | UnknownCause¦Patrolfoundnothing¦¦
16-0007552 | Equipment Failure/Involved | Fire, pole | Service conductor | Burned/flashed | 2016 | Tier 2 - Elevated | Transformer only | 1 | 22 | 2016-01-22 | 1390263 | Sus | N | EquipmentFailureInvolved¦Firepole¦Serviceconductor¦Burnedflashed
16-0007662 | Vegetation | Tree - fell into line | Conductor, Overhead | Broken, wire on ground | 2016 | Tier 2 - Elevated | Distribution Circuit | 1 | 22 | 2016-01-22 | 1390418 | Sus | N | Vegetation¦Treefellintoline¦ConductorOverhead¦Brokenwireonground
16-0011115 | Equipment Failure/Involved | Overhead | Anchor or Guy | Broken | 2016 | Tier 2 - Elevated | Distribution Circuit | 2 | 6 | 2016-02-06 | 1399639 | Sus | N | EquipmentFailureInvolved¦Overhead¦AnchororGuy¦Broken
16-0013592 | Vegetation | Tree - branch fell on line | Cutout, fuse holder | Broken | 2016 | Tier 2 - Elevated | Distribution Circuit | 2 | 17 | 2016-02-17 | 1407347 | Sus | N | Vegetation¦Treebranchfellonline¦Cutoutfuseholder¦Broken
16-0013728 | Vegetation | Tree - branch fell on line | Conductor, Overhead | Together | 2016 | Tier 3 - Extreme | Distribution Circuit | 2 | 18 | 2016-02-18 | 1407999 | Sus | N | Vegetation¦Treebranchfellonline¦ConductorOverhead¦Together
16-0013826 | Vegetation | Tree - fell into line | Conductor, Overhead | Broken, wire on ground | 2016 | Tier 3 - Extreme | Distribution Circuit | 2 | 18 | 2016-02-18 | 1408154 | Sus | N | Vegetation¦Treefellintoline¦ConductorOverhead¦Brokenwireonground
16-0015337 | Unknown Cause | Patrol - not conducted |  |  | 2016 | Tier 2 - Elevated | Distribution Circuit | 2 | 24 | 2016-02-24 | 1411661 | Sus | N | UnknownCause¦Patrolnotconducted¦¦
16-0015936 | Unknown Cause | Patrol - found nothing |  |  | 2016 | Tier 2 - Elevated | Distribution Circuit | 2 | 26 | 2016-02-26 | 1412792 | Sus | N | UnknownCause¦Patrolfoundnothing¦¦
16-0017670 | Vegetation | Tree - branch fell on line | Conductor, Overhead | Normal | 2016 | Tier 3 - Extreme | Distribution Circuit | 3 | 5 | 2016-03-05 | 1417709 | Sus | N | Vegetation¦Treebranchfellonline¦ConductorOverhead¦Normal
16-0018284 | Unknown Cause | Patrol - found nothing |  |  | 2016 | Tier 2 - Elevated | Distribution Circuit | 3 | 6 | 2016-03-06 | 1421109 | Sus | N | UnknownCause¦Patrolfoundnothing¦¦
16-0018420 | Unknown Cause | Patrol - found nothing |  |  | 2016 | Tier 2 - Elevated | Distribution Circuit | 3 | 6 | 2016-03-06 | 1421906 | Sus | N | UnknownCause¦Patrolfoundnothing¦¦
16-0018816 | Animal | Squirrel | Conductor, Overhead | Normal | 2016 | Tier 2 - Elevated | Distribution Circuit | 3 | 7 | 2016-03-07 | 1423557 | Sus | N | Animal¦Squirrel¦ConductorOverhead¦Normal
16-0018950 | Equipment Failure/Involved | Overhead | Crossarm, Wood | Broken | 2016 | Tier 3 - Extreme | Distribution Circuit | 3 | 7 | 2016-03-07 | 1424167 | Sus | N | EquipmentFailureInvolved¦Overhead¦CrossarmWood¦Broken
16-0020191 | Vegetation | Tree - fell into line | Conductor, Overhead | On Ground | 2016 | Tier 3 - Extreme | Distribution Circuit | 3 | 11 | 2016-03-11 | 1427036 | Sus | N | Vegetation¦Treefellintoline¦ConductorOverhead¦OnGround
16-0020883 | Vegetation | Tree - fell into line | Conductor, Overhead | Normal | 2016 | Tier 3 - Extreme | Distribution Circuit | 3 | 13 | 2016-03-13 | 1429931 | Sus | N | Vegetation¦Treefellintoline¦ConductorOverhead¦Normal
16-0022760 | Vegetation | Tree - branch fell on line | Conductor, Overhead | Normal | 2016 | Tier 3 - Extreme | Distribution Circuit | 3 | 20 | 2016-03-20 | 1434822 | Sus | N | Vegetation¦Treebranchfellonline¦ConductorOverhead¦Normal
16-0026070 | Equipment Failure/Involved | Overhead |  | Burned Open | 2016 | Tier 3 - Extreme | Transformer only | 4 | 4 | 2016-04-04 | 1444250 | Sus | N | EquipmentFailureInvolved¦Overhead¦¦BurnedOpen
16-0031175 | Environmental/External | Lightning | Transformer | Burned/flashed | 2016 | Tier 2 - Elevated | Transformer only | 4 | 25 | 2016-04-25 | 1457811 | Sus | N | EnvironmentalExternal¦Lightning¦Transformer¦Burnedflashed
16-0032315 | Environmental/External | Lightning | Transformer | Failed/Faulted | 2016 | Tier 2 - Elevated | Transformer only | 4 | 28 | 2016-04-28 | 1460697 | Sus | N | EnvironmentalExternal¦Lightning¦Transformer¦FailedFaulted
16-0033287 | 3rd Party | Tree - cutting, 3rd party | Cutout, fuse holder | Normal | 2016 | Tier 2 - Elevated | Distribution Circuit | 5 | 2 | 2016-05-02 | 1463365 | Sus | Y | 3rdParty¦Treecutting3rdparty¦Cutoutfuseholder¦Normal
16-0033842 | Equipment Failure/Involved | Overhead |  | Failed/Faulted | 2016 | Tier 2 - Elevated | Transformer only | 5 | 4 | 2016-05-04 | 1464656 | Sus | Y | EquipmentFailureInvolved¦Overhead¦¦FailedFaulted
16-0034143 | Environmental/External | Lightning | Transformer (OH) | Failed/Faulted | 2016 | Tier 2 - Elevated | Distribution Circuit | 5 | 5 | 2016-05-05 | 1465299 | Sus | Y | EnvironmentalExternal¦Lightning¦Transformer(OH)¦FailedFaulted
16-0039744 | Vegetation | Tree - fell into line | Conductor, Overhead | Broken, wire on ground | 2016 | Tier 2 - Elevated | Distribution Circuit | 5 | 31 | 2016-05-31 | 1479363 | Sus | Y | Vegetation¦Treefellintoline¦ConductorOverhead¦Brokenwireonground
16-0040532 | Vegetation | Tree - fell into line | Conductor, Overhead | Broken, wire on ground | 2016 | Tier 2 - Elevated | Distribution Circuit | 6 | 2 | 2016-06-02 | 1481374 | Sus | Y | Vegetation¦Treefellintoline¦ConductorOverhead¦Brokenwireonground
16-0042272 | Equipment Failure/Involved | Overhead | Transformer | Failed/Faulted | 2016 | Tier 2 - Elevated | Transformer only | 6 | 9 | 2016-06-09 | 1485894 | Sus | Y | EquipmentFailureInvolved¦Overhead¦Transformer¦FailedFaulted
16-0047413 | Vegetation | Tree - branch fell on line | Conductor, Overhead | Broken | 2016 | Tier 2 - Elevated | Distribution Circuit | 7 | 1 | 2016-07-01 | 1499543 | Sus | Y | Vegetation¦Treebranchfellonline¦ConductorOverhead¦Broken
16-0050018 | 3rd Party | Vehicle | Transformer (UG) | On Ground | 2016 | Tier 2 - Elevated | Distribution Circuit | 7 | 14 | 2016-07-14 | 1510264 | Sus | Y | 3rdParty¦Vehicle¦Transformer(UG)¦OnGround
16-0050553 | Vegetation | Tree - fell into line | Conductor, Overhead | Broken, wire on ground | 2016 | Tier 2 - Elevated | Distribution Circuit | 7 | 18 | 2016-07-18 | 1511639 | Sus | Y | Vegetation¦Treefellintoline¦ConductorOverhead¦Brokenwireonground
16-0058598 | Environmental/External | Fire, Forest/Grass | Transformer (OH) | Burned/flashed | 2016 | Tier 2 - Elevated | Transformer only | 8 | 18 | 2016-08-18 | 1529078 | Sus | Y | EnvironmentalExternal¦FireForestGrass¦Transformer(OH)¦Burnedflashed
16-0060721 | Unknown Cause | Patrol - found nothing |  |  | 2016 | Tier 2 - Elevated | Distribution Circuit | 8 | 29 | 2016-08-29 | 1533784 | Sus | Y | UnknownCause¦Patrolfoundnothing¦¦
16-0063040 | Vegetation | Tree - fell into line | Conductor, Overhead | On Ground | 2016 | Tier 2 - Elevated | Distribution Circuit | 9 | 7 | 2016-09-07 | 1538072 | Sus | Y | Vegetation¦Treefellintoline¦ConductorOverhead¦OnGround
16-0063329 | Unknown Cause | Patrol - found nothing |  |  | 2016 | Tier 3 - Extreme | Distribution Circuit | 9 | 8 | 2016-09-08 | 1538535 | Sus | Y | UnknownCause¦Patrolfoundnothing¦¦
16-0063460 | Equipment Failure/Involved | Overhead | Fuse | Normal | 2016 | Tier 2 - Elevated | Transformer only | 9 | 9 | 2016-09-09 | 1538773 | Sus | Y | EquipmentFailureInvolved¦Overhead¦Fuse¦Normal
16-0063907 | Unknown Cause | Patrol - found nothing |  |  | 2016 | Tier 3 - Extreme | Distribution Circuit | 9 | 12 | 2016-09-12 | 1540044 | Sus | Y | UnknownCause¦Patrolfoundnothing¦¦
16-0066397 | Vegetation | Tree - fell into line | Conductor, Overhead | Broken, wire on object | 2016 | Tier 2 - Elevated | Distribution Circuit | 9 | 21 | 2016-09-21 | 1545687 | Sus | Y | Vegetation¦Treefellintoline¦ConductorOverhead¦Brokenwireonobject
16-0071897 | Vegetation | Tree - fell into line | Conductor, Overhead | Broken, wire on ground | 2016 | Tier 2 - Elevated | Distribution Circuit | 10 | 14 | 2016-10-14 | 1558437 | Sus | Y | Vegetation¦Treefellintoline¦ConductorOverhead¦Brokenwireonground
16-0072701 | Unknown Cause | Patrol - found nothing |  |  | 2016 | Tier 2 - Elevated | Distribution Circuit | 10 | 15 | 2016-10-15 | 1561857 | Sus | Y | UnknownCause¦Patrolfoundnothing¦¦
16-0077086 | Environmental/External | Lightning | Transformer | Failed/Faulted | 2016 | Tier 2 - Elevated | Transformer only | 10 | 31 | 2016-10-31 | 1574203 | Sus | Y | EnvironmentalExternal¦Lightning¦Transformer¦FailedFaulted
16-0079091 | Unknown Cause | Patrol - found nothing |  |  | 2016 | Tier 2 - Elevated | Distribution Circuit | 11 | 10 | 2016-11-10 | 1579131 | Sus | Y | UnknownCause¦Patrolfoundnothing¦¦
16-0081512 | Equipment Failure/Involved | Overhead |  | Broken | 2016 | Tier 2 - Elevated | Transformer only | 11 | 21 | 2016-11-21 | 1586750 | Sus | Y | EquipmentFailureInvolved¦Overhead¦¦Broken
16-0084232 | Equipment Failure/Involved | Overhead | Crossarm, Wood | Broken | 2016 | Tier 2 - Elevated | Distribution Circuit | 12 | 6 | 2016-12-06 | 1595771 | Sus | N | EquipmentFailureInvolved¦Overhead¦CrossarmWood¦Broken
16-0085105 | Unknown Cause | Patrol - not conducted |  |  | 2016 | Tier 2 - Elevated | Distribution Circuit | 12 | 11 | 2016-12-11 | 1599868 | Sus | N | UnknownCause¦Patrolnotconducted¦¦
16-0085594 | Vegetation | Tree - fell into line | Conductor, Overhead | Broken, wire on ground | 2016 | Tier 3 - Extreme | Distribution Circuit | 12 | 14 | 2016-12-14 | 1602050 | Sus | N | Vegetation¦Treefellintoline¦ConductorOverhead¦Brokenwireonground
16-0086791 | Vegetation | Tree - branch fell on line | Conductor, Overhead | Normal | 2016 | Tier 3 - Extreme | Distribution Circuit | 12 | 23 | 2016-12-23 | 1609586 | Sus | N | Vegetation¦Treebranchfellonline¦ConductorOverhead¦Normal
17-0003228 | Unknown Cause | Patrol - found nothing |  |  | 2017 | Tier 3 - Extreme | Distribution Circuit | 1 | 3 | 2017-01-03 | 1616114 | Sus | N | UnknownCause¦Patrolfoundnothing¦¦
17-0003831 | Equipment Failure/Involved | Overhead | Insulator | Broken, wire on ground | 2017 | Tier 2 - Elevated | Distribution Circuit | 1 | 4 | 2017-01-04 | 1619026 | Sus | N | EquipmentFailureInvolved¦Overhead¦Insulator¦Brokenwireonground
17-0006203 | Vegetation | Tree - fell into line | Conductor, Overhead | Bent or Twisted | 2017 | Tier 2 - Elevated | Distribution Circuit | 1 | 9 | 2017-01-09 | 1630623 | Sus | N | Vegetation¦Treefellintoline¦ConductorOverhead¦BentorTwisted
17-0006269 | Vegetation | Tree - fell into line | Conductor, Overhead | Broken, wire on ground | 2017 | Tier 2 - Elevated | Distribution Circuit | 1 | 9 | 2017-01-09 | 1632051 | Sus | N | Vegetation¦Treefellintoline¦ConductorOverhead¦Brokenwireonground
17-0006275 | Unknown Cause | Patrol - found nothing |  |  | 2017 | Tier 2 - Elevated | Distribution Circuit | 1 | 9 | 2017-01-09 | 1631863 | Sus | N | UnknownCause¦Patrolfoundnothing¦¦
17-0006384 | Vegetation | Tree - fell into line | Conductor, Overhead | Broken, wire on ground | 2017 | Tier 2 - Elevated | Distribution Circuit | 1 | 10 | 2017-01-10 | 1632443 | Sus | N | Vegetation¦Treefellintoline¦ConductorOverhead¦Brokenwireonground
17-0006726 | Vegetation | Tree - fell into line | Conductor, Overhead | Broken, wire on ground | 2017 | Tier 2 - Elevated | Distribution Circuit | 1 | 10 | 2017-01-10 | 1633702 | Sus | N | Vegetation¦Treefellintoline¦ConductorOverhead¦Brokenwireonground
17-0008221 | Vegetation | Tree - branch fell on line | Conductor, Overhead | Normal | 2017 | Tier 2 - Elevated | Distribution Circuit | 1 | 11 | 2017-01-11 | 1638860 | Sus | N | Vegetation¦Treebranchfellonline¦ConductorOverhead¦Normal
17-0012015 | Vegetation | Tree - fell into line | Conductor, Overhead | On Ground | 2017 | Tier 3 - Extreme | Distribution Circuit | 1 | 21 | 2017-01-21 | 1655550 | Sus | N | Vegetation¦Treefellintoline¦ConductorOverhead¦OnGround
17-0012930 | Equipment Failure/Involved | Overhead | Crossarm, Wood | Broken, wire on ground | 2017 | Tier 3 - Extreme | Distribution Circuit | 1 | 21 | 2017-01-21 | 1659879 | Sus | N | EquipmentFailureInvolved¦Overhead¦CrossarmWood¦Brokenwireonground
17-0013034 | Equipment Failure/Involved | Overhead | Conductor, Overhead | Broken, wire on ground | 2017 | Tier 2 - Elevated | Distribution Circuit | 1 | 22 | 2017-01-22 | 1659255 | Sus | N | EquipmentFailureInvolved¦Overhead¦ConductorOverhead¦Brokenwireonground
17-0013784 | Vegetation | Tree - fell into line | Conductor, Overhead | Broken, wire on ground | 2017 | Tier 3 - Extreme | Distribution Circuit | 1 | 23 | 2017-01-23 | 1663394 | Sus | N | Vegetation¦Treefellintoline¦ConductorOverhead¦Brokenwireonground
17-0016446 | Equipment Failure/Involved | Overhead | Transformer (OH) | Failed/Faulted | 2017 | Tier 3 - Extreme | Transformer only | 1 | 31 | 2017-01-31 | 1671529 | Sus | N | EquipmentFailureInvolved¦Overhead¦Transformer(OH)¦FailedFaulted
17-0017987 | Vegetation | Tree - fell into line | Conductor, Overhead | Broken, wire on ground | 2017 | Tier 3 - Extreme | Distribution Circuit | 2 | 6 | 2017-02-06 | 1676901 | Sus | N | Vegetation¦Treefellintoline¦ConductorOverhead¦Brokenwireonground
17-0018003 | Vegetation | Tree - branch fell on line | Conductor, Overhead | Normal | 2017 | Tier 2 - Elevated | Distribution Circuit | 2 | 6 | 2017-02-06 | 1677060 | Sus | N | Vegetation¦Treebranchfellonline¦ConductorOverhead¦Normal
17-0020464 | Equipment Failure/Involved | Overhead | Conductor, Overhead | Normal | 2017 | Tier 2 - Elevated | Distribution Circuit | 2 | 12 | 2017-02-12 | 1686733 | Sus | N | EquipmentFailureInvolved¦Overhead¦ConductorOverhead¦Normal
17-0022150 | Vegetation | Tree - branch fell on line | Conductor, Overhead | Normal | 2017 | Tier 3 - Extreme | Distribution Circuit | 2 | 17 | 2017-02-17 | 1694170 | Sus | N | Vegetation¦Treebranchfellonline¦ConductorOverhead¦Normal
17-0022263 | Vegetation | Tree - fell into line | Pole-Wood | Broken, wire on ground | 2017 | Tier 3 - Extreme | Distribution Circuit | 2 | 17 | 2017-02-17 | 1695769 | Sus | N | Vegetation¦Treefellintoline¦PoleWood¦Brokenwireonground
17-0023767 | Vegetation | Tree - fell into line | Conductor, Overhead | On Ground | 2017 | Tier 2 - Elevated | Distribution Circuit | 2 | 20 | 2017-02-20 | 1702873 | Sus | N | Vegetation¦Treefellintoline¦ConductorOverhead¦OnGround
17-0024780 | Unknown Cause | Patrol - found nothing |  |  | 2017 | Tier 2 - Elevated | Transmission line | 2 | 21 | 2017-02-21 | 1706923 | Sus | N | UnknownCause¦Patrolfoundnothing¦¦
17-0025061 | Vegetation | Tree - fell into line | Conductor, Overhead | On Ground | 2017 | Tier 2 - Elevated | Distribution Circuit | 2 | 21 | 2017-02-21 | 1708345 | Sus | N | Vegetation¦Treefellintoline¦ConductorOverhead¦OnGround
17-0025427 | Equipment Failure/Involved | Overhead | Transformer (OH) | Failed/Faulted | 2017 | Tier 2 - Elevated | Distribution Circuit | 2 | 22 | 2017-02-22 | 1710011 | Sus | N | EquipmentFailureInvolved¦Overhead¦Transformer(OH)¦FailedFaulted
17-0028471 | Vegetation | Tree - fell into line | Conductor, Overhead | Broken, wire on ground | 2017 | Tier 2 - Elevated | Distribution Circuit | 3 | 5 | 2017-03-05 | 1719815 | Sus | N | Vegetation¦Treefellintoline¦ConductorOverhead¦Brokenwireonground
17-0032549 | Environmental/External | Lightning | Fuse | Failed/Faulted | 2017 | Tier 2 - Elevated | Distribution Circuit | 3 | 21 | 2017-03-21 | 1732480 | Sus | N | EnvironmentalExternal¦Lightning¦Fuse¦FailedFaulted
17-0032597 | Equipment Failure/Involved | Overhead | Transformer | Failed/Faulted | 2017 | Tier 2 - Elevated | Transformer only | 3 | 21 | 2017-03-21 | 1732591 | Sus | N | EquipmentFailureInvolved¦Overhead¦Transformer¦FailedFaulted
17-0033215 | Equipment Failure/Involved | Overhead | Conductor, Overhead | On Ground | 2017 | Tier 2 - Elevated | Distribution Circuit | 3 | 23 | 2017-03-23 | 1733907 | Sus | N | EquipmentFailureInvolved¦Overhead¦ConductorOverhead¦OnGround
17-0035765 | Unknown Cause | Patrol - found nothing |  |  | 2017 | Tier 2 - Elevated | Distribution Circuit | 4 | 1 | 2017-04-01 | 1741910 | Sus | N | UnknownCause¦Patrolfoundnothing¦¦
17-0036315 | Equipment Failure/Involved | Underground | Conductor, Underground | Burned/flashed | 2017 | Tier 2 - Elevated | Distribution Circuit | 4 | 4 | 2017-04-04 | 1743593 | Sus | N | EquipmentFailureInvolved¦Underground¦ConductorUnderground¦Burnedflashed
17-0041554 | Equipment Failure/Involved | Overhead | Transformer | Deteriorated | 2017 | Tier 2 - Elevated | Transformer only | 4 | 19 | 2017-04-19 | 1761473 | Sus | N | EquipmentFailureInvolved¦Overhead¦Transformer¦Deteriorated
17-0043778 | Vegetation | Tree - fell into line | Conductor, Overhead | Broken, wire on ground | 2017 | Tier 2 - Elevated | Distribution Circuit | 4 | 28 | 2017-04-28 | 1769774 | Sus | N | Vegetation¦Treefellintoline¦ConductorOverhead¦Brokenwireonground
17-0046058 | Vegetation | Tree - fell into line | Pole-Wood | Broken | 2017 | Tier 2 - Elevated | Distribution Circuit | 5 | 7 | 2017-05-07 | 1777309 | Sus | Y | Vegetation¦Treefellintoline¦PoleWood¦Broken
17-0047463 | Vegetation | Tree - fell into line | Conductor, Overhead | Broken, wire on ground | 2017 | Tier 3 - Extreme | Distribution Circuit | 5 | 12 | 2017-05-12 | 1780538 | Sus | Y | Vegetation¦Treefellintoline¦ConductorOverhead¦Brokenwireonground
17-0052731 | Equipment Failure/Involved | Overhead | Transformer | Broken, wire on ground | 2017 | Tier 2 - Elevated | Transformer only | 6 | 5 | 2017-06-05 | 1797007 | Sus | Y | EquipmentFailureInvolved¦Overhead¦Transformer¦Brokenwireonground
17-0056352 | Equipment Failure/Involved | Overhead | Transformer | Failed/Faulted | 2017 | Tier 3 - Extreme | Transformer only | 6 | 18 | 2017-06-18 | 1809615 | Sus | Y | EquipmentFailureInvolved¦Overhead¦Transformer¦FailedFaulted
17-0059916 | Unknown Cause | Patrol - found nothing |  |  | 2017 | Tier 2 - Elevated | Distribution Circuit | 6 | 30 | 2017-06-30 | 1821711 | Sus | Y | UnknownCause¦Patrolfoundnothing¦¦
17-0062764 | Equipment Failure/Involved | Overhead | Transformer (OH) | Leaking | 2017 | Tier 3 - Extreme | Transformer only | 7 | 13 | 2017-07-13 | 1830955 | Sus | Y | EquipmentFailureInvolved¦Overhead¦Transformer(OH)¦Leaking
17-0073511 | 3rd Party | Metallic Balloon | Pole-Wood | Burned/flashed | 2017 | Tier 2 - Elevated | Distribution Circuit | 8 | 28 | 2017-08-28 | 1861466 | Sus | Y | 3rdParty¦MetallicBalloon¦PoleWood¦Burnedflashed
17-0075611 | Equipment Failure/Involved | Overhead | Conductor, Overhead | Broken, wire on ground | 2017 | Tier 2 - Elevated | Distribution Circuit | 9 | 3 | 2017-09-03 | 1869070 | Sus | Y | EquipmentFailureInvolved¦Overhead¦ConductorOverhead¦Brokenwireonground
17-0083654 | Company Initiated | Return Circuit Normal | Switch (OH) | Normal | 2017 | Tier 2 - Elevated | Distribution Circuit | 12 | 15 | 2017-12-15 | 1943578 | Sus | N | CompanyInitiated¦ReturnCircuitNormal¦Switch(OH)¦Normal
17-0088550 | Unknown Cause | Patrol - found nothing |  |  | 2017 | Tier 2 - Elevated | Distribution Circuit | 10 | 19 | 2017-10-19 | 1903950 | Sus | Y | UnknownCause¦Patrolfoundnothing¦¦
17-0089515 | Environmental/External | Fire, Forest/Grass | Pole-Wood | Burned/flashed | 2017 | Tier 3 - Extreme | Distribution Circuit | 10 | 10 | 2017-10-10 | 1907329 | Sus | Y | EnvironmentalExternal¦FireForestGrass¦PoleWood¦Burnedflashed
17-0091113 | Environmental/External | Fire, Forest/Grass | Pole-Wood | Burned/flashed | 2017 | Tier 3 - Extreme | Distribution Circuit | 10 | 29 | 2017-10-29 | 1911783 | Sus | Y | EnvironmentalExternal¦FireForestGrass¦PoleWood¦Burnedflashed
17-0091613 | Unknown Cause | Patrol - found nothing |  |  | 2017 | Tier 2 - Elevated | Distribution Circuit | 10 | 31 | 2017-10-31 | 1913145 | Sus | Y | UnknownCause¦Patrolfoundnothing¦¦
17-0096181 | Unknown Cause | Patrol - found nothing |  |  | 2017 | Tier 2 - Elevated | Distribution Circuit | 11 | 18 | 2017-11-18 | 1925556 | Sus | Y | UnknownCause¦Patrolfoundnothing¦¦
17-0097054 | Company Initiated | Operating error | Circuit Breaker | Normal | 2017 | Tier 2 - Elevated | Generation | 11 | 22 | 2017-11-22 | 1927784 | Sus | Y | CompanyInitiated¦Operatingerror¦CircuitBreaker¦Normal
17-0097715 | Vegetation | Tree - fell into line | Conductor, Overhead | Broken, wire on ground | 2017 | Tier 2 - Elevated | Distribution Circuit | 11 | 27 | 2017-11-27 | 1929900 | Sus | Y | Vegetation¦Treefellintoline¦ConductorOverhead¦Brokenwireonground
17-0100715 | Animal | Other | Cutout, fuse holder | Normal | 2017 | Tier 2 - Elevated | Distribution Circuit | 12 | 7 | 2017-12-07 | 1938649 | Sus | N | Animal¦Other¦Cutoutfuseholder¦Normal
17-0101885 | Vegetation | Tree - branch fell on line | Crossarm, Wood | Broken | 2017 | Tier 2 - Elevated | Distribution Circuit | 12 | 16 | 2017-12-16 | 1943955 | Sus | N | Vegetation¦Treebranchfellonline¦CrossarmWood¦Broken
17-0102729 | Vegetation | Tree - branch fell on line | Conductor, Overhead | Normal | 2017 | Tier 3 - Extreme | Distribution Circuit | 12 | 20 | 2017-12-20 | 1948178 | Sus | N | Vegetation¦Treebranchfellonline¦ConductorOverhead¦Normal
17-0103614 | Equipment Failure/Involved | Overhead | Jumper | Burned Open | 2017 | Tier 2 - Elevated | Distribution Circuit | 12 | 29 | 2017-12-29 | 1953151 | Sus | N | EquipmentFailureInvolved¦Overhead¦Jumper¦BurnedOpen
18-0008719 | Unknown Cause | Patrol - found nothing |  |  | 2018 | Tier 2 - Elevated | Distribution Circuit | 1 | 24 | 2018-01-24 | 13419 | Sus | N | UnknownCause¦Patrolfoundnothing¦¦
18-0012123 | Animal | Squirrel | Fuse | Failed/Faulted | 2018 | Tier 3 - Extreme | Distribution Circuit | 2 | 7 | 2018-02-07 | 20651 | Sus | N | Animal¦Squirrel¦Fuse¦FailedFaulted
18-0018967 | Unknown Cause | Patrol - found nothing |  |  | 2018 | Tier 2 - Elevated | Distribution Circuit | 3 | 1 | 2018-03-01 | 35905 | Sus | N | UnknownCause¦Patrolfoundnothing¦¦
18-0019238 | Vegetation | Tree - branch fell on line | Conductor, Overhead | Normal | 2018 | Tier 3 - Extreme | Distribution Circuit | 3 | 2 | 2018-03-02 | 36635 | Sus | N | Vegetation¦Treebranchfellonline¦ConductorOverhead¦Normal
18-0019371 | Unknown Cause | Patrol - found nothing |  |  | 2018 | Tier 3 - Extreme | Distribution Circuit | 3 | 3 | 2018-03-03 | 37276 | Sus | N | UnknownCause¦Patrolfoundnothing¦¦
18-0020734 | Equipment Failure/Involved | Overhead | Transformer | Failed/Faulted | 2018 | Tier 3 - Extreme | Transformer only | 3 | 7 | 2018-03-07 | 39849 | Sus | N | EquipmentFailureInvolved¦Overhead¦Transformer¦FailedFaulted
18-0023483 | Unknown Cause | Patrol - found nothing |  |  | 2018 | Tier 3 - Extreme | Distribution Circuit | 3 | 16 | 2018-03-16 | 45601 | Sus | N | UnknownCause¦Patrolfoundnothing¦¦
18-0023600 | Vegetation | Tree - branch fell on line | Fuse | Failed/Faulted | 2018 | Tier 2 - Elevated | Distribution Circuit | 3 | 16 | 2018-03-16 | 46052 | Sus | N | Vegetation¦Treebranchfellonline¦Fuse¦FailedFaulted
18-0023741 | Equipment Failure/Involved | Electrical Overload | Conductor, Overhead | Broken, wire on ground | 2018 | Tier 3 - Extreme | Distribution Circuit | 3 | 17 | 2018-03-17 | 46626 | Sus | N | EquipmentFailureInvolved¦ElectricalOverload¦ConductorOverhead¦Brokenwireonground
18-0025483 | Vegetation | Tree - branch fell on line | Conductor, Overhead | Normal | 2018 | Tier 2 - Elevated | Distribution Circuit | 3 | 22 | 2018-03-22 | 50587 | Sus | N | Vegetation¦Treebranchfellonline¦ConductorOverhead¦Normal
18-0026146 | Equipment Failure/Involved | Overhead |  | Broken | 2018 | Tier 2 - Elevated | Transformer only | 3 | 23 | 2018-03-23 | 52155 | Sus | N | EquipmentFailureInvolved¦Overhead¦¦Broken
18-0030960 | Equipment Failure/Involved | Overhead | Transformer | Failed/Faulted | 2018 | Tier 2 - Elevated | Transformer only | 4 | 10 | 2018-04-10 | 63692 | Sus | N | EquipmentFailureInvolved¦Overhead¦Transformer¦FailedFaulted
18-0034433 | Equipment Failure/Involved | Overhead | Jumper | Bent or Twisted | 2018 | Tier 3 - Extreme | Distribution Circuit | 4 | 22 | 2018-04-22 | 71677 | Sus | N | EquipmentFailureInvolved¦Overhead¦Jumper¦BentorTwisted
18-0036671 | Unknown Cause | Patrol - found nothing |  |  | 2018 | Tier 2 - Elevated | Distribution Circuit | 4 | 29 | 2018-04-29 | 76346 | Sus | N | UnknownCause¦Patrolfoundnothing¦¦
18-0040772 | Unknown Cause | Patrol - not conducted |  |  | 2018 | Tier 2 - Elevated | Distribution Circuit | 5 | 14 | 2018-05-14 | 85630 | Sus | Y | UnknownCause¦Patrolnotconducted¦¦
18-0042945 | Equipment Failure/Involved | Overhead | Secondary | Deteriorated | 2018 | Tier 3 - Extreme | Transformer only | 5 | 21 | 2018-05-21 | 90961 | Sus | Y | EquipmentFailureInvolved¦Overhead¦Secondary¦Deteriorated
18-0047402 | Unknown Cause | Patrol - found nothing |  |  | 2018 | Tier 3 - Extreme | Distribution Circuit | 6 | 5 | 2018-06-05 | 101490 | Sus | Y | UnknownCause¦Patrolfoundnothing¦¦
18-0052327 | Animal | Bird found | Conductor, Overhead | Broken, wire on ground | 2018 | Tier 2 - Elevated | Distribution Circuit | 6 | 19 | 2018-06-19 | 113097 | Sus | Y | Animal¦Birdfound¦ConductorOverhead¦Brokenwireonground
18-0054436 | 3rd Party | Vehicle | Pole-Wood | Broken | 2018 | Tier 2 - Elevated | Distribution Circuit | 6 | 25 | 2018-06-25 | 118178 | Sus | Y | 3rdParty¦Vehicle¦PoleWood¦Broken
18-0056042 | Unknown Cause | Patrol - found nothing |  |  | 2018 | Tier 2 - Elevated | Distribution Circuit | 7 | 1 | 2018-07-01 | 122105 | Sus | Y | UnknownCause¦Patrolfoundnothing¦¦
18-0056118 | Equipment Failure/Involved | Electrical Overload |  | Failed/Faulted | 2018 | Tier 2 - Elevated | Transformer only | 7 | 1 | 2018-07-01 | 122576 | Sus | Y | EquipmentFailureInvolved¦ElectricalOverload¦¦FailedFaulted
18-0062749 | Equipment Failure/Involved | Overhead | Transformer | Failed/Faulted | 2018 | Tier 2 - Elevated | Transformer only | 7 | 23 | 2018-07-23 | 138102 | Sus | Y | EquipmentFailureInvolved¦Overhead¦Transformer¦FailedFaulted
18-0066428 | Unknown Cause | Patrol - found nothing |  |  | 2018 | Tier 2 - Elevated | Distribution Circuit | 8 | 3 | 2018-08-03 | 148053 | Sus | Y | UnknownCause¦Patrolfoundnothing¦¦
18-0074075 | Unknown Cause | Patrol - found nothing |  |  | 2018 | Tier 2 - Elevated | Distribution Circuit | 8 | 27 | 2018-08-27 | 163422 | Sus | Y | UnknownCause¦Patrolfoundnothing¦¦
18-0081993 | Equipment Failure/Involved | Overhead | Transformer | Failed/Faulted | 2018 | Tier 2 - Elevated | Transformer only | 9 | 21 | 2018-09-21 | 178695 | Sus | Y | EquipmentFailureInvolved¦Overhead¦Transformer¦FailedFaulted
18-0082826 | Unknown Cause | Patrol - found nothing |  |  | 2018 | Tier 3 - Extreme | Distribution Circuit | 9 | 24 | 2018-09-24 | 180383 | Sus | Y | UnknownCause¦Patrolfoundnothing¦¦
18-0087527 | Vegetation | Tree - fell into line | Conductor, Overhead | Broken, wire on ground | 2018 | Tier 2 - Elevated | Distribution Circuit | 10 | 5 | 2018-10-05 | 189383 | Sus | Y | Vegetation¦Treefellintoline¦ConductorOverhead¦Brokenwireonground
18-0090328 | Wildfire Mitigation | Public Safety Power Shut-off |  |  | 2018 | Tier 3 - Extreme | Distribution Circuit | 10 | 14 | 2018-10-14 | 195703 | Sus | Y | WildfireMitigation¦PublicSafetyPowerShutoff¦¦
18-0094962 | Equipment Failure/Involved | Overhead | Crossarm, Wood | Broken | 2018 | Tier 3 - Extreme | Distribution Circuit | 10 | 28 | 2018-10-28 | 203923 | Sus | Y | EquipmentFailureInvolved¦Overhead¦CrossarmWood¦Broken
18-0102125 | Environmental/External | Fire, Forest/Grass | Pole-Wood | Burned/flashed | 2018 | Tier 3 - Extreme | Distribution Circuit | 11 | 8 | 2018-11-08 | 221126 | Sus | Y | EnvironmentalExternal¦FireForestGrass¦PoleWood¦Burnedflashed
18-0104895 | Company Initiated | Improper Construction | Conductor, Overhead | Arcing | 2018 | Tier 2 - Elevated | Transformer only | 11 | 29 | 2018-11-29 | 228061 | Sus | Y | CompanyInitiated¦ImproperConstruction¦ConductorOverhead¦Arcing
18-0107569 | Unknown Cause | Patrol - found nothing |  |  | 2018 | Tier 3 - Extreme | Distribution Circuit | 12 | 6 | 2018-12-06 | 234764 | Sus | N | UnknownCause¦Patrolfoundnothing¦¦
18-0110615 | Vegetation | Tree - fell into line | Conductor, Overhead | Broken, wire on ground | 2018 | Tier 3 - Extreme | Distribution Circuit | 12 | 25 | 2018-12-25 | 246974 | Sus | N | Vegetation¦Treefellintoline¦ConductorOverhead¦Brokenwireonground
19-0006622 | Equipment Failure/Involved | Overhead | Conductor, Overhead | Normal | 2019 | Tier 3 - Extreme | Distribution Circuit | 1 | 8 | 2019-01-08 | 261039 | Sus | N | EquipmentFailureInvolved¦Overhead¦ConductorOverhead¦Normal
19-0006623 | Vegetation | Tree - fell into line | Conductor, Overhead | Broken, wire on ground | 2019 | Tier 3 - Extreme | Distribution Circuit | 1 | 8 | 2019-01-08 | 261125 | Sus | N | Vegetation¦Treefellintoline¦ConductorOverhead¦Brokenwireonground
19-0007572 | Unknown Cause | Patrol - found nothing |  |  | 2019 | Tier 2 - Elevated | Distribution Circuit | 1 | 10 | 2019-01-10 | 262470 | Sus | N | UnknownCause¦Patrolfoundnothing¦¦
19-0008471 | Unknown Cause | Patrol - found nothing |  |  | 2019 | Tier 2 - Elevated | Distribution Circuit | 1 | 14 | 2019-01-14 | 264521 | Sus | N | UnknownCause¦Patrolfoundnothing¦¦
19-0011956 | Unknown Cause | Patrol - found nothing |  |  | 2019 | Tier 2 - Elevated | Distribution Circuit | 1 | 18 | 2019-01-18 | 275206 | Sus | N | UnknownCause¦Patrolfoundnothing¦¦
19-0012521 | Unknown Cause | Patrol - found nothing |  |  | 2019 | Tier 3 - Extreme | Distribution Circuit | 1 | 20 | 2019-01-20 | 277132 | Sus | N | UnknownCause¦Patrolfoundnothing¦¦
19-0012822 | Vegetation | Tree - fell into line | Conductor, Overhead | Normal | 2019 | Tier 2 - Elevated | Distribution Circuit | 1 | 21 | 2019-01-21 | 278031 | Sus | N | Vegetation¦Treefellintoline¦ConductorOverhead¦Normal
19-0015749 | Equipment Failure/Involved | Overhead | Fuse | Broken | 2019 | Tier 2 - Elevated | Distribution Circuit | 1 | 30 | 2019-01-30 | 283668 | Sus | N | EquipmentFailureInvolved¦Overhead¦Fuse¦Broken
19-0016882 | Vegetation | Tree - fell into line | Conductor, Overhead | Broken, wire on ground | 2019 | Tier 2 - Elevated | Distribution Circuit | 2 | 2 | 2019-02-02 | 286027 | Sus | N | Vegetation¦Treefellintoline¦ConductorOverhead¦Brokenwireonground
19-0017558 | Equipment Failure/Involved | Overhead | Transformer (OH) | Failed/Faulted | 2019 | Tier 2 - Elevated | Transformer only | 2 | 3 | 2019-02-03 | 288562 | Sus | N | EquipmentFailureInvolved¦Overhead¦Transformer(OH)¦FailedFaulted
19-0017705 | Vegetation | Tree - fell into line | Crossarm, Wood | Broken, wire on ground | 2019 | Tier 2 - Elevated | Distribution Circuit | 2 | 4 | 2019-02-04 | 289443 | Sus | N | Vegetation¦Treefellintoline¦CrossarmWood¦Brokenwireonground
19-0018580 | Vegetation | Tree - fell into line | Conductor, Overhead | Together | 2019 | Tier 3 - Extreme | Distribution Circuit | 2 | 5 | 2019-02-05 | 292781 | Sus | N | Vegetation¦Treefellintoline¦ConductorOverhead¦Together
19-0019005 | Vegetation | Tree - fell into line | Conductor, Overhead | Normal | 2019 | Tier 3 - Extreme | Distribution Circuit | 2 | 4 | 2019-02-04 | 293959 | Sus | N | Vegetation¦Treefellintoline¦ConductorOverhead¦Normal
19-0019641 | Equipment Failure/Involved | Underground | Conductor, Underground | Broken | 2019 | Tier 2 - Elevated | Distribution Circuit | 2 | 7 | 2019-02-07 | 295367 | Sus | N | EquipmentFailureInvolved¦Underground¦ConductorUnderground¦Broken
19-0019778 | Vegetation | Tree - fell into line | Conductor, Overhead | Broken, wire on ground | 2019 | Tier 3 - Extreme | Distribution Circuit | 2 | 5 | 2019-02-05 | 295701 | Sus | N | Vegetation¦Treefellintoline¦ConductorOverhead¦Brokenwireonground
19-0019807 | Vegetation | Tree - fell into line | Conductor, Overhead | Broken, wire on ground | 2019 | Tier 3 - Extreme | Distribution Circuit | 2 | 7 | 2019-02-07 | 295819 | Sus | N | Vegetation¦Treefellintoline¦ConductorOverhead¦Brokenwireonground
19-0020465 | Environmental/External | Ice or snow | Conductor, Overhead | Together | 2019 | Tier 3 - Extreme | Distribution Circuit | 2 | 9 | 2019-02-09 | 297388 | Sus | N | EnvironmentalExternal¦Iceorsnow¦ConductorOverhead¦Together
19-0020539 | Vegetation | Tree - fell into line | Conductor, Overhead | Normal | 2019 | Tier 3 - Extreme | Distribution Circuit | 2 | 10 | 2019-02-10 | 297870 | Sus | N | Vegetation¦Treefellintoline¦ConductorOverhead¦Normal
19-0020800 | Equipment Failure/Involved | Overhead | Pole-Wood | Broken | 2019 | Tier 3 - Extreme | Distribution Circuit | 2 | 9 | 2019-02-09 | 299233 | Sus | N | EquipmentFailureInvolved¦Overhead¦PoleWood¦Broken
19-0021214 | Unknown Cause | Patrol - found nothing |  |  | 2019 | Tier 3 - Extreme | Distribution Circuit | 2 | 11 | 2019-02-11 | 300141 | Sus | N | UnknownCause¦Patrolfoundnothing¦¦
19-0021696 | Unknown Cause | Patrol - not conducted |  |  | 2019 | Tier 2 - Elevated | Distribution Circuit | 2 | 13 | 2019-02-13 | 301704 | Sus | N | UnknownCause¦Patrolnotconducted¦¦
19-0022227 | Unknown Cause | Patrol - found nothing |  |  | 2019 | Tier 3 - Extreme | Distribution Circuit | 2 | 12 | 2019-02-12 | 301208 | Sus | N | UnknownCause¦Patrolfoundnothing¦¦
19-0022277 | Vegetation | Tree - fell into line | Conductor, Overhead | Normal | 2019 | Tier 2 - Elevated | Distribution Circuit | 2 | 13 | 2019-02-13 | 304627 | Sus | N | Vegetation¦Treefellintoline¦ConductorOverhead¦Normal
19-0023063 | Vegetation | Tree - fell into line | Pole-Wood | Broken, wire on ground | 2019 | Tier 2 - Elevated | Distribution Circuit | 2 | 13 | 2019-02-13 | 308218 | Sus | N | Vegetation¦Treefellintoline¦PoleWood¦Brokenwireonground
19-0026365 | Environmental/External | Ice or snow | Pole-Wood | Broken, wire on ground | 2019 | Tier 2 - Elevated | Distribution Circuit | 2 | 17 | 2019-02-17 | 315481 | Sus | N | EnvironmentalExternal¦Iceorsnow¦PoleWood¦Brokenwireonground
19-0028114 | Vegetation | Tree - fell into line | Pole-Wood | Normal | 2019 | Tier 2 - Elevated | Distribution Circuit | 2 | 26 | 2019-02-26 | 323923 | Sus | N | Vegetation¦Treefellintoline¦PoleWood¦Normal
19-0028304 | Vegetation | Tree - branch fell on line | Conductor, Overhead | Normal | 2019 | Tier 2 - Elevated | Distribution Circuit | 2 | 26 | 2019-02-26 | 324358 | Sus | N | Vegetation¦Treebranchfellonline¦ConductorOverhead¦Normal
19-0032804 | Vegetation | Tree - fell into line | Conductor, Overhead | Broken, wire on ground | 2019 | Tier 3 - Extreme | Distribution Circuit | 3 | 11 | 2019-03-11 | 336700 | Sus | N | Vegetation¦Treefellintoline¦ConductorOverhead¦Brokenwireonground
19-0037182 | Equipment Failure/Involved | Overhead | Pole-Wood | Broken | 2019 | Tier 2 - Elevated | Distribution Circuit | 3 | 26 | 2019-03-26 | 347940 | Sus | N | EquipmentFailureInvolved¦Overhead¦PoleWood¦Broken
19-0037341 | Vegetation | Tree - fell into line | Conductor, Overhead | Broken, wire on ground | 2019 | Tier 2 - Elevated | Distribution Circuit | 3 | 27 | 2019-03-27 | 348193 | Sus | N | Vegetation¦Treefellintoline¦ConductorOverhead¦Brokenwireonground
19-0040127 | Equipment Failure/Involved | Underground | Transformer (UG) | Leaking | 2019 | Tier 2 - Elevated | Distribution Circuit | 4 | 5 | 2019-04-05 | 354409 | Sus | N | EquipmentFailureInvolved¦Underground¦Transformer(UG)¦Leaking
19-0040316 | Unknown Cause | Patrol - not conducted |  |  | 2019 | Tier 3 - Extreme | Transformer only | 4 | 6 | 2019-04-06 | 354975 | Sus | N | UnknownCause¦Patrolnotconducted¦¦
19-0045907 | Unknown Cause | Patrol - not conducted |  |  | 2019 | Tier 2 - Elevated | Distribution Circuit | 4 | 25 | 2019-04-25 | 367752 | Sus | N | UnknownCause¦Patrolnotconducted¦¦
19-0049737 | Equipment Failure/Involved | Overhead | Transformer (OH) | Broken | 2019 | Tier 2 - Elevated | Distribution Circuit | 5 | 7 | 2019-05-07 | 375801 | Sus | Y | EquipmentFailureInvolved¦Overhead¦Transformer(OH)¦Broken
19-0051168 | Unknown Cause | Patrol - found nothing |  |  | 2019 | Tier 2 - Elevated | Distribution Circuit | 5 | 12 | 2019-05-12 | 378989 | Sus | Y | UnknownCause¦Patrolfoundnothing¦¦
19-0052082 | Equipment Failure/Involved | Overhead | Transformer | Failed/Faulted | 2019 | Tier 3 - Extreme | Transformer only | 5 | 15 | 2019-05-15 | 380777 | Sus | Y | EquipmentFailureInvolved¦Overhead¦Transformer¦FailedFaulted
19-0054668 | Equipment Failure/Involved | Underground | Transformer (UG) | Deteriorated | 2019 | Tier 2 - Elevated | Transformer only | 5 | 21 | 2019-05-21 | 386632 | Sus | Y | EquipmentFailureInvolved¦Underground¦Transformer(UG)¦Deteriorated
19-0064602 | Equipment Failure/Involved | Overhead | Crossarm, Wood | Broken | 2019 | Tier 3 - Extreme | Distribution Circuit | 6 | 8 | 2019-06-08 | 401521 | Sus | Y | EquipmentFailureInvolved¦Overhead¦CrossarmWood¦Broken
19-0077460 | Equipment Failure/Involved | Overhead | Transformer | Failed/Faulted | 2019 | Tier 2 - Elevated | Transformer only | 7 | 15 | 2019-07-15 | 450500 | Sus | Y | EquipmentFailureInvolved¦Overhead¦Transformer¦FailedFaulted
19-0080927 | Unknown Cause | Patrol - found nothing |  |  | 2019 | Tier 2 - Elevated | Distribution Circuit | 7 | 25 | 2019-07-25 | 470826 | Sus | Y | UnknownCause¦Patrolfoundnothing¦¦
19-0083056 | Equipment Failure/Involved | Overhead |  | Failed/Faulted | 2019 | Tier 3 - Extreme | Transformer only | 7 | 31 | 2019-07-31 | 476386 | Sus | Y | EquipmentFailureInvolved¦Overhead¦¦FailedFaulted
19-0084183 | Unknown Cause | Patrol - not conducted |  |  | 2019 | Tier 3 - Extreme | Distribution Circuit | 8 | 4 | 2019-08-04 | 482499 | Sus | Y | UnknownCause¦Patrolnotconducted¦¦
19-0085051 | Equipment Failure/Involved | Overhead | Transformer | Failed/Faulted | 2019 | Tier 3 - Extreme | Transformer only | 8 | 6 | 2019-08-06 | 487599 | Sus | Y | EquipmentFailureInvolved¦Overhead¦Transformer¦FailedFaulted
19-0092112 | Equipment Failure/Involved | Overhead | Transformer | Deteriorated | 2019 | Tier 3 - Extreme | Transformer only | 8 | 26 | 2019-08-26 | 538556 | Sus | Y | EquipmentFailureInvolved¦Overhead¦Transformer¦Deteriorated
19-0101191 | Vegetation | Tree - fell into line | Conductor, Overhead | Broken, wire on ground | 2019 | Tier 2 - Elevated | Distribution Circuit | 9 | 19 | 2019-09-19 | 592491 | Sus | Y | Vegetation¦Treefellintoline¦ConductorOverhead¦Brokenwireonground
19-0104907 | Animal | Squirrel | Fuse | Failed/Faulted | 2019 | Tier 2 - Elevated | Distribution Circuit | 9 | 28 | 2019-09-28 | 624399 | Sus | Y | Animal¦Squirrel¦Fuse¦FailedFaulted
19-0105043 | Vegetation | Tree - fell into line | Conductor, Overhead | Broken, wire on ground | 2019 | Tier 3 - Extreme | Distribution Circuit | 9 | 28 | 2019-09-28 | 628328 | Sus | Y | Vegetation¦Treefellintoline¦ConductorOverhead¦Brokenwireonground
19-0113730 | 3rd Party | Vehicle | Pole-Wood | Broken | 2019 | Tier 2 - Elevated | Distribution Circuit | 10 | 19 | 2019-10-19 | 673415 | Sus | Y | 3rdParty¦Vehicle¦PoleWood¦Broken
19-0118250 | Wildfire Mitigation | Public Safety Power Shut-off | Conductor, Overhead | Normal | 2019 | Tier 2 - Elevated | Distribution Circuit | 10 | 29 | 2019-10-29 | 694385 | Sus | Y | WildfireMitigation¦PublicSafetyPowerShutoff¦ConductorOverhead¦Normal
19-0118769 | Vegetation | Tree - branch fell on line | Conductor, Overhead | Broken, wire on ground | 2019 | Tier 3 - Extreme | Distribution Circuit | 10 | 29 | 2019-10-29 | 694583 | Sus | Y | Vegetation¦Treebranchfellonline¦ConductorOverhead¦Brokenwireonground
19-0126511 | Unknown Cause | Patrol - not conducted |  |  | 2019 | Tier 2 - Elevated | Distribution Circuit | 11 | 19 | 2019-11-19 | 710429 | Sus | Y | UnknownCause¦Patrolnotconducted¦¦
19-0127913 | Unknown Cause | Patrol - not conducted |  |  | 2019 | Tier 2 - Elevated | Distribution Circuit | 11 | 23 | 2019-11-23 | 713285 | Sus | Y | UnknownCause¦Patrolnotconducted¦¦
19-0130876 | Vegetation | Tree - branch fell on line | Conductor, Overhead | Broken, wire on ground | 2019 | Tier 2 - Elevated | Distribution Circuit | 11 | 28 | 2019-11-28 | 722879 | Sus | Y | Vegetation¦Treebranchfellonline¦ConductorOverhead¦Brokenwireonground
19-0132018 | Unknown Cause | Patrol - found nothing |  |  | 2019 | Tier 2 - Elevated | Distribution Circuit | 12 | 1 | 2019-12-01 | 725955 | Sus | N | UnknownCause¦Patrolfoundnothing¦¦
19-0132268 | Vegetation | Tree - fell into line | Conductor, Overhead | Broken | 2019 | Tier 3 - Extreme | Distribution Circuit | 12 | 2 | 2019-12-02 | 727060 | Sus | N | Vegetation¦Treefellintoline¦ConductorOverhead¦Broken
19-0132312 | Unknown Cause | Patrol - found nothing |  |  | 2019 | Tier 3 - Extreme | Distribution Circuit | 12 | 2 | 2019-12-02 | 727340 | Sus | N | UnknownCause¦Patrolfoundnothing¦¦
19-0134786 | Unknown Cause | Patrol - found nothing |  |  | 2019 | Tier 2 - Elevated | Distribution Circuit | 12 | 7 | 2019-12-07 | 732703 | Sus | N | UnknownCause¦Patrolfoundnothing¦¦
19-0136246 | 3rd Party | Tree - cutting, 3rd party | Recloser | Normal | 2019 | Tier 3 - Extreme | Distribution Circuit | 12 | 12 | 2019-12-12 | 737779 | Sus | N | 3rdParty¦Treecutting3rdparty¦Recloser¦Normal
19-0137567 | Vegetation | Tree - fell into line | Conductor, Overhead | Broken, wire on ground | 2019 | Tier 3 - Extreme | Distribution Circuit | 12 | 22 | 2019-12-22 | 748459 | Sus | N | Vegetation¦Treefellintoline¦ConductorOverhead¦Brokenwireonground
19-0138189 | Animal | Bird found | Conductor, Overhead | Normal | 2019 | Tier 2 - Elevated | Distribution Circuit | 12 | 30 | 2019-12-30 | 752170 | Sus | N | Animal¦Birdfound¦ConductorOverhead¦Normal
20-0010046 | Equipment Failure/Involved | Electrical Overload | Transformer | Failed/Faulted | 2020 | Tier 2 - Elevated | Transformer only | 1 | 16 | 2020-01-16 | 762524 | Sus | N | EquipmentFailureInvolved¦ElectricalOverload¦Transformer¦FailedFaulted
20-0010240 | Vegetation | Tree - fell into line | Conductor, Overhead | Normal | 2020 | Tier 2 - Elevated | Distribution Circuit | 1 | 16 | 2020-01-16 | 762405 | Sus | N | Vegetation¦Treefellintoline¦ConductorOverhead¦Normal
20-0011185 | Unknown Cause | Patrol - not conducted |  |  | 2020 | Tier 2 - Elevated | Distribution Circuit | 1 | 19 | 2020-01-19 | 766134 | Sus | N | UnknownCause¦Patrolnotconducted¦¦
20-0018867 | Equipment Failure/Involved | Overhead | Cutout, fuse holder | Broken | 2020 | Tier 3 - Extreme | Transformer only | 2 | 8 | 2020-02-08 | 780806 | Sus | N | EquipmentFailureInvolved¦Overhead¦Cutoutfuseholder¦Broken
20-0018942 | Vegetation | Tree - fell into line | Fuse | Failed/Faulted | 2020 | Tier 3 - Extreme | Distribution Circuit | 2 | 9 | 2020-02-09 | 780974 | Sus | N | Vegetation¦Treefellintoline¦Fuse¦FailedFaulted
20-0024521 | Unknown Cause | Patrol - found nothing |  |  | 2020 | Tier 2 - Elevated | Distribution Circuit | 2 | 21 | 2020-02-21 | 797528 | Sus | N | UnknownCause¦Patrolfoundnothing¦¦
20-0027517 | Equipment Failure/Involved | Overhead | Crossarm, Wood | Broken | 2020 | Tier 3 - Extreme | Distribution Circuit | 3 | 1 | 2020-03-01 | 820568 | Sus | N | EquipmentFailureInvolved¦Overhead¦CrossarmWood¦Broken
20-0031224 | Equipment Failure/Involved | Underground | Transformer (UG) | Failed/Faulted | 2020 | Tier 2 - Elevated | Distribution Circuit | 3 | 12 | 2020-03-12 | 846193 | Sus | N | EquipmentFailureInvolved¦Underground¦Transformer(UG)¦FailedFaulted
20-0032275 | Vegetation | Tree - fell into line | Conductor, Overhead | Normal | 2020 | Tier 3 - Extreme | Distribution Circuit | 3 | 15 | 2020-03-15 | 852029 | Sus | N | Vegetation¦Treefellintoline¦ConductorOverhead¦Normal
20-0033551 | Vegetation | Tree - branch fell on line | Conductor, Overhead | Normal | 2020 | Tier 2 - Elevated | Distribution Circuit | 3 | 17 | 2020-03-17 | 856939 | Sus | N | Vegetation¦Treebranchfellonline¦ConductorOverhead¦Normal
20-0033922 | Vegetation | Tree - branch fell on line | Fuse | Failed/Faulted | 2020 | Tier 3 - Extreme | Distribution Circuit | 3 | 18 | 2020-03-18 | 858373 | Sus | N | Vegetation¦Treebranchfellonline¦Fuse¦FailedFaulted
20-0033938 | Vegetation | Tree - fell into line | Conductor, Overhead | Broken, wire on ground | 2020 | Tier 3 - Extreme | Distribution Circuit | 3 | 18 | 2020-03-18 | 858547 | Sus | N | Vegetation¦Treefellintoline¦ConductorOverhead¦Brokenwireonground
20-0034074 | Unknown Cause | Patrol - found nothing |  |  | 2020 | Tier 3 - Extreme | Distribution Circuit | 3 | 18 | 2020-03-18 | 858580 | Sus | N | UnknownCause¦Patrolfoundnothing¦¦
20-0034078 | Equipment Failure/Involved | Overhead | Anchor or Guy | Broken | 2020 | Tier 2 - Elevated | Distribution Circuit | 3 | 19 | 2020-03-19 | 858662 | Sus | N | EquipmentFailureInvolved¦Overhead¦AnchororGuy¦Broken
20-0034139 | Equipment Failure/Involved | Overhead | Connector or Splice (OH) | Broken, wire on ground | 2020 | Tier 2 - Elevated | Distribution Circuit | 3 | 16 | 2020-03-16 | 853776 | Sus | N | EquipmentFailureInvolved¦Overhead¦ConnectororSplice(OH)¦Brokenwireonground
20-0034398 | Environmental/External | Ice or snow | Conductor, Overhead | Broken, wire on ground | 2020 | Tier 3 - Extreme | Distribution Circuit | 3 | 19 | 2020-03-19 | 859271 | Sus | N | EnvironmentalExternal¦Iceorsnow¦ConductorOverhead¦Brokenwireonground
20-0034965 | Equipment Failure/Involved | Overhead | Jumper | Burned/flashed | 2020 | Tier 3 - Extreme | Distribution Circuit | 3 | 21 | 2020-03-21 | 860895 | Sus | N | EquipmentFailureInvolved¦Overhead¦Jumper¦Burnedflashed
20-0037226 | Vegetation | Tree - fell into line | Conductor, Overhead | Normal | 2020 | Tier 2 - Elevated | Distribution Circuit | 3 | 30 | 2020-03-30 | 870314 | Sus | N | Vegetation¦Treefellintoline¦ConductorOverhead¦Normal
20-0038517 | Unknown Cause | Patrol - found nothing |  |  | 2020 | Tier 3 - Extreme | Distribution Circuit | 4 | 5 | 2020-04-05 | 882743 | Sus | N | UnknownCause¦Patrolfoundnothing¦¦
20-0041035 | Unknown Cause | Patrol - found nothing |  |  | 2020 | Tier 2 - Elevated | Distribution Circuit | 4 | 13 | 2020-04-13 | 894785 | Sus | N | UnknownCause¦Patrolfoundnothing¦¦
20-0042369 | Equipment Failure/Involved | Overhead | Crossarm, Wood | Broken | 2020 | Tier 3 - Extreme | Distribution Circuit | 4 | 17 | 2020-04-17 | 897077 | Sus | N | EquipmentFailureInvolved¦Overhead¦CrossarmWood¦Broken
20-0047515 | Equipment Failure/Involved | Overhead | Transformer | Failed/Faulted | 2020 | Tier 2 - Elevated | Transformer only | 5 | 5 | 2020-05-05 | 907501 | Sus | Y | EquipmentFailureInvolved¦Overhead¦Transformer¦FailedFaulted
20-0049237 | Vegetation | Tree - branch fell on line | Conductor, Overhead | Broken, wire on ground | 2020 | Tier 3 - Extreme | Distribution Circuit | 5 | 11 | 2020-05-11 | 911649 | Sus | Y | Vegetation¦Treebranchfellonline¦ConductorOverhead¦Brokenwireonground
20-0051008 | Equipment Failure/Involved | Overhead | Anchor or Guy | Broken | 2020 | Tier 3 - Extreme | Distribution Circuit | 5 | 17 | 2020-05-17 | 915176 | Sus | Y | EquipmentFailureInvolved¦Overhead¦AnchororGuy¦Broken
20-0053695 | Animal | Other | Pole-Wood | Normal | 2020 | Tier 2 - Elevated | Distribution Circuit | 5 | 24 | 2020-05-24 | 920548 | Sus | Y | Animal¦Other¦PoleWood¦Normal
20-0058487 | Vegetation | Tree - branch fell on line | Conductor, Overhead | Normal | 2020 | Tier 2 - Elevated | Distribution Circuit | 6 | 6 | 2020-06-06 | 933007 | Sus | Y | Vegetation¦Treebranchfellonline¦ConductorOverhead¦Normal
20-0063823 | Equipment Failure/Involved | Overhead | Transformer | Failed/Faulted | 2020 | Tier 2 - Elevated | Transformer only | 6 | 23 | 2020-06-23 | 944877 | Sus | Y | EquipmentFailureInvolved¦Overhead¦Transformer¦FailedFaulted
20-0077011 | Vegetation | Tree - fell into line | Secondary | Broken, wire on ground | 2020 | Tier 3 - Extreme | Transformer only | 7 | 6 | 2020-07-06 | 959095 | Sus | Y | Vegetation¦Treefellintoline¦Secondary¦Brokenwireonground
20-0085010 | Vegetation | Tree - fell into line | Pole-Wood | Broken, wire on ground | 2020 | Tier 2 - Elevated | Distribution Circuit | 8 | 16 | 2020-08-16 | 1012726 | Sus | Y | Vegetation¦Treefellintoline¦PoleWood¦Brokenwireonground
20-0085291 | Vegetation | Tree - fell into line | Crossarm, Wood | Broken, wire on ground | 2020 | Tier 2 - Elevated | Distribution Circuit | 8 | 16 | 2020-08-16 | 1011956 | Sus | Y | Vegetation¦Treefellintoline¦CrossarmWood¦Brokenwireonground
20-0087352 | Environmental/External | Fire, Forest/Grass | Conductor, Overhead | Normal | 2020 | Tier 2 - Elevated | Distribution Circuit | 8 | 19 | 2020-08-19 | 1022739 | Sus | Y | EnvironmentalExternal¦FireForestGrass¦ConductorOverhead¦Normal
20-0090015 | Vegetation | Tree - fell into line | Conductor, Overhead | Normal | 2020 | Tier 3 - Extreme | Distribution Circuit | 8 | 25 | 2020-08-25 | 1030748 | Sus | Y | Vegetation¦Treefellintoline¦ConductorOverhead¦Normal
20-0091903 | Environmental/External | Fire, Forest/Grass | Conductor, Overhead | Normal | 2020 | Tier 3 - Extreme | Distribution Circuit | 8 | 19 | 2020-08-19 | 1045038 | Sus | Y | EnvironmentalExternal¦FireForestGrass¦ConductorOverhead¦Normal
20-0092045 | Company Initiated | Construction Activity/equip, company | Conductor, Overhead | Normal | 2020 | Tier 3 - Extreme | Distribution Circuit | 9 | 1 | 2020-09-01 | 1045462 | Sus | Y | CompanyInitiated¦ConstructionActivityequipcompany¦ConductorOverhead¦Normal
20-0100684 | 3rd Party | Other | Fuse | Normal | 2020 | Tier 2 - Elevated | Distribution Circuit | 9 | 23 | 2020-09-23 | 1090173 | Sus | Y | 3rdParty¦Other¦Fuse¦Normal
20-0102072 | Animal | Squirrel | Crossarm, Wood | Normal | 2020 | Tier 2 - Elevated | Distribution Circuit | 9 | 27 | 2020-09-27 | 1095110 | Sus | Y | Animal¦Squirrel¦CrossarmWood¦Normal
20-0109955 | Animal | Squirrel | Transformer (OH) | Broken | 2020 | Tier 3 - Extreme | Distribution Circuit | 10 | 17 | 2020-10-17 | 1119827 | Sus | Y | Animal¦Squirrel¦Transformer(OH)¦Broken
20-0117547 | Equipment Failure/Involved | Overhead | Transformer (OH) | Failed/Faulted | 2020 | Tier 2 - Elevated | Transformer only | 11 | 5 | 2020-11-05 | 1136794 | Sus | Y | EquipmentFailureInvolved¦Overhead¦Transformer(OH)¦FailedFaulted
20-0118061 | Animal | Other | Recloser | Normal | 2020 | Tier 2 - Elevated | Distribution Circuit | 11 | 6 | 2020-11-06 | 1137908 | Sus | Y | Animal¦Other¦Recloser¦Normal
20-0120086 | Company Initiated | Coordination failure | Fuse | Normal | 2020 | Tier 2 - Elevated | Distribution Circuit | 11 | 12 | 2020-11-12 | 1142679 | Sus | Y | CompanyInitiated¦Coordinationfailure¦Fuse¦Normal
20-0121144 | Equipment Failure/Involved | Overhead | Transformer (OH) | Failed/Faulted | 2020 | Tier 3 - Extreme | Transformer only | 11 | 15 | 2020-11-15 | 1145515 | Sus | Y | EquipmentFailureInvolved¦Overhead¦Transformer(OH)¦FailedFaulted
20-0123134 | 3rd Party | Vehicle | Pole-Wood | Broken, wire on ground | 2020 | Tier 2 - Elevated | Distribution Circuit | 11 | 20 | 2020-11-20 | 1149850 | Sus | Y | 3rdParty¦Vehicle¦PoleWood¦Brokenwireonground
20-0128237 | Unknown Cause | Patrol - found nothing |  |  | 2020 | Tier 2 - Elevated | Distribution Circuit | 12 | 6 | 2020-12-06 | 1166270 | Sus | N | UnknownCause¦Patrolfoundnothing¦¦
20-0128237 | Unknown Cause | Patrol - found nothing |  |  | 2020 | Tier 2 - Elevated | Distribution Circuit | 12 | 6 | 2020-12-06 | 1166270 | Sus | N | UnknownCause¦Patrolfoundnothing¦¦
20-0130203 | Equipment Failure/Involved | Overhead | Recloser | Malfunctioning | 2020 | Tier 2 - Elevated | Distribution Circuit | 12 | 13 | 2020-12-13 | 1182869 | Sus | N | EquipmentFailureInvolved¦Overhead¦Recloser¦Malfunctioning
20-0130626 | Equipment Failure/Involved | Overhead | Fuse | Normal | 2020 | Tier 2 - Elevated | Transformer only | 12 | 15 | 2020-12-15 | 1188727 | Sus | N | EquipmentFailureInvolved¦Overhead¦Fuse¦Normal
21-0007412 | Unknown Cause | Patrol - found nothing |  |  | 2021 | Tier 2 - Elevated | Transformer only | 1 | 11 | 2021-01-11 | 1208392 | Sus | N | UnknownCause¦Patrolfoundnothing¦¦
21-0009566 | Animal | Bird found | Conductor, Overhead | Normal | 2021 | Tier 2 - Elevated | Distribution Circuit | 1 | 18 | 2021-01-18 | 1212115 | Sus | N | Animal¦Birdfound¦ConductorOverhead¦Normal
21-0009775 | Equipment Failure/Involved | Overhead | Transformer (OH) | Failed/Faulted | 2021 | Tier 3 - Extreme | Transformer only | 1 | 18 | 2021-01-18 | 1212631 | Sus | N | EquipmentFailureInvolved¦Overhead¦Transformer(OH)¦FailedFaulted
21-0010410 | Unknown Cause | Patrol - found nothing |  |  | 2021 | Tier 3 - Extreme | Distribution Circuit | 1 | 19 | 2021-01-19 | 1215331 | Sus | N | UnknownCause¦Patrolfoundnothing¦¦
21-0010604 | Vegetation | Tree - fell into line | Pole-Wood | Broken, wire on ground | 2021 | Tier 2 - Elevated | Distribution Circuit | 1 | 19 | 2021-01-19 | 1215885 | Sus | N | Vegetation¦Treefellintoline¦PoleWood¦Brokenwireonground
21-0013957 | Unknown Cause | Patrol - found nothing |  |  | 2021 | Tier 2 - Elevated | Distribution Circuit | 1 | 25 | 2021-01-25 | 1223994 | Sus | N | UnknownCause¦Patrolfoundnothing¦¦
21-0015695 | Vegetation | Tree - branch fell on line | Conductor, Overhead | Normal | 2021 | Tier 3 - Extreme | Distribution Circuit | 1 | 27 | 2021-01-27 | 1231899 | Sus | N | Vegetation¦Treebranchfellonline¦ConductorOverhead¦Normal
21-0016817 | Vegetation | Tree - fell into line | Conductor, Overhead | Broken, wire on ground | 2021 | Tier 2 - Elevated | Distribution Circuit | 1 | 26 | 2021-01-26 | 1237409 | Sus | N | Vegetation¦Treefellintoline¦ConductorOverhead¦Brokenwireonground
21-0017660 | Vegetation | Tree - fell into line | Conductor, Overhead | Broken, wire on ground | 2021 | Tier 2 - Elevated | Distribution Circuit | 1 | 26 | 2021-01-26 | 1239906 | Sus | N | Vegetation¦Treefellintoline¦ConductorOverhead¦Brokenwireonground
21-0018614 | Unknown Cause | Patrol - found nothing |  |  | 2021 | Tier 2 - Elevated | Distribution Circuit | 1 | 28 | 2021-01-28 | 1240461 | Sus | N | UnknownCause¦Patrolfoundnothing¦¦
21-0024896 | Unknown Cause | Patrol - found nothing |  |  | 2021 | Tier 2 - Elevated | Distribution Circuit | 2 | 12 | 2021-02-12 | 1253508 | Sus | N | UnknownCause¦Patrolfoundnothing¦¦
21-0026012 | Unknown Cause | Patrol - found nothing |  |  | 2021 | Tier 2 - Elevated | Transformer only | 2 | 16 | 2021-02-16 | 1255944 | Sus | N | UnknownCause¦Patrolfoundnothing¦¦
21-0029244 | Equipment Failure/Involved | Overhead | Crossarm, Wood | Broken | 2021 | Tier 2 - Elevated | Distribution Circuit | 2 | 24 | 2021-02-24 | 1261530 | Sus | N | EquipmentFailureInvolved¦Overhead¦CrossarmWood¦Broken
21-0029823 | Vegetation | Tree - fell into line | Transformer (OH) | Normal | 2021 | Tier 3 - Extreme | Transformer only | 2 | 26 | 2021-02-26 | 1262714 | Sus | N | Vegetation¦Treefellintoline¦Transformer(OH)¦Normal
21-0035066 | Vegetation | Tree - branch fell on line | Conductor, Overhead | Normal | 2021 | Tier 3 - Extreme | Distribution Circuit | 3 | 11 | 2021-03-11 | 1278232 | Sus | N | Vegetation¦Treebranchfellonline¦ConductorOverhead¦Normal
21-0036003 | Unknown Cause | Patrol - not conducted |  |  | 2021 | Tier 3 - Extreme | Transformer only | 3 | 12 | 2021-03-12 | 1280531 | Sus | N | UnknownCause¦Patrolnotconducted¦¦
21-0036621 | Unknown Cause | Patrol - found nothing |  |  | 2021 | Tier 3 - Extreme | Distribution Circuit | 3 | 15 | 2021-03-15 | 1283099 | Sus | N | UnknownCause¦Patrolfoundnothing¦¦
21-0044106 | Equipment Failure/Involved | Overhead | Transformer (OH) | Failed/Faulted | 2021 | Tier 2 - Elevated | Transformer only | 4 | 2 | 2021-04-02 | 1305630 | Sus | N | EquipmentFailureInvolved¦Overhead¦Transformer(OH)¦FailedFaulted
21-0065356 | Equipment Failure/Involved | Overhead | Crossarm, Wood | Broken | 2021 | Tier 2 - Elevated | Distribution Circuit | 5 | 24 | 2021-05-24 | 1357742 | Sus | Y | EquipmentFailureInvolved¦Overhead¦CrossarmWood¦Broken
21-0066063 | Vegetation | Tree - fell into line | Conductor, Overhead | Together | 2021 | Tier 2 - Elevated | Distribution Circuit | 5 | 25 | 2021-05-25 | 1358731 | Sus | Y | Vegetation¦Treefellintoline¦ConductorOverhead¦Together
21-0074239 | Vegetation | Tree - branch fell on line | Conductor, Overhead | Broken, wire on ground | 2021 | Tier 2 - Elevated | Distribution Circuit | 6 | 14 | 2021-06-14 | 1373389 | Sus | Y | Vegetation¦Treebranchfellonline¦ConductorOverhead¦Brokenwireonground
21-0075795 | Unknown Cause | Patrol - found nothing |  |  | 2021 | Tier 3 - Extreme | Distribution Circuit | 6 | 17 | 2021-06-17 | 1376648 | Sus | Y | UnknownCause¦Patrolfoundnothing¦¦
21-0088489 | 3rd Party | Customer Equipment | Transformer | Annealed | 2021 | Tier 3 - Extreme | Transformer only | 7 | 12 | 2021-07-12 | 1402265 | Sus | Y | 3rdParty¦CustomerEquipment¦Transformer¦Annealed
21-0090871 | Equipment Failure/Involved | Overhead | Switch (OH) | Broken | 2021 | Tier 3 - Extreme | Distribution Circuit | 7 | 16 | 2021-07-16 | 1406171 | Sus | Y | EquipmentFailureInvolved¦Overhead¦Switch(OH)¦Broken
21-0091661 | Animal | Squirrel | Fuse | Failed/Faulted | 2021 | Tier 2 - Elevated | Distribution Circuit | 7 | 19 | 2021-07-19 | 1407653 | Sus | Y | Animal¦Squirrel¦Fuse¦FailedFaulted
21-0091894 | Unknown Cause | Patrol - found nothing |  |  | 2021 | Tier 2 - Elevated | Distribution Circuit | 7 | 19 | 2021-07-19 | 1408211 | Sus | Y | UnknownCause¦Patrolfoundnothing¦¦
21-0092029 | Environmental/External | Lightning | Transformer (OH) | Failed/Faulted | 2021 | Tier 2 - Elevated | Transformer only | 7 | 19 | 2021-07-19 | 1408435 | Sus | Y | EnvironmentalExternal¦Lightning¦Transformer(OH)¦FailedFaulted
21-0097830 | Equipment Failure/Involved | Overhead | Transformer (OH) | Failed/Faulted | 2021 | Tier 2 - Elevated | Distribution Circuit | 7 | 30 | 2021-07-30 | 1424337 | Sus | Y | EquipmentFailureInvolved¦Overhead¦Transformer(OH)¦FailedFaulted
21-0100057 | Vegetation | Tree - branch fell on line | Conductor, Overhead | Broken, wire on ground | 2021 | Tier 2 - Elevated | Distribution Circuit | 8 | 4 | 2021-08-04 | 1434218 | Sus | Y | Vegetation¦Treebranchfellonline¦ConductorOverhead¦Brokenwireonground
21-0103653 | Vegetation | Tree - branch fell on line | Conductor, Overhead | Broken, wire on ground | 2021 | Tier 2 - Elevated | Distribution Circuit | 8 | 12 | 2021-08-12 | 1441120 | Sus | Y | Vegetation¦Treebranchfellonline¦ConductorOverhead¦Brokenwireonground
21-0105286 | Equipment Failure/Involved | Electrical Overload | Conductor, Overhead | Broken, wire on ground | 2021 | Tier 3 - Extreme | Distribution Circuit | 8 | 16 | 2021-08-16 | 1444404 | Sus | Y | EquipmentFailureInvolved¦ElectricalOverload¦ConductorOverhead¦Brokenwireonground
21-0109419 | Equipment Failure/Involved | Overhead | Crossarm, Wood | Deteriorated | 2021 | Tier 2 - Elevated | Distribution Circuit | 8 | 25 | 2021-08-25 | 1453461 | Sus | Y | EquipmentFailureInvolved¦Overhead¦CrossarmWood¦Deteriorated
21-0114415 | Equipment Failure/Involved | Overhead | Conductor, Overhead | Normal | 2021 | Tier 3 - Extreme | Distribution Circuit | 9 | 7 | 2021-09-07 | 1463999 | Sus | Y | EquipmentFailureInvolved¦Overhead¦ConductorOverhead¦Normal
21-0117523 | Equipment Failure/Involved | Underground | Transformer (UG) | Broken | 2021 | Zone 1 - HHZ | Distribution Circuit | 9 | 14 | 2021-09-14 | 1471918 | Sus | Y | EquipmentFailureInvolved¦Underground¦Transformer(UG)¦Broken
21-0119513 | Vegetation | Tree - branch fell on line | Conductor, Overhead | Normal | 2021 | Tier 2 - Elevated | Distribution Circuit | 9 | 19 | 2021-09-19 | 1475307 | Sus | Y | Vegetation¦Treebranchfellonline¦ConductorOverhead¦Normal
21-0119900 | Wildfire Mitigation | Public Safety Power Shut-off | Transformer (OH) | Normal | 2021 | Tier 2 - Elevated | Transformer only | 9 | 21 | 2021-09-21 | 1476825 | Sus | Y | WildfireMitigation¦PublicSafetyPowerShutoff¦Transformer(OH)¦Normal
21-0121787 | Equipment Failure/Involved | Overhead | Pole-Wood | Broken | 2021 | Tier 2 - Elevated | Distribution Circuit | 9 | 23 | 2021-09-23 | 1479144 | Sus | Y | EquipmentFailureInvolved¦Overhead¦PoleWood¦Broken
21-0122272 | 3rd Party | Vehicle | Pole-Wood | Broken, wire on ground | 2021 | Tier 2 - Elevated | Distribution Circuit | 9 | 25 | 2021-09-25 | 1480031 | Sus | Y | 3rdParty¦Vehicle¦PoleWood¦Brokenwireonground
21-0125324 | Unknown Cause | Patrol - found nothing |  |  | 2021 | Tier 2 - Elevated | Transformer only | 10 | 3 | 2021-10-03 | 1486033 | Sus | Y | UnknownCause¦Patrolfoundnothing¦¦
21-0126619 | Animal | Squirrel | Transformer (OH) | Leaking | 2021 | Tier 2 - Elevated | Distribution Circuit | 10 | 6 | 2021-10-06 | 1488612 | Sus | Y | Animal¦Squirrel¦Transformer(OH)¦Leaking
21-0131870 | Unknown Cause | Patrol - found nothing |  |  | 2021 | Tier 2 - Elevated | Distribution Circuit | 10 | 16 | 2021-10-16 | 1498715 | Sus | Y | UnknownCause¦Patrolfoundnothing¦¦
21-0136715 | Unknown Cause | Patrol - found nothing |  |  | 2021 | Tier 2 - Elevated | Transformer only | 10 | 24 | 2021-10-24 | 1513051 | Sus | Y | UnknownCause¦Patrolfoundnothing¦¦
21-0137151 | Vegetation | Tree - fell into line | Pole-Wood | Broken, wire on ground | 2021 | Tier 3 - Extreme | Distribution Circuit | 10 | 24 | 2021-10-24 | 1518363 | Sus | Y | Vegetation¦Treefellintoline¦PoleWood¦Brokenwireonground
21-0137174 | Vegetation | Tree - fell into line | Conductor, Overhead | Broken, wire on ground | 2021 | Tier 2 - Elevated | Distribution Circuit | 10 | 24 | 2021-10-24 | 1513131 | Sus | Y | Vegetation¦Treefellintoline¦ConductorOverhead¦Brokenwireonground
21-0137651 | Vegetation | Other ground vegetation | Transformer (UG) | Broken | 2021 | Tier 3 - Extreme | Distribution Circuit | 10 | 25 | 2021-10-25 | 1520003 | Sus | Y | Vegetation¦Othergroundvegetation¦Transformer(UG)¦Broken
21-0141949 | Equipment Failure/Involved | Overhead | Crossarm, Wood | Broken | 2021 | Tier 3 - Extreme | Transformer only | 11 | 3 | 2021-11-03 | 1534162 | Sus | Y | EquipmentFailureInvolved¦Overhead¦CrossarmWood¦Broken
21-0142249 | Unknown Cause | Patrol - found nothing |  |  | 2021 | Tier 2 - Elevated | Distribution Circuit | 11 | 4 | 2021-11-04 | 1534821 | Sus | Y | UnknownCause¦Patrolfoundnothing¦¦
21-0142549 | Equipment Failure/Involved | Overhead | Cutout, fuse holder | Failed/Faulted | 2021 | Tier 2 - Elevated | Transformer only | 11 | 4 | 2021-11-04 | 1535124 | Sus | Y | EquipmentFailureInvolved¦Overhead¦Cutoutfuseholder¦FailedFaulted
21-0143613 | Vegetation | Tree - fell into line | Conductor, Overhead | Broken, wire on ground | 2021 | Tier 2 - Elevated | Distribution Circuit | 11 | 8 | 2021-11-08 | 1537895 | Sus | Y | Vegetation¦Treefellintoline¦ConductorOverhead¦Brokenwireonground
21-0145213 | Company Initiated | Construction Activity/equip, company | Pole-Wood | Normal | 2021 | Tier 2 - Elevated | Distribution Circuit | 11 | 13 | 2021-11-13 | 1543242 | Sus | Y | CompanyInitiated¦ConstructionActivityequipcompany¦PoleWood¦Normal
21-0157025 | Unknown Cause | Patrol - found nothing |  |  | 2021 | Tier 3 - Extreme | Distribution Circuit | 12 | 13 | 2021-12-13 | 1566032 | Sus | N | UnknownCause¦Patrolfoundnothing¦¦
21-0157577 | Equipment Failure/Involved | Overhead | Transformer (OH) | Normal | 2021 | Tier 2 - Elevated | Transformer only | 12 | 13 | 2021-12-13 | 1568755 | Sus | N | EquipmentFailureInvolved¦Overhead¦Transformer(OH)¦Normal
21-0158258 | Equipment Failure/Involved | Overhead | Conductor, Overhead | Broken, wire on ground | 2021 | Tier 3 - Extreme | Distribution Circuit | 12 | 14 | 2021-12-14 | 1571915 | Sus | N | EquipmentFailureInvolved¦Overhead¦ConductorOverhead¦Brokenwireonground
21-0158274 | Unknown Cause | Patrol - not conducted |  |  | 2021 | Tier 3 - Extreme | Distribution Circuit | 12 | 14 | 2021-12-14 | 1571975 | Sus | N | UnknownCause¦Patrolnotconducted¦¦
21-0158439 | Vegetation | Tree - branch fell on line | Conductor, Overhead | Normal | 2021 | Tier 2 - Elevated | Distribution Circuit | 12 | 15 | 2021-12-15 | 1572499 | Sus | N | Vegetation¦Treebranchfellonline¦ConductorOverhead¦Normal
21-0159372 | Equipment Failure/Involved | Substation | Circuit Breaker | Malfunctioning | 2021 | Tier 3 - Extreme | Substation - Distribution | 12 | 17 | 2021-12-17 | 1576048 | Sus | N | EquipmentFailureInvolved¦Substation¦CircuitBreaker¦Malfunctioning
21-0160199 | Vegetation | Tree - fell into line | Conductor, Overhead | Normal | 2021 | Tier 2 - Elevated | Distribution Circuit | 12 | 22 | 2021-12-22 | 1579439 | Sus | N | Vegetation¦Treefellintoline¦ConductorOverhead¦Normal
21-0160814 | Vegetation | Tree - fell into line | Conductor, Overhead | Normal | 2021 | Tier 3 - Extreme | Distribution Circuit | 12 | 26 | 2021-12-26 | 1582152 | Sus | N | Vegetation¦Treefellintoline¦ConductorOverhead¦Normal
21-0161008 | Environmental/External | Ice or snow | Conductor, Overhead | Normal | 2021 | Tier 2 - Elevated | Transmission line | 12 | 27 | 2021-12-27 | 1585087 | Sus | N | EnvironmentalExternal¦Iceorsnow¦ConductorOverhead¦Normal
21-0162049 | Vegetation | Tree - fell into line | Conductor, Overhead | Broken, wire on ground | 2021 | Tier 3 - Extreme | Distribution Circuit | 12 | 30 | 2021-12-30 | 1590126 | Sus | N | Vegetation¦Treefellintoline¦ConductorOverhead¦Brokenwireonground
22-0006634 | Vegetation | Tree - branch fell on line | Conductor, Overhead | Normal | 2022 | Tier 3 - Extreme | Distribution Circuit | 1 | 5 | 2022-01-05 | 1596184 | Sus | N | Vegetation¦Treebranchfellonline¦ConductorOverhead¦Normal
22-0006867 | Unknown Cause | Patrol - found nothing |  |  | 2022 | Tier 3 - Extreme | Distribution Circuit | 1 | 5 | 2022-01-05 | 1596157 | Sus | N | UnknownCause¦Patrolfoundnothing¦¦
22-0007634 | Environmental/External | Ice or snow | Conductor, Overhead | Broken, wire on ground | 2021 | Tier 3 - Extreme | Distribution Circuit | 12 | 26 | 2021-12-26 | 1598298 | Sus | N | EnvironmentalExternal¦Iceorsnow¦ConductorOverhead¦Brokenwireonground
22-0010916 | Vegetation | Tree - fell into line | Conductor, Overhead | Together | 2022 | Tier 3 - Extreme | Distribution Circuit | 1 | 18 | 2022-01-18 | 1604761 | Sus | N | Vegetation¦Treefellintoline¦ConductorOverhead¦Together
22-0018924 | Equipment Failure/Involved | Overhead | Transformer (OH) | Failed/Faulted | 2022 | Tier 2 - Elevated | Transformer only | 2 | 4 | 2022-02-04 | 1621462 | Sus | N | EquipmentFailureInvolved¦Overhead¦Transformer(OH)¦FailedFaulted
22-0027215 | Unknown Cause | Patrol - found nothing |  |  | 2022 | Tier 2 - Elevated | Distribution Circuit | 2 | 27 | 2022-02-27 | 1638611 | Sus | N | UnknownCause¦Patrolfoundnothing¦¦
22-0029669 | Animal | Bird found | Conductor, Overhead | Normal | 2022 | Tier 2 - Elevated | Distribution Circuit | 3 | 4 | 2022-03-04 | 1641834 | Sus | N | Animal¦Birdfound¦ConductorOverhead¦Normal
22-0032592 | Unknown Cause | Patrol - found nothing |  |  | 2022 | Tier 3 - Extreme | Distribution Circuit | 3 | 10 | 2022-03-10 | 1646426 | Sus | N | UnknownCause¦Patrolfoundnothing¦¦
22-0033591 | Animal | Bird found | Conductor, Overhead | Normal | 2022 | Tier 2 - Elevated | Distribution Circuit | 3 | 14 | 2022-03-14 | 1648184 | Sus | N | Animal¦Birdfound¦ConductorOverhead¦Normal
22-0041952 | 3rd Party | Customer Equipment | Conductor, Overhead | Normal | 2022 | Tier 2 - Elevated | Distribution Circuit | 4 | 2 | 2022-04-02 | 1661449 | Sus | N | 3rdParty¦CustomerEquipment¦ConductorOverhead¦Normal
22-0045525 | Unknown Cause | Patrol - found nothing |  |  | 2022 | Tier 2 - Elevated | Distribution Circuit | 4 | 11 | 2022-04-11 | 1668492 | Sus | N | UnknownCause¦Patrolfoundnothing¦¦
22-0050781 | Unknown Cause | Patrol - found nothing |  |  | 2022 | Tier 2 - Elevated | Distribution Circuit | 4 | 17 | 2022-04-17 | 1675316 | Sus | N | UnknownCause¦Patrolfoundnothing¦¦
22-0052311 | Animal | Other | Conductor, Overhead | Normal | 2022 | Tier 2 - Elevated | Distribution Circuit | 4 | 21 | 2022-04-21 | 1677922 | Sus | N | Animal¦Other¦ConductorOverhead¦Normal
22-0053112 | Vegetation | Tree - branch fell on line | Conductor, Overhead | Broken, wire on ground | 2022 | Tier 3 - Extreme | Distribution Circuit | 4 | 22 | 2022-04-22 | 1679082 | Sus | N | Vegetation¦Treebranchfellonline¦ConductorOverhead¦Brokenwireonground
22-0053375 | Equipment Failure/Involved | Overhead | Transformer (OH) | Failed/Faulted | 2022 | Tier 2 - Elevated | Transformer only | 4 | 22 | 2022-04-22 | 1679387 | Sus | N | EquipmentFailureInvolved¦Overhead¦Transformer(OH)¦FailedFaulted
22-0056296 | Unknown Cause | Patrol - found nothing |  |  | 2022 | Tier 3 - Extreme | Transformer only | 4 | 29 | 2022-04-29 | 1684836 | Sus | N | UnknownCause¦Patrolfoundnothing¦¦
22-0057036 | Vegetation | Tree - branch fell on line | Conductor, Overhead | Normal | 2022 | Tier 3 - Extreme | Distribution Circuit | 5 | 2 | 2022-05-02 | 1686734 | Sus | Y | Vegetation¦Treebranchfellonline¦ConductorOverhead¦Normal
22-0059545 | Equipment Failure/Involved | Overhead | Transformer (OH) | Normal | 2022 | Tier 3 - Extreme | Transformer only | 5 | 9 | 2022-05-09 | 1691643 | Sus | Y | EquipmentFailureInvolved¦Overhead¦Transformer(OH)¦Normal
22-0064127 | Animal | Squirrel | Fuse | Normal | 2022 | Tier 3 - Extreme | Distribution Circuit | 5 | 19 | 2022-05-19 | 1704676 | Sus | Y | Animal¦Squirrel¦Fuse¦Normal
22-0076314 | Equipment Failure/Involved | Overhead | Transformer | Burned Open | 2022 | Tier 2 - Elevated | Transformer only | 6 | 20 | 2022-06-20 | 1736117 | Sus | Y | EquipmentFailureInvolved¦Overhead¦Transformer¦BurnedOpen
22-0079144 | Equipment Failure/Involved | Overhead | Crossarm, Wood | Broken | 2022 | Tier 3 - Extreme | Transformer only | 6 | 27 | 2022-06-27 | 1743530 | Sus | Y | EquipmentFailureInvolved¦Overhead¦CrossarmWood¦Broken
22-0084089 | Animal | Squirrel | Pothead(Riser Termination) | Normal | 2022 | Tier 2 - Elevated | Distribution Circuit | 7 | 11 | 2022-07-11 | 1753539 | Sus | Y | Animal¦Squirrel¦Pothead(RiserTermination)¦Normal
22-0092735 | Equipment Failure/Involved | Overhead | Fuse | Burned Open | 2022 | Tier 3 - Extreme | Transformer only | 8 | 2 | 2022-08-02 | 1771182 | Sus | Y | EquipmentFailureInvolved¦Overhead¦Fuse¦BurnedOpen
22-0093756 | Environmental/External | Fire, Forest/Grass | Conductor, Overhead | Normal | 2022 | Tier 2 - Elevated | Distribution Circuit | 8 | 4 | 2022-08-04 | 1773193 | Sus | Y | EnvironmentalExternal¦FireForestGrass¦ConductorOverhead¦Normal
22-0095260 | Equipment Failure/Involved | Overhead | Other | Broken | 2022 | Tier 2 - Elevated | Distribution Circuit | 8 | 9 | 2022-08-09 | 1776869 | Sus | Y | EquipmentFailureInvolved¦Overhead¦Other¦Broken
22-0102870 | Unknown Cause | Patrol - found nothing |  |  | 2022 | Tier 2 - Elevated | Distribution Circuit | 8 | 28 | 2022-08-28 | 1793658 | Sus | Y | UnknownCause¦Patrolfoundnothing¦¦
22-0104953 | Equipment Failure/Involved | Overhead | Capacitor | Failed/Faulted | 2022 | Tier 3 - Extreme | Distribution Circuit | 9 | 2 | 2022-09-02 | 1797266 | Sus | Y | EquipmentFailureInvolved¦Overhead¦Capacitor¦FailedFaulted
22-0111661 | Vegetation | Tree - branch fell on line | Conductor, Overhead | Broken, wire on ground | 2022 | Tier 3 - Extreme | Distribution Circuit | 9 | 18 | 2022-09-18 | 1814239 | Sus | Y | Vegetation¦Treebranchfellonline¦ConductorOverhead¦Brokenwireonground
22-0113093 | Vegetation | Tree - branch fell on line | Conductor, Overhead | Normal | 2022 | Tier 2 - Elevated | Distribution Circuit | 9 | 21 | 2022-09-21 | 1818295 | Sus | Y | Vegetation¦Treebranchfellonline¦ConductorOverhead¦Normal
22-0114272 | Vegetation | Tree - fell into line | Pole-Wood | Broken, wire on ground | 2022 | Tier 3 - Extreme | Distribution Circuit | 9 | 23 | 2022-09-23 | 1820086 | Sus | Y | Vegetation¦Treefellintoline¦PoleWood¦Brokenwireonground
22-0116773 | 3rd Party | Vehicle | Pole-Wood | Broken, wire on ground | 2022 | Tier 3 - Extreme | Distribution Circuit | 9 | 30 | 2022-09-30 | 1825184 | Sus | Y | 3rdParty¦Vehicle¦PoleWood¦Brokenwireonground
22-0120086 | Company Initiated | Personnel, company | Recloser | Normal | 2022 | Tier 2 - Elevated | Distribution Circuit | 10 | 11 | 2022-10-11 | 1834825 | Sus | Y | CompanyInitiated¦Personnelcompany¦Recloser¦Normal
22-0121374 | Equipment Failure/Involved | Overhead | Transformer (OH) | Failed/Faulted | 2022 | Tier 2 - Elevated | Distribution Circuit | 10 | 14 | 2022-10-14 | 1836935 | Sus | Y | EquipmentFailureInvolved¦Overhead¦Transformer(OH)¦FailedFaulted
22-0126014 | Unknown Cause | Patrol - found nothing |  |  | 2022 | Tier 2 - Elevated | Distribution Circuit | 10 | 30 | 2022-10-30 | 1848727 | Sus | Y | UnknownCause¦Patrolfoundnothing¦¦
22-0129446 | Vegetation | Tree - fell into line | Conductor, Overhead | Normal | 2022 | Tier 3 - Extreme | Distribution Circuit | 11 | 9 | 2022-11-09 | 1858704 | Sus | Y | Vegetation¦Treefellintoline¦ConductorOverhead¦Normal
22-0132669 | Vegetation | Tree - fell into line | Conductor, Overhead | Normal | 2022 | Tier 2 - Elevated | Distribution Circuit | 11 | 18 | 2022-11-18 | 1865650 | Sus | Y | Vegetation¦Treefellintoline¦ConductorOverhead¦Normal
22-0134064 | 3rd Party | Vehicle | Pole-Wood | Broken | 2022 | Tier 2 - Elevated | Distribution Circuit | 11 | 24 | 2022-11-24 | 1868920 | Sus | Y | 3rdParty¦Vehicle¦PoleWood¦Broken
22-0135409 | Unknown Cause | Patrol - not conducted |  |  | 2022 | Tier 3 - Extreme | Distribution Circuit | 12 | 1 | 2022-12-01 | 1872725 | Sus | N | UnknownCause¦Patrolnotconducted¦¦
22-0137520 | Equipment Failure/Involved | Overhead | Pole-Wood | Broken | 2022 | Tier 2 - Elevated | Distribution Circuit | 12 | 8 | 2022-12-08 | 1878581 | Sus | N | EquipmentFailureInvolved¦Overhead¦PoleWood¦Broken
22-0140431 | 3rd Party | Vehicle | Pole-Wood | Broken | 2022 | Tier 2 - Elevated | Distribution Circuit | 12 | 17 | 2022-12-17 | 1891406 | Sus | N | 3rdParty¦Vehicle¦PoleWood¦Broken
22-0141291 | Equipment Failure/Involved | Underground | Conductor, Underground | Burned/flashed | 2022 | Tier 2 - Elevated | Transformer only | 12 | 26 | 2022-12-26 | 1897347 | Sus | N | EquipmentFailureInvolved¦Underground¦ConductorUnderground¦Burnedflashed
22-0141648 | Vegetation | Tree - branch fell on line | Conductor, Overhead | Normal | 2022 | Tier 2 - Elevated | Distribution Circuit | 12 | 26 | 2022-12-26 | 1897660 | Sus | N | Vegetation¦Treebranchfellonline¦ConductorOverhead¦Normal
15-0009860 | Vegetation | Tree - fell into line | Conductor, Overhead | Broken, wire on ground | 2015 | Tier 3 - Extreme | Distribution Circuit | 2 | 6 | 2015-02-06 | 1173502 | Sus | N | Vegetation¦Treefellintoline¦ConductorOverhead¦Brokenwireonground
15-0010029 | Vegetation | Tree - branch fell on line | Conductor, Overhead | Together | 2015 | Tier 3 - Extreme | Distribution Circuit | 2 | 6 | 2015-02-06 | 1173799 | Sus | N | Vegetation¦Treebranchfellonline¦ConductorOverhead¦Together
15-0010115 | Vegetation | Tree - branch fell on line | Conductor, Overhead | Broken, wire on ground | 2015 | Tier 2 - Elevated | Distribution Circuit | 2 | 6 | 2015-02-06 | 1174830 | Sus | N | Vegetation¦Treebranchfellonline¦ConductorOverhead¦Brokenwireonground
15-0010125 | Vegetation | Tree - fell into line | Conductor, Overhead | Broken, wire on ground | 2015 | Tier 2 - Elevated | Distribution Circuit | 2 | 6 | 2015-02-06 | 1174920 | Sus | N | Vegetation¦Treefellintoline¦ConductorOverhead¦Brokenwireonground
15-0011193 | Vegetation | Tree - fell into line | Connector or Splice (OH) | Broken, wire on ground | 2015 | Tier 2 - Elevated | Distribution Circuit | 2 | 7 | 2015-02-07 | 1180550 | Sus | N | Vegetation¦Treefellintoline¦ConnectororSplice(OH)¦Brokenwireonground
15-0013200 | Vegetation | Tree - fell into line | Conductor, Overhead | Broken, wire on ground | 2015 | Tier 3 - Extreme | Distribution Circuit | 2 | 13 | 2015-02-13 | 1189735 | Sus | N | Vegetation¦Treefellintoline¦ConductorOverhead¦Brokenwireonground
15-0024690 | Vegetation | Tree - grew into line | Secondary | Bent or Twisted | 2015 | Tier 2 - Elevated | Transformer only | 4 | 6 | 2015-04-06 | 1214433 | Sus | N | Vegetation¦Treegrewintoline¦Secondary¦BentorTwisted
15-0025444 | Equipment Failure/Involved | Other | Conductor, Underground | Broken | 2015 | Tier 2 - Elevated | Distribution Circuit | 4 | 8 | 2015-04-08 | 1216202 | Sus | N | EquipmentFailureInvolved¦Other¦ConductorUnderground¦Broken
15-0029003 | Animal | Squirrel | Fuse | Normal | 2015 | Tier 2 - Elevated | Distribution Circuit | 4 | 23 | 2015-04-23 | 1223707 | Sus | N | Animal¦Squirrel¦Fuse¦Normal
15-0032753 | Environmental/External | Lightning | Transformer | Failed/Faulted | 2015 | Tier 2 - Elevated | Transformer only | 5 | 7 | 2015-05-07 | 1230423 | Sus | Y | EnvironmentalExternal¦Lightning¦Transformer¦FailedFaulted
15-0033443 | Equipment Failure/Involved | Electrical Overload | Transformer | Failed/Faulted | 2015 | Tier 2 - Elevated | Transformer only | 5 | 11 | 2015-05-11 | 1232930 | Sus | Y | EquipmentFailureInvolved¦ElectricalOverload¦Transformer¦FailedFaulted
15-0033602 | Unknown Cause | Patrol - found nothing |  |  | 2015 | Tier 2 - Elevated | Distribution Circuit | 5 | 12 | 2015-05-12 | 1233319 | Sus | Y | UnknownCause¦Patrolfoundnothing¦¦
15-0042645 | Vegetation | Tree - branch fell on line | Conductor, Overhead | Normal | 2015 | Tier 3 - Extreme | Distribution Circuit | 6 | 23 | 2015-06-23 | 1254943 | Sus | Y | Vegetation¦Treebranchfellonline¦ConductorOverhead¦Normal
15-0043742 | Equipment Failure/Involved | Overhead | Transformer | Burned/flashed | 2015 | Tier 2 - Elevated | Transformer only | 6 | 27 | 2015-06-27 | 1257703 | Sus | Y | EquipmentFailureInvolved¦Overhead¦Transformer¦Burnedflashed
15-0048083 | Vegetation | Tree - fell into line | Conductor, Overhead | Broken, wire on ground | 2015 | Tier 3 - Extreme | Distribution Circuit | 7 | 17 | 2015-07-17 | 1269374 | Sus | Y | Vegetation¦Treefellintoline¦ConductorOverhead¦Brokenwireonground
15-0048540 | Environmental/External | Lightning | Transformer (OH) | Failed/Faulted | 2015 | Tier 2 - Elevated | Distribution Circuit | 7 | 19 | 2015-07-19 | 1271701 | Sus | Y | EnvironmentalExternal¦Lightning¦Transformer(OH)¦FailedFaulted
15-0049506 | Equipment Failure/Involved | Overhead | Transformer (OH) | Failed/Faulted | 2015 | Tier 3 - Extreme | Distribution Circuit | 7 | 21 | 2015-07-21 | 1274423 | Sus | Y | EquipmentFailureInvolved¦Overhead¦Transformer(OH)¦FailedFaulted
15-0051379 | Unknown Cause | Patrol - found nothing |  |  | 2015 | Tier 2 - Elevated | Distribution Circuit | 7 | 29 | 2015-07-29 | 1279497 | Sus | Y | UnknownCause¦Patrolfoundnothing¦¦
15-0055942 | Equipment Failure/Involved | Overhead | Secondary | Burned/flashed | 2015 | Tier 2 - Elevated | Transformer only | 8 | 18 | 2015-08-18 | 1291123 | Sus | Y | EquipmentFailureInvolved¦Overhead¦Secondary¦Burnedflashed
15-0056657 | Vegetation | Tree - fell into line | Conductor, Overhead | Broken, wire on ground | 2015 | Tier 3 - Extreme | Distribution Circuit | 8 | 21 | 2015-08-21 | 1292726 | Sus | Y | Vegetation¦Treefellintoline¦ConductorOverhead¦Brokenwireonground
15-0061096 | Vegetation | Tree - fell into line | Conductor, Overhead | On Ground | 2015 | Tier 3 - Extreme | Distribution Circuit | 9 | 13 | 2015-09-13 | 1304997 | Sus | Y | Vegetation¦Treefellintoline¦ConductorOverhead¦OnGround
15-0061737 | Vegetation | Tree - branch fell on line | Conductor, Overhead | Normal | 2015 | Tier 2 - Elevated | Distribution Circuit | 9 | 16 | 2015-09-16 | 1306930 | Sus | Y | Vegetation¦Treebranchfellonline¦ConductorOverhead¦Normal
15-0062299 | Environmental/External | Fire, Forest/Grass | Pole-Wood | Burned/flashed | 2015 | Tier 3 - Extreme | Distribution Circuit | 9 | 12 | 2015-09-12 | 1308626 | Sus | Y | EnvironmentalExternal¦FireForestGrass¦PoleWood¦Burnedflashed
15-0067510 | 3rd Party | Tree - cutting, 3rd party | Conductor, Overhead | Together | 2015 | Tier 2 - Elevated | Distribution Circuit | 10 | 2 | 2015-10-02 | 1315568 | Sus | Y | 3rdParty¦Treecutting3rdparty¦ConductorOverhead¦Together
15-0069482 | Unknown Cause | Patrol - found nothing |  |  | 2015 | Tier 2 - Elevated | Distribution Circuit | 10 | 11 | 2015-10-11 | 1320164 | Sus | Y | UnknownCause¦Patrolfoundnothing¦¦
15-0071281 | Environmental/External | Lightning | Transformer | Failed/Faulted | 2015 | Tier 2 - Elevated | Transformer only | 10 | 17 | 2015-10-17 | 1324203 | Sus | Y | EnvironmentalExternal¦Lightning¦Transformer¦FailedFaulted
15-0073889 | Equipment Failure/Involved | Overhead | Crossarm, Wood | Broken | 2015 | Tier 2 - Elevated | Distribution Circuit | 10 | 28 | 2015-10-28 | 1330630 | Sus | Y | EquipmentFailureInvolved¦Overhead¦CrossarmWood¦Broken
15-0076115 | Unknown Cause | Patrol - found nothing |  |  | 2015 | Tier 3 - Extreme | Distribution Circuit | 11 | 6 | 2015-11-06 | 1336357 | Sus | Y | UnknownCause¦Patrolfoundnothing¦¦
15-0081139 | Equipment Failure/Involved | Overhead | Transformer | Failed/Faulted | 2015 | Tier 3 - Extreme | Transformer only | 11 | 25 | 2015-11-25 | 1348691 | Sus | Y | EquipmentFailureInvolved¦Overhead¦Transformer¦FailedFaulted
15-0082584 | Vegetation | Tree - fell into line | Conductor, Overhead | Normal | 2015 | Tier 2 - Elevated | Distribution Circuit | 12 | 3 | 2015-12-03 | 1353099 | Sus | N | Vegetation¦Treefellintoline¦ConductorOverhead¦Normal
15-0083729 | Vegetation | Tree - fell into line | Conductor, Overhead | Normal | 2015 | Tier 3 - Extreme | Distribution Circuit | 12 | 10 | 2015-12-10 | 1356869 | Sus | N | Vegetation¦Treefellintoline¦ConductorOverhead¦Normal
15-0083957 | Vegetation | Tree - fell into line | Conductor, Overhead | Broken, wire on ground | 2015 | Tier 3 - Extreme | Distribution Circuit | 12 | 10 | 2015-12-10 | 1357055 | Sus | N | Vegetation¦Treefellintoline¦ConductorOverhead¦Brokenwireonground
15-0084555 | Equipment Failure/Involved | Overhead | Conductor, Overhead | Broken, wire on ground | 2015 | Tier 3 - Extreme | Distribution Circuit | 12 | 13 | 2015-12-13 | 1360333 | Sus | N | EquipmentFailureInvolved¦Overhead¦ConductorOverhead¦Brokenwireonground
15-0085522 | Vegetation | Tree - fell into line | Conductor, Overhead | Broken, wire on ground | 2015 | Tier 3 - Extreme | Distribution Circuit | 12 | 15 | 2015-12-15 | 1364315 | Sus | N | Vegetation¦Treefellintoline¦ConductorOverhead¦Brokenwireonground