24-0118896 | Company Initiated | Planned- maintenance |  |  | 2024 | Tier 2 | Transformer only |  |  |  | 2595994 | Sus |  | CompanyInitiated¦Plannedmaintenance¦¦
24-0124283 | Equipment Failure/Involved | Overhead | Transformer (OH) | Normal | 2024 | Tier 3 | Transformer only |  |  |  | 2596650 | Sus |  | EquipmentFailureInvolved¦Overhead¦Transformer(OH)¦Normal
24-0124889 | Equipment Failure/Involved | Overhead | Cutout- fuse holder | Failed/Faulted | 2024 | Tier 2 | Transformer only |  |  |  | 2598148 | Sus |  | EquipmentFailureInvolved¦Overhead¦Cutoutfuseholder¦FailedFaulted
24-0119622 | Wildfire Mitigation | Planned - WSIP/System Hardening |  |  | 2024 | Tier 2 | Distribution Circuit |  |  |  | 2598174 | Sus |  | WildfireMitigation¦PlannedWSIPSystemHardening¦¦
24-0125605 | Unknown Cause | Patrol - found nothing |  |  | 2024 | Tier 2 | Distribution Circuit |  |  |  | 2600017 | Sus |  | UnknownCause¦Patrolfoundnothing¦¦
24-0120081 | Wildfire Mitigation | Planned - WSIP/System Hardening |  |  | 2024 | Tier 2 | Distribution Circuit |  |  |  | 2600002 | Sus |  | WildfireMitigation¦PlannedWSIPSystemHardening¦¦
24-0119047 | Wildfire Mitigation | Planned - WSIP/System Hardening |  |  | 2024 | Tier 2 | Distribution Circuit |  |  |  | 2600065 | Sus |  | WildfireMitigation¦PlannedWSIPSystemHardening¦¦
24-0115655 | Company Initiated | Planned- capital |  |  | 2024 | Tier 2 | Distribution Circuit |  |  |  | 2600129 | Sus |  | CompanyInitiated¦Plannedcapital¦¦
24-0119783 | Wildfire Mitigation | Planned - WSIP/System Hardening |  |  | 2024 | Tier 2 | Distribution Circuit |  |  |  | 2600232 | Sus |  | WildfireMitigation¦PlannedWSIPSystemHardening¦¦
24-0126034 | Vegetation | Tree - grew into line | Conductor- Overhead | Normal | 2024 | Tier 2 | Distribution Circuit |  |  |  | 2600758 | Sus |  | Vegetation¦Treegrewintoline¦ConductorOverhead¦Normal
24-0126056 | Unknown Cause | Patrol - found nothing |  |  | 2024 | Tier 2 | Distribution Circuit |  |  |  | 2600833 | Sus |  | UnknownCause¦Patrolfoundnothing¦¦
24-0123468 | Company Initiated | Planned- maintenance |  |  | 2024 | Tier 2 | Transformer only |  |  |  | 2600866 | Sus |  | CompanyInitiated¦Plannedmaintenance¦¦
24-0120097 | Wildfire Mitigation | Planned - WSIP/System Hardening |  |  | 2024 | Tier 2 | Distribution Circuit |  |  |  | 2600843 | Sus |  | WildfireMitigation¦PlannedWSIPSystemHardening¦¦
24-0121331 | Wildfire Mitigation | Planned - WSIP/System Hardening |  |  | 2024 | Tier 2 | Transformer only |  |  |  | 2600971 | Sus |  | WildfireMitigation¦PlannedWSIPSystemHardening¦¦
24-0117312 | Company Initiated | Planned- capital |  |  | 2024 | Tier 2 | Distribution Circuit |  |  |  | 2600939 | Sus |  | CompanyInitiated¦Plannedcapital¦¦
24-0126132 | Company Initiated | Personnel- company | Conductor- Overhead | Normal | 2024 | Zone 1 | Distribution Circuit |  |  |  | 2600967 | Sus |  | CompanyInitiated¦Personnelcompany¦ConductorOverhead¦Normal
24-0117586 | Wildfire Mitigation | Planned - WSIP/System Hardening |  |  | 2024 | Tier 2 | Distribution Circuit |  |  |  | 2600839 | Sus |  | WildfireMitigation¦PlannedWSIPSystemHardening¦¦
24-0126172 | Company Initiated | Planned- maintenance | Transformer | Normal | 2024 | Tier 2 | Transformer only |  |  |  | 2601043 | Sus |  | CompanyInitiated¦Plannedmaintenance¦Transformer¦Normal
24-0120736 | Company Initiated | Planned- maintenance |  |  | 2024 | Tier 3 | Distribution Circuit |  |  |  | 2601085 | Sus |  | CompanyInitiated¦Plannedmaintenance¦¦
24-0126283 | Unknown Cause | Patrol - found nothing |  |  | 2024 | Tier 2 | Distribution Circuit |  |  |  | 2601273 | Sus |  | UnknownCause¦Patrolfoundnothing¦¦
24-0126448 | Company Initiated | Personnel- company | Conductor- Underground | Normal | 2024 | Tier 2 | Distribution Circuit |  |  |  | 2601474 | Sus |  | CompanyInitiated¦Personnelcompany¦ConductorUnderground¦Normal
24-0127105 | Unknown Cause | Patrol - found nothing |  |  | 2024 | Tier 2 | Distribution Circuit |  |  |  | 2602596 | Sus |  | UnknownCause¦Patrolfoundnothing¦¦
24-0120904 | Company Initiated | Planned- maintenance |  |  | 2024 | Tier 2 | Transformer only |  |  |  | 2602735 | Sus |  | CompanyInitiated¦Plannedmaintenance¦¦
24-0114962 | Wildfire Mitigation | Planned - WSIP/System Hardening |  |  | 2024 | Tier 2 | Distribution Circuit |  |  |  | 2602747 | Sus |  | WildfireMitigation¦PlannedWSIPSystemHardening¦¦
24-0120103 | Wildfire Mitigation | Planned - WSIP/System Hardening |  |  | 2024 | Tier 2 | Transformer only |  |  |  | 2602748 | Sus |  | WildfireMitigation¦PlannedWSIPSystemHardening¦¦
24-0117199 | Wildfire Mitigation | Planned - WSIP/System Hardening |  |  | 2024 | Tier 2 | Distribution Circuit |  |  |  | 2602773 | Sus |  | WildfireMitigation¦PlannedWSIPSystemHardening¦¦
24-0118840 | Wildfire Mitigation | Planned - WSIP/System Hardening |  |  | 2024 | Tier 2 | Transformer only |  |  |  | 2602826 | Sus |  | WildfireMitigation¦PlannedWSIPSystemHardening¦¦
24-0120107 | Wildfire Mitigation | Planned - WSIP/System Hardening |  |  | 2024 | Tier 2 | Distribution Circuit |  |  |  | 2603046 | Sus |  | WildfireMitigation¦PlannedWSIPSystemHardening¦¦
24-0127613 | Animal | Bird found | Conductor- Overhead | Normal | 2024 | Tier 2 | Distribution Circuit |  |  |  | 2603279 | Sus |  | Animal¦Birdfound¦ConductorOverhead¦Normal
24-0120336 | Company Initiated | Planned- capital |  |  | 2024 | Tier 2 | Distribution Circuit |  |  |  | 2603460 | Sus |  | CompanyInitiated¦Plannedcapital¦¦
24-0120667 | Wildfire Mitigation | Planned - WSIP/System Hardening |  |  | 2024 | Tier 2 | Transformer only |  |  |  | 2603969 | Sus |  | WildfireMitigation¦PlannedWSIPSystemHardening¦¦
24-0118531 | Wildfire Mitigation | Planned - WSIP/System Hardening |  |  | 2024 | Tier 2 | Transformer only |  |  |  | 2603603 | Sus |  | WildfireMitigation¦PlannedWSIPSystemHardening¦¦
24-0119923 | Wildfire Mitigation | Planned - WSIP/System Hardening |  |  | 2024 | Tier 2 | Distribution Circuit |  |  |  | 2603622 | Sus |  | WildfireMitigation¦PlannedWSIPSystemHardening¦¦
24-0100517 | Company Initiated | Planned- capital |  |  | 2024 | Tier 2 | Distribution Circuit |  |  |  | 2604616 | Sus |  | CompanyInitiated¦Plannedcapital¦¦
24-0127584 | Company Initiated | Return Circuit Normal | Pole-Wood | Burned/flashed | 2024 | Tier 2 | Distribution Circuit |  |  |  | 2604940 | Sus |  | CompanyInitiated¦ReturnCircuitNormal¦PoleWood¦Burnedflashed
24-0128424 | Unknown Cause | Patrol - found nothing |  |  | 2024 | Tier 2 | Distribution Circuit |  |  |  | 2605909 | Sus |  | UnknownCause¦Patrolfoundnothing¦¦
24-0121271 | Wildfire Mitigation | Planned - WSIP/System Hardening |  |  | 2024 | Tier 2 | Distribution Circuit |  |  |  | 2605982 | Sus |  | WildfireMitigation¦PlannedWSIPSystemHardening¦¦
24-0122846 | Company Initiated | Planned- capital |  |  | 2024 | Tier 2 | Distribution Circuit |  |  |  | 2606012 | Sus |  | CompanyInitiated¦Plannedcapital¦¦
24-0120326 | Wildfire Mitigation | Planned - WSIP/System Hardening |  |  | 2024 | Tier 2 | Distribution Circuit |  |  |  | 2606920 | Sus |  | WildfireMitigation¦PlannedWSIPSystemHardening¦¦
24-0128861 | Company Initiated | Personnel- company | Conductor- Overhead | Normal | 2024 | Tier 2 | Distribution Circuit |  |  |  | 2606913 | Sus |  | CompanyInitiated¦Personnelcompany¦ConductorOverhead¦Normal
24-0111356 | Company Initiated | Planned- capital |  |  | 2024 | Tier 2 | Distribution Circuit |  |  |  | 2607930 | Sus |  | CompanyInitiated¦Plannedcapital¦¦
24-0121867 | Company Initiated | Planned- capital |  |  | 2024 | Tier 2 | Distribution Circuit |  |  |  | 2608109 | Sus |  | CompanyInitiated¦Plannedcapital¦¦
24-0127285 | Wildfire Mitigation | Planned - WSIP/System Hardening |  |  | 2024 | Tier 2 | Distribution Circuit |  |  |  | 2608352 | Sus |  | WildfireMitigation¦PlannedWSIPSystemHardening¦¦
24-0127298 | Wildfire Mitigation | Planned - WSIP/System Hardening |  |  | 2024 | Tier 2 | Distribution Circuit |  |  |  | 2608446 | Sus |  | WildfireMitigation¦PlannedWSIPSystemHardening¦¦
24-0129694 | Equipment Failure/Involved | Underground | Transformer (UG) | Normal | 2024 | Tier 2 | Distribution Circuit |  |  |  | 2608580 | Sus |  | EquipmentFailureInvolved¦Underground¦Transformer(UG)¦Normal
24-0127305 | Wildfire Mitigation | Planned - WSIP/System Hardening |  |  | 2024 | Tier 2 | Distribution Circuit |  |  |  | 2608558 | Sus |  | WildfireMitigation¦PlannedWSIPSystemHardening¦¦
24-0125253 | Company Initiated | Planned- maintenance |  |  | 2024 | Tier 3 | Distribution Circuit |  |  |  | 2609073 | Sus |  | CompanyInitiated¦Plannedmaintenance¦¦
24-0123442 | Wildfire Mitigation | Planned - WSIP/System Hardening |  |  | 2024 | Tier 2 | Distribution Circuit |  |  |  | 2610007 | Sus |  | WildfireMitigation¦PlannedWSIPSystemHardening¦¦
24-0125668 | Company Initiated | Planned- maintenance |  |  | 2024 | Tier 2 | Distribution Circuit |  |  |  | 2610214 | Sus |  | CompanyInitiated¦Plannedmaintenance¦¦
24-0123373 | Wildfire Mitigation | Planned - WSIP/System Hardening |  |  | 2024 | Tier 2 | Distribution Circuit |  |  |  | 2610089 | Sus |  | WildfireMitigation¦PlannedWSIPSystemHardening¦¦
24-0130760 | Vegetation | Tree - branch fell on line | Service conductor | Broken- wire on ground | 2024 | Tier 2 | Transformer only |  |  |  | 2610702 | Sus |  | Vegetation¦Treebranchfellonline¦Serviceconductor¦Brokenwireonground
24-0130996 | Unknown Cause | Patrol - found nothing |  |  | 2024 | Tier 2 | Distribution Circuit |  |  |  | 2611201 | Sus |  | UnknownCause¦Patrolfoundnothing¦¦
24-0127317 | Wildfire Mitigation | Planned - WSIP/System Hardening |  |  | 2024 | Tier 2 | Distribution Circuit |  |  |  | 2611272 | Sus |  | WildfireMitigation¦PlannedWSIPSystemHardening¦¦
24-0114384 | Company Initiated | Planned- capital |  |  | 2024 | Tier 3 | Distribution Circuit |  |  |  | 2613011 | Sus |  | CompanyInitiated¦Plannedcapital¦¦
24-0123958 | Wildfire Mitigation | Planned - WSIP/System Hardening |  |  | 2024 | Tier 2 | Distribution Circuit |  |  |  | 2612834 | Sus |  | WildfireMitigation¦PlannedWSIPSystemHardening¦¦
24-0126888 | Wildfire Mitigation | Planned - WSIP/System Hardening |  |  | 2024 | Tier 2 | Transformer only |  |  |  | 2613180 | Sus |  | WildfireMitigation¦PlannedWSIPSystemHardening¦¦
24-0126880 | Wildfire Mitigation | Planned - WSIP/System Hardening |  |  | 2024 | Tier 2 | Distribution Circuit |  |  |  | 2613192 | Sus |  | WildfireMitigation¦PlannedWSIPSystemHardening¦¦
24-0124158 | Wildfire Mitigation | Planned - WSIP/System Hardening |  |  | 2024 | Tier 2 | Transformer only |  |  |  | 2613964 | Sus |  | WildfireMitigation¦PlannedWSIPSystemHardening¦¦
24-0126211 | Wildfire Mitigation | Planned - WSIP/System Hardening |  |  | 2024 | Tier 2 | Distribution Circuit |  |  |  | 2613895 | Sus |  | WildfireMitigation¦PlannedWSIPSystemHardening¦¦
24-0121197 | Wildfire Mitigation | Planned - WSIP/System Hardening |  |  | 2024 | Tier 2 | Distribution Circuit |  |  |  | 2613969 | Sus |  | WildfireMitigation¦PlannedWSIPSystemHardening¦¦
24-0123979 | Company Initiated | Planned- maintenance |  |  | 2024 | Tier 2 | Distribution Circuit |  |  |  | 2613891 | Sus |  | CompanyInitiated¦Plannedmaintenance¦¦
24-0122887 | Wildfire Mitigation | Planned - WSIP/System Hardening |  |  | 2024 | Tier 2 | Distribution Circuit |  |  |  | 2614086 | Sus |  | WildfireMitigation¦PlannedWSIPSystemHardening¦¦
24-0132480 | Animal | Bird found | Conductor- Overhead | Normal | 2024 | Tier 2 | Distribution Circuit |  |  |  | 2615624 | Sus |  | Animal¦Birdfound¦ConductorOverhead¦Normal
24-0128159 | Company Initiated | Planned- maintenance |  |  | 2024 | Tier 2 | Transformer only |  |  |  | 2615916 | Sus |  | CompanyInitiated¦Plannedmaintenance¦¦
24-0123668 | Wildfire Mitigation | Planned - WSIP/System Hardening |  |  | 2024 | Tier 2 | Distribution Circuit |  |  |  | 2615917 | Sus |  | WildfireMitigation¦PlannedWSIPSystemHardening¦¦
24-0125902 | Wildfire Mitigation | Planned - WSIP/System Hardening |  |  | 2024 | Tier 2 | Transformer only |  |  |  | 2615951 | Sus |  | WildfireMitigation¦PlannedWSIPSystemHardening¦¦
24-0125090 | Wildfire Mitigation | Planned - WSIP/System Hardening |  |  | 2024 | Tier 2 | Distribution Circuit |  |  |  | 2616254 | Sus |  | WildfireMitigation¦PlannedWSIPSystemHardening¦¦
24-0124550 | Wildfire Mitigation | Planned - WSIP/System Hardening |  |  | 2024 | Tier 2 | Distribution Circuit |  |  |  | 2616281 | Sus |  | WildfireMitigation¦PlannedWSIPSystemHardening¦¦
24-0125912 | Wildfire Mitigation | Planned - WSIP/System Hardening |  |  | 2024 | Tier 2 | Transformer only |  |  |  | 2616636 | Sus |  | WildfireMitigation¦PlannedWSIPSystemHardening¦¦
24-0132986 | Animal | Bird found | Conductor- Overhead | Normal | 2024 | Tier 2 | Distribution Circuit |  |  |  | 2617494 | Sus |  | Animal¦Birdfound¦ConductorOverhead¦Normal
24-0132990 | Company Initiated | Personnel- company | Jumper | Normal | 2024 | Tier 2 | Distribution Circuit |  |  |  | 2617544 | Sus |  | CompanyInitiated¦Personnelcompany¦Jumper¦Normal
24-0126343 | Wildfire Mitigation | Planned - WSIP/System Hardening |  |  | 2024 | Tier 2 | Distribution Circuit |  |  |  | 2617559 | Sus |  | WildfireMitigation¦PlannedWSIPSystemHardening¦¦
24-0126096 | Wildfire Mitigation | Planned - WSIP/System Hardening |  |  | 2024 | Tier 3 | Distribution Circuit |  |  |  | 2617571 | Sus |  | WildfireMitigation¦PlannedWSIPSystemHardening¦¦
24-0125864 | Wildfire Mitigation | Planned - WSIP/System Hardening |  |  | 2024 | Tier 2 | Distribution Circuit |  |  |  | 2618016 | Sus |  | WildfireMitigation¦PlannedWSIPSystemHardening¦¦
24-0125864 | Wildfire Mitigation | Planned - WSIP/System Hardening |  |  | 2024 | Tier 2 | Distribution Circuit |  |  |  | 2618017 | Sus |  | WildfireMitigation¦PlannedWSIPSystemHardening¦¦
24-0126440 | Company Initiated | Planned- maintenance |  |  | 2024 | Tier 3 | Distribution Circuit |  |  |  | 2617401 | Sus |  | CompanyInitiated¦Plannedmaintenance¦¦
24-0126440 | Company Initiated | Planned- maintenance |  |  | 2024 | Tier 3 | Distribution Circuit |  |  |  | 2617402 | Sus |  | CompanyInitiated¦Plannedmaintenance¦¦
24-0125199 | Wildfire Mitigation | Planned - WSIP/System Hardening |  |  | 2024 | Tier 2 | Distribution Circuit |  |  |  | 2617703 | Sus |  | WildfireMitigation¦PlannedWSIPSystemHardening¦¦
24-0126424 | Wildfire Mitigation | Planned - WSIP/System Hardening |  |  | 2024 | Tier 2 | Transformer only |  |  |  | 2617891 | Sus |  | WildfireMitigation¦PlannedWSIPSystemHardening¦¦
24-0126817 | Wildfire Mitigation | Planned - WSIP/System Hardening |  |  | 2024 | Tier 3 | Distribution Circuit |  |  |  | 2618368 | Sus |  | WildfireMitigation¦PlannedWSIPSystemHardening¦¦
24-0121183 | Wildfire Mitigation | Planned - WSIP/System Hardening |  |  | 2024 | Tier 3 | Transformer only |  |  |  | 2618561 | Sus |  | WildfireMitigation¦PlannedWSIPSystemHardening¦¦
24-0126812 | Wildfire Mitigation | Planned - WSIP/System Hardening |  |  | 2024 | Tier 2 | Distribution Circuit |  |  |  | 2618600 | Sus |  | WildfireMitigation¦PlannedWSIPSystemHardening¦¦
24-0126692 | Company Initiated | Planned- maintenance |  |  | 2024 | Tier 2 | Transformer only |  |  |  | 2618640 | Sus |  | CompanyInitiated¦Plannedmaintenance¦¦
24-0117952 | Company Initiated | Planned- capital |  |  | 2024 | Tier 2 | Distribution Circuit |  |  |  | 2618698 | Sus |  | CompanyInitiated¦Plannedcapital¦¦
24-0125812 | Wildfire Mitigation | Planned - WSIP/System Hardening |  |  | 2024 | Tier 3 | Transformer only |  |  |  | 2619084 | Sus |  | WildfireMitigation¦PlannedWSIPSystemHardening¦¦
24-0133846 | Unknown Cause | Patrol - found nothing |  |  | 2024 | Tier 2 | Distribution Circuit |  |  |  | 2619878 | Sus |  | UnknownCause¦Patrolfoundnothing¦¦
24-0133914 | Unknown Cause | Patrol - found nothing |  |  | 2024 | Tier 2 | Distribution Circuit |  |  |  | 2620134 | Sus |  | UnknownCause¦Patrolfoundnothing¦¦
24-0128960 | Wildfire Mitigation | Planned - WSIP/System Hardening |  |  | 2024 | Tier 2 | Distribution Circuit |  |  |  | 2620516 | Sus |  | WildfireMitigation¦PlannedWSIPSystemHardening¦¦
24-0115834 | Company Initiated | Planned- maintenance |  |  | 2024 | Tier 2 | Transformer only |  |  |  | 2622469 | Sus |  | CompanyInitiated¦Plannedmaintenance¦¦
24-0124120 | Wildfire Mitigation | Planned - WSIP/System Hardening |  |  | 2024 | Tier 2 | Transformer only |  |  |  | 2622521 | Sus |  | WildfireMitigation¦PlannedWSIPSystemHardening¦¦
24-0124126 | Wildfire Mitigation | Planned - WSIP/System Hardening |  |  | 2024 | Tier 2 | Distribution Circuit |  |  |  | 2622536 | Sus |  | WildfireMitigation¦PlannedWSIPSystemHardening¦¦
24-0126186 | Wildfire Mitigation | Planned - WSIP/System Hardening |  |  | 2024 | Tier 2 | Distribution Circuit |  |  |  | 2623312 | Sus |  | WildfireMitigation¦PlannedWSIPSystemHardening¦¦
24-0128308 | Wildfire Mitigation | Planned - WSIP/System Hardening |  |  | 2024 | Tier 2 | Transformer only |  |  |  | 2623713 | Sus |  | WildfireMitigation¦PlannedWSIPSystemHardening¦¦
24-0130905 | Wildfire Mitigation | Planned - WSIP/System Hardening |  |  | 2024 | Tier 2 | Distribution Circuit |  |  |  | 2623725 | Sus |  | WildfireMitigation¦PlannedWSIPSystemHardening¦¦
24-0127744 | Company Initiated | Planned- maintenance |  |  | 2024 | Tier 2 | Transformer only |  |  |  | 2623786 | Sus |  | CompanyInitiated¦Plannedmaintenance¦¦
24-0121318 | Company Initiated | Planned- capital |  |  | 2024 | Tier 2 | Distribution Circuit |  |  |  | 2624673 | Sus |  | CompanyInitiated¦Plannedcapital¦¦
24-0124142 | Wildfire Mitigation | Planned - WSIP/System Hardening |  |  | 2024 | Tier 2 | Distribution Circuit |  |  |  | 2625181 | Sus |  | WildfireMitigation¦PlannedWSIPSystemHardening¦¦
24-0130910 | Company Initiated | Planned- maintenance |  |  | 2024 | Tier 2 | Distribution Circuit |  |  |  | 2624739 | Sus |  | CompanyInitiated¦Plannedmaintenance¦¦
24-0133921 | Company Initiated | Planned- maintenance |  |  | 2024 | Tier 2 | Distribution Circuit |  |  |  | 2625712 | Sus |  | CompanyInitiated¦Plannedmaintenance¦¦
24-0124604 | Wildfire Mitigation | Planned - WSIP/System Hardening |  |  | 2024 | Tier 2 | Transformer only |  |  |  | 2625728 | Sus |  | WildfireMitigation¦PlannedWSIPSystemHardening¦¦
24-0129662 | Wildfire Mitigation | Planned - WSIP/System Hardening |  |  | 2024 | Tier 3 | Distribution Circuit |  |  |  | 2625672 | Sus |  | WildfireMitigation¦PlannedWSIPSystemHardening¦¦
24-0130903 | Wildfire Mitigation | Planned - WSIP/System Hardening |  |  | 2024 | Tier 2 | Transformer only |  |  |  | 2625789 | Sus |  | WildfireMitigation¦PlannedWSIPSystemHardening¦¦
24-0127554 | Company Initiated | Planned- capital |  |  | 2024 | Tier 2 | Distribution Circuit |  |  |  | 2625802 | Sus |  | CompanyInitiated¦Plannedcapital¦¦
24-0127340 | Wildfire Mitigation | Planned - WSIP/System Hardening |  |  | 2024 | Tier 2 | Distribution Circuit |  |  |  | 2626274 | Sus |  | WildfireMitigation¦PlannedWSIPSystemHardening¦¦
24-0130899 | Wildfire Mitigation | Planned - WSIP/System Hardening |  |  | 2024 | Tier 2 | Transformer only |  |  |  | 2625993 | Sus |  | WildfireMitigation¦PlannedWSIPSystemHardening¦¦
24-0136170 | Equipment Failure/Involved | Overhead | Pole-Wood | Deteriorated | 2024 | Tier 2 | Distribution Circuit |  |  |  | 2626796 | Sus |  | EquipmentFailureInvolved¦Overhead¦PoleWood¦Deteriorated
24-0130549 | Wildfire Mitigation | Planned - WSIP/System Hardening |  |  | 2024 | Tier 2 | Distribution Circuit |  |  |  | 2626538 | Sus |  | WildfireMitigation¦PlannedWSIPSystemHardening¦¦
24-0136266 | Unknown Cause | Patrol - found nothing |  |  | 2024 | Tier 2 | Distribution Circuit |  |  |  | 2627111 | Sus |  | UnknownCause¦Patrolfoundnothing¦¦
24-0136322 | Unknown Cause | Patrol - found nothing |  |  | 2024 | Tier 2 | Distribution Circuit |  |  |  | 2627445 | Sus |  | UnknownCause¦Patrolfoundnothing¦¦
24-0128859 | Wildfire Mitigation | Planned - WSIP/System Hardening |  |  | 2024 | Tier 2 | Transformer only |  |  |  | 2628055 | Sus |  | WildfireMitigation¦PlannedWSIPSystemHardening¦¦
24-0133127 | Wildfire Mitigation | Planned - WSIP/System Hardening |  |  | 2024 | Tier 2 | Distribution Circuit |  |  |  | 2628077 | Sus |  | WildfireMitigation¦PlannedWSIPSystemHardening¦¦
24-0130045 | Wildfire Mitigation | Planned - WSIP/System Hardening |  |  | 2024 | Tier 2 | Distribution Circuit |  |  |  | 2628095 | Sus |  | WildfireMitigation¦PlannedWSIPSystemHardening¦¦
24-0136739 | Equipment Failure/Involved | Overhead | Insulator | Broken | 2024 | Tier 2 | Distribution Circuit |  |  |  | 2628531 | Sus |  | EquipmentFailureInvolved¦Overhead¦Insulator¦Broken
24-0136759 | Equipment Failure/Involved | Overhead | Insulator | Broken | 2024 | Tier 2 | Distribution Circuit |  |  |  | 2628559 | Sus |  | EquipmentFailureInvolved¦Overhead¦Insulator¦Broken
24-0136986 | Unknown Cause | Patrol - found nothing |  |  | 2024 | Tier 2 | Distribution Circuit |  |  |  | 2628842 | Sus |  | UnknownCause¦Patrolfoundnothing¦¦
24-0127706 | Wildfire Mitigation | Planned - WSIP/System Hardening |  |  | 2024 | Tier 2 | Distribution Circuit |  |  |  | 2628868 | Sus |  | WildfireMitigation¦PlannedWSIPSystemHardening¦¦
24-0132830 | Wildfire Mitigation | Planned - WSIP/System Hardening |  |  | 2024 | Tier 2 | Distribution Circuit |  |  |  | 2628912 | Sus |  | WildfireMitigation¦PlannedWSIPSystemHardening¦¦
24-0128810 | Wildfire Mitigation | Planned - WSIP/System Hardening |  |  | 2024 | Tier 2 | Distribution Circuit |  |  |  | 2628952 | Sus |  | WildfireMitigation¦PlannedWSIPSystemHardening¦¦
24-0129914 | Wildfire Mitigation | Planned - WSIP/System Hardening |  |  | 2024 | Tier 2 | Distribution Circuit |  |  |  | 2629004 | Sus |  | WildfireMitigation¦PlannedWSIPSystemHardening¦¦
24-0136958 | Unknown Cause | Patrol - found nothing |  |  | 2024 | Tier 2 | Distribution Circuit |  |  |  | 2629066 | Sus |  | UnknownCause¦Patrolfoundnothing¦¦
24-0137403 | Equipment Failure/Involved | Fire- pole | Conductor- Overhead | Normal | 2024 | Tier 2 | Distribution Circuit |  |  |  | 2629922 | Sus |  | EquipmentFailureInvolved¦Firepole¦ConductorOverhead¦Normal
24-0132000 | Wildfire Mitigation | Planned - WSIP/System Hardening |  |  | 2024 | Tier 2 | Transformer only |  |  |  | 2630247 | Sus |  | WildfireMitigation¦PlannedWSIPSystemHardening¦¦
24-0127152 | Wildfire Mitigation | Planned - WSIP/System Hardening |  |  | 2024 | Tier 2 | Distribution Circuit |  |  |  | 2630256 | Sus |  | WildfireMitigation¦PlannedWSIPSystemHardening¦¦
24-0127201 | Wildfire Mitigation | Planned - WSIP/System Hardening |  |  | 2024 | Tier 3 | Distribution Circuit |  |  |  | 2630307 | Sus |  | WildfireMitigation¦PlannedWSIPSystemHardening¦¦
24-0133145 | Wildfire Mitigation | Planned - WSIP/System Hardening |  |  | 2024 | Tier 2 | Distribution Circuit |  |  |  | 2630407 | Sus |  | WildfireMitigation¦PlannedWSIPSystemHardening¦¦
24-0129618 | Wildfire Mitigation | Planned - WSIP/System Hardening |  |  | 2024 | Tier 2 | Transformer only |  |  |  | 2630469 | Sus |  | WildfireMitigation¦PlannedWSIPSystemHardening¦¦
24-0132752 | Company Initiated | Planned- maintenance |  |  | 2024 | Tier 2 | Transformer only |  |  |  | 2632364 | Sus |  | CompanyInitiated¦Plannedmaintenance¦¦
24-0132771 | Company Initiated | Planned- maintenance |  |  | 2024 | Tier 2 | Transformer only |  |  |  | 2632392 | Sus |  | CompanyInitiated¦Plannedmaintenance¦¦
24-0134889 | Company Initiated | Planned- maintenance |  |  | 2024 | Tier 2 | Transformer only |  |  |  | 2634184 | Sus |  | CompanyInitiated¦Plannedmaintenance¦¦
24-0135146 | Company Initiated | Planned- maintenance |  |  | 2024 | Tier 2 | Distribution Circuit |  |  |  | 2634180 | Sus |  | CompanyInitiated¦Plannedmaintenance¦¦
24-0130478 | Wildfire Mitigation | Planned - WSIP/System Hardening |  |  | 2024 | Tier 2 | Distribution Circuit |  |  |  | 2634190 | Sus |  | WildfireMitigation¦PlannedWSIPSystemHardening¦¦
24-0134518 | Wildfire Mitigation | Planned - WSIP/System Hardening |  |  | 2024 | Tier 2 | Distribution Circuit |  |  |  | 2634202 | Sus |  | WildfireMitigation¦PlannedWSIPSystemHardening¦¦
24-0131577 | Wildfire Mitigation | Planned - WSIP/System Hardening |  |  | 2024 | Tier 2 | Transformer only |  |  |  | 2634206 | Sus |  | WildfireMitigation¦PlannedWSIPSystemHardening¦¦
24-0139540 | Animal | Bird found | Cutout- fuse holder | Broken | 2024 | Tier 2 | Distribution Circuit |  |  |  | 2636217 | Sus |  | Animal¦Birdfound¦Cutoutfuseholder¦Broken
24-0140032 | Equipment Failure/Involved | Overhead | Pole-Wood | Broken | 2024 | Tier 3 | Distribution Circuit |  |  |  | 2637639 | Sus |  | EquipmentFailureInvolved¦Overhead¦PoleWood¦Broken
24-0136421 | Company Initiated | Planned- maintenance |  |  | 2024 | Tier 2 | Transformer only |  |  |  | 2638359 | Sus |  | CompanyInitiated¦Plannedmaintenance¦¦
24-0133005 | Wildfire Mitigation | Planned - WSIP/System Hardening |  |  | 2024 | Tier 2 | Distribution Circuit |  |  |  | 2639162 | Sus |  | WildfireMitigation¦PlannedWSIPSystemHardening¦¦
24-0141308 | 3rd Party | Vehicle | Pole-Wood | Normal | 2024 | Tier 3 | Distribution Circuit |  |  |  | 2640320 | Sus |  | 3rdParty¦Vehicle¦PoleWood¦Normal
24-0141564 | Equipment Failure/Involved | Overhead | Fuse | Broken | 2024 | Tier 2 | Transformer only |  |  |  | 2641220 | Sus |  | EquipmentFailureInvolved¦Overhead¦Fuse¦Broken
24-0136983 | Wildfire Mitigation | Planned - WSIP/System Hardening |  |  | 2024 | Tier 2 | Distribution Circuit |  |  |  | 2641312 | Sus |  | WildfireMitigation¦PlannedWSIPSystemHardening¦¦
24-0136996 | Wildfire Mitigation | Planned - WSIP/System Hardening |  |  | 2024 | Tier 3 | Distribution Circuit |  |  |  | 2641476 | Sus |  | WildfireMitigation¦PlannedWSIPSystemHardening¦¦
24-0136978 | Wildfire Mitigation | Planned - WSIP/System Hardening |  |  | 2024 | Tier 2 | Distribution Circuit |  |  |  | 2641584 | Sus |  | WildfireMitigation¦PlannedWSIPSystemHardening¦¦
24-0141826 | Equipment Failure/Involved | Underground | Connector or Splice (UG) | Broken | 2024 | Tier 2 | Distribution Circuit |  |  |  | 2641925 | Sus |  | EquipmentFailureInvolved¦Underground¦ConnectororSplice(UG)¦Broken
24-0133548 | Wildfire Mitigation | Planned - WSIP/System Hardening |  |  | 2024 | Tier 2 | Transformer only |  |  |  | 2642491 | Sus |  | WildfireMitigation¦PlannedWSIPSystemHardening¦¦
24-0128696 | Company Initiated | Planned- capital |  |  | 2024 | Tier 2 | Distribution Circuit |  |  |  | 2642474 | Sus |  | CompanyInitiated¦Plannedcapital¦¦
24-0127977 | Wildfire Mitigation | Planned - WSIP/System Hardening |  |  | 2024 | Tier 2 | Distribution Circuit |  |  |  | 2642570 | Sus |  | WildfireMitigation¦PlannedWSIPSystemHardening¦¦
24-0129671 | Company Initiated | Planned- capital |  |  | 2024 | Tier 2 | Distribution Circuit |  |  |  | 2642592 | Sus |  | CompanyInitiated¦Plannedcapital¦¦
24-0133553 | Wildfire Mitigation | Planned - WSIP/System Hardening |  |  | 2024 | Tier 2 | Transformer only |  |  |  | 2642928 | Sus |  | WildfireMitigation¦PlannedWSIPSystemHardening¦¦
24-0137005 | Wildfire Mitigation | Planned - WSIP/System Hardening |  |  | 2024 | Tier 2 | Distribution Circuit |  |  |  | 2642964 | Sus |  | WildfireMitigation¦PlannedWSIPSystemHardening¦¦
24-0142269 | 3rd Party | Other | Transformer (UG) | Broken | 2024 | Tier 3 | Distribution Circuit |  |  |  | 2643243 | Sus |  | 3rdParty¦Other¦Transformer(UG)¦Broken
24-0136887 | Wildfire Mitigation | Planned - WSIP/System Hardening |  |  | 2024 | Tier 2 | Distribution Circuit |  |  |  | 2643655 | Sus |  | WildfireMitigation¦PlannedWSIPSystemHardening¦¦
24-0135918 | Wildfire Mitigation | Planned - WSIP/System Hardening |  |  | 2024 | Tier 2 | Distribution Circuit |  |  |  | 2644420 | Sus |  | WildfireMitigation¦PlannedWSIPSystemHardening¦¦
24-0135637 | Wildfire Mitigation | Planned - WSIP/System Hardening |  |  | 2024 | Tier 2 | Distribution Circuit |  |  |  | 2644472 | Sus |  | WildfireMitigation¦PlannedWSIPSystemHardening¦¦
24-0137532 | Wildfire Mitigation | Planned - WSIP/System Hardening |  |  | 2024 | Tier 2 | Distribution Circuit |  |  |  | 2644359 | Sus |  | WildfireMitigation¦PlannedWSIPSystemHardening¦¦
24-0135627 | Wildfire Mitigation | Planned - WSIP/System Hardening |  |  | 2024 | Tier 2 | Distribution Circuit |  |  |  | 2644690 | Sus |  | WildfireMitigation¦PlannedWSIPSystemHardening¦¦
24-0135925 | Wildfire Mitigation | Planned - WSIP/System Hardening |  |  | 2024 | Tier 2 | Transformer only |  |  |  | 2644989 | Sus |  | WildfireMitigation¦PlannedWSIPSystemHardening¦¦
24-0137596 | Wildfire Mitigation | Planned - WSIP/System Hardening |  |  | 2024 | Tier 2 | Transformer only |  |  |  | 2645592 | Sus |  | WildfireMitigation¦PlannedWSIPSystemHardening¦¦
24-0137582 | Wildfire Mitigation | Planned - WSIP/System Hardening |  |  | 2024 | Tier 3 | Distribution Circuit |  |  |  | 2645540 | Sus |  | WildfireMitigation¦PlannedWSIPSystemHardening¦¦
24-0135011 | Wildfire Mitigation | Planned - WSIP/System Hardening |  |  | 2024 | Tier 2 | Distribution Circuit |  |  |  | 2645549 | Sus |  | WildfireMitigation¦PlannedWSIPSystemHardening¦¦
24-0142830 | Company Initiated | Planned- maintenance |  |  | 2024 | Tier 2 | Distribution Circuit |  |  |  | 2645620 | Sus |  | CompanyInitiated¦Plannedmaintenance¦¦
24-0141097 | Company Initiated | Planned- maintenance |  |  | 2024 | Tier 2 | Transformer only |  |  |  | 2645722 | Sus |  | CompanyInitiated¦Plannedmaintenance¦¦
24-0137589 | Wildfire Mitigation | Planned - WSIP/System Hardening |  |  | 2024 | Tier 3 | Transformer only |  |  |  | 2645984 | Sus |  | WildfireMitigation¦PlannedWSIPSystemHardening¦¦
24-0143523 | Equipment Failure/Involved | Underground | Transformer (UG) | Failed/Faulted | 2024 | Tier 2 | Distribution Circuit |  |  |  | 2646505 | Sus |  | EquipmentFailureInvolved¦Underground¦Transformer(UG)¦FailedFaulted
24-0141112 | Company Initiated | Planned- maintenance |  |  | 2024 | Tier 3 | Transformer only |  |  |  | 2646808 | Sus |  | CompanyInitiated¦Plannedmaintenance¦¦
24-0141116 | Company Initiated | Planned- maintenance |  |  | 2024 | Tier 2 | Transformer only |  |  |  | 2646978 | Sus |  | CompanyInitiated¦Plannedmaintenance¦¦
24-0143742 | Equipment Failure/Involved | Overhead | Cutout- fuse holder | Broken | 2024 | Tier 2 | Transformer only |  |  |  | 2647032 | Sus |  | EquipmentFailureInvolved¦Overhead¦Cutoutfuseholder¦Broken
24-0136857 | Wildfire Mitigation | Planned - WSIP/System Hardening |  |  | 2024 | Tier 3 | Distribution Circuit |  |  |  | 2647449 | Sus |  | WildfireMitigation¦PlannedWSIPSystemHardening¦¦
24-0137905 | Wildfire Mitigation | Planned - WSIP/System Hardening |  |  | 2024 | Tier 3 | Distribution Circuit |  |  |  | 2648399 | Sus |  | WildfireMitigation¦PlannedWSIPSystemHardening¦¦
24-0133420 | Company Initiated | Planned- capital |  |  | 2024 | Tier 2 | Transformer only |  |  |  | 2648380 | Sus |  | CompanyInitiated¦Plannedcapital¦¦
24-0136440 | Wildfire Mitigation | Planned - WSIP/System Hardening |  |  | 2024 | Tier 2 | Distribution Circuit |  |  |  | 2648390 | Sus |  | WildfireMitigation¦PlannedWSIPSystemHardening¦¦
24-0132593 | Wildfire Mitigation | Planned - WSIP/System Hardening |  |  | 2024 | Tier 3 | Distribution Circuit |  |  |  | 2648469 | Sus |  | WildfireMitigation¦PlannedWSIPSystemHardening¦¦
24-0136872 | Wildfire Mitigation | Planned - WSIP/System Hardening |  |  | 2024 | Tier 2 | Distribution Circuit |  |  |  | 2648482 | Sus |  | WildfireMitigation¦PlannedWSIPSystemHardening¦¦
24-0137681 | Wildfire Mitigation | Planned - WSIP/System Hardening |  |  | 2024 | Tier 3 | Distribution Circuit |  |  |  | 2649084 | Sus |  | WildfireMitigation¦PlannedWSIPSystemHardening¦¦
24-0140551 | Company Initiated | Planned- maintenance |  |  | 2024 | Tier 2 | Distribution Circuit |  |  |  | 2648444 | Sus |  | CompanyInitiated¦Plannedmaintenance¦¦
24-0136009 | Wildfire Mitigation | Planned - WSIP/System Hardening |  |  | 2024 | Tier 2 | Transformer only |  |  |  | 2648788 | Sus |  | WildfireMitigation¦PlannedWSIPSystemHardening¦¦
24-0141681 | Company Initiated | Planned- maintenance |  |  | 2024 | Tier 2 | Distribution Circuit |  |  |  | 2648805 | Sus |  | CompanyInitiated¦Plannedmaintenance¦¦
24-0141507 | Company Initiated | Planned- maintenance |  |  | 2024 | Tier 3 | Distribution Circuit |  |  |  | 2649331 | Sus |  | CompanyInitiated¦Plannedmaintenance¦¦
24-0139903 | Wildfire Mitigation | Planned - WSIP/System Hardening |  |  | 2024 | Tier 3 | Transformer only |  |  |  | 2649431 | Sus |  | WildfireMitigation¦PlannedWSIPSystemHardening¦¦
24-0137729 | Wildfire Mitigation | Planned - WSIP/System Hardening |  |  | 2024 | Tier 2 | Distribution Circuit |  |  |  | 2649456 | Sus |  | WildfireMitigation¦PlannedWSIPSystemHardening¦¦
24-0137737 | Wildfire Mitigation | Planned - WSIP/System Hardening |  |  | 2024 | Tier 2 | Transformer only |  |  |  | 2649490 | Sus |  | WildfireMitigation¦PlannedWSIPSystemHardening¦¦
24-0144435 | Equipment Failure/Involved | Overhead | Conductor- Overhead | Broken | 2024 | Tier 2 | Distribution Circuit |  |  |  | 2649892 | Sus |  | EquipmentFailureInvolved¦Overhead¦ConductorOverhead¦Broken
24-0144481 | Company Initiated | Coordination failure | Recloser | Normal | 2024 | Tier 2 | Distribution Circuit |  |  |  | 2650155 | Sus |  | CompanyInitiated¦Coordinationfailure¦Recloser¦Normal
24-0141485 | Company Initiated | Planned- maintenance |  |  | 2024 | Tier 2 | Transformer only |  |  |  | 2650172 | Sus |  | CompanyInitiated¦Plannedmaintenance¦¦
24-0144552 | Animal | Bird found | Cutout- fuse holder | Broken | 2024 | Tier 2 | Distribution Circuit |  |  |  | 2650449 | Sus |  | Animal¦Birdfound¦Cutoutfuseholder¦Broken
24-0138361 | Wildfire Mitigation | Planned - WSIP/System Hardening |  |  | 2024 | Tier 2 | Distribution Circuit |  |  |  | 2650623 | Sus |  | WildfireMitigation¦PlannedWSIPSystemHardening¦¦
24-0138419 | Wildfire Mitigation | Planned - WSIP/System Hardening |  |  | 2024 | Tier 2 | Distribution Circuit |  |  |  | 2650637 | Sus |  | WildfireMitigation¦PlannedWSIPSystemHardening¦¦
24-0141455 | Company Initiated | Planned- maintenance |  |  | 2024 | Tier 2 | Distribution Circuit |  |  |  | 2650643 | Sus |  | CompanyInitiated¦Plannedmaintenance¦¦
24-0141456 | Company Initiated | Planned- maintenance |  |  | 2024 | Tier 2 | Transformer only |  |  |  | 2650662 | Sus |  | CompanyInitiated¦Plannedmaintenance¦¦
24-0141458 | Company Initiated | Planned- maintenance |  |  | 2024 | Tier 2 | Distribution Circuit |  |  |  | 2650674 | Sus |  | CompanyInitiated¦Plannedmaintenance¦¦
24-0144681 | Animal | Bird found | Pothead(Riser Termination) | Normal | 2024 | Tier 2 | Distribution Circuit |  |  |  | 2651086 | Sus |  | Animal¦Birdfound¦Pothead(RiserTermination)¦Normal
24-0139935 | Company Initiated | Planned- maintenance |  |  | 2024 | Tier 2 | Distribution Circuit |  |  |  | 2651491 | Sus |  | CompanyInitiated¦Plannedmaintenance¦¦
24-0136953 | Wildfire Mitigation | Planned - WSIP/System Hardening |  |  | 2024 | Tier 2 | Transformer only |  |  |  | 2651563 | Sus |  | WildfireMitigation¦PlannedWSIPSystemHardening¦¦
24-0143255 | Company Initiated | Planned- maintenance |  |  | 2024 | Tier 2 | Transformer only |  |  |  | 2651603 | Sus |  | CompanyInitiated¦Plannedmaintenance¦¦
24-0141907 | Company Initiated | Planned- maintenance |  |  | 2024 | Tier 2 | Transformer only |  |  |  | 2656332 | Sus |  | CompanyInitiated¦Plannedmaintenance¦¦
24-0145464 | Vegetation | Tree - fell into line | Conductor- Overhead | Broken- wire on ground | 2024 | Tier 2 | Distribution Circuit |  |  |  | 2656522 | Sus |  | Vegetation¦Treefellintoline¦ConductorOverhead¦Brokenwireonground
24-0145525 | Vegetation | Tree - fell into line | Conductor- Overhead | Broken- wire on ground | 2024 | Tier 2 | Distribution Circuit |  |  |  | 2656434 | Sus |  | Vegetation¦Treefellintoline¦ConductorOverhead¦Brokenwireonground
24-0145591 | Vegetation | Tree - fell into line | Conductor- Overhead | Broken- wire on ground | 2024 | Tier 2 | Distribution Circuit |  |  |  | 2656811 | Sus |  | Vegetation¦Treefellintoline¦ConductorOverhead¦Brokenwireonground
24-0145579 | Vegetation | Tree - bark fell into line | Conductor- Overhead | Normal | 2024 | Tier 2 | Distribution Circuit |  |  |  | 2657677 | Sus |  | Vegetation¦Treebarkfellintoline¦ConductorOverhead¦Normal
24-0145860 | Vegetation | Tree - branch fell on line | Conductor- Overhead | Together | 2024 | Tier 2 | Distribution Circuit |  |  |  | 2657551 | Sus |  | Vegetation¦Treebranchfellonline¦ConductorOverhead¦Together
24-0145708 | Equipment Failure/Involved | Overhead | Transformer (OH) | Failed/Faulted | 2024 | Tier 2 | Transformer only |  |  |  | 2657893 | Sus |  | EquipmentFailureInvolved¦Overhead¦Transformer(OH)¦FailedFaulted
24-0146130 | Unknown Cause | Patrol - found nothing |  |  | 2024 | Tier 2 | Distribution Circuit |  |  |  | 2660654 | Sus |  | UnknownCause¦Patrolfoundnothing¦¦
24-0146186 | Vegetation | Tree - fell into line | Conductor- Overhead | Normal | 2024 | Tier 2 | Distribution Circuit |  |  |  | 2660956 | Sus |  | Vegetation¦Treefellintoline¦ConductorOverhead¦Normal
24-0146342 | Equipment Failure/Involved | Overhead | Jumper | Broken | 2024 | Tier 2 | Transformer only |  |  |  | 2661530 | Sus |  | EquipmentFailureInvolved¦Overhead¦Jumper¦Broken
24-0143728 | Wildfire Mitigation | Planned - WSIP/System Hardening |  |  | 2024 | Tier 2 | Distribution Circuit |  |  |  | 2662475 | Sus |  | WildfireMitigation¦PlannedWSIPSystemHardening¦¦
24-0143566 | Wildfire Mitigation | Planned - WSIP/System Hardening |  |  | 2024 | Tier 2 | Distribution Circuit |  |  |  | 2663884 | Sus |  | WildfireMitigation¦PlannedWSIPSystemHardening¦¦
24-0146835 | Equipment Failure/Involved | Overhead | Connector or Splice (OH) | Deteriorated | 2024 | Tier 2 | Transformer only |  |  |  | 2664332 | Sus |  | EquipmentFailureInvolved¦Overhead¦ConnectororSplice(OH)¦Deteriorated
24-0136475 | Wildfire Mitigation | Planned - WSIP/System Hardening |  |  | 2024 | Tier 2 | Distribution Circuit |  |  |  | 2664795 | Sus |  | WildfireMitigation¦PlannedWSIPSystemHardening¦¦
24-0143802 | Company Initiated | Planned- maintenance |  |  | 2024 | Tier 3 | Distribution Circuit |  |  |  | 2664879 | Sus |  | CompanyInitiated¦Plannedmaintenance¦¦
24-0146950 | Vegetation | Tree - fell into line | Conductor- Overhead | Normal | 2024 | Tier 2 | Distribution Circuit |  |  |  | 2664897 | Sus |  | Vegetation¦Treefellintoline¦ConductorOverhead¦Normal
24-0138281 | Wildfire Mitigation | Planned - WSIP/System Hardening |  |  | 2024 | Tier 2 | Distribution Circuit |  |  |  | 2665113 | Sus |  | WildfireMitigation¦PlannedWSIPSystemHardening¦¦
24-0147005 | Unknown Cause | Patrol - not conducted |  |  | 2024 | Tier 2 | Distribution Circuit |  |  |  | 2665299 | Sus |  | UnknownCause¦Patrolnotconducted¦¦
24-0143806 | Wildfire Mitigation | Planned - WSIP/System Hardening |  |  | 2024 | Tier 2 | Distribution Circuit |  |  |  | 2666461 | Sus |  | WildfireMitigation¦PlannedWSIPSystemHardening¦¦
24-0136918 | Company Initiated | Planned- capital |  |  | 2024 | Tier 2 | Distribution Circuit |  |  |  | 2666446 | Sus |  | CompanyInitiated¦Plannedcapital¦¦
24-0135352 | Wildfire Mitigation | Planned - WSIP/System Hardening |  |  | 2024 | Tier 3 | Distribution Circuit |  |  |  | 2666514 | Sus |  | WildfireMitigation¦PlannedWSIPSystemHardening¦¦
24-0144557 | Wildfire Mitigation | Planned - WSIP/System Hardening |  |  | 2024 | Tier 2 | Transformer only |  |  |  | 2666906 | Sus |  | WildfireMitigation¦PlannedWSIPSystemHardening¦¦
24-0147337 | Animal | Bird found | Bushing | Arcing | 2024 | Tier 2 | Transformer only |  |  |  | 2667420 | Sus |  | Animal¦Birdfound¦Bushing¦Arcing
24-0147387 | Equipment Failure/Involved | Overhead | Regulator | Failed/Faulted | 2024 | Tier 2 | Distribution Circuit |  |  |  | 2667777 | Sus |  | EquipmentFailureInvolved¦Overhead¦Regulator¦FailedFaulted
24-0140308 | Wildfire Mitigation | Planned - WSIP/System Hardening |  |  | 2024 | Tier 2 | Transformer only |  |  |  | 2668186 | Sus |  | WildfireMitigation¦PlannedWSIPSystemHardening¦¦
24-0147581 | Unknown Cause | Patrol - found nothing |  |  | 2024 | Tier 2 | Distribution Circuit |  |  |  | 2668908 | Sus |  | UnknownCause¦Patrolfoundnothing¦¦
24-0147650 | Unknown Cause | Patrol - found nothing |  |  | 2024 | Tier 3 | Distribution Circuit |  |  |  | 2669014 | Sus |  | UnknownCause¦Patrolfoundnothing¦¦
24-0147642 | Equipment Failure/Involved | Overhead | Conductor- Overhead | Broken- wire on ground | 2024 | Tier 2 | Distribution Circuit |  |  |  | 2669002 | Sus |  | EquipmentFailureInvolved¦Overhead¦ConductorOverhead¦Brokenwireonground
24-0147622 | Vegetation | Tree - bark fell into line | Conductor- Overhead | Normal | 2024 | Zone 1 | Distribution Circuit |  |  |  | 2669021 | Sus |  | Vegetation¦Treebarkfellintoline¦ConductorOverhead¦Normal
24-0147657 | Equipment Failure/Involved | Overhead | Conductor- Overhead | Together | 2024 | Tier 2 | Distribution Circuit |  |  |  | 2669159 | Sus |  | EquipmentFailureInvolved¦Overhead¦ConductorOverhead¦Together
24-0147752 | Unknown Cause | Patrol - found nothing |  |  | 2024 | Tier 3 | Transformer only |  |  |  | 2669724 | Sus |  | UnknownCause¦Patrolfoundnothing¦¦
24-0147747 | Unknown Cause | Patrol - found nothing |  |  | 2024 | Tier 2 | Distribution Circuit |  |  |  | 2669731 | Sus |  | UnknownCause¦Patrolfoundnothing¦¦
24-0147736 | Equipment Failure/Involved | Underground | Transformer (UG) | Failed/Faulted | 2024 | Tier 2 | Distribution Circuit |  |  |  | 2670028 | Sus |  | EquipmentFailureInvolved¦Underground¦Transformer(UG)¦FailedFaulted
24-0137438 | Company Initiated | Planned- capital |  |  | 2024 | Tier 2 | Distribution Circuit |  |  |  | 2670600 | Sus |  | CompanyInitiated¦Plannedcapital¦¦
24-0147926 | Equipment Failure/Involved | Overhead | Cutout- fuse holder | Broken | 2024 | Tier 2 | Transformer only |  |  |  | 2670740 | Sus |  | EquipmentFailureInvolved¦Overhead¦Cutoutfuseholder¦Broken
24-0144323 | Wildfire Mitigation | Planned - WSIP/System Hardening |  |  | 2024 | Tier 2 | Distribution Circuit |  |  |  | 2672323 | Sus |  | WildfireMitigation¦PlannedWSIPSystemHardening¦¦
24-0148246 | Unknown Cause | Patrol - found nothing |  |  | 2024 | Tier 2 | Distribution Circuit |  |  |  | 2672770 | Sus |  | UnknownCause¦Patrolfoundnothing¦¦
24-0148256 | Equipment Failure/Involved | Overhead | Pole-Wood | Deteriorated | 2024 | Tier 2 | Distribution Circuit |  |  |  | 2672858 | Sus |  | EquipmentFailureInvolved¦Overhead¦PoleWood¦Deteriorated
24-0137855 | Company Initiated | Planned- capital |  |  | 2024 | Tier 2 | Distribution Circuit |  |  |  | 2673003 | Sus |  | CompanyInitiated¦Plannedcapital¦¦
24-0148313 | Unknown Cause | Patrol - found nothing |  |  | 2024 | Tier 3 | Distribution Circuit |  |  |  | 2673265 | Sus |  | UnknownCause¦Patrolfoundnothing¦¦
24-0004476 | Wildfire Mitigation | Planned - WSIP/System Hardening |  |  | 2024 | Tier 3 | Transformer only |  |  |  | 2306846 | Sus |  | WildfireMitigation¦PlannedWSIPSystemHardening¦¦
24-0007731 | Equipment Failure/Involved | Overhead | Transformer (OH) | Broken | 2024 | Tier 2 | Distribution Circuit |  |  |  | 2309097 | Sus |  | EquipmentFailureInvolved¦Overhead¦Transformer(OH)¦Broken
24-0005063 | Wildfire Mitigation | Planned - WSIP/System Hardening |  |  | 2024 | Tier 2 | Distribution Circuit |  |  |  | 2310449 | Sus |  | WildfireMitigation¦PlannedWSIPSystemHardening¦¦
24-0002819 | Wildfire Mitigation | Planned - WSIP/System Hardening |  |  | 2024 | Tier 2 | Distribution Circuit |  |  |  | 2311448 | Sus |  | WildfireMitigation¦PlannedWSIPSystemHardening¦¦
24-0003350 | Wildfire Mitigation | Planned - WSIP/System Hardening |  |  | 2024 | Tier 2 | Distribution Circuit |  |  |  | 2311455 | Sus |  | WildfireMitigation¦PlannedWSIPSystemHardening¦¦
24-0005641 | Wildfire Mitigation | Planned - WSIP/System Hardening |  |  | 2024 | Tier 3 | Distribution Circuit |  |  |  | 2312711 | Sus |  | WildfireMitigation¦PlannedWSIPSystemHardening¦¦
24-0009965 | 3rd Party | Vehicle | Pole-Wood | Broken | 2024 | Tier 3 | Distribution Circuit |  |  |  | 2313455 | Sus |  | 3rdParty¦Vehicle¦PoleWood¦Broken
24-0005491 | Wildfire Mitigation | Planned - WSIP/System Hardening |  |  | 2024 | Tier 3 | Transformer only |  |  |  | 2317303 | Sus |  | WildfireMitigation¦PlannedWSIPSystemHardening¦¦
24-0003102 | Company Initiated | Planned- maintenance |  |  | 2024 | Tier 2 | Transformer only |  |  |  | 2318950 | Sus |  | CompanyInitiated¦Plannedmaintenance¦¦
24-0014037 | Wildfire Mitigation | Planned - WSIP/System Hardening |  |  | 2024 | Tier 3 | Distribution Circuit |  |  |  | 2325559 | Sus |  | WildfireMitigation¦PlannedWSIPSystemHardening¦¦
24-0011281 | Wildfire Mitigation | Planned - WSIP/System Hardening |  |  | 2024 | Tier 3 | Distribution Circuit |  |  |  | 2326941 | Sus |  | WildfireMitigation¦PlannedWSIPSystemHardening¦¦
24-0009512 | Wildfire Mitigation | Planned - WSIP/System Hardening |  |  | 2024 | Tier 3 | Transformer only |  |  |  | 2331154 | Sus |  | WildfireMitigation¦PlannedWSIPSystemHardening¦¦
24-0019956 | Unknown Cause | Patrol - found nothing |  |  | 2024 | Tier 2 | Distribution Circuit |  |  |  | 2340565 | Sus |  | UnknownCause¦Patrolfoundnothing¦¦
24-0020843 | Unknown Cause | Patrol - found nothing |  |  | 2024 | Tier 2 | Distribution Circuit |  |  |  | 2351666 | Sus |  | UnknownCause¦Patrolfoundnothing¦¦
24-0023088 | Unknown Cause | Patrol - found nothing |  |  | 2024 | Tier 3 | Distribution Circuit |  |  |  | 2363168 | Sus |  | UnknownCause¦Patrolfoundnothing¦¦
24-0023209 | Equipment Failure/Involved | Overhead | Transformer (OH) | Broken | 2024 | Tier 2 | Transformer only |  |  |  | 2363950 | Sus |  | EquipmentFailureInvolved¦Overhead¦Transformer(OH)¦Broken
24-0015208 | Company Initiated | Planned- maintenance |  |  | 2024 | Tier 3 | Transformer only |  |  |  | 2373814 | Sus |  | CompanyInitiated¦Plannedmaintenance¦¦
24-0015037 | Company Initiated | Planned- capital |  |  | 2024 | Tier 2 | Distribution Circuit |  |  |  | 2376024 | Sus |  | CompanyInitiated¦Plannedcapital¦¦
24-0030451 | Equipment Failure/Involved | Overhead | Conductor- Overhead | Burned/flashed | 2024 | Tier 2 | Transformer only |  |  |  | 2379645 | Sus |  | EquipmentFailureInvolved¦Overhead¦ConductorOverhead¦Burnedflashed
24-0030711 | Vegetation | Tree - fell into line | Conductor- Overhead | Broken- wire on ground | 2024 | Tier 3 | Distribution Circuit |  |  |  | 2380665 | Sus |  | Vegetation¦Treefellintoline¦ConductorOverhead¦Brokenwireonground
24-0019319 | Company Initiated | Planned- capital |  |  | 2024 | Tier 2 | Distribution Circuit |  |  |  | 2382527 | Sus |  | CompanyInitiated¦Plannedcapital¦¦
24-0021582 | Wildfire Mitigation | Planned - WSIP/System Hardening |  |  | 2024 | Tier 2 | Transformer only |  |  |  | 2383792 | Sus |  | WildfireMitigation¦PlannedWSIPSystemHardening¦¦
24-0018073 | Company Initiated | Planned- maintenance |  |  | 2024 | Tier 2 | Transformer only |  |  |  | 2385069 | Sus |  | CompanyInitiated¦Plannedmaintenance¦¦
24-0017894 | Company Initiated | Planned- capital |  |  | 2024 | Tier 2 | Distribution Circuit |  |  |  | 2385928 | Sus |  | CompanyInitiated¦Plannedcapital¦¦
24-0016895 | Company Initiated | Planned- maintenance |  |  | 2024 | Tier 2 | Transformer only |  |  |  | 2386289 | Sus |  | CompanyInitiated¦Plannedmaintenance¦¦
24-0033357 | Equipment Failure/Involved | Overhead | Bushing | Broken | 2024 | Tier 3 | Distribution Circuit |  |  |  | 2386498 | Sus |  | EquipmentFailureInvolved¦Overhead¦Bushing¦Broken
24-0026322 | Wildfire Mitigation | Planned - WSIP/System Hardening |  |  | 2024 | Tier 2 | Transformer only |  |  |  | 2388878 | Sus |  | WildfireMitigation¦PlannedWSIPSystemHardening¦¦
24-0027139 | Wildfire Mitigation | Planned - WSIP/System Hardening |  |  | 2024 | Tier 3 | Distribution Circuit |  |  |  | 2390831 | Sus |  | WildfireMitigation¦PlannedWSIPSystemHardening¦¦
24-0032503 | Company Initiated | Planned- maintenance |  |  | 2024 | Tier 2 | Transformer only |  |  |  | 2397468 | Sus |  | CompanyInitiated¦Plannedmaintenance¦¦
24-0029767 | Wildfire Mitigation | Planned - WSIP/System Hardening |  |  | 2024 | Tier 3 | Transformer only |  |  |  | 2398293 | Sus |  | WildfireMitigation¦PlannedWSIPSystemHardening¦¦
24-0034175 | Wildfire Mitigation | Planned - WSIP/System Hardening |  |  | 2024 | Tier 2 | Transformer only |  |  |  | 2401552 | Sus |  | WildfireMitigation¦PlannedWSIPSystemHardening¦¦
24-0040573 | Vegetation | Tree - branch fell on line | Conductor- Overhead | Normal | 2024 | Tier 2 | Distribution Circuit |  |  |  | 2401855 | Sus |  | Vegetation¦Treebranchfellonline¦ConductorOverhead¦Normal
24-0035912 | Company Initiated | Planned- maintenance |  |  | 2024 | Tier 3 | Transformer only |  |  |  | 2403507 | Sus |  | CompanyInitiated¦Plannedmaintenance¦¦
24-0035370 | Wildfire Mitigation | Planned - WSIP/System Hardening |  |  | 2024 | Tier 3 | Distribution Circuit |  |  |  | 2404544 | Sus |  | WildfireMitigation¦PlannedWSIPSystemHardening¦¦
24-0042918 | Unknown Cause | Patrol - found nothing |  |  | 2024 | Tier 3 | Distribution Circuit |  |  |  | 2406742 | Sus |  | UnknownCause¦Patrolfoundnothing¦¦
24-0043380 | Animal | Bird found | Conductor- Overhead | Broken- wire on ground | 2024 | Tier 3 | Distribution Circuit |  |  |  | 2407946 | Sus |  | Animal¦Birdfound¦ConductorOverhead¦Brokenwireonground
24-0034272 | Wildfire Mitigation | Planned - WSIP/System Hardening |  |  | 2024 | Tier 2 | Transformer only |  |  |  | 2408015 | Sus |  | WildfireMitigation¦PlannedWSIPSystemHardening¦¦
24-0038258 | Wildfire Mitigation | Planned - WSIP/System Hardening |  |  | 2024 | Tier 3 | Distribution Circuit |  |  |  | 2409916 | Sus |  | WildfireMitigation¦PlannedWSIPSystemHardening¦¦
24-0040820 | Wildfire Mitigation | Planned - WSIP/System Hardening |  |  | 2024 | Tier 3 | Distribution Circuit |  |  |  | 2410164 | Sus |  | WildfireMitigation¦PlannedWSIPSystemHardening¦¦
24-0038563 | Wildfire Mitigation | Planned - WSIP/System Hardening |  |  | 2024 | Tier 2 | Transformer only |  |  |  | 2410177 | Sus |  | WildfireMitigation¦PlannedWSIPSystemHardening¦¦
24-0044926 | Equipment Failure/Involved | Overhead | Jumper | Burned Open | 2024 | Tier 3 | Distribution Circuit |  |  |  | 2410605 | Sus |  | EquipmentFailureInvolved¦Overhead¦Jumper¦BurnedOpen
24-0045073 | 3rd Party | Vehicle | Conductor- Overhead | Broken- wire on ground | 2024 | Tier 3 | Distribution Circuit |  |  |  | 2411039 | Sus |  | 3rdParty¦Vehicle¦ConductorOverhead¦Brokenwireonground
24-0039968 | Wildfire Mitigation | Planned - WSIP/System Hardening |  |  | 2024 | Tier 3 | Distribution Circuit |  |  |  | 2418859 | Sus |  | WildfireMitigation¦PlannedWSIPSystemHardening¦¦
24-0048751 | Unknown Cause | Patrol - found nothing |  |  | 2024 | Tier 2 | Distribution Circuit |  |  |  | 2418973 | Sus |  | UnknownCause¦Patrolfoundnothing¦¦
24-0048771 | Environmental/External | Water | Transformer | Normal | 2024 | Tier 2 | Transformer only |  |  |  | 2418988 | Sus |  | EnvironmentalExternal¦Water¦Transformer¦Normal
24-0041347 | Company Initiated | Planned- maintenance |  |  | 2024 | Tier 2 | Transformer only |  |  |  | 2429214 | Sus |  | CompanyInitiated¦Plannedmaintenance¦¦
24-0050279 | Company Initiated | Planned- capital | Transformer | Broken | 2024 | Tier 2 | Transformer only |  |  |  | 2432579 | Sus |  | CompanyInitiated¦Plannedcapital¦Transformer¦Broken
24-0047774 | Wildfire Mitigation | Planned - WSIP/System Hardening |  |  | 2024 | Tier 3 | Distribution Circuit |  |  |  | 2433399 | Sus |  | WildfireMitigation¦PlannedWSIPSystemHardening¦¦
24-0047774 | Wildfire Mitigation | Planned - WSIP/System Hardening |  |  | 2024 | Tier 3 | Distribution Circuit |  |  |  | 2433780 | Sus |  | WildfireMitigation¦PlannedWSIPSystemHardening¦¦
24-0047789 | Wildfire Mitigation | Planned - WSIP/System Hardening |  |  | 2024 | Tier 3 | Transformer only |  |  |  | 2433623 | Sus |  | WildfireMitigation¦PlannedWSIPSystemHardening¦¦
24-0048033 | Wildfire Mitigation | Planned - WSIP/System Hardening |  |  | 2024 | Tier 2 | Distribution Circuit |  |  |  | 2434018 | Sus |  | WildfireMitigation¦PlannedWSIPSystemHardening¦¦
24-0048041 | Company Initiated | Planned- maintenance |  |  | 2024 | Tier 3 | Transformer only |  |  |  | 2434830 | Sus |  | CompanyInitiated¦Plannedmaintenance¦¦
24-0058391 | Equipment Failure/Involved | Overhead | Conductor- Overhead | Broken | 2024 | Tier 2 | Distribution Circuit |  |  |  | 2438037 | Sus |  | EquipmentFailureInvolved¦Overhead¦ConductorOverhead¦Broken
24-0051330 | Wildfire Mitigation | Planned - WSIP/System Hardening |  |  | 2024 | Tier 2 | Distribution Circuit |  |  |  | 2438720 | Sus |  | WildfireMitigation¦PlannedWSIPSystemHardening¦¦
24-0058937 | 3rd Party | Dig in- 3rd party | Conductor- Underground | Broken | 2024 | Tier 2 | Distribution Circuit |  |  |  | 2438663 | Sus |  | 3rdParty¦Digin3rdparty¦ConductorUnderground¦Broken
24-0051435 | Wildfire Mitigation | Planned - WSIP/System Hardening |  |  | 2024 | Tier 3 | Transformer only |  |  |  | 2439696 | Sus |  | WildfireMitigation¦PlannedWSIPSystemHardening¦¦
24-0056968 | Company Initiated | Planned- capital |  |  | 2024 | Tier 3 | Distribution Circuit |  |  |  | 2442540 | Sus |  | CompanyInitiated¦Plannedcapital¦¦
24-0054635 | Wildfire Mitigation | Planned - WSIP/System Hardening |  |  | 2024 | Tier 3 | Distribution Circuit |  |  |  | 2443226 | Sus |  | WildfireMitigation¦PlannedWSIPSystemHardening¦¦
24-0053617 | Wildfire Mitigation | Planned - WSIP/System Hardening |  |  | 2024 | Tier 2 | Transformer only |  |  |  | 2443287 | Sus |  | WildfireMitigation¦PlannedWSIPSystemHardening¦¦
24-0053637 | Wildfire Mitigation | Planned - WSIP/System Hardening |  |  | 2024 | Tier 2 | Distribution Circuit |  |  |  | 2444125 | Sus |  | WildfireMitigation¦PlannedWSIPSystemHardening¦¦
24-0055264 | Wildfire Mitigation | Planned - WSIP/System Hardening |  |  | 2024 | Tier 2 | Transformer only |  |  |  | 2447183 | Sus |  | WildfireMitigation¦PlannedWSIPSystemHardening¦¦
24-0057822 | Wildfire Mitigation | Planned - WSIP/System Hardening |  |  | 2024 | Tier 3 | Distribution Circuit |  |  |  | 2449046 | Sus |  | WildfireMitigation¦PlannedWSIPSystemHardening¦¦
24-0056447 | Wildfire Mitigation | Planned - WSIP/System Hardening |  |  | 2024 | Tier 3 | Transformer only |  |  |  | 2450852 | Sus |  | WildfireMitigation¦PlannedWSIPSystemHardening¦¦
24-0064813 | Equipment Failure/Involved | Overhead | Secondary | Deteriorated | 2024 | Tier 3 | Distribution Circuit |  |  |  | 2450818 | Sus |  | EquipmentFailureInvolved¦Overhead¦Secondary¦Deteriorated
24-0058909 | Company Initiated | Planned- capital |  |  | 2024 | Tier 2 | Distribution Circuit |  |  |  | 2454258 | Sus |  | CompanyInitiated¦Plannedcapital¦¦
24-0066275 | Equipment Failure/Involved | Overhead | Transformer (OH) | Deteriorated | 2024 | Tier 2 | Transformer only |  |  |  | 2454344 | Sus |  | EquipmentFailureInvolved¦Overhead¦Transformer(OH)¦Deteriorated
24-0058938 | Wildfire Mitigation | Planned - WSIP/System Hardening |  |  | 2024 | Tier 3 | Distribution Circuit |  |  |  | 2461500 | Sus |  | WildfireMitigation¦PlannedWSIPSystemHardening¦¦
24-0067516 | 3rd Party | Customer Equipment | Circuit Breaker | Broken | 2024 | Tier 2 | Distribution Circuit |  |  |  | 2462234 | Sus |  | 3rdParty¦CustomerEquipment¦CircuitBreaker¦Broken
24-0068119 | Vegetation | Tree - fell into line | Conductor- Overhead | Normal | 2024 | Tier 2 | Distribution Circuit |  |  |  | 2463873 | Sus |  | Vegetation¦Treefellintoline¦ConductorOverhead¦Normal
24-0062856 | Company Initiated | Planned- capital |  |  | 2024 | Tier 3 | Distribution Circuit |  |  |  | 2465732 | Sus |  | CompanyInitiated¦Plannedcapital¦¦
24-0061367 | Company Initiated | Planned- capital |  |  | 2024 | Tier 2 | Distribution Circuit |  |  |  | 2465734 | Sus |  | CompanyInitiated¦Plannedcapital¦¦
24-0062581 | Wildfire Mitigation | Planned - WSIP/System Hardening |  |  | 2024 | Tier 2 | Transformer only |  |  |  | 2465786 | Sus |  | WildfireMitigation¦PlannedWSIPSystemHardening¦¦
24-0062600 | Wildfire Mitigation | Planned - WSIP/System Hardening |  |  | 2024 | Tier 2 | Transformer only |  |  |  | 2466521 | Sus |  | WildfireMitigation¦PlannedWSIPSystemHardening¦¦
24-0062616 | Wildfire Mitigation | Planned - WSIP/System Hardening |  |  | 2024 | Tier 2 | Distribution Circuit |  |  |  | 2466513 | Sus |  | WildfireMitigation¦PlannedWSIPSystemHardening¦¦
24-0065137 | Wildfire Mitigation | Planned - WSIP/System Hardening |  |  | 2024 | Tier 2 | Transformer only |  |  |  | 2471661 | Sus |  | WildfireMitigation¦PlannedWSIPSystemHardening¦¦
24-0072128 | Animal | Bird found | Conductor- Overhead | Normal | 2024 | Tier 2 | Distribution Circuit |  |  |  | 2472334 | Sus |  | Animal¦Birdfound¦ConductorOverhead¦Normal
24-0066752 | Wildfire Mitigation | Planned - WSIP/System Hardening |  |  | 2024 | Tier 2 | Transformer only |  |  |  | 2474798 | Sus |  | WildfireMitigation¦PlannedWSIPSystemHardening¦¦
24-0063808 | Company Initiated | Planned- capital |  |  | 2024 | Tier 3 | Distribution Circuit |  |  |  | 2474825 | Sus |  | CompanyInitiated¦Plannedcapital¦¦
24-0066406 | Wildfire Mitigation | Planned - WSIP/System Hardening |  |  | 2024 | Tier 2 | Distribution Circuit |  |  |  | 2476035 | Sus |  | WildfireMitigation¦PlannedWSIPSystemHardening¦¦
24-0066915 | Company Initiated | Planned- capital |  |  | 2024 | Tier 2 | Distribution Circuit |  |  |  | 2477472 | Sus |  | CompanyInitiated¦Plannedcapital¦¦
24-0066769 | Wildfire Mitigation | Planned - WSIP/System Hardening |  |  | 2024 | Tier 2 | Transformer only |  |  |  | 2477635 | Sus |  | WildfireMitigation¦PlannedWSIPSystemHardening¦¦
24-0066900 | Wildfire Mitigation | Planned - WSIP/System Hardening |  |  | 2024 | Tier 3 | Distribution Circuit |  |  |  | 2478078 | Sus |  | WildfireMitigation¦PlannedWSIPSystemHardening¦¦
24-0070297 | Wildfire Mitigation | Planned - WSIP/System Hardening |  |  | 2024 | Tier 2 | Transformer only |  |  |  | 2481178 | Sus |  | WildfireMitigation¦PlannedWSIPSystemHardening¦¦
24-0067705 | Company Initiated | Planned- capital |  |  | 2024 | Tier 3 | Distribution Circuit |  |  |  | 2483501 | Sus |  | CompanyInitiated¦Plannedcapital¦¦
24-0076712 | 3rd Party | Customer Equipment | Circuit Breaker | Malfunctioning | 2024 | Tier 2 | Distribution Circuit |  |  |  | 2484619 | Sus |  | 3rdParty¦CustomerEquipment¦CircuitBreaker¦Malfunctioning
24-0071200 | Company Initiated | Planned- capital |  |  | 2024 | Tier 2 | Distribution Circuit |  |  |  | 2485599 | Sus |  | CompanyInitiated¦Plannedcapital¦¦
24-0071112 | Company Initiated | Planned- maintenance |  |  | 2024 | Tier 2 | Distribution Circuit |  |  |  | 2491384 | Sus |  | CompanyInitiated¦Plannedmaintenance¦¦
24-0077006 | Wildfire Mitigation | Planned - WSIP/System Hardening |  |  | 2024 | Tier 2 | Distribution Circuit |  |  |  | 2496468 | Sus |  | WildfireMitigation¦PlannedWSIPSystemHardening¦¦
24-0077038 | Wildfire Mitigation | Planned - WSIP/System Hardening |  |  | 2024 | Tier 2 | Distribution Circuit |  |  |  | 2497407 | Sus |  | WildfireMitigation¦PlannedWSIPSystemHardening¦¦
24-0075083 | Wildfire Mitigation | Planned - WSIP/System Hardening |  |  | 2024 | Tier 3 | Transformer only |  |  |  | 2500663 | Sus |  | WildfireMitigation¦PlannedWSIPSystemHardening¦¦
24-0077953 | Company Initiated | Planned- capital |  |  | 2024 | Tier 2 | Distribution Circuit |  |  |  | 2514896 | Sus |  | CompanyInitiated¦Plannedcapital¦¦
24-0082894 | Wildfire Mitigation | Planned - WSIP/System Hardening |  |  | 2024 | Tier 3 | Distribution Circuit |  |  |  | 2517175 | Sus |  | WildfireMitigation¦PlannedWSIPSystemHardening¦¦
24-0082894 | Wildfire Mitigation | Planned - WSIP/System Hardening |  |  | 2024 | Tier 3 | Distribution Circuit |  |  |  | 2517176 | Sus |  | WildfireMitigation¦PlannedWSIPSystemHardening¦¦
24-0081035 | Wildfire Mitigation | Planned - WSIP/System Hardening |  |  | 2024 | Tier 2 | Distribution Circuit |  |  |  | 2517909 | Sus |  | WildfireMitigation¦PlannedWSIPSystemHardening¦¦
24-0088406 | Equipment Failure/Involved | Overhead | Pole-Wood | Broken | 2024 | Tier 2 | Distribution Circuit |  |  |  | 2518163 | Sus |  | EquipmentFailureInvolved¦Overhead¦PoleWood¦Broken
24-0077050 | Company Initiated | Planned- capital |  |  | 2024 | Tier 2 | Distribution Circuit |  |  |  | 2519301 | Sus |  | CompanyInitiated¦Plannedcapital¦¦
24-0089138 | Unknown Cause | Patrol - found nothing |  |  | 2024 | Tier 3 | Distribution Circuit |  |  |  | 2519972 | Sus |  | UnknownCause¦Patrolfoundnothing¦¦
24-0086597 | Wildfire Mitigation | Planned - WSIP/System Hardening |  |  | 2024 | Tier 2 | Transformer only |  |  |  | 2521673 | Sus |  | WildfireMitigation¦PlannedWSIPSystemHardening¦¦
24-0081490 | Wildfire Mitigation | Planned - WSIP/System Hardening |  |  | 2024 | Tier 2 | Distribution Circuit |  |  |  | 2525235 | Sus |  | WildfireMitigation¦PlannedWSIPSystemHardening¦¦
24-0082200 | Wildfire Mitigation | Planned - WSIP/System Hardening |  |  | 2024 | Tier 2 | Distribution Circuit |  |  |  | 2525409 | Sus |  | WildfireMitigation¦PlannedWSIPSystemHardening¦¦
24-0082203 | Wildfire Mitigation | Planned - WSIP/System Hardening |  |  | 2024 | Tier 2 | Distribution Circuit |  |  |  | 2525717 | Sus |  | WildfireMitigation¦PlannedWSIPSystemHardening¦¦
24-0092765 | Environmental/External | Fire- Forest/Grass | Transformer (UG) | Normal | 2024 | Tier 2 | Distribution Circuit |  |  |  | 2528343 | Sus |  | EnvironmentalExternal¦FireForestGrass¦Transformer(UG)¦Normal
24-0089889 | Wildfire Mitigation | Planned - WSIP/System Hardening |  |  | 2024 | Tier 2 | Distribution Circuit |  |  |  | 2530884 | Sus |  | WildfireMitigation¦PlannedWSIPSystemHardening¦¦
24-0088710 | Wildfire Mitigation | Planned - WSIP/System Hardening |  |  | 2024 | Tier 3 | Distribution Circuit |  |  |  | 2531068 | Sus |  | WildfireMitigation¦PlannedWSIPSystemHardening¦¦
24-0090053 | Wildfire Mitigation | Planned - WSIP/System Hardening |  |  | 2024 | Tier 2 | Distribution Circuit |  |  |  | 2531704 | Sus |  | WildfireMitigation¦PlannedWSIPSystemHardening¦¦
24-0089226 | Wildfire Mitigation | Planned - WSIP/System Hardening |  |  | 2024 | Tier 2 | Distribution Circuit |  |  |  | 2531735 | Sus |  | WildfireMitigation¦PlannedWSIPSystemHardening¦¦
24-0095489 | 3rd Party | Vehicle | Pole-Wood | Broken | 2024 | Tier 3 | Distribution Circuit |  |  |  | 2533956 | Sus |  | 3rdParty¦Vehicle¦PoleWood¦Broken
24-0097342 | Unknown Cause | Patrol - found nothing |  |  | 2024 | Tier 2 | Distribution Circuit |  |  |  | 2538014 | Sus |  | UnknownCause¦Patrolfoundnothing¦¦
24-0097461 | Unknown Cause | Patrol - found nothing |  |  | 2024 | Tier 3 | Distribution Circuit |  |  |  | 2538179 | Sus |  | UnknownCause¦Patrolfoundnothing¦¦
24-0094280 | Wildfire Mitigation | Planned - WSIP/System Hardening |  |  | 2024 | Tier 3 | Transformer only |  |  |  | 2538593 | Sus |  | WildfireMitigation¦PlannedWSIPSystemHardening¦¦
24-0098019 | Unknown Cause | Patrol - found nothing |  |  | 2024 | Tier 2 | Distribution Circuit |  |  |  | 2539369 | Sus |  | UnknownCause¦Patrolfoundnothing¦¦
24-0095294 | Company Initiated | Planned- capital |  |  | 2024 | Tier 2 | Distribution Circuit |  |  |  | 2543761 | Sus |  | CompanyInitiated¦Plannedcapital¦¦
24-0101264 | Unknown Cause | Patrol - found nothing |  |  | 2024 | Tier 2 | Distribution Circuit |  |  |  | 2546903 | Sus |  | UnknownCause¦Patrolfoundnothing¦¦
24-0096979 | Wildfire Mitigation | Planned - WSIP/System Hardening |  |  | 2024 | Tier 2 | Distribution Circuit |  |  |  | 2548914 | Sus |  | WildfireMitigation¦PlannedWSIPSystemHardening¦¦
24-0102452 | Unknown Cause | Patrol - found nothing |  |  | 2024 | Tier 2 | Distribution Circuit |  |  |  | 2549098 | Sus |  | UnknownCause¦Patrolfoundnothing¦¦
24-0096994 | Wildfire Mitigation | Planned - WSIP/System Hardening |  |  | 2024 | Tier 2 | Distribution Circuit |  |  |  | 2549195 | Sus |  | WildfireMitigation¦PlannedWSIPSystemHardening¦¦
24-0102712 | Equipment Failure/Involved | Overhead | Pole-Wood | Broken | 2024 | Tier 2 | Distribution Circuit |  |  |  | 2549922 | Sus |  | EquipmentFailureInvolved¦Overhead¦PoleWood¦Broken
24-0089811 | Company Initiated | Planned- customer |  |  | 2024 | Tier 2 | Distribution Circuit |  |  |  | 2552630 | Sus |  | CompanyInitiated¦Plannedcustomer¦¦
24-0094383 | Wildfire Mitigation | Planned - WSIP/System Hardening |  |  | 2024 | Tier 3 | Distribution Circuit |  |  |  | 2552511 | Sus |  | WildfireMitigation¦PlannedWSIPSystemHardening¦¦
24-0100428 | Wildfire Mitigation | Planned - WSIP/System Hardening |  |  | 2024 | Tier 2 | Distribution Circuit |  |  |  | 2555951 | Sus |  | WildfireMitigation¦PlannedWSIPSystemHardening¦¦
24-0105804 | Unknown Cause | Patrol - found nothing |  |  | 2024 | Tier 3 | Distribution Circuit |  |  |  | 2557529 | Sus |  | UnknownCause¦Patrolfoundnothing¦¦
24-0105867 | Equipment Failure/Involved | Overhead | Transformer | Broken | 2024 | Tier 2 | Transformer only |  |  |  | 2557545 | Sus |  | EquipmentFailureInvolved¦Overhead¦Transformer¦Broken
24-0105843 | Unknown Cause | Patrol - not conducted |  |  | 2024 | Tier 3 | Distribution Circuit |  |  |  | 2557654 | Sus |  | UnknownCause¦Patrolnotconducted¦¦
24-0100736 | Wildfire Mitigation | Planned - WSIP/System Hardening |  |  | 2024 | Tier 3 | Distribution Circuit |  |  |  | 2557929 | Sus |  | WildfireMitigation¦PlannedWSIPSystemHardening¦¦
24-0101317 | Wildfire Mitigation | Planned - WSIP/System Hardening |  |  | 2024 | Tier 2 | Distribution Circuit |  |  |  | 2557982 | Sus |  | WildfireMitigation¦PlannedWSIPSystemHardening¦¦
24-0106013 | Unknown Cause | Patrol - not conducted |  |  | 2024 | Tier 2 | Transformer only |  |  |  | 2558057 | Sus |  | UnknownCause¦Patrolnotconducted¦¦
24-0097164 | Wildfire Mitigation | Planned - WSIP/System Hardening |  |  | 2024 | Tier 3 | Distribution Circuit |  |  |  | 2559226 | Sus |  | WildfireMitigation¦PlannedWSIPSystemHardening¦¦
24-0096904 | Wildfire Mitigation | Planned - WSIP/System Hardening |  |  | 2024 | Tier 3 | Transformer only |  |  |  | 2560488 | Sus |  | WildfireMitigation¦PlannedWSIPSystemHardening¦¦
24-0103320 | Wildfire Mitigation | Planned - WSIP/System Hardening |  |  | 2024 | Tier 2 | Distribution Circuit |  |  |  | 2564118 | Sus |  | WildfireMitigation¦PlannedWSIPSystemHardening¦¦
24-0102732 | Wildfire Mitigation | Planned - WSIP/System Hardening |  |  | 2024 | Tier 3 | Distribution Circuit |  |  |  | 2564360 | Sus |  | WildfireMitigation¦PlannedWSIPSystemHardening¦¦
24-0105487 | Wildfire Mitigation | Planned - WSIP/System Hardening |  |  | 2024 | Tier 2 | Transformer only |  |  |  | 2565105 | Sus |  | WildfireMitigation¦PlannedWSIPSystemHardening¦¦
24-0111138 | Unknown Cause | Patrol - found nothing |  |  | 2024 | Tier 2 | Distribution Circuit |  |  |  | 2568512 | Sus |  | UnknownCause¦Patrolfoundnothing¦¦
24-0112226 | Unknown Cause | Patrol - found nothing |  |  | 2024 | Tier 3 | Distribution Circuit |  |  |  | 2571167 | Sus |  | UnknownCause¦Patrolfoundnothing¦¦
24-0112413 | Equipment Failure/Involved | Overhead | Insulator | Broken- wire on ground | 2024 | Tier 2 | Distribution Circuit |  |  |  | 2571414 | Sus |  | EquipmentFailureInvolved¦Overhead¦Insulator¦Brokenwireonground
24-0104485 | Wildfire Mitigation | Planned - WSIP/System Hardening |  |  | 2024 | Tier 2 | Distribution Circuit |  |  |  | 2571433 | Sus |  | WildfireMitigation¦PlannedWSIPSystemHardening¦¦
24-0104680 | Company Initiated | Planned- maintenance |  |  | 2024 | Tier 2 | Transformer only |  |  |  | 2571474 | Sus |  | CompanyInitiated¦Plannedmaintenance¦¦
24-0098405 | Wildfire Mitigation | Planned - WSIP/System Hardening |  |  | 2024 | Tier 2 | Transformer only |  |  |  | 2573298 | Sus |  | WildfireMitigation¦PlannedWSIPSystemHardening¦¦
24-0113861 | Company Initiated | Personnel- company | Recloser | Normal | 2024 | Tier 3 | Distribution Circuit |  |  |  | 2573683 | Sus |  | CompanyInitiated¦Personnelcompany¦Recloser¦Normal
24-0113968 | Unknown Cause | Patrol - found nothing |  |  | 2024 | Tier 3 | Distribution Circuit |  |  |  | 2574032 | Sus |  | UnknownCause¦Patrolfoundnothing¦¦
24-0104973 | Company Initiated | Planned- capital |  |  | 2024 | Tier 2 | Distribution Circuit |  |  |  | 2574385 | Sus |  | CompanyInitiated¦Plannedcapital¦¦
24-0106941 | Wildfire Mitigation | Planned - WSIP/System Hardening |  |  | 2024 | Tier 2 | Distribution Circuit |  |  |  | 2579152 | Sus |  | WildfireMitigation¦PlannedWSIPSystemHardening¦¦
24-0120794 | Equipment Failure/Involved | Overhead | Transformer (OH) | Leaking | 2024 | Tier 3 | Transformer only |  |  |  | 2589709 | Sus |  | EquipmentFailureInvolved¦Overhead¦Transformer(OH)¦Leaking
24-0113012 | Wildfire Mitigation | Planned - WSIP/System Hardening |  |  | 2024 | Tier 2 | Distribution Circuit |  |  |  | 2591429 | Sus |  | WildfireMitigation¦PlannedWSIPSystemHardening¦¦
24-0122663 | Unknown Cause | Patrol - found nothing |  |  | 2024 | Tier 2 | Distribution Circuit |  |  |  | 2593418 | Sus |  | UnknownCause¦Patrolfoundnothing¦¦
24-0114649 | Company Initiated | Planned- capital |  |  | 2024 | Tier 3 | Distribution Circuit |  |  |  | 2595995 | Sus |  | CompanyInitiated¦Plannedcapital¦¦
24-0117596 | Wildfire Mitigation | Planned - WSIP/System Hardening |  |  | 2024 | Tier 3 | Distribution Circuit |  |  |  | 2602061 | Sus |  | WildfireMitigation¦PlannedWSIPSystemHardening¦¦
24-0117600 | Wildfire Mitigation | Planned - WSIP/System Hardening |  |  | 2024 | Tier 3 | Transformer only |  |  |  | 2602079 | Sus |  | WildfireMitigation¦PlannedWSIPSystemHardening¦¦
24-0124612 | Wildfire Mitigation | Planned - WSIP/System Hardening |  |  | 2024 | Tier 2 | Distribution Circuit |  |  |  | 2603642 | Sus |  | WildfireMitigation¦PlannedWSIPSystemHardening¦¦
24-0126857 | Wildfire Mitigation | Planned - WSIP/System Hardening |  |  | 2024 | Tier 2 | Transformer only |  |  |  | 2605948 | Sus |  | WildfireMitigation¦PlannedWSIPSystemHardening¦¦
24-0119422 | Wildfire Mitigation | Planned - WSIP/System Hardening |  |  | 2024 | Tier 2 | Transformer only |  |  |  | 2606036 | Sus |  | WildfireMitigation¦PlannedWSIPSystemHardening¦¦
24-0127494 | Company Initiated | Planned- maintenance |  |  | 2024 | Tier 2 | Transformer only |  |  |  | 2606088 | Sus |  | CompanyInitiated¦Plannedmaintenance¦¦
24-0121158 | Wildfire Mitigation | Planned - WSIP/System Hardening |  |  | 2024 | Tier 2 | Transformer only |  |  |  | 2607071 | Sus |  | WildfireMitigation¦PlannedWSIPSystemHardening¦¦
24-0131139 | Unknown Cause | Patrol - found nothing |  |  | 2024 | Tier 3 | Distribution Circuit |  |  |  | 2612524 | Sus |  | UnknownCause¦Patrolfoundnothing¦¦
24-0131538 | Equipment Failure/Involved | Overhead | Crossarm- Wood | Broken | 2024 | Tier 2 | Distribution Circuit |  |  |  | 2613453 | Sus |  | EquipmentFailureInvolved¦Overhead¦CrossarmWood¦Broken
24-0131922 | Equipment Failure/Involved | Overhead | Pole-Wood | Deteriorated | 2024 | Tier 3 | Distribution Circuit |  |  |  | 2614064 | Sus |  | EquipmentFailureInvolved¦Overhead¦PoleWood¦Deteriorated
24-0132178 | Company Initiated | Personnel- company | Transformer | Broken | 2024 | Tier 2 | Transformer only |  |  |  | 2614496 | Sus |  | CompanyInitiated¦Personnelcompany¦Transformer¦Broken
24-0132478 | Vegetation | Tree - fell into line | Conductor- Overhead | Broken | 2024 | Tier 3 | Distribution Circuit |  |  |  | 2615333 | Sus |  | Vegetation¦Treefellintoline¦ConductorOverhead¦Broken
24-0127415 | Wildfire Mitigation | Planned - WSIP/System Hardening |  |  | 2024 | Tier 2 | Distribution Circuit |  |  |  | 2623637 | Sus |  | WildfireMitigation¦PlannedWSIPSystemHardening¦¦
24-0127411 | Wildfire Mitigation | Planned - WSIP/System Hardening |  |  | 2024 | Tier 2 | Transformer only |  |  |  | 2623643 | Sus |  | WildfireMitigation¦PlannedWSIPSystemHardening¦¦
24-0125878 | Company Initiated | Planned- customer |  |  | 2024 | Tier 3 | Transformer only |  |  |  | 2624309 | Sus |  | CompanyInitiated¦Plannedcustomer¦¦
24-0128016 | Wildfire Mitigation | Planned - WSIP/System Hardening |  |  | 2024 | Tier 2 | Distribution Circuit |  |  |  | 2625098 | Sus |  | WildfireMitigation¦PlannedWSIPSystemHardening¦¦
24-0132438 | Wildfire Mitigation | Planned - WSIP/System Hardening |  |  | 2024 | Tier 2 | Transformer only |  |  |  | 2627996 | Sus |  | WildfireMitigation¦PlannedWSIPSystemHardening¦¦
24-0138099 | 3rd Party | Vehicle | Conductor- Overhead | Bent or Twisted | 2024 | Tier 2 | Distribution Circuit |  |  |  | 2631799 | Sus |  | 3rdParty¦Vehicle¦ConductorOverhead¦BentorTwisted
24-0141230 | Equipment Failure/Involved | Overhead | Transformer | On Ground | 2024 | Tier 2 | Transformer only |  |  |  | 2639847 | Sus |  | EquipmentFailureInvolved¦Overhead¦Transformer¦OnGround
24-0141467 | Unknown Cause | Patrol - found nothing |  |  | 2024 | Tier 2 | Distribution Circuit |  |  |  | 2640922 | Sus |  | UnknownCause¦Patrolfoundnothing¦¦
24-0134919 | Company Initiated | Planned- maintenance |  |  | 2024 | Tier 2 | Transformer only |  |  |  | 2641559 | Sus |  | CompanyInitiated¦Plannedmaintenance¦¦
24-0132881 | Company Initiated | Planned- maintenance |  |  | 2024 | Tier 2 | Transformer only |  |  |  | 2641554 | Sus |  | CompanyInitiated¦Plannedmaintenance¦¦
24-0133707 | Wildfire Mitigation | Planned - WSIP/System Hardening |  |  | 2024 | Tier 2 | Distribution Circuit |  |  |  | 2643502 | Sus |  | WildfireMitigation¦PlannedWSIPSystemHardening¦¦
24-0139244 | Company Initiated | Planned- maintenance |  |  | 2024 | Tier 3 | Transformer only |  |  |  | 2643701 | Sus |  | CompanyInitiated¦Plannedmaintenance¦¦
24-0139759 | Company Initiated | Planned- maintenance |  |  | 2024 | Tier 2 | Transformer only |  |  |  | 2645721 | Sus |  | CompanyInitiated¦Plannedmaintenance¦¦
24-0138393 | Company Initiated | Planned- capital |  |  | 2024 | Tier 3 | Distribution Circuit |  |  |  | 2645852 | Sus |  | CompanyInitiated¦Plannedcapital¦¦
24-0144071 | Unknown Cause | Patrol - found nothing |  |  | 2024 | Tier 2 | Distribution Circuit |  |  |  | 2648283 | Sus |  | UnknownCause¦Patrolfoundnothing¦¦
24-0134802 | Wildfire Mitigation | Planned - WSIP/System Hardening |  |  | 2024 | Tier 2 | Distribution Circuit |  |  |  | 2648413 | Sus |  | WildfireMitigation¦PlannedWSIPSystemHardening¦¦
24-0144315 | Equipment Failure/Involved | Overhead | Other | Broken | 2024 | Tier 2 | Distribution Circuit |  |  |  | 2649258 | Sus |  | EquipmentFailureInvolved¦Overhead¦Other¦Broken
24-0144448 | Equipment Failure/Involved | Overhead | Transformer (OH) | Broken | 2024 | Tier 2 | Transformer only |  |  |  | 2649968 | Sus |  | EquipmentFailureInvolved¦Overhead¦Transformer(OH)¦Broken
24-0142959 | Company Initiated | Planned- maintenance |  |  | 2024 | Tier 2 | Distribution Circuit |  |  |  | 2663985 | Sus |  | CompanyInitiated¦Plannedmaintenance¦¦
24-0144705 | Company Initiated | Planned- maintenance |  |  | 2024 | Tier 2 | Transformer only |  |  |  | 2664949 | Sus |  | CompanyInitiated¦Plannedmaintenance¦¦
24-0147112 | 3rd Party | Vehicle | Pole-Wood | Broken | 2024 | Tier 3 | Distribution Circuit |  |  |  | 2665912 | Sus |  | 3rdParty¦Vehicle¦PoleWood¦Broken
24-0147777 | Unknown Cause | Patrol - found nothing |  |  | 2024 | Tier 2 | Distribution Circuit |  |  |  | 2669863 | Sus |  | UnknownCause¦Patrolfoundnothing¦¦
24-0147003 | Wildfire Mitigation | Planned - WSIP/System Hardening |  |  | 2024 | Tier 3 | Distribution Circuit |  |  |  | 2672368 | Sus |  | WildfireMitigation¦PlannedWSIPSystemHardening¦¦
24-0004403 | Company Initiated | Planned- maintenance |  |  | 2024 | Tier 2 | Transformer only |  |  |  | 2304651 | Sus |  | CompanyInitiated¦Plannedmaintenance¦¦
24-0006214 | Vegetation | Tree - bark fell into line | Conductor- Overhead | Normal | 2024 | Tier 3 | Distribution Circuit |  |  |  | 2305125 | Sus |  | Vegetation¦Treebarkfellintoline¦ConductorOverhead¦Normal
24-0001814 | Wildfire Mitigation | Planned - WSIP/System Hardening |  |  | 2024 | Tier 3 | Transformer only |  |  |  | 2306854 | Sus |  | WildfireMitigation¦PlannedWSIPSystemHardening¦¦
24-0004477 | Company Initiated | Planned- capital |  |  | 2024 | Tier 3 | Distribution Circuit |  |  |  | 2307473 | Sus |  | CompanyInitiated¦Plannedcapital¦¦
24-0001312 | Company Initiated | Planned- maintenance |  |  | 2024 | Tier 3 | Transformer only |  |  |  | 2309594 | Sus |  | CompanyInitiated¦Plannedmaintenance¦¦
24-0002356 | Company Initiated | Planned- capital |  |  | 2024 | Tier 2 | Distribution Circuit |  |  |  | 2310567 | Sus |  | CompanyInitiated¦Plannedcapital¦¦
24-0000694 | Company Initiated | Planned- maintenance |  |  | 2024 | Tier 3 | Distribution Circuit |  |  |  | 2310650 | Sus |  | CompanyInitiated¦Plannedmaintenance¦¦
24-0008374 | Equipment Failure/Involved | Fire- pole | Transformer (OH) | Burned/flashed | 2024 | Tier 2 | Distribution Circuit |  |  |  | 2310635 | Sus |  | EquipmentFailureInvolved¦Firepole¦Transformer(OH)¦Burnedflashed
24-0001474 | Company Initiated | Planned- capital |  |  | 2024 | Tier 2 | Distribution Circuit |  |  |  | 2311439 | Sus |  | CompanyInitiated¦Plannedcapital¦¦
24-0004486 | Company Initiated | Planned- maintenance |  |  | 2024 | Tier 2 | Distribution Circuit |  |  |  | 2311458 | Sus |  | CompanyInitiated¦Plannedmaintenance¦¦
24-0009075 | Vegetation | Tree - fell into line | Conductor- Overhead | Broken- wire on ground | 2024 | Tier 3 | Distribution Circuit |  |  |  | 2311712 | Sus |  | Vegetation¦Treefellintoline¦ConductorOverhead¦Brokenwireonground
24-0009083 | 3rd Party | Vehicle | Pole-Wood | Broken | 2024 | Tier 3 | Distribution Circuit |  |  |  | 2311808 | Sus |  | 3rdParty¦Vehicle¦PoleWood¦Broken
24-0001585 | Wildfire Mitigation | Planned - WSIP/System Hardening |  |  | 2024 | Tier 3 | Distribution Circuit |  |  |  | 2312782 | Sus |  | WildfireMitigation¦PlannedWSIPSystemHardening¦¦
24-0001854 | Wildfire Mitigation | Planned - WSIP/System Hardening |  |  | 2024 | Tier 3 | Distribution Circuit |  |  |  | 2312772 | Sus |  | WildfireMitigation¦PlannedWSIPSystemHardening¦¦
24-0002851 | Company Initiated | Planned- maintenance |  |  | 2024 | Tier 2 | Distribution Circuit |  |  |  | 2312761 | Sus |  | CompanyInitiated¦Plannedmaintenance¦¦
24-0009517 | Company Initiated | Planned- capital |  |  | 2024 | Tier 3 | Distribution Circuit |  |  |  | 2312820 | Sus |  | CompanyInitiated¦Plannedcapital¦¦
24-0002486 | Wildfire Mitigation | Planned - WSIP/System Hardening |  |  | 2024 | Tier 3 | Distribution Circuit |  |  |  | 2312874 | Sus |  | WildfireMitigation¦PlannedWSIPSystemHardening¦¦
24-0009571 | Vegetation | Tree - grew into line | Conductor- Overhead | Together | 2024 | Tier 3 | Distribution Circuit |  |  |  | 2312939 | Sus |  | Vegetation¦Treegrewintoline¦ConductorOverhead¦Together
24-0002069 | Company Initiated | Planned- maintenance |  |  | 2024 | Tier 2 | Distribution Circuit |  |  |  | 2313551 | Sus |  | CompanyInitiated¦Plannedmaintenance¦¦
24-0010451 | Vegetation | Tree - branch fell on line | Conductor- Overhead | Normal | 2024 | Tier 3 | Distribution Circuit |  |  |  | 2314584 | Sus |  | Vegetation¦Treebranchfellonline¦ConductorOverhead¦Normal
24-0002295 | Company Initiated | Planned- maintenance |  |  | 2024 | Tier 2 | Distribution Circuit |  |  |  | 2316180 | Sus |  | CompanyInitiated¦Plannedmaintenance¦¦
24-0005073 | Wildfire Mitigation | Planned - WSIP/System Hardening |  |  | 2024 | Tier 2 | Transformer only |  |  |  | 2316777 | Sus |  | WildfireMitigation¦PlannedWSIPSystemHardening¦¦
24-0005081 | Wildfire Mitigation | Planned - WSIP/System Hardening |  |  | 2024 | Tier 2 | Distribution Circuit |  |  |  | 2316196 | Sus |  | WildfireMitigation¦PlannedWSIPSystemHardening¦¦
24-0003773 | Company Initiated | Planned- capital |  |  | 2024 | Tier 3 | Distribution Circuit |  |  |  | 2316237 | Sus |  | CompanyInitiated¦Plannedcapital¦¦
24-0003936 | Company Initiated | Planned- maintenance |  |  | 2024 | Tier 3 | Distribution Circuit |  |  |  | 2316242 | Sus |  | CompanyInitiated¦Plannedmaintenance¦¦
24-0005682 | Company Initiated | Planned- maintenance |  |  | 2024 | Tier 3 | Distribution Circuit |  |  |  | 2316775 | Sus |  | CompanyInitiated¦Plannedmaintenance¦¦
24-0004086 | Wildfire Mitigation | Planned - WSIP/System Hardening |  |  | 2024 | Tier 3 | Distribution Circuit |  |  |  | 2316568 | Sus |  | WildfireMitigation¦PlannedWSIPSystemHardening¦¦
24-0011158 | Unknown Cause | Patrol - found nothing |  |  | 2024 | Tier 2 | Distribution Circuit |  |  |  | 2316595 | Sus |  | UnknownCause¦Patrolfoundnothing¦¦
24-0011390 | Vegetation | Tree - fell into line | Pole-Wood | Broken- wire on ground | 2024 | Tier 2 | Distribution Circuit |  |  |  | 2317114 | Sus |  | Vegetation¦Treefellintoline¦PoleWood¦Brokenwireonground
24-0002498 | Company Initiated | Planned- capital | Conductor- Overhead | Normal | 2024 | Tier 2 | Distribution Circuit |  |  |  | 2317328 | Sus |  | CompanyInitiated¦Plannedcapital¦ConductorOverhead¦Normal
24-0001974 | Company Initiated | Planned- maintenance |  |  | 2024 | Tier 3 | Distribution Circuit |  |  |  | 2317325 | Sus |  | CompanyInitiated¦Plannedmaintenance¦¦
24-0003373 | Company Initiated | Planned- capital |  |  | 2024 | Tier 2 | Distribution Circuit |  |  |  | 2317385 | Sus |  | CompanyInitiated¦Plannedcapital¦¦
24-0011559 | Equipment Failure/Involved | Overhead | Pole-Wood | Broken | 2024 | Tier 2 | Distribution Circuit |  |  |  | 2317450 | Sus |  | EquipmentFailureInvolved¦Overhead¦PoleWood¦Broken
24-0003346 | Company Initiated | Planned- maintenance |  |  | 2024 | Tier 3 | Distribution Circuit |  |  |  | 2317470 | Sus |  | CompanyInitiated¦Plannedmaintenance¦¦
24-0002116 | Company Initiated | Planned- maintenance |  |  | 2024 | Tier 3 | Distribution Circuit |  |  |  | 2318272 | Sus |  | CompanyInitiated¦Plannedmaintenance¦¦
24-0003402 | Company Initiated | Planned- maintenance |  |  | 2024 | Tier 3 | Transformer only |  |  |  | 2318291 | Sus |  | CompanyInitiated¦Plannedmaintenance¦¦
24-0003416 | Company Initiated | Planned- maintenance |  |  | 2024 | Tier 2 | Transformer only |  |  |  | 2318301 | Sus |  | CompanyInitiated¦Plannedmaintenance¦¦
24-0003428 | Company Initiated | Planned- maintenance |  |  | 2024 | Tier 3 | Distribution Circuit |  |  |  | 2318322 | Sus |  | CompanyInitiated¦Plannedmaintenance¦¦
24-0003388 | Company Initiated | Planned- maintenance |  |  | 2024 | Tier 3 | Transformer only |  |  |  | 2318378 | Sus |  | CompanyInitiated¦Plannedmaintenance¦¦
24-0012297 | Equipment Failure/Involved | Overhead | Cutout- fuse holder | Failed/Faulted | 2024 | Tier 3 | Transformer only |  |  |  | 2318584 | Sus |  | EquipmentFailureInvolved¦Overhead¦Cutoutfuseholder¦FailedFaulted
23-0138165 | Company Initiated | Planned- maintenance |  |  | 2024 | Tier 2 | Distribution Circuit |  |  |  | 2318618 | Sus |  | CompanyInitiated¦Plannedmaintenance¦¦
23-0138165 | Company Initiated | Improper Construction | Conductor- Underground | Normal | 2024 | Tier 2 | Distribution Circuit |  |  |  | 2318734 | Sus |  | CompanyInitiated¦ImproperConstruction¦ConductorUnderground¦Normal
24-0002124 | Company Initiated | Planned- maintenance |  |  | 2024 | Tier 2 | Distribution Circuit |  |  |  | 2318906 | Sus |  | CompanyInitiated¦Plannedmaintenance¦¦
24-0003606 | Company Initiated | Planned- capital |  |  | 2024 | Tier 2 | Transformer only |  |  |  | 2319147 | Sus |  | CompanyInitiated¦Plannedcapital¦¦
24-0013140 | Unknown Cause | Patrol - found nothing |  |  | 2024 | Tier 3 | Distribution Circuit |  |  |  | 2320588 | Sus |  | UnknownCause¦Patrolfoundnothing¦¦
24-0013178 | Equipment Failure/Involved | Overhead | Conductor- Overhead | Broken- wire on ground | 2024 | Tier 2 | Distribution Circuit |  |  |  | 2320862 | Sus |  | EquipmentFailureInvolved¦Overhead¦ConductorOverhead¦Brokenwireonground
24-0013166 | Vegetation | Tree - fell into line | Conductor- Overhead | Broken- wire on ground | 2024 | Tier 3 | Distribution Circuit |  |  |  | 2320798 | Sus |  | Vegetation¦Treefellintoline¦ConductorOverhead¦Brokenwireonground
24-0013221 | Vegetation | Tree - bark fell into line | Conductor- Overhead | Normal | 2024 | Tier 3 | Distribution Circuit |  |  |  | 2320911 | Sus |  | Vegetation¦Treebarkfellintoline¦ConductorOverhead¦Normal
24-0002834 | Wildfire Mitigation | Planned - WSIP/System Hardening |  |  | 2024 | Tier 3 | Distribution Circuit |  |  |  | 2321102 | Sus |  | WildfireMitigation¦PlannedWSIPSystemHardening¦¦
24-0004183 | Wildfire Mitigation | Planned - WSIP/System Hardening |  |  | 2024 | Tier 3 | Distribution Circuit |  |  |  | 2321154 | Sus |  | WildfireMitigation¦PlannedWSIPSystemHardening¦¦
24-0003236 | Wildfire Mitigation | Planned - WSIP/System Hardening |  |  | 2024 | Tier 3 | Transformer only |  |  |  | 2321327 | Sus |  | WildfireMitigation¦PlannedWSIPSystemHardening¦¦
24-0004214 | Company Initiated | Planned- capital |  |  | 2024 | Tier 3 | Distribution Circuit |  |  |  | 2321461 | Sus |  | CompanyInitiated¦Plannedcapital¦¦
24-0008317 | Wildfire Mitigation | Planned - WSIP/System Hardening |  |  | 2024 | Tier 3 | Transformer only |  |  |  | 2322140 | Sus |  | WildfireMitigation¦PlannedWSIPSystemHardening¦¦
24-0004442 | Wildfire Mitigation | Planned - WSIP/System Hardening |  |  | 2024 | Tier 2 | Transformer only |  |  |  | 2322539 | Sus |  | WildfireMitigation¦PlannedWSIPSystemHardening¦¦
24-0013859 | Unknown Cause | Patrol - found nothing |  |  | 2024 | Tier 3 | Distribution Circuit |  |  |  | 2322255 | Sus |  | UnknownCause¦Patrolfoundnothing¦¦
24-0003456 | Company Initiated | Planned- maintenance |  |  | 2024 | Tier 2 | Transformer only |  |  |  | 2322395 | Sus |  | CompanyInitiated¦Plannedmaintenance¦¦
24-0004554 | Wildfire Mitigation | Planned - WSIP/System Hardening |  |  | 2024 | Tier 2 | Transformer only |  |  |  | 2322410 | Sus |  | WildfireMitigation¦PlannedWSIPSystemHardening¦¦
24-0004559 | Wildfire Mitigation | Planned - WSIP/System Hardening |  |  | 2024 | Tier 3 | Transformer only |  |  |  | 2322934 | Sus |  | WildfireMitigation¦PlannedWSIPSystemHardening¦¦
24-0014761 | Equipment Failure/Involved | Overhead | Transformer (OH) | Failed/Faulted | 2024 | Tier 3 | Transformer only |  |  |  | 2323501 | Sus |  | EquipmentFailureInvolved¦Overhead¦Transformer(OH)¦FailedFaulted
24-0006052 | Wildfire Mitigation | Planned - WSIP/System Hardening |  |  | 2024 | Tier 3 | Distribution Circuit |  |  |  | 2323694 | Sus |  | WildfireMitigation¦PlannedWSIPSystemHardening¦¦
24-0007931 | Company Initiated | Planned- capital |  |  | 2024 | Tier 3 | Distribution Circuit |  |  |  | 2323781 | Sus |  | CompanyInitiated¦Plannedcapital¦¦
24-0008929 | Wildfire Mitigation | Planned - WSIP/System Hardening |  |  | 2024 | Tier 3 | Distribution Circuit |  |  |  | 2323806 | Sus |  | WildfireMitigation¦PlannedWSIPSystemHardening¦¦
24-0008846 | Wildfire Mitigation | Planned - WSIP/System Hardening |  |  | 2024 | Tier 3 | Transformer only |  |  |  | 2323834 | Sus |  | WildfireMitigation¦PlannedWSIPSystemHardening¦¦
24-0009628 | Company Initiated | Planned- maintenance |  |  | 2024 | Tier 3 | Distribution Circuit |  |  |  | 2323821 | Sus |  | CompanyInitiated¦Plannedmaintenance¦¦
24-0008928 | Wildfire Mitigation | Planned - WSIP/System Hardening |  |  | 2024 | Tier 3 | Transformer only |  |  |  | 2323860 | Sus |  | WildfireMitigation¦PlannedWSIPSystemHardening¦¦
24-0008944 | Company Initiated | Planned- capital |  |  | 2024 | Tier 3 | Distribution Circuit |  |  |  | 2324081 | Sus |  | CompanyInitiated¦Plannedcapital¦¦
24-0015331 | Vegetation | Tree - fell into line | Conductor- Overhead | Normal | 2024 | Tier 3 | Distribution Circuit |  |  |  | 2324338 | Sus |  | Vegetation¦Treefellintoline¦ConductorOverhead¦Normal
24-0010029 | Company Initiated | Planned- maintenance |  |  | 2024 | Tier 3 | Distribution Circuit |  |  |  | 2324613 | Sus |  | CompanyInitiated¦Plannedmaintenance¦¦
24-0010023 | Wildfire Mitigation | Planned - WSIP/System Hardening |  |  | 2024 | Tier 3 | Transformer only |  |  |  | 2325184 | Sus |  | WildfireMitigation¦PlannedWSIPSystemHardening¦¦
24-0009652 | Wildfire Mitigation | Planned - WSIP/System Hardening |  |  | 2024 | Tier 3 | Transformer only |  |  |  | 2325187 | Sus |  | WildfireMitigation¦PlannedWSIPSystemHardening¦¦
24-0009658 | Company Initiated | Planned- maintenance |  |  | 2024 | Tier 3 | Distribution Circuit |  |  |  | 2324695 | Sus |  | CompanyInitiated¦Plannedmaintenance¦¦
24-0010006 | Company Initiated | Planned- maintenance |  |  | 2024 | Tier 2 | Distribution Circuit |  |  |  | 2324705 | Sus |  | CompanyInitiated¦Plannedmaintenance¦¦
24-0015932 | Vegetation | Tree - fell into line | Conductor- Overhead | Broken- wire on ground | 2024 | Tier 3 | Distribution Circuit |  |  |  | 2325807 | Sus |  | Vegetation¦Treefellintoline¦ConductorOverhead¦Brokenwireonground
24-0015936 | Equipment Failure/Involved | Overhead | Transformer (OH) | Failed/Faulted | 2024 | Tier 3 | Transformer only |  |  |  | 2326039 | Sus |  | EquipmentFailureInvolved¦Overhead¦Transformer(OH)¦FailedFaulted
24-0015948 | Unknown Cause | Patrol - found nothing |  |  | 2024 | Tier 2 | Distribution Circuit |  |  |  | 2326160 | Sus |  | UnknownCause¦Patrolfoundnothing¦¦
24-0016061 | Unknown Cause | Patrol - found nothing |  |  | 2024 | Tier 2 | Distribution Circuit |  |  |  | 2326862 | Sus |  | UnknownCause¦Patrolfoundnothing¦¦
24-0007353 | Company Initiated | Planned- maintenance |  |  | 2024 | Tier 3 | Distribution Circuit |  |  |  | 2326976 | Sus |  | CompanyInitiated¦Plannedmaintenance¦¦
24-0011237 | Company Initiated | Planned- maintenance |  |  | 2024 | Tier 2 | Transformer only |  |  |  | 2327075 | Sus |  | CompanyInitiated¦Plannedmaintenance¦¦
24-0010228 | Wildfire Mitigation | Planned - WSIP/System Hardening |  |  | 2024 | Tier 3 | Distribution Circuit |  |  |  | 2327110 | Sus |  | WildfireMitigation¦PlannedWSIPSystemHardening¦¦
24-0010434 | Company Initiated | Planned- capital |  |  | 2024 | Tier 2 | Distribution Circuit |  |  |  | 2327143 | Sus |  | CompanyInitiated¦Plannedcapital¦¦
24-0011667 | Company Initiated | Planned- maintenance |  |  | 2024 | Tier 2 | Distribution Circuit |  |  |  | 2327241 | Sus |  | CompanyInitiated¦Plannedmaintenance¦¦
24-0006702 | Wildfire Mitigation | Planned - WSIP/System Hardening |  |  | 2024 | Tier 2 | Distribution Circuit |  |  |  | 2327901 | Sus |  | WildfireMitigation¦PlannedWSIPSystemHardening¦¦
24-0017260 | Equipment Failure/Involved | Electrical Overload | Transformer | Failed/Faulted | 2024 | Tier 3 | Transformer only |  |  |  | 2329264 | Sus |  | EquipmentFailureInvolved¦ElectricalOverload¦Transformer¦FailedFaulted
24-0017299 | Vegetation | Tree - branch fell on line | Transformer | Broken- wire on ground | 2024 | Tier 3 | Transformer only |  |  |  | 2329605 | Sus |  | Vegetation¦Treebranchfellonline¦Transformer¦Brokenwireonground
24-0017508 | Unknown Cause | Patrol - found nothing |  |  | 2024 | Tier 3 | Distribution Circuit |  |  |  | 2329871 | Sus |  | UnknownCause¦Patrolfoundnothing¦¦
24-0017862 | Animal | Other | Conductor- Overhead | Normal | 2024 | Tier 3 | Distribution Circuit |  |  |  | 2330924 | Sus |  | Animal¦Other¦ConductorOverhead¦Normal
24-0011178 | Company Initiated | Planned- maintenance |  |  | 2024 | Tier 3 | Distribution Circuit |  |  |  | 2330958 | Sus |  | CompanyInitiated¦Plannedmaintenance¦¦
24-0011273 | Company Initiated | Planned- maintenance |  |  | 2024 | Tier 2 | Transformer only |  |  |  | 2331698 | Sus |  | CompanyInitiated¦Plannedmaintenance¦¦
24-0018009 | Equipment Failure/Involved | Underground | Elbow | Failed/Faulted | 2024 | Tier 3 | Distribution Circuit |  |  |  | 2331199 | Sus |  | EquipmentFailureInvolved¦Underground¦Elbow¦FailedFaulted
24-0010250 | Company Initiated | Planned- maintenance |  |  | 2024 | Tier 2 | Distribution Circuit |  |  |  | 2332219 | Sus |  | CompanyInitiated¦Plannedmaintenance¦¦
24-0002296 | Company Initiated | Planned- maintenance |  |  | 2024 | Tier 3 | Transformer only |  |  |  | 2332308 | Sus |  | CompanyInitiated¦Plannedmaintenance¦¦
24-0002294 | Company Initiated | Planned- maintenance |  |  | 2024 | Tier 3 | Transformer only |  |  |  | 2332336 | Sus |  | CompanyInitiated¦Plannedmaintenance¦¦
24-0003152 | Company Initiated | Planned- maintenance |  |  | 2024 | Tier 3 | Distribution Circuit |  |  |  | 2332553 | Sus |  | CompanyInitiated¦Plannedmaintenance¦¦
24-0019657 | Unknown Cause | Patrol - found nothing |  |  | 2024 | Tier 3 | Distribution Circuit |  |  |  | 2338256 | Sus |  | UnknownCause¦Patrolfoundnothing¦¦
24-0019788 | Vegetation | Tree - branch fell on line | Conductor- Overhead | Normal | 2024 | Tier 2 | Distribution Circuit |  |  |  | 2339673 | Sus |  | Vegetation¦Treebranchfellonline¦ConductorOverhead¦Normal
24-0020011 | Unknown Cause | Patrol - found nothing |  |  | 2024 | Tier 3 | Distribution Circuit |  |  |  | 2340110 | Sus |  | UnknownCause¦Patrolfoundnothing¦¦
24-0020174 | Vegetation | Tree - bark fell into line | Conductor- Overhead | Normal | 2024 | Tier 2 | Distribution Circuit |  |  |  | 2341774 | Sus |  | Vegetation¦Treebarkfellintoline¦ConductorOverhead¦Normal
24-0023870 | Equipment Failure/Involved | Overhead | Recloser | Malfunctioning | 2024 | Tier 2 | Distribution Circuit |  |  |  | 2362803 | Sus |  | EquipmentFailureInvolved¦Overhead¦Recloser¦Malfunctioning
24-0023053 | Vegetation | Tree - branch fell on line | Conductor- Overhead | Bent or Twisted | 2024 | Tier 3 | Distribution Circuit |  |  |  | 2363472 | Sus |  | Vegetation¦Treebranchfellonline¦ConductorOverhead¦BentorTwisted
24-0023536 | 3rd Party | Other | Other | Broken- wire on ground | 2024 | Tier 3 | Transformer only |  |  |  | 2364872 | Sus |  | 3rdParty¦Other¦Other¦Brokenwireonground
24-0024724 | Unknown Cause | Patrol - found nothing |  |  | 2024 | Tier 2 | Distribution Circuit |  |  |  | 2367669 | Sus |  | UnknownCause¦Patrolfoundnothing¦¦
24-0024618 | Unknown Cause | Patrol - found nothing |  |  | 2024 | Tier 2 | Distribution Circuit |  |  |  | 2368388 | Sus |  | UnknownCause¦Patrolfoundnothing¦¦
24-0026504 | Unknown Cause | Patrol - found nothing |  |  | 2024 | Tier 2 | Distribution Circuit |  |  |  | 2370665 | Sus |  | UnknownCause¦Patrolfoundnothing¦¦
24-0026565 | Unknown Cause | Patrol - found nothing |  |  | 2024 | Tier 2 | Distribution Circuit |  |  |  | 2370900 | Sus |  | UnknownCause¦Patrolfoundnothing¦¦
24-0027053 | Unknown Cause | Patrol - found nothing | Fuse | Failed/Faulted | 2024 | Tier 2 | Distribution Circuit |  |  |  | 2371870 | Sus |  | UnknownCause¦Patrolfoundnothing¦Fuse¦FailedFaulted
24-0027883 | Unknown Cause | Patrol - found nothing |  |  | 2024 | Tier 3 | Distribution Circuit |  |  |  | 2373854 | Sus |  | UnknownCause¦Patrolfoundnothing¦¦
24-0028088 | Equipment Failure/Involved | Electrical Overload | Jumper | Burned Open | 2024 | Tier 3 | Distribution Circuit |  |  |  | 2374037 | Sus |  | EquipmentFailureInvolved¦ElectricalOverload¦Jumper¦BurnedOpen
24-0016104 | Company Initiated | Planned- maintenance |  |  | 2024 | Tier 3 | Distribution Circuit |  |  |  | 2374599 | Sus |  | CompanyInitiated¦Plannedmaintenance¦¦
24-0016136 | Wildfire Mitigation | Planned - WSIP/System Hardening |  |  | 2024 | Tier 3 | Distribution Circuit |  |  |  | 2375161 | Sus |  | WildfireMitigation¦PlannedWSIPSystemHardening¦¦
24-0028597 | Equipment Failure/Involved | Overhead | Crossarm- Wood | Broken | 2024 | Tier 2 | Distribution Circuit |  |  |  | 2375639 | Sus |  | EquipmentFailureInvolved¦Overhead¦CrossarmWood¦Broken
24-0028603 | Vegetation | Tree - bark fell into line | Conductor- Overhead | Normal | 2024 | Tier 3 | Distribution Circuit |  |  |  | 2375534 | Sus |  | Vegetation¦Treebarkfellintoline¦ConductorOverhead¦Normal
24-0017960 | Company Initiated | Planned- maintenance |  |  | 2024 | Tier 3 | Transformer only |  |  |  | 2375859 | Sus |  | CompanyInitiated¦Plannedmaintenance¦¦
24-0016228 | Company Initiated | Planned- maintenance |  |  | 2024 | Tier 2 | Distribution Circuit |  |  |  | 2375808 | Sus |  | CompanyInitiated¦Plannedmaintenance¦¦
24-0029140 | Unknown Cause | Patrol - found nothing |  |  | 2024 | Tier 2 | Distribution Circuit |  |  |  | 2376441 | Sus |  | UnknownCause¦Patrolfoundnothing¦¦
24-0018491 | Wildfire Mitigation | Planned - WSIP/System Hardening |  |  | 2024 | Tier 3 | Distribution Circuit |  |  |  | 2376935 | Sus |  | WildfireMitigation¦PlannedWSIPSystemHardening¦¦
24-0022790 | Company Initiated | Planned- maintenance |  |  | 2024 | Tier 2 | Distribution Circuit |  |  |  | 2376934 | Sus |  | CompanyInitiated¦Plannedmaintenance¦¦
24-0016250 | Company Initiated | Planned- maintenance |  |  | 2024 | Tier 2 | Distribution Circuit |  |  |  | 2377011 | Sus |  | CompanyInitiated¦Plannedmaintenance¦¦
24-0018501 | Company Initiated | Planned- maintenance |  |  | 2024 | Tier 2 | Distribution Circuit |  |  |  | 2377033 | Sus |  | CompanyInitiated¦Plannedmaintenance¦¦
24-0018615 | Company Initiated | Planned- maintenance |  |  | 2024 | Tier 2 | Transformer only |  |  |  | 2377960 | Sus |  | CompanyInitiated¦Plannedmaintenance¦¦
24-0017079 | Company Initiated | Planned- capital |  |  | 2024 | Tier 3 | Distribution Circuit |  |  |  | 2378120 | Sus |  | CompanyInitiated¦Plannedcapital¦¦
24-0030142 | Unknown Cause | Patrol - found nothing |  |  | 2024 | Tier 2 | Distribution Circuit |  |  |  | 2378683 | Sus |  | UnknownCause¦Patrolfoundnothing¦¦
24-0030462 | Equipment Failure/Involved | Overhead | Crossarm- Wood | Broken | 2024 | Tier 3 | Transformer only |  |  |  | 2379644 | Sus |  | EquipmentFailureInvolved¦Overhead¦CrossarmWood¦Broken
24-0030461 | Vegetation | Tree - fell into line | Conductor- Overhead | Normal | 2024 | Tier 2 | Distribution Circuit |  |  |  | 2379738 | Sus |  | Vegetation¦Treefellintoline¦ConductorOverhead¦Normal
24-0030824 | Vegetation | Tree - branch fell on line | Conductor- Overhead | Normal | 2024 | Tier 3 | Distribution Circuit |  |  |  | 2381065 | Sus |  | Vegetation¦Treebranchfellonline¦ConductorOverhead¦Normal
24-0031018 | Unknown Cause | Patrol - found nothing |  |  | 2024 | Tier 2 | Distribution Circuit |  |  |  | 2381439 | Sus |  | UnknownCause¦Patrolfoundnothing¦¦
24-0030998 | Unknown Cause | Patrol - found nothing |  |  | 2024 | Tier 2 | Distribution Circuit |  |  |  | 2381645 | Sus |  | UnknownCause¦Patrolfoundnothing¦¦
24-0031002 | Equipment Failure/Involved | Overhead | Crossarm- Wood | Broken | 2024 | Tier 3 | Transformer only |  |  |  | 2381678 | Sus |  | EquipmentFailureInvolved¦Overhead¦CrossarmWood¦Broken
24-0031456 | Vegetation | Tree - cutting- PG&E contractor | Conductor- Overhead | Normal | 2024 | Tier 2 | Distribution Circuit |  |  |  | 2382738 | Sus |  | Vegetation¦TreecuttingPG&Econtractor¦ConductorOverhead¦Normal
24-0031477 | Unknown Cause | Patrol - found nothing |  |  | 2024 | Tier 3 | Distribution Circuit |  |  |  | 2382742 | Sus |  | UnknownCause¦Patrolfoundnothing¦¦
24-0031545 | Equipment Failure/Involved | Overhead | Conductor- Overhead | Broken- wire on ground | 2024 | Tier 3 | Distribution Circuit |  |  |  | 2383105 | Sus |  | EquipmentFailureInvolved¦Overhead¦ConductorOverhead¦Brokenwireonground
24-0031811 | Vegetation | Tree - fell into line | Conductor- Overhead | Broken- wire on ground | 2024 | Tier 3 | Distribution Circuit |  |  |  | 2383511 | Sus |  | Vegetation¦Treefellintoline¦ConductorOverhead¦Brokenwireonground
24-0032187 | Equipment Failure/Involved | Overhead | Transformer (OH) | Failed/Faulted | 2024 | Tier 3 | Transformer only |  |  |  | 2384429 | Sus |  | EquipmentFailureInvolved¦Overhead¦Transformer(OH)¦FailedFaulted
24-0026049 | Company Initiated | Planned- maintenance |  |  | 2024 | Tier 2 | Distribution Circuit |  |  |  | 2383987 | Sus |  | CompanyInitiated¦Plannedmaintenance¦¦
24-0031954 | Vegetation | Tree - fell into line | Transformer (OH) | Broken- wire on ground | 2024 | Tier 2 | Transformer only |  |  |  | 2384052 | Sus |  | Vegetation¦Treefellintoline¦Transformer(OH)¦Brokenwireonground
24-0032317 | Equipment Failure/Involved | Overhead | Jumper | Burned Open | 2024 | Tier 3 | Distribution Circuit |  |  |  | 2384624 | Sus |  | EquipmentFailureInvolved¦Overhead¦Jumper¦BurnedOpen
24-0026580 | Company Initiated | Planned- maintenance |  |  | 2024 | Tier 3 | Transformer only |  |  |  | 2384942 | Sus |  | CompanyInitiated¦Plannedmaintenance¦¦
24-0032678 | Unknown Cause | Patrol - found nothing |  |  | 2024 | Tier 2 | Distribution Circuit |  |  |  | 2385001 | Sus |  | UnknownCause¦Patrolfoundnothing¦¦
24-0024543 | Company Initiated | Planned- maintenance |  |  | 2024 | Tier 2 | Distribution Circuit |  |  |  | 2385054 | Sus |  | CompanyInitiated¦Plannedmaintenance¦¦
24-0026236 | Company Initiated | Planned- maintenance |  |  | 2024 | Tier 2 | Distribution Circuit |  |  |  | 2385032 | Sus |  | CompanyInitiated¦Plannedmaintenance¦¦
24-0027793 | Company Initiated | Planned- maintenance |  |  | 2024 | Tier 3 | Transformer only |  |  |  | 2385949 | Sus |  | CompanyInitiated¦Plannedmaintenance¦¦
24-0024428 | Company Initiated | Planned- maintenance |  |  | 2024 | Tier 2 | Transformer only |  |  |  | 2386016 | Sus |  | CompanyInitiated¦Plannedmaintenance¦¦
24-0027724 | Wildfire Mitigation | Planned - WSIP/System Hardening |  |  | 2024 | Tier 3 | Distribution Circuit |  |  |  | 2385989 | Sus |  | WildfireMitigation¦PlannedWSIPSystemHardening¦¦
24-0033213 | Equipment Failure/Involved | Overhead | Fuse | Burned Open | 2024 | Tier 2 | Transformer only |  |  |  | 2386165 | Sus |  | EquipmentFailureInvolved¦Overhead¦Fuse¦BurnedOpen
24-0023122 | Company Initiated | Planned- maintenance |  |  | 2024 | Tier 3 | Distribution Circuit |  |  |  | 2387794 | Sus |  | CompanyInitiated¦Plannedmaintenance¦¦
24-0028213 | Wildfire Mitigation | Planned - WSIP/System Hardening |  |  | 2024 | Tier 2 | Transformer only |  |  |  | 2387836 | Sus |  | WildfireMitigation¦PlannedWSIPSystemHardening¦¦
24-0017234 | Company Initiated | Planned- maintenance |  |  | 2024 | Tier 2 | Distribution Circuit |  |  |  | 2387843 | Sus |  | CompanyInitiated¦Plannedmaintenance¦¦
24-0024164 | Wildfire Mitigation | Planned - WSIP/System Hardening |  |  | 2024 | Tier 3 | Transformer only |  |  |  | 2387960 | Sus |  | WildfireMitigation¦PlannedWSIPSystemHardening¦¦
24-0033990 | Equipment Failure/Involved | Overhead | Connector or Splice (OH) | Burned Open | 2024 | Tier 2 | Distribution Circuit |  |  |  | 2388185 | Sus |  | EquipmentFailureInvolved¦Overhead¦ConnectororSplice(OH)¦BurnedOpen
24-0028452 | Wildfire Mitigation | Planned - WSIP/System Hardening |  |  | 2024 | Tier 3 | Distribution Circuit |  |  |  | 2388667 | Sus |  | WildfireMitigation¦PlannedWSIPSystemHardening¦¦
24-0028506 | Company Initiated | Planned- capital |  |  | 2024 | Tier 2 | Distribution Circuit |  |  |  | 2388807 | Sus |  | CompanyInitiated¦Plannedcapital¦¦
24-0028244 | Wildfire Mitigation | Planned - WSIP/System Hardening |  |  | 2024 | Tier 3 | Transformer only |  |  |  | 2388751 | Sus |  | WildfireMitigation¦PlannedWSIPSystemHardening¦¦
24-0028234 | Company Initiated | Planned- maintenance |  |  | 2024 | Tier 3 | Distribution Circuit |  |  |  | 2388797 | Sus |  | CompanyInitiated¦Plannedmaintenance¦¦
24-0028241 | Company Initiated | Planned- maintenance |  |  | 2024 | Tier 3 | Transformer only |  |  |  | 2388854 | Sus |  | CompanyInitiated¦Plannedmaintenance¦¦
24-0024148 | Wildfire Mitigation | Planned - WSIP/System Hardening |  |  | 2024 | Tier 3 | Transformer only |  |  |  | 2388862 | Sus |  | WildfireMitigation¦PlannedWSIPSystemHardening¦¦
24-0013530 | Company Initiated | Planned- capital |  |  | 2024 | Tier 3 | Distribution Circuit |  |  |  | 2388835 | Sus |  | CompanyInitiated¦Plannedcapital¦¦
24-0014230 | Company Initiated | Planned- capital |  |  | 2024 | Tier 3 | Distribution Circuit |  |  |  | 2389157 | Sus |  | CompanyInitiated¦Plannedcapital¦¦
24-0034793 | Equipment Failure/Involved | Overhead | Transformer | Failed/Faulted | 2024 | Tier 3 | Transformer only |  |  |  | 2389656 | Sus |  | EquipmentFailureInvolved¦Overhead¦Transformer¦FailedFaulted
24-0030794 | Company Initiated | Planned- maintenance |  |  | 2024 | Tier 3 | Distribution Circuit |  |  |  | 2389750 | Sus |  | CompanyInitiated¦Plannedmaintenance¦¦
24-0029760 | Company Initiated | Planned- maintenance |  |  | 2024 | Tier 3 | Distribution Circuit |  |  |  | 2389755 | Sus |  | CompanyInitiated¦Plannedmaintenance¦¦
24-0027794 | Company Initiated | Planned- maintenance |  |  | 2024 | Tier 3 | Distribution Circuit |  |  |  | 2389783 | Sus |  | CompanyInitiated¦Plannedmaintenance¦¦
24-0017287 | Company Initiated | Planned- maintenance |  |  | 2024 | Tier 3 | Distribution Circuit |  |  |  | 2389806 | Sus |  | CompanyInitiated¦Plannedmaintenance¦¦
24-0028415 | Company Initiated | Planned- maintenance |  |  | 2024 | Tier 3 | Distribution Circuit |  |  |  | 2389857 | Sus |  | CompanyInitiated¦Plannedmaintenance¦¦
24-0028404 | Wildfire Mitigation | Planned - WSIP/System Hardening |  |  | 2024 | Tier 3 | Transformer only |  |  |  | 2389884 | Sus |  | WildfireMitigation¦PlannedWSIPSystemHardening¦¦
24-0028422 | Wildfire Mitigation | Planned - WSIP/System Hardening |  |  | 2024 | Tier 3 | Transformer only |  |  |  | 2390806 | Sus |  | WildfireMitigation¦PlannedWSIPSystemHardening¦¦
24-0036132 | Equipment Failure/Involved | Electrical Overload | Transformer | Failed/Faulted | 2024 | Tier 3 | Transformer only |  |  |  | 2391990 | Sus |  | EquipmentFailureInvolved¦ElectricalOverload¦Transformer¦FailedFaulted
24-0036152 | Equipment Failure/Involved | Overhead | Transformer (OH) | Failed/Faulted | 2024 | Tier 3 | Distribution Circuit |  |  |  | 2392243 | Sus |  | EquipmentFailureInvolved¦Overhead¦Transformer(OH)¦FailedFaulted
24-0036369 | Equipment Failure/Involved | Overhead | Transformer (OH) | Failed/Faulted | 2024 | Tier 2 | Transformer only |  |  |  | 2392533 | Sus |  | EquipmentFailureInvolved¦Overhead¦Transformer(OH)¦FailedFaulted
24-0036575 | Vegetation | Tree - branch fell on line | Connector or Splice (OH) | Broken | 2024 | Tier 3 | Transformer only |  |  |  | 2393367 | Sus |  | Vegetation¦Treebranchfellonline¦ConnectororSplice(OH)¦Broken
24-0037104 | Unknown Cause | Patrol - not conducted |  |  | 2024 | Tier 3 | Transformer only |  |  |  | 2395679 | Sus |  | UnknownCause¦Patrolnotconducted¦¦
24-0037149 | Equipment Failure/Involved | Overhead | Transformer (OH) | Failed/Faulted | 2024 | Tier 3 | Transformer only |  |  |  | 2395756 | Sus |  | EquipmentFailureInvolved¦Overhead¦Transformer(OH)¦FailedFaulted
24-0037617 | Vegetation | Tree - fell into line | Service conductor | Broken- wire on ground | 2024 | Tier 3 | Transformer only |  |  |  | 2396682 | Sus |  | Vegetation¦Treefellintoline¦Serviceconductor¦Brokenwireonground
24-0037999 | 3rd Party | Other | Customer Equipment | Normal | 2024 | Tier 2 | Distribution Circuit |  |  |  | 2397436 | Sus |  | 3rdParty¦Other¦CustomerEquipment¦Normal
24-0038628 | Unknown Cause | Patrol - found nothing |  |  | 2024 | Tier 3 | Distribution Circuit |  |  |  | 2398362 | Sus |  | UnknownCause¦Patrolfoundnothing¦¦
24-0028768 | Company Initiated | Planned- maintenance |  |  | 2024 | Tier 2 | Distribution Circuit |  |  |  | 2399038 | Sus |  | CompanyInitiated¦Plannedmaintenance¦¦
24-0035045 | Company Initiated | Planned- maintenance |  |  | 2024 | Tier 3 | Distribution Circuit |  |  |  | 2399113 | Sus |  | CompanyInitiated¦Plannedmaintenance¦¦
24-0033986 | Company Initiated | Planned- maintenance |  |  | 2024 | Tier 3 | Distribution Circuit |  |  |  | 2399169 | Sus |  | CompanyInitiated¦Plannedmaintenance¦¦
24-0030220 | Company Initiated | Planned- maintenance |  |  | 2024 | Tier 3 | Transformer only |  |  |  | 2399191 | Sus |  | CompanyInitiated¦Plannedmaintenance¦¦
24-0039355 | Equipment Failure/Involved | Overhead | Transformer | Normal | 2024 | Tier 3 | Transformer only |  |  |  | 2399187 | Sus |  | EquipmentFailureInvolved¦Overhead¦Transformer¦Normal
24-0028647 | Company Initiated | Planned- maintenance |  |  | 2024 | Tier 3 | Distribution Circuit |  |  |  | 2399193 | Sus |  | CompanyInitiated¦Plannedmaintenance¦¦
24-0002506 | Company Initiated | Planned- capital |  |  | 2024 | Tier 2 | Distribution Circuit |  |  |  | 2399943 | Sus |  | CompanyInitiated¦Plannedcapital¦¦
24-0014804 | Wildfire Mitigation | Planned - WSIP/System Hardening |  |  | 2024 | Tier 2 | Distribution Circuit |  |  |  | 2399979 | Sus |  | WildfireMitigation¦PlannedWSIPSystemHardening¦¦
24-0040007 | Unknown Cause | Patrol - found nothing |  |  | 2024 | Tier 2 | Distribution Circuit |  |  |  | 2400380 | Sus |  | UnknownCause¦Patrolfoundnothing¦¦
24-0033086 | Company Initiated | Planned- maintenance |  |  | 2024 | Tier 2 | Distribution Circuit |  |  |  | 2400591 | Sus |  | CompanyInitiated¦Plannedmaintenance¦¦
24-0028906 | Company Initiated | Planned- maintenance |  |  | 2024 | Tier 2 | Distribution Circuit |  |  |  | 2402040 | Sus |  | CompanyInitiated¦Plannedmaintenance¦¦
24-0033941 | Company Initiated | Planned- maintenance |  |  | 2024 | Tier 3 | Transformer only |  |  |  | 2401498 | Sus |  | CompanyInitiated¦Plannedmaintenance¦¦
24-0032129 | Company Initiated | Planned- maintenance |  |  | 2024 | Tier 3 | Transformer only |  |  |  | 2401539 | Sus |  | CompanyInitiated¦Plannedmaintenance¦¦
24-0032127 | Company Initiated | Planned- maintenance |  |  | 2024 | Tier 3 | Distribution Circuit |  |  |  | 2401546 | Sus |  | CompanyInitiated¦Plannedmaintenance¦¦
24-0031514 | Company Initiated | Planned- capital |  |  | 2024 | Tier 3 | Distribution Circuit |  |  |  | 2401491 | Sus |  | CompanyInitiated¦Plannedcapital¦¦
24-0030521 | Company Initiated | Planned- maintenance |  |  | 2024 | Tier 2 | Transformer only |  |  |  | 2401635 | Sus |  | CompanyInitiated¦Plannedmaintenance¦¦
24-0033992 | Wildfire Mitigation | Planned - WSIP/System Hardening |  |  | 2024 | Tier 3 | Distribution Circuit |  |  |  | 2401663 | Sus |  | WildfireMitigation¦PlannedWSIPSystemHardening¦¦
24-0028965 | Company Initiated | Planned- maintenance |  |  | 2024 | Tier 3 | Transformer only |  |  |  | 2402406 | Sus |  | CompanyInitiated¦Plannedmaintenance¦¦
24-0032415 | Company Initiated | Planned- maintenance |  |  | 2024 | Tier 3 | Distribution Circuit |  |  |  | 2402346 | Sus |  | CompanyInitiated¦Plannedmaintenance¦¦
24-0033993 | Wildfire Mitigation | Planned - WSIP/System Hardening |  |  | 2024 | Tier 3 | Transformer only |  |  |  | 2402503 | Sus |  | WildfireMitigation¦PlannedWSIPSystemHardening¦¦
24-0032391 | Company Initiated | Planned- maintenance |  |  | 2024 | Tier 3 | Distribution Circuit |  |  |  | 2402527 | Sus |  | CompanyInitiated¦Plannedmaintenance¦¦
24-0030009 | Company Initiated | Planned- capital |  |  | 2024 | Tier 2 | Distribution Circuit |  |  |  | 2403233 | Sus |  | CompanyInitiated¦Plannedcapital¦¦
24-0038682 | Wildfire Mitigation | Planned - WSIP/System Hardening |  |  | 2024 | Tier 3 | Transformer only |  |  |  | 2403358 | Sus |  | WildfireMitigation¦PlannedWSIPSystemHardening¦¦
24-0042227 | Unknown Cause | Patrol - found nothing |  |  | 2024 | Tier 3 | Distribution Circuit |  |  |  | 2405105 | Sus |  | UnknownCause¦Patrolfoundnothing¦¦
24-0042495 | Equipment Failure/Involved | Overhead | Fuse | Failed/Faulted | 2024 | Tier 3 | Distribution Circuit |  |  |  | 2405567 | Sus |  | EquipmentFailureInvolved¦Overhead¦Fuse¦FailedFaulted
24-0042638 | Vegetation | Tree - fell into line | Conductor- Overhead | Broken- wire on ground | 2024 | Tier 3 | Distribution Circuit |  |  |  | 2405764 | Sus |  | Vegetation¦Treefellintoline¦ConductorOverhead¦Brokenwireonground
24-0034543 | Wildfire Mitigation | Planned - WSIP/System Hardening |  |  | 2024 | Tier 3 | Distribution Circuit |  |  |  | 2405706 | Sus |  | WildfireMitigation¦PlannedWSIPSystemHardening¦¦
24-0034539 | Wildfire Mitigation | Planned - WSIP/System Hardening |  |  | 2024 | Tier 3 | Distribution Circuit |  |  |  | 2406017 | Sus |  | WildfireMitigation¦PlannedWSIPSystemHardening¦¦
24-0042882 | Equipment Failure/Involved | Overhead | Conductor- Overhead | Broken- wire on ground | 2024 | Tier 2 | Distribution Circuit |  |  |  | 2406454 | Sus |  | EquipmentFailureInvolved¦Overhead¦ConductorOverhead¦Brokenwireonground
24-0043031 | Unknown Cause | Patrol - found nothing |  |  | 2024 | Tier 2 | Distribution Circuit |  |  |  | 2406953 | Sus |  | UnknownCause¦Patrolfoundnothing¦¦
24-0036168 | Wildfire Mitigation | Planned - WSIP/System Hardening |  |  | 2024 | Tier 3 | Transformer only |  |  |  | 2408136 | Sus |  | WildfireMitigation¦PlannedWSIPSystemHardening¦¦
24-0043441 | Equipment Failure/Involved | Overhead | Conductor- Overhead | Burned/flashed | 2024 | Tier 3 | Transformer only |  |  |  | 2408093 | Sus |  | EquipmentFailureInvolved¦Overhead¦ConductorOverhead¦Burnedflashed
24-0038710 | Company Initiated | Planned- capital |  |  | 2024 | Tier 3 | Distribution Circuit |  |  |  | 2408267 | Sus |  | CompanyInitiated¦Plannedcapital¦¦
24-0038815 | Wildfire Mitigation | Planned - WSIP/System Hardening |  |  | 2024 | Tier 3 | Distribution Circuit |  |  |  | 2408246 | Sus |  | WildfireMitigation¦PlannedWSIPSystemHardening¦¦
24-0036199 | Wildfire Mitigation | Planned - WSIP/System Hardening |  |  | 2024 | Tier 2 | Transformer only |  |  |  | 2408445 | Sus |  | WildfireMitigation¦PlannedWSIPSystemHardening¦¦
24-0032562 | Company Initiated | Planned- maintenance |  |  | 2024 | Tier 2 | Distribution Circuit |  |  |  | 2409137 | Sus |  | CompanyInitiated¦Plannedmaintenance¦¦
24-0036215 | Wildfire Mitigation | Planned - WSIP/System Hardening |  |  | 2024 | Tier 2 | Distribution Circuit |  |  |  | 2409131 | Sus |  | WildfireMitigation¦PlannedWSIPSystemHardening¦¦
24-0039090 | Company Initiated | Planned- maintenance |  |  | 2024 | Tier 3 | Distribution Circuit |  |  |  | 2410036 | Sus |  | CompanyInitiated¦Plannedmaintenance¦¦
24-0038848 | Wildfire Mitigation | Planned - WSIP/System Hardening |  |  | 2024 | Tier 3 | Distribution Circuit |  |  |  | 2409966 | Sus |  | WildfireMitigation¦PlannedWSIPSystemHardening¦¦
24-0042116 | Company Initiated | Planned- maintenance |  |  | 2024 | Tier 2 | Distribution Circuit |  |  |  | 2410104 | Sus |  | CompanyInitiated¦Plannedmaintenance¦¦
24-0037029 | Wildfire Mitigation | Planned - WSIP/System Hardening |  |  | 2024 | Tier 2 | Transformer only |  |  |  | 2410356 | Sus |  | WildfireMitigation¦PlannedWSIPSystemHardening¦¦
24-0037023 | Wildfire Mitigation | Planned - WSIP/System Hardening |  |  | 2024 | Tier 2 | Transformer only |  |  |  | 2410366 | Sus |  | WildfireMitigation¦PlannedWSIPSystemHardening¦¦
24-0045056 | Unknown Cause | Patrol - found nothing |  |  | 2024 | Tier 3 | Distribution Circuit |  |  |  | 2410986 | Sus |  | UnknownCause¦Patrolfoundnothing¦¦
24-0034727 | Company Initiated | Planned- maintenance |  |  | 2024 | Tier 3 | Transformer only |  |  |  | 2410990 | Sus |  | CompanyInitiated¦Plannedmaintenance¦¦
24-0035919 | Company Initiated | Planned- maintenance |  |  | 2024 | Tier 2 | Distribution Circuit |  |  |  | 2411072 | Sus |  | CompanyInitiated¦Plannedmaintenance¦¦
24-0040742 | Company Initiated | Planned- maintenance |  |  | 2024 | Tier 3 | Transformer only |  |  |  | 2411068 | Sus |  | CompanyInitiated¦Plannedmaintenance¦¦
24-0037259 | Wildfire Mitigation | Planned - WSIP/System Hardening |  |  | 2024 | Tier 3 | Distribution Circuit |  |  |  | 2411074 | Sus |  | WildfireMitigation¦PlannedWSIPSystemHardening¦¦
24-0045222 | Unknown Cause | Patrol - found nothing |  |  | 2024 | Tier 3 | Distribution Circuit |  |  |  | 2411227 | Sus |  | UnknownCause¦Patrolfoundnothing¦¦
24-0045302 | Equipment Failure/Involved | Overhead | Secondary | Broken | 2024 | Tier 3 | Transformer only |  |  |  | 2411390 | Sus |  | EquipmentFailureInvolved¦Overhead¦Secondary¦Broken
24-0039641 | Wildfire Mitigation | Planned - WSIP/System Hardening |  |  | 2024 | Tier 2 | Distribution Circuit |  |  |  | 2411676 | Sus |  | WildfireMitigation¦PlannedWSIPSystemHardening¦¦
24-0038043 | Company Initiated | Planned- maintenance |  |  | 2024 | Tier 3 | Transformer only |  |  |  | 2411673 | Sus |  | CompanyInitiated¦Plannedmaintenance¦¦
24-0041153 | Company Initiated | Planned- maintenance |  |  | 2024 | Tier 3 | Transformer only |  |  |  | 2411956 | Sus |  | CompanyInitiated¦Plannedmaintenance¦¦
24-0046234 | Equipment Failure/Involved | Overhead | Fuse | Burned Open | 2024 | Tier 3 | Transformer only |  |  |  | 2413508 | Sus |  | EquipmentFailureInvolved¦Overhead¦Fuse¦BurnedOpen
24-0034271 | Company Initiated | Planned- capital |  |  | 2024 | Tier 2 | Distribution Circuit |  |  |  | 2413884 | Sus |  | CompanyInitiated¦Plannedcapital¦¦
24-0038926 | Wildfire Mitigation | Planned - WSIP/System Hardening |  |  | 2024 | Tier 3 | Distribution Circuit |  |  |  | 2413963 | Sus |  | WildfireMitigation¦PlannedWSIPSystemHardening¦¦
24-0043598 | Company Initiated | Planned- maintenance |  |  | 2024 | Tier 2 | Distribution Circuit |  |  |  | 2416295 | Sus |  | CompanyInitiated¦Plannedmaintenance¦¦
24-0039210 | Wildfire Mitigation | Planned - WSIP/System Hardening |  |  | 2024 | Tier 3 | Transformer only |  |  |  | 2416381 | Sus |  | WildfireMitigation¦PlannedWSIPSystemHardening¦¦
24-0041288 | Company Initiated | Planned- maintenance |  |  | 2024 | Tier 2 | Distribution Circuit |  |  |  | 2416502 | Sus |  | CompanyInitiated¦Plannedmaintenance¦¦
24-0035372 | Company Initiated | Planned- maintenance |  |  | 2024 | Tier 2 | Transformer only |  |  |  | 2416603 | Sus |  | CompanyInitiated¦Plannedmaintenance¦¦
24-0047628 | Equipment Failure/Involved | Overhead | Cutout- fuse holder | Broken | 2024 | Tier 3 | Distribution Circuit |  |  |  | 2416716 | Sus |  | EquipmentFailureInvolved¦Overhead¦Cutoutfuseholder¦Broken
24-0043458 | Wildfire Mitigation | Planned - WSIP/System Hardening |  |  | 2024 | Tier 3 | Distribution Circuit |  |  |  | 2417103 | Sus |  | WildfireMitigation¦PlannedWSIPSystemHardening¦¦
24-0039433 | Wildfire Mitigation | Planned - WSIP/System Hardening |  |  | 2024 | Tier 2 | Transformer only |  |  |  | 2417193 | Sus |  | WildfireMitigation¦PlannedWSIPSystemHardening¦¦
24-0038322 | Company Initiated | Planned- maintenance |  |  | 2024 | Tier 2 | Distribution Circuit |  |  |  | 2417209 | Sus |  | CompanyInitiated¦Plannedmaintenance¦¦
24-0038324 | Company Initiated | Planned- maintenance |  |  | 2024 | Tier 2 | Transformer only |  |  |  | 2417571 | Sus |  | CompanyInitiated¦Plannedmaintenance¦¦
24-0037680 | Wildfire Mitigation | Planned - WSIP/System Hardening |  |  | 2024 | Tier 3 | Transformer only |  |  |  | 2417235 | Sus |  | WildfireMitigation¦PlannedWSIPSystemHardening¦¦
24-0037690 | Wildfire Mitigation | Planned - WSIP/System Hardening |  |  | 2024 | Tier 2 | Transformer only |  |  |  | 2417573 | Sus |  | WildfireMitigation¦PlannedWSIPSystemHardening¦¦
24-0043523 | Company Initiated | Planned- capital |  |  | 2024 | Tier 2 | Distribution Circuit |  |  |  | 2417693 | Sus |  | CompanyInitiated¦Plannedcapital¦¦
24-0048887 | Equipment Failure/Involved | Overhead | Transformer (OH) | Failed/Faulted | 2024 | Tier 3 | Transformer only |  |  |  | 2419390 | Sus |  | EquipmentFailureInvolved¦Overhead¦Transformer(OH)¦FailedFaulted
24-0049013 | Equipment Failure/Involved | Overhead | Cutout- fuse holder | Broken | 2024 | Tier 3 | Distribution Circuit |  |  |  | 2419902 | Sus |  | EquipmentFailureInvolved¦Overhead¦Cutoutfuseholder¦Broken
24-0041964 | Company Initiated | Planned- maintenance |  |  | 2024 | Tier 3 | Distribution Circuit |  |  |  | 2419927 | Sus |  | CompanyInitiated¦Plannedmaintenance¦¦
24-0039719 | Company Initiated | Planned- capital |  |  | 2024 | Tier 2 | Distribution Circuit |  |  |  | 2419920 | Sus |  | CompanyInitiated¦Plannedcapital¦¦
24-0040383 | Company Initiated | Planned- maintenance |  |  | 2024 | Tier 3 | Transformer only |  |  |  | 2419982 | Sus |  | CompanyInitiated¦Plannedmaintenance¦¦
24-0044479 | Company Initiated | Planned- maintenance |  |  | 2024 | Tier 3 | Transformer only |  |  |  | 2420007 | Sus |  | CompanyInitiated¦Plannedmaintenance¦¦
24-0039900 | Company Initiated | Planned- maintenance |  |  | 2024 | Tier 3 | Distribution Circuit |  |  |  | 2419997 | Sus |  | CompanyInitiated¦Plannedmaintenance¦¦
24-0049454 | Unknown Cause | Patrol - found nothing |  |  | 2024 | Tier 3 | Distribution Circuit |  |  |  | 2420550 | Sus |  | UnknownCause¦Patrolfoundnothing¦¦
24-0039346 | Wildfire Mitigation | Planned - WSIP/System Hardening |  |  | 2024 | Tier 3 | Transformer only |  |  |  | 2420781 | Sus |  | WildfireMitigation¦PlannedWSIPSystemHardening¦¦
24-0037707 | Wildfire Mitigation | Planned - WSIP/System Hardening |  |  | 2024 | Tier 2 | Transformer only |  |  |  | 2420841 | Sus |  | WildfireMitigation¦PlannedWSIPSystemHardening¦¦
24-0037728 | Company Initiated | Planned- maintenance |  |  | 2024 | Tier 2 | Distribution Circuit |  |  |  | 2420826 | Sus |  | CompanyInitiated¦Plannedmaintenance¦¦
24-0050009 | Unknown Cause | Patrol - found nothing |  |  | 2024 | Tier 3 | Distribution Circuit |  |  |  | 2421451 | Sus |  | UnknownCause¦Patrolfoundnothing¦¦
24-0039812 | Company Initiated | Planned- maintenance |  |  | 2024 | Tier 3 | Distribution Circuit |  |  |  | 2421552 | Sus |  | CompanyInitiated¦Plannedmaintenance¦¦
24-0050137 | Unknown Cause | Patrol - found nothing |  |  | 2024 | Tier 2 | Distribution Circuit |  |  |  | 2421563 | Sus |  | UnknownCause¦Patrolfoundnothing¦¦
24-0037740 | Company Initiated | Planned- maintenance |  |  | 2024 | Tier 2 | Transformer only |  |  |  | 2421619 | Sus |  | CompanyInitiated¦Plannedmaintenance¦¦
24-0044120 | Company Initiated | Planned- maintenance |  |  | 2024 | Tier 2 | Distribution Circuit |  |  |  | 2421615 | Sus |  | CompanyInitiated¦Plannedmaintenance¦¦
24-0037760 | Company Initiated | Planned- maintenance |  |  | 2024 | Tier 3 | Distribution Circuit |  |  |  | 2422441 | Sus |  | CompanyInitiated¦Plannedmaintenance¦¦
24-0051039 | Vegetation | Tree - bark fell into line | Fuse | Normal | 2024 | Tier 3 | Transformer only |  |  |  | 2423126 | Sus |  | Vegetation¦Treebarkfellintoline¦Fuse¦Normal
24-0043927 | Company Initiated | Planned- maintenance |  |  | 2024 | Tier 2 | Distribution Circuit |  |  |  | 2423561 | Sus |  | CompanyInitiated¦Plannedmaintenance¦¦
24-0037765 | Wildfire Mitigation | Planned - WSIP/System Hardening |  |  | 2024 | Tier 3 | Distribution Circuit |  |  |  | 2423624 | Sus |  | WildfireMitigation¦PlannedWSIPSystemHardening¦¦
24-0051234 | Company Initiated | Planned- capital |  |  | 2024 | Tier 3 | Distribution Circuit |  |  |  | 2423855 | Sus |  | CompanyInitiated¦Plannedcapital¦¦
24-0051460 | Equipment Failure/Involved | Overhead | Insulator | Broken | 2024 | Tier 3 | Distribution Circuit |  |  |  | 2424183 | Sus |  | EquipmentFailureInvolved¦Overhead¦Insulator¦Broken
24-0041873 | Wildfire Mitigation | Planned - WSIP/System Hardening |  |  | 2024 | Tier 2 | Distribution Circuit |  |  |  | 2425963 | Sus |  | WildfireMitigation¦PlannedWSIPSystemHardening¦¦
24-0047332 | Wildfire Mitigation | Planned - WSIP/System Hardening |  |  | 2024 | Tier 2 | Distribution Circuit |  |  |  | 2426426 | Sus |  | WildfireMitigation¦PlannedWSIPSystemHardening¦¦
24-0043125 | Company Initiated | Planned- capital |  |  | 2024 | Tier 2 | Distribution Circuit |  |  |  | 2426041 | Sus |  | CompanyInitiated¦Plannedcapital¦¦
24-0041450 | Company Initiated | Planned- maintenance |  |  | 2024 | Tier 2 | Distribution Circuit |  |  |  | 2425929 | Sus |  | CompanyInitiated¦Plannedmaintenance¦¦
24-0041453 | Company Initiated | Planned- maintenance |  |  | 2024 | Tier 3 | Transformer only |  |  |  | 2426127 | Sus |  | CompanyInitiated¦Plannedmaintenance¦¦
24-0048996 | Company Initiated | Planned- maintenance |  |  | 2024 | Tier 2 | Transformer only |  |  |  | 2426802 | Sus |  | CompanyInitiated¦Plannedmaintenance¦¦
24-0043718 | Company Initiated | Planned- maintenance |  |  | 2024 | Tier 2 | Distribution Circuit |  |  |  | 2426822 | Sus |  | CompanyInitiated¦Plannedmaintenance¦¦
24-0041621 | Company Initiated | Planned- maintenance |  |  | 2024 | Tier 3 | Distribution Circuit |  |  |  | 2426785 | Sus |  | CompanyInitiated¦Plannedmaintenance¦¦
24-0041615 | Company Initiated | Planned- maintenance |  |  | 2024 | Tier 3 | Distribution Circuit |  |  |  | 2426828 | Sus |  | CompanyInitiated¦Plannedmaintenance¦¦
24-0041612 | Company Initiated | Planned- maintenance |  |  | 2024 | Tier 3 | Distribution Circuit |  |  |  | 2426782 | Sus |  | CompanyInitiated¦Plannedmaintenance¦¦
24-0041900 | Wildfire Mitigation | Planned - WSIP/System Hardening |  |  | 2024 | Tier 2 | Transformer only |  |  |  | 2426909 | Sus |  | WildfireMitigation¦PlannedWSIPSystemHardening¦¦
24-0041608 | Company Initiated | Planned- maintenance |  |  | 2024 | Tier 3 | Distribution Circuit |  |  |  | 2426861 | Sus |  | CompanyInitiated¦Plannedmaintenance¦¦
24-0041908 | Wildfire Mitigation | Planned - WSIP/System Hardening |  |  | 2024 | Tier 2 | Transformer only |  |  |  | 2427383 | Sus |  | WildfireMitigation¦PlannedWSIPSystemHardening¦¦
24-0048972 | Company Initiated | Planned- maintenance |  |  | 2024 | Tier 3 | Distribution Circuit |  |  |  | 2427609 | Sus |  | CompanyInitiated¦Plannedmaintenance¦¦
24-0044608 | Company Initiated | Planned- maintenance |  |  | 2024 | Tier 3 | Distribution Circuit |  |  |  | 2427534 | Sus |  | CompanyInitiated¦Plannedmaintenance¦¦
24-0043948 | Company Initiated | Planned- maintenance |  |  | 2024 | Tier 3 | Distribution Circuit |  |  |  | 2427510 | Sus |  | CompanyInitiated¦Plannedmaintenance¦¦
24-0043955 | Wildfire Mitigation | Planned - WSIP/System Hardening |  |  | 2024 | Tier 3 | Distribution Circuit |  |  |  | 2427656 | Sus |  | WildfireMitigation¦PlannedWSIPSystemHardening¦¦
24-0048570 | Company Initiated | Planned- maintenance |  |  | 2024 | Tier 2 | Transformer only |  |  |  | 2427732 | Sus |  | CompanyInitiated¦Plannedmaintenance¦¦
24-0042018 | Company Initiated | Planned- capital |  |  | 2024 | Tier 3 | Distribution Circuit |  |  |  | 2427671 | Sus |  | CompanyInitiated¦Plannedcapital¦¦
24-0048435 | Company Initiated | Planned- maintenance |  |  | 2024 | Tier 3 | Distribution Circuit |  |  |  | 2428362 | Sus |  | CompanyInitiated¦Plannedmaintenance¦¦
24-0044453 | Company Initiated | Planned- maintenance |  |  | 2024 | Tier 3 | Distribution Circuit |  |  |  | 2428236 | Sus |  | CompanyInitiated¦Plannedmaintenance¦¦
24-0053656 | Unknown Cause | Patrol - found nothing |  |  | 2024 | Tier 2 | Distribution Circuit |  |  |  | 2428673 | Sus |  | UnknownCause¦Patrolfoundnothing¦¦
24-0046574 | Company Initiated | Planned- maintenance |  |  | 2024 | Tier 2 | Distribution Circuit |  |  |  | 2429266 | Sus |  | CompanyInitiated¦Plannedmaintenance¦¦
24-0049117 | Company Initiated | Planned- capital |  |  | 2024 | Tier 3 | Distribution Circuit |  |  |  | 2429295 | Sus |  | CompanyInitiated¦Plannedcapital¦¦
24-0048511 | Wildfire Mitigation | Planned - WSIP/System Hardening |  |  | 2024 | Tier 3 | Transformer only |  |  |  | 2429309 | Sus |  | WildfireMitigation¦PlannedWSIPSystemHardening¦¦
24-0050774 | Wildfire Mitigation | Planned - WSIP/System Hardening |  |  | 2024 | Tier 2 | Transformer only |  |  |  | 2429423 | Sus |  | WildfireMitigation¦PlannedWSIPSystemHardening¦¦
24-0054035 | Vegetation | Tree - branch fell on line | Conductor- Overhead | Normal | 2024 | Tier 3 | Distribution Circuit |  |  |  | 2429374 | Sus |  | Vegetation¦Treebranchfellonline¦ConductorOverhead¦Normal
24-0054564 | Unknown Cause | Patrol - found nothing |  |  | 2024 | Tier 2 | Distribution Circuit |  |  |  | 2430923 | Sus |  | UnknownCause¦Patrolfoundnothing¦¦
24-0050935 | Company Initiated | Planned- maintenance |  |  | 2024 | Tier 3 | Distribution Circuit |  |  |  | 2431583 | Sus |  | CompanyInitiated¦Plannedmaintenance¦¦
24-0044801 | Wildfire Mitigation | Planned - WSIP/System Hardening |  |  | 2024 | Tier 3 | Transformer only |  |  |  | 2431617 | Sus |  | WildfireMitigation¦PlannedWSIPSystemHardening¦¦
24-0044653 | Company Initiated | Planned- maintenance |  |  | 2024 | Tier 3 | Distribution Circuit |  |  |  | 2431560 | Sus |  | CompanyInitiated¦Plannedmaintenance¦¦
24-0048415 | Wildfire Mitigation | Planned - WSIP/System Hardening |  |  | 2024 | Tier 2 | Transformer only |  |  |  | 2431706 | Sus |  | WildfireMitigation¦PlannedWSIPSystemHardening¦¦
24-0048816 | Company Initiated | Planned- maintenance |  |  | 2024 | Tier 3 | Transformer only |  |  |  | 2431733 | Sus |  | CompanyInitiated¦Plannedmaintenance¦¦
24-0049558 | Company Initiated | Planned- maintenance |  |  | 2024 | Tier 3 | Transformer only |  |  |  | 2431983 | Sus |  | CompanyInitiated¦Plannedmaintenance¦¦
24-0049829 | Company Initiated | Planned- capital |  |  | 2024 | Tier 2 | Distribution Circuit |  |  |  | 2432411 | Sus |  | CompanyInitiated¦Plannedcapital¦¦
24-0045122 | Company Initiated | Planned- maintenance |  |  | 2024 | Tier 2 | Distribution Circuit |  |  |  | 2432513 | Sus |  | CompanyInitiated¦Plannedmaintenance¦¦
24-0049678 | Company Initiated | Planned- maintenance |  |  | 2024 | Tier 3 | Distribution Circuit |  |  |  | 2432516 | Sus |  | CompanyInitiated¦Plannedmaintenance¦¦
24-0045510 | Company Initiated | Planned- maintenance |  |  | 2024 | Tier 3 | Distribution Circuit |  |  |  | 2432443 | Sus |  | CompanyInitiated¦Plannedmaintenance¦¦
24-0045552 | Wildfire Mitigation | Planned - WSIP/System Hardening |  |  | 2024 | Tier 2 | Distribution Circuit |  |  |  | 2432519 | Sus |  | WildfireMitigation¦PlannedWSIPSystemHardening¦¦
24-0045755 | Wildfire Mitigation | Planned - WSIP/System Hardening |  |  | 2024 | Tier 3 | Transformer only |  |  |  | 2432532 | Sus |  | WildfireMitigation¦PlannedWSIPSystemHardening¦¦
24-0046453 | Company Initiated | Planned- capital |  |  | 2024 | Tier 2 | Transformer only |  |  |  | 2432617 | Sus |  | CompanyInitiated¦Plannedcapital¦¦
24-0047372 | Company Initiated | Planned- maintenance |  |  | 2024 | Tier 3 | Distribution Circuit |  |  |  | 2432347 | Sus |  | CompanyInitiated¦Plannedmaintenance¦¦
24-0055084 | Wildfire Mitigation | Planned - WSIP/System Hardening |  |  | 2024 | Tier 3 | Transformer only |  |  |  | 2432636 | Sus |  | WildfireMitigation¦PlannedWSIPSystemHardening¦¦
24-0046472 | Company Initiated | Planned- capital |  |  | 2024 | Tier 2 | Distribution Circuit |  |  |  | 2432752 | Sus |  | CompanyInitiated¦Plannedcapital¦¦
24-0055584 | Unknown Cause | Patrol - found nothing |  |  | 2024 | Tier 3 | Distribution Circuit |  |  |  | 2432910 | Sus |  | UnknownCause¦Patrolfoundnothing¦¦
24-0048305 | Company Initiated | Planned- capital |  |  | 2024 | Tier 3 | Distribution Circuit |  |  |  | 2433256 | Sus |  | CompanyInitiated¦Plannedcapital¦¦
24-0049353 | Wildfire Mitigation | Planned - WSIP/System Hardening |  |  | 2024 | Tier 3 | Transformer only |  |  |  | 2433577 | Sus |  | WildfireMitigation¦PlannedWSIPSystemHardening¦¦
24-0047869 | Wildfire Mitigation | Planned - WSIP/System Hardening |  |  | 2024 | Tier 3 | Transformer only |  |  |  | 2433603 | Sus |  | WildfireMitigation¦PlannedWSIPSystemHardening¦¦
24-0050280 | Wildfire Mitigation | Planned - WSIP/System Hardening |  |  | 2024 | Tier 3 | Distribution Circuit |  |  |  | 2433941 | Sus |  | WildfireMitigation¦PlannedWSIPSystemHardening¦¦
24-0056298 | Animal | Squirrel | Fuse | Failed/Faulted | 2024 | Tier 2 | Distribution Circuit |  |  |  | 2433978 | Sus |  | Animal¦Squirrel¦Fuse¦FailedFaulted
24-0049509 | Wildfire Mitigation | Planned - WSIP/System Hardening |  |  | 2024 | Tier 3 | Distribution Circuit |  |  |  | 2433908 | Sus |  | WildfireMitigation¦PlannedWSIPSystemHardening¦¦
24-0049689 | Wildfire Mitigation | Planned - WSIP/System Hardening |  |  | 2024 | Tier 3 | Distribution Circuit |  |  |  | 2433935 | Sus |  | WildfireMitigation¦PlannedWSIPSystemHardening¦¦
24-0050596 | Company Initiated | Planned- maintenance |  |  | 2024 | Tier 3 | Transformer only |  |  |  | 2434044 | Sus |  | CompanyInitiated¦Plannedmaintenance¦¦
24-0049845 | Company Initiated | Planned- maintenance |  |  | 2024 | Tier 2 | Transformer only |  |  |  | 2434049 | Sus |  | CompanyInitiated¦Plannedmaintenance¦¦
24-0050540 | Company Initiated | Planned- maintenance |  |  | 2024 | Tier 3 | Distribution Circuit |  |  |  | 2434055 | Sus |  | CompanyInitiated¦Plannedmaintenance¦¦
24-0049564 | Wildfire Mitigation | Planned - WSIP/System Hardening |  |  | 2024 | Tier 3 | Transformer only |  |  |  | 2434220 | Sus |  | WildfireMitigation¦PlannedWSIPSystemHardening¦¦
24-0056674 | Animal | Other | Conductor- Overhead | Normal | 2024 | Tier 3 | Distribution Circuit |  |  |  | 2434480 | Sus |  | Animal¦Other¦ConductorOverhead¦Normal
24-0056799 | Company Initiated | Planned- capital |  |  | 2024 | Tier 3 | Distribution Circuit |  |  |  | 2434818 | Sus |  | CompanyInitiated¦Plannedcapital¦¦
24-0056668 | Equipment Failure/Involved | Overhead | Crossarm- Wood | Broken | 2024 | Tier 3 | Distribution Circuit |  |  |  | 2434476 | Sus |  | EquipmentFailureInvolved¦Overhead¦CrossarmWood¦Broken
24-0050658 | Company Initiated | Planned- maintenance |  |  | 2024 | Tier 3 | Distribution Circuit |  |  |  | 2434657 | Sus |  | CompanyInitiated¦Plannedmaintenance¦¦
24-0045701 | Company Initiated | Planned- maintenance |  |  | 2024 | Tier 2 | Distribution Circuit |  |  |  | 2434694 | Sus |  | CompanyInitiated¦Plannedmaintenance¦¦
24-0049783 | Company Initiated | Planned- maintenance |  |  | 2024 | Tier 3 | Distribution Circuit |  |  |  | 2434650 | Sus |  | CompanyInitiated¦Plannedmaintenance¦¦
24-0052102 | Company Initiated | Planned- maintenance |  |  | 2024 | Tier 3 | Distribution Circuit |  |  |  | 2434768 | Sus |  | CompanyInitiated¦Plannedmaintenance¦¦
24-0051541 | Company Initiated | Planned- capital |  |  | 2024 | Tier 2 | Distribution Circuit |  |  |  | 2435710 | Sus |  | CompanyInitiated¦Plannedcapital¦¦
24-0052099 | Company Initiated | Planned- maintenance |  |  | 2024 | Tier 3 | Distribution Circuit |  |  |  | 2436193 | Sus |  | CompanyInitiated¦Plannedmaintenance¦¦
24-0050148 | Company Initiated | Planned- maintenance |  |  | 2024 | Tier 3 | Distribution Circuit |  |  |  | 2437204 | Sus |  | CompanyInitiated¦Plannedmaintenance¦¦
24-0052453 | Company Initiated | Planned- maintenance |  |  | 2024 | Tier 3 | Transformer only |  |  |  | 2437262 | Sus |  | CompanyInitiated¦Plannedmaintenance¦¦
24-0046441 | Company Initiated | Planned- maintenance |  |  | 2024 | Tier 3 | Distribution Circuit |  |  |  | 2437395 | Sus |  | CompanyInitiated¦Plannedmaintenance¦¦
24-0049464 | Company Initiated | Planned- capital |  |  | 2024 | Tier 2 | Distribution Circuit |  |  |  | 2437306 | Sus |  | CompanyInitiated¦Plannedcapital¦¦
24-0049264 | Company Initiated | Planned- maintenance |  |  | 2024 | Tier 3 | Distribution Circuit |  |  |  | 2437350 | Sus |  | CompanyInitiated¦Plannedmaintenance¦¦
24-0052728 | Company Initiated | Planned- maintenance |  |  | 2024 | Tier 2 | Distribution Circuit |  |  |  | 2437843 | Sus |  | CompanyInitiated¦Plannedmaintenance¦¦
24-0050349 | Wildfire Mitigation | Planned - WSIP/System Hardening |  |  | 2024 | Tier 3 | Transformer only |  |  |  | 2438033 | Sus |  | WildfireMitigation¦PlannedWSIPSystemHardening¦¦
24-0058640 | Vegetation | Tree - branch fell on line | Conductor- Overhead | Normal | 2024 | Tier 2 | Distribution Circuit |  |  |  | 2438370 | Sus |  | Vegetation¦Treebranchfellonline¦ConductorOverhead¦Normal
24-0051561 | Wildfire Mitigation | Planned - WSIP/System Hardening |  |  | 2024 | Tier 2 | Distribution Circuit |  |  |  | 2438605 | Sus |  | WildfireMitigation¦PlannedWSIPSystemHardening¦¦
24-0056032 | Wildfire Mitigation | Planned - WSIP/System Hardening |  |  | 2024 | Tier 3 | Transformer only |  |  |  | 2438802 | Sus |  | WildfireMitigation¦PlannedWSIPSystemHardening¦¦
24-0053564 | Company Initiated | Planned- capital |  |  | 2024 | Tier 3 | Distribution Circuit |  |  |  | 2438744 | Sus |  | CompanyInitiated¦Plannedcapital¦¦
24-0053851 | Company Initiated | Planned- maintenance |  |  | 2024 | Tier 3 | Distribution Circuit |  |  |  | 2438754 | Sus |  | CompanyInitiated¦Plannedmaintenance¦¦
24-0055556 | Wildfire Mitigation | Planned - WSIP/System Hardening |  |  | 2024 | Tier 3 | Distribution Circuit |  |  |  | 2438839 | Sus |  | WildfireMitigation¦PlannedWSIPSystemHardening¦¦
24-0059057 | Animal | Bird found | Conductor- Overhead | Normal | 2024 | Tier 3 | Distribution Circuit |  |  |  | 2439098 | Sus |  | Animal¦Birdfound¦ConductorOverhead¦Normal
24-0054087 | Wildfire Mitigation | Planned - WSIP/System Hardening |  |  | 2024 | Tier 3 | Distribution Circuit |  |  |  | 2439624 | Sus |  | WildfireMitigation¦PlannedWSIPSystemHardening¦¦
24-0047444 | Company Initiated | Planned- capital |  |  | 2024 | Tier 3 | Distribution Circuit |  |  |  | 2439630 | Sus |  | CompanyInitiated¦Plannedcapital¦¦
24-0052472 | Wildfire Mitigation | Planned - WSIP/System Hardening |  |  | 2024 | Tier 3 | Transformer only |  |  |  | 2439651 | Sus |  | WildfireMitigation¦PlannedWSIPSystemHardening¦¦
24-0059296 | Unknown Cause | Patrol - found nothing |  |  | 2024 | Tier 2 | Distribution Circuit |  |  |  | 2439744 | Sus |  | UnknownCause¦Patrolfoundnothing¦¦
24-0059342 | Vegetation | Tree - branch fell on line | Conductor- Overhead | Normal | 2024 | Tier 3 | Distribution Circuit |  |  |  | 2439825 | Sus |  | Vegetation¦Treebranchfellonline¦ConductorOverhead¦Normal
24-0059681 | Unknown Cause | Patrol - found nothing |  |  | 2024 | Tier 3 | Transformer only |  |  |  | 2440733 | Sus |  | UnknownCause¦Patrolfoundnothing¦¦
24-0059563 | Vegetation | Tree - fell into line | Conductor- Overhead | Broken- wire on ground | 2024 | Tier 2 | Distribution Circuit |  |  |  | 2440294 | Sus |  | Vegetation¦Treefellintoline¦ConductorOverhead¦Brokenwireonground
24-0055186 | Company Initiated | Planned- maintenance |  |  | 2024 | Tier 3 | Distribution Circuit |  |  |  | 2440876 | Sus |  | CompanyInitiated¦Plannedmaintenance¦¦
24-0059810 | Vegetation | Tree - branch fell on line | Conductor- Overhead | Broken- wire on ground | 2024 | Tier 3 | Distribution Circuit |  |  |  | 2441218 | Sus |  | Vegetation¦Treebranchfellonline¦ConductorOverhead¦Brokenwireonground
24-0053025 | Company Initiated | Planned- maintenance |  |  | 2024 | Tier 2 | Distribution Circuit |  |  |  | 2441314 | Sus |  | CompanyInitiated¦Plannedmaintenance¦¦
24-0055269 | Company Initiated | Planned- maintenance |  |  | 2024 | Tier 2 | Distribution Circuit |  |  |  | 2441305 | Sus |  | CompanyInitiated¦Plannedmaintenance¦¦
24-0053528 | Company Initiated | Planned- maintenance |  |  | 2024 | Tier 3 | Transformer only |  |  |  | 2441416 | Sus |  | CompanyInitiated¦Plannedmaintenance¦¦
24-0058595 | Company Initiated | Planned- maintenance |  |  | 2024 | Tier 3 | Distribution Circuit |  |  |  | 2441381 | Sus |  | CompanyInitiated¦Plannedmaintenance¦¦
24-0053008 | Company Initiated | Planned- maintenance |  |  | 2024 | Tier 3 | Distribution Circuit |  |  |  | 2441488 | Sus |  | CompanyInitiated¦Plannedmaintenance¦¦
24-0055074 | Company Initiated | Planned- capital |  |  | 2024 | Tier 3 | Distribution Circuit |  |  |  | 2441738 | Sus |  | CompanyInitiated¦Plannedcapital¦¦
24-0058380 | Company Initiated | Planned- capital |  |  | 2024 | Tier 2 | Distribution Circuit |  |  |  | 2442367 | Sus |  | CompanyInitiated¦Plannedcapital¦¦
24-0044001 | Company Initiated | Planned- capital |  |  | 2024 | Tier 3 | Distribution Circuit |  |  |  | 2442377 | Sus |  | CompanyInitiated¦Plannedcapital¦¦
24-0054058 | Company Initiated | Planned- maintenance |  |  | 2024 | Tier 3 | Distribution Circuit |  |  |  | 2442285 | Sus |  | CompanyInitiated¦Plannedmaintenance¦¦
24-0055526 | Company Initiated | Planned- maintenance |  |  | 2024 | Tier 3 | Distribution Circuit |  |  |  | 2442429 | Sus |  | CompanyInitiated¦Plannedmaintenance¦¦
24-0051831 | Wildfire Mitigation | Planned - WSIP/System Hardening |  |  | 2024 | Tier 3 | Transformer only |  |  |  | 2442551 | Sus |  | WildfireMitigation¦PlannedWSIPSystemHardening¦¦
24-0056408 | Wildfire Mitigation | Planned - WSIP/System Hardening |  |  | 2024 | Tier 3 | Distribution Circuit |  |  |  | 2443061 | Sus |  | WildfireMitigation¦PlannedWSIPSystemHardening¦¦
24-0055388 | Wildfire Mitigation | Planned - WSIP/System Hardening |  |  | 2024 | Tier 3 | Distribution Circuit |  |  |  | 2443142 | Sus |  | WildfireMitigation¦PlannedWSIPSystemHardening¦¦
24-0044023 | Company Initiated | Planned- capital |  |  | 2024 | Tier 2 | Distribution Circuit |  |  |  | 2443308 | Sus |  | CompanyInitiated¦Plannedcapital¦¦
24-0056500 | Wildfire Mitigation | Planned - WSIP/System Hardening |  |  | 2024 | Tier 3 | Distribution Circuit |  |  |  | 2443166 | Sus |  | WildfireMitigation¦PlannedWSIPSystemHardening¦¦
24-0053535 | Company Initiated | Planned- capital |  |  | 2024 | Tier 2 | Distribution Circuit |  |  |  | 2443278 | Sus |  | CompanyInitiated¦Plannedcapital¦¦
24-0056013 | Wildfire Mitigation | Planned - WSIP/System Hardening |  |  | 2024 | Tier 3 | Distribution Circuit |  |  |  | 2443214 | Sus |  | WildfireMitigation¦PlannedWSIPSystemHardening¦¦
24-0056181 | Wildfire Mitigation | Planned - WSIP/System Hardening |  |  | 2024 | Tier 3 | Distribution Circuit |  |  |  | 2443595 | Sus |  | WildfireMitigation¦PlannedWSIPSystemHardening¦¦
24-0056517 | Wildfire Mitigation | Planned - WSIP/System Hardening |  |  | 2024 | Tier 2 | Distribution Circuit |  |  |  | 2443322 | Sus |  | WildfireMitigation¦PlannedWSIPSystemHardening¦¦
24-0055369 | Wildfire Mitigation | Planned - WSIP/System Hardening |  |  | 2024 | Tier 2 | Distribution Circuit |  |  |  | 2443518 | Sus |  | WildfireMitigation¦PlannedWSIPSystemHardening¦¦
24-0061177 | Unknown Cause | Patrol - found nothing |  |  | 2024 | Tier 2 | Distribution Circuit |  |  |  | 2443884 | Sus |  | UnknownCause¦Patrolfoundnothing¦¦
24-0055335 | Company Initiated | Planned- maintenance |  |  | 2024 | Tier 2 | Distribution Circuit |  |  |  | 2443964 | Sus |  | CompanyInitiated¦Plannedmaintenance¦¦
24-0053939 | Company Initiated | Planned- capital |  |  | 2024 | Tier 2 | Distribution Circuit |  |  |  | 2444137 | Sus |  | CompanyInitiated¦Plannedcapital¦¦
24-0054143 | Company Initiated | Planned- capital |  |  | 2024 | Tier 3 | Distribution Circuit |  |  |  | 2444082 | Sus |  | CompanyInitiated¦Plannedcapital¦¦
24-0053745 | Company Initiated | Planned- maintenance |  |  | 2024 | Tier 2 | Distribution Circuit |  |  |  | 2444030 | Sus |  | CompanyInitiated¦Plannedmaintenance¦¦
24-0061257 | Unknown Cause | Patrol - found nothing |  |  | 2024 | Tier 2 | Distribution Circuit |  |  |  | 2444092 | Sus |  | UnknownCause¦Patrolfoundnothing¦¦
24-0057657 | Wildfire Mitigation | Planned - WSIP/System Hardening |  |  | 2024 | Tier 3 | Transformer only |  |  |  | 2444422 | Sus |  | WildfireMitigation¦PlannedWSIPSystemHardening¦¦
24-0052652 | Wildfire Mitigation | Planned - WSIP/System Hardening |  |  | 2024 | Tier 3 | Distribution Circuit |  |  |  | 2444902 | Sus |  | WildfireMitigation¦PlannedWSIPSystemHardening¦¦
24-0056762 | Company Initiated | Planned- maintenance |  |  | 2024 | Tier 3 | Transformer only |  |  |  | 2444992 | Sus |  | CompanyInitiated¦Plannedmaintenance¦¦
24-0057715 | Wildfire Mitigation | Planned - WSIP/System Hardening |  |  | 2024 | Tier 3 | Transformer only |  |  |  | 2444998 | Sus |  | WildfireMitigation¦PlannedWSIPSystemHardening¦¦
24-0062052 | Vegetation | Tree - branch fell on line | Crossarm- Wood | Broken- wire on object | 2024 | Tier 3 | Transformer only |  |  |  | 2445696 | Sus |  | Vegetation¦Treebranchfellonline¦CrossarmWood¦Brokenwireonobject
24-0062129 | Vegetation | Tree - branch fell on line | Conductor- Overhead | Normal | 2024 | Tier 2 | Transformer only |  |  |  | 2445895 | Sus |  | Vegetation¦Treebranchfellonline¦ConductorOverhead¦Normal
24-0057557 | Company Initiated | Planned- maintenance |  |  | 2024 | Tier 2 | Distribution Circuit |  |  |  | 2446783 | Sus |  | CompanyInitiated¦Plannedmaintenance¦¦
24-0056752 | Company Initiated | Planned- capital |  |  | 2024 | Tier 3 | Distribution Circuit |  |  |  | 2447049 | Sus |  | CompanyInitiated¦Plannedcapital¦¦
24-0057896 | Company Initiated | Planned- capital |  |  | 2024 | Tier 2 | Distribution Circuit |  |  |  | 2447047 | Sus |  | CompanyInitiated¦Plannedcapital¦¦
24-0057915 | Company Initiated | Planned- maintenance |  |  | 2024 | Tier 2 | Distribution Circuit |  |  |  | 2447128 | Sus |  | CompanyInitiated¦Plannedmaintenance¦¦
24-0058768 | Company Initiated | Planned- maintenance |  |  | 2024 | Tier 3 | Transformer only |  |  |  | 2448175 | Sus |  | CompanyInitiated¦Plannedmaintenance¦¦
24-0056211 | Wildfire Mitigation | Planned - WSIP/System Hardening |  |  | 2024 | Tier 3 | Distribution Circuit |  |  |  | 2447742 | Sus |  | WildfireMitigation¦PlannedWSIPSystemHardening¦¦
24-0060315 | Wildfire Mitigation | Planned - WSIP/System Hardening |  |  | 2024 | Tier 2 | Distribution Circuit |  |  |  | 2447646 | Sus |  | WildfireMitigation¦PlannedWSIPSystemHardening¦¦
24-0058892 | Wildfire Mitigation | Planned - WSIP/System Hardening |  |  | 2024 | Tier 2 | Distribution Circuit |  |  |  | 2447822 | Sus |  | WildfireMitigation¦PlannedWSIPSystemHardening¦¦
24-0059190 | Wildfire Mitigation | Planned - WSIP/System Hardening |  |  | 2024 | Tier 3 | Transformer only |  |  |  | 2448176 | Sus |  | WildfireMitigation¦PlannedWSIPSystemHardening¦¦
24-0059394 | Wildfire Mitigation | Planned - WSIP/System Hardening |  |  | 2024 | Tier 3 | Distribution Circuit |  |  |  | 2447781 | Sus |  | WildfireMitigation¦PlannedWSIPSystemHardening¦¦
24-0059197 | Wildfire Mitigation | Planned - WSIP/System Hardening |  |  | 2024 | Tier 3 | Distribution Circuit |  |  |  | 2448091 | Sus |  | WildfireMitigation¦PlannedWSIPSystemHardening¦¦
24-0063378 | Vegetation | Tree - branch fell on line | Conductor- Overhead | Normal | 2024 | Tier 3 | Distribution Circuit |  |  |  | 2448332 | Sus |  | Vegetation¦Treebranchfellonline¦ConductorOverhead¦Normal
24-0058549 | Company Initiated | Planned- capital |  |  | 2024 | Tier 2 | Distribution Circuit |  |  |  | 2448467 | Sus |  | CompanyInitiated¦Plannedcapital¦¦
24-0056831 | Company Initiated | Planned- capital |  |  | 2024 | Tier 3 | Distribution Circuit |  |  |  | 2448499 | Sus |  | CompanyInitiated¦Plannedcapital¦¦
24-0059283 | Wildfire Mitigation | Planned - WSIP/System Hardening |  |  | 2024 | Tier 3 | Transformer only |  |  |  | 2448554 | Sus |  | WildfireMitigation¦PlannedWSIPSystemHardening¦¦
24-0063984 | Vegetation | Tree - branch fell on line | Conductor- Overhead | Normal | 2024 | Tier 3 | Distribution Circuit |  |  |  | 2449370 | Sus |  | Vegetation¦Treebranchfellonline¦ConductorOverhead¦Normal
24-0058067 | Company Initiated | Planned- capital |  |  | 2024 | Tier 2 | Distribution Circuit |  |  |  | 2449584 | Sus |  | CompanyInitiated¦Plannedcapital¦¦
24-0055928 | Company Initiated | Planned- capital |  |  | 2024 | Tier 3 | Distribution Circuit |  |  |  | 2449676 | Sus |  | CompanyInitiated¦Plannedcapital¦¦
24-0058751 | Wildfire Mitigation | Planned - WSIP/System Hardening |  |  | 2024 | Tier 2 | Distribution Circuit |  |  |  | 2449814 | Sus |  | WildfireMitigation¦PlannedWSIPSystemHardening¦¦
24-0059963 | Company Initiated | Planned- maintenance |  |  | 2024 | Tier 3 | Transformer only |  |  |  | 2450404 | Sus |  | CompanyInitiated¦Plannedmaintenance¦¦
24-0044058 | Company Initiated | Planned- capital |  |  | 2024 | Tier 2 | Distribution Circuit |  |  |  | 2450424 | Sus |  | CompanyInitiated¦Plannedcapital¦¦
24-0059633 | Wildfire Mitigation | Planned - WSIP/System Hardening |  |  | 2024 | Tier 2 | Transformer only |  |  |  | 2451082 | Sus |  | WildfireMitigation¦PlannedWSIPSystemHardening¦¦
24-0059656 | Company Initiated | Planned- maintenance |  |  | 2024 | Tier 3 | Transformer only |  |  |  | 2450972 | Sus |  | CompanyInitiated¦Plannedmaintenance¦¦
24-0065121 | Vegetation | Tree - bark fell into line | Conductor- Overhead | Broken- wire on ground | 2024 | Tier 3 | Distribution Circuit |  |  |  | 2451813 | Sus |  | Vegetation¦Treebarkfellintoline¦ConductorOverhead¦Brokenwireonground
24-0065134 | Company Initiated | Improper Construction | Secondary | Normal | 2024 | Tier 2 | Transformer only |  |  |  | 2451956 | Sus |  | CompanyInitiated¦ImproperConstruction¦Secondary¦Normal
24-0060937 | Wildfire Mitigation | Planned - WSIP/System Hardening |  |  | 2024 | Tier 2 | Distribution Circuit |  |  |  | 2452346 | Sus |  | WildfireMitigation¦PlannedWSIPSystemHardening¦¦
24-0061798 | Company Initiated | Planned- maintenance |  |  | 2024 | Tier 2 | Distribution Circuit |  |  |  | 2452406 | Sus |  | CompanyInitiated¦Plannedmaintenance¦¦
24-0058548 | Company Initiated | Planned- maintenance | Transformer | Normal | 2024 | Tier 3 | Transformer only |  |  |  | 2452469 | Sus |  | CompanyInitiated¦Plannedmaintenance¦Transformer¦Normal
24-0058543 | Company Initiated | Planned- maintenance | Transformer | Normal | 2024 | Tier 3 | Transformer only |  |  |  | 2452490 | Sus |  | CompanyInitiated¦Plannedmaintenance¦Transformer¦Normal
24-0060915 | Wildfire Mitigation | Planned - WSIP/System Hardening |  |  | 2024 | Tier 3 | Distribution Circuit |  |  |  | 2452536 | Sus |  | WildfireMitigation¦PlannedWSIPSystemHardening¦¦
24-0055945 | Company Initiated | Planned- maintenance |  |  | 2024 | Tier 2 | Transformer only |  |  |  | 2453358 | Sus |  | CompanyInitiated¦Plannedmaintenance¦¦
24-0058805 | Company Initiated | Planned- maintenance |  |  | 2024 | Tier 3 | Distribution Circuit |  |  |  | 2453249 | Sus |  | CompanyInitiated¦Plannedmaintenance¦¦
24-0060274 | Company Initiated | Planned- maintenance |  |  | 2024 | Tier 2 | Transformer only |  |  |  | 2453396 | Sus |  | CompanyInitiated¦Plannedmaintenance¦¦
24-0058874 | Company Initiated | Planned- capital |  |  | 2024 | Tier 3 | Distribution Circuit |  |  |  | 2453459 | Sus |  | CompanyInitiated¦Plannedcapital¦¦
24-0066037 | Vegetation | Other ground vegetation | Other | Normal | 2024 | Tier 3 | Distribution Circuit |  |  |  | 2453896 | Sus |  | Vegetation¦Othergroundvegetation¦Other¦Normal
24-0058437 | Company Initiated | Planned- capital |  |  | 2024 | Tier 3 | Distribution Circuit |  |  |  | 2454133 | Sus |  | CompanyInitiated¦Plannedcapital¦¦
24-0054842 | Company Initiated | Planned- maintenance |  |  | 2024 | Tier 3 | Distribution Circuit |  |  |  | 2454124 | Sus |  | CompanyInitiated¦Plannedmaintenance¦¦
24-0062874 | Company Initiated | Planned- maintenance |  |  | 2024 | Tier 3 | Distribution Circuit |  |  |  | 2454199 | Sus |  | CompanyInitiated¦Plannedmaintenance¦¦
24-0066574 | 3rd Party | Tree - cutting- 3rd party | Conductor- Overhead | Broken- wire on ground | 2024 | Tier 3 | Distribution Circuit |  |  |  | 2454606 | Sus |  | 3rdParty¦Treecutting3rdparty¦ConductorOverhead¦Brokenwireonground
24-0066689 | Vegetation | Tree - fell into line | Transformer (OH) | Broken- wire on ground | 2024 | Tier 3 | Transformer only |  |  |  | 2460485 | Sus |  | Vegetation¦Treefellintoline¦Transformer(OH)¦Brokenwireonground
24-0061213 | Wildfire Mitigation | Planned - WSIP/System Hardening |  |  | 2024 | Tier 2 | Distribution Circuit |  |  |  | 2460444 | Sus |  | WildfireMitigation¦PlannedWSIPSystemHardening¦¦
24-0061234 | Company Initiated | Planned- maintenance |  |  | 2024 | Tier 3 | Distribution Circuit |  |  |  | 2461352 | Sus |  | CompanyInitiated¦Plannedmaintenance¦¦
24-0061331 | Wildfire Mitigation | Planned - WSIP/System Hardening |  |  | 2024 | Tier 3 | Transformer only |  |  |  | 2461397 | Sus |  | WildfireMitigation¦PlannedWSIPSystemHardening¦¦
24-0061564 | Wildfire Mitigation | Planned - WSIP/System Hardening |  |  | 2024 | Tier 3 | Distribution Circuit |  |  |  | 2462122 | Sus |  | WildfireMitigation¦PlannedWSIPSystemHardening¦¦
24-0063511 | Company Initiated | Planned- maintenance |  |  | 2024 | Tier 3 | Transformer only |  |  |  | 2463048 | Sus |  | CompanyInitiated¦Plannedmaintenance¦¦
24-0062974 | Company Initiated | Planned- maintenance |  |  | 2024 | Tier 3 | Distribution Circuit |  |  |  | 2464094 | Sus |  | CompanyInitiated¦Plannedmaintenance¦¦
24-0064269 | Wildfire Mitigation | Planned - WSIP/System Hardening |  |  | 2024 | Tier 2 | Transformer only |  |  |  | 2464119 | Sus |  | WildfireMitigation¦PlannedWSIPSystemHardening¦¦
24-0061577 | Company Initiated | Planned- maintenance |  |  | 2024 | Tier 2 | Transformer only |  |  |  | 2464124 | Sus |  | CompanyInitiated¦Plannedmaintenance¦¦
24-0061574 | Company Initiated | Planned- maintenance |  |  | 2024 | Tier 2 | Transformer only |  |  |  | 2464129 | Sus |  | CompanyInitiated¦Plannedmaintenance¦¦
24-0064239 | Company Initiated | Planned- maintenance |  |  | 2024 | Tier 2 | Distribution Circuit |  |  |  | 2464133 | Sus |  | CompanyInitiated¦Plannedmaintenance¦¦
24-0064612 | Company Initiated | Planned- maintenance |  |  | 2024 | Tier 2 | Distribution Circuit |  |  |  | 2464187 | Sus |  | CompanyInitiated¦Plannedmaintenance¦¦
24-0064594 | Company Initiated | Planned- maintenance |  |  | 2024 | Tier 2 | Distribution Circuit |  |  |  | 2464216 | Sus |  | CompanyInitiated¦Plannedmaintenance¦¦
24-0061573 | Wildfire Mitigation | Planned - WSIP/System Hardening |  |  | 2024 | Tier 3 | Distribution Circuit |  |  |  | 2464392 | Sus |  | WildfireMitigation¦PlannedWSIPSystemHardening¦¦
24-0061578 | Wildfire Mitigation | Planned - WSIP/System Hardening |  |  | 2024 | Tier 2 | Transformer only |  |  |  | 2464395 | Sus |  | WildfireMitigation¦PlannedWSIPSystemHardening¦¦
24-0067281 | Company Initiated | Planned- maintenance |  |  | 2024 | Tier 3 | Distribution Circuit |  |  |  | 2464790 | Sus |  | CompanyInitiated¦Plannedmaintenance¦¦
24-0063418 | Company Initiated | Planned- capital |  |  | 2024 | Tier 3 | Distribution Circuit |  |  |  | 2464907 | Sus |  | CompanyInitiated¦Plannedcapital¦¦
24-0064335 | Wildfire Mitigation | Planned - WSIP/System Hardening |  |  | 2024 | Tier 3 | Transformer only |  |  |  | 2464928 | Sus |  | WildfireMitigation¦PlannedWSIPSystemHardening¦¦
24-0057522 | Company Initiated | Planned- capital |  |  | 2024 | Tier 2 | Distribution Circuit |  |  |  | 2464987 | Sus |  | CompanyInitiated¦Plannedcapital¦¦
24-0061131 | Company Initiated | Planned- maintenance |  |  | 2024 | Tier 3 | Transformer only |  |  |  | 2464960 | Sus |  | CompanyInitiated¦Plannedmaintenance¦¦
24-0063521 | Company Initiated | Planned- maintenance |  |  | 2024 | Tier 3 | Distribution Circuit |  |  |  | 2465061 | Sus |  | CompanyInitiated¦Plannedmaintenance¦¦
24-0064771 | Wildfire Mitigation | Planned - WSIP/System Hardening |  |  | 2024 | Tier 3 | Transformer only |  |  |  | 2465072 | Sus |  | WildfireMitigation¦PlannedWSIPSystemHardening¦¦
24-0063450 | Wildfire Mitigation | Planned - WSIP/System Hardening |  |  | 2024 | Tier 2 | Distribution Circuit |  |  |  | 2465572 | Sus |  | WildfireMitigation¦PlannedWSIPSystemHardening¦¦
24-0063187 | Company Initiated | Planned- maintenance |  |  | 2024 | Tier 3 | Distribution Circuit |  |  |  | 2465775 | Sus |  | CompanyInitiated¦Plannedmaintenance¦¦
24-0064038 | Wildfire Mitigation | Planned - WSIP/System Hardening |  |  | 2024 | Tier 3 | Distribution Circuit |  |  |  | 2466407 | Sus |  | WildfireMitigation¦PlannedWSIPSystemHardening¦¦
24-0064752 | Company Initiated | Planned- maintenance |  |  | 2024 | Tier 2 | Distribution Circuit |  |  |  | 2466365 | Sus |  | CompanyInitiated¦Plannedmaintenance¦¦
24-0070171 | Vegetation | Tree - fell into line | Conductor- Overhead | Broken- wire on ground | 2024 | Tier 3 | Distribution Circuit |  |  |  | 2468063 | Sus |  | Vegetation¦Treefellintoline¦ConductorOverhead¦Brokenwireonground
24-0070172 | Equipment Failure/Involved | Overhead | Conductor- Overhead | Broken | 2024 | Tier 2 | Distribution Circuit |  |  |  | 2468083 | Sus |  | EquipmentFailureInvolved¦Overhead¦ConductorOverhead¦Broken
24-0064313 | Company Initiated | Planned- capital |  |  | 2024 | Tier 2 | Distribution Circuit |  |  |  | 2468590 | Sus |  | CompanyInitiated¦Plannedcapital¦¦
24-0067283 | Company Initiated | Planned- maintenance |  |  | 2024 | Tier 3 | Transformer only |  |  |  | 2468609 | Sus |  | CompanyInitiated¦Plannedmaintenance¦¦
24-0064526 | Wildfire Mitigation | Planned - WSIP/System Hardening |  |  | 2024 | Tier 2 | Distribution Circuit |  |  |  | 2468521 | Sus |  | WildfireMitigation¦PlannedWSIPSystemHardening¦¦
24-0066620 | Company Initiated | Planned- maintenance |  |  | 2024 | Tier 2 | Transformer only |  |  |  | 2468623 | Sus |  | CompanyInitiated¦Plannedmaintenance¦¦
24-0068911 | Wildfire Mitigation | Planned - WSIP/System Hardening |  |  | 2024 | Tier 2 | Transformer only |  |  |  | 2468692 | Sus |  | WildfireMitigation¦PlannedWSIPSystemHardening¦¦
24-0060271 | Wildfire Mitigation | Planned - WSIP/System Hardening |  |  | 2024 | Tier 3 | Distribution Circuit |  |  |  | 2468711 | Sus |  | WildfireMitigation¦PlannedWSIPSystemHardening¦¦
24-0070814 | Animal | Squirrel | Conductor- Overhead | Normal | 2024 | Tier 2 | Distribution Circuit |  |  |  | 2469478 | Sus |  | Animal¦Squirrel¦ConductorOverhead¦Normal
24-0069572 | Wildfire Mitigation | Planned - WSIP/System Hardening |  |  | 2024 | Tier 2 | Distribution Circuit |  |  |  | 2469639 | Sus |  | WildfireMitigation¦PlannedWSIPSystemHardening¦¦
24-0071190 | Equipment Failure/Involved | Overhead | Transformer (OH) | Failed/Faulted | 2024 | Tier 3 | Transformer only |  |  |  | 2470503 | Sus |  | EquipmentFailureInvolved¦Overhead¦Transformer(OH)¦FailedFaulted
24-0071191 | Vegetation | Tree - fell into line | Conductor- Overhead | Normal | 2024 | Tier 3 | Distribution Circuit |  |  |  | 2470513 | Sus |  | Vegetation¦Treefellintoline¦ConductorOverhead¦Normal
24-0067352 | Wildfire Mitigation | Planned - WSIP/System Hardening |  |  | 2024 | Tier 3 | Transformer only |  |  |  | 2470879 | Sus |  | WildfireMitigation¦PlannedWSIPSystemHardening¦¦
24-0067200 | Company Initiated | Planned- maintenance |  |  | 2024 | Tier 2 | Transformer only |  |  |  | 2470661 | Sus |  | CompanyInitiated¦Plannedmaintenance¦¦
24-0067286 | Company Initiated | Planned- maintenance |  |  | 2024 | Tier 2 | Distribution Circuit |  |  |  | 2470662 | Sus |  | CompanyInitiated¦Plannedmaintenance¦¦
24-0069558 | Wildfire Mitigation | Planned - WSIP/System Hardening |  |  | 2024 | Tier 2 | Transformer only |  |  |  | 2470966 | Sus |  | WildfireMitigation¦PlannedWSIPSystemHardening¦¦
24-0065351 | Company Initiated | Planned- maintenance |  |  | 2024 | Tier 3 | Distribution Circuit |  |  |  | 2471601 | Sus |  | CompanyInitiated¦Plannedmaintenance¦¦
24-0065376 | Company Initiated | Planned- maintenance |  |  | 2024 | Tier 2 | Distribution Circuit |  |  |  | 2471642 | Sus |  | CompanyInitiated¦Plannedmaintenance¦¦
24-0072048 | 3rd Party | Vehicle | Conductor- Overhead | Broken- wire on ground | 2024 | Tier 2 | Transformer only |  |  |  | 2471956 | Sus |  | 3rdParty¦Vehicle¦ConductorOverhead¦Brokenwireonground
24-0072088 | Vegetation | Tree - fell into line | Conductor- Overhead | Normal | 2024 | Tier 3 | Distribution Circuit |  |  |  | 2472210 | Sus |  | Vegetation¦Treefellintoline¦ConductorOverhead¦Normal
24-0058100 | Company Initiated | Planned- capital |  |  | 2024 | Tier 3 | Distribution Circuit |  |  |  | 2473088 | Sus |  | CompanyInitiated¦Plannedcapital¦¦
24-0058121 | Company Initiated | Planned- maintenance |  |  | 2024 | Tier 3 | Distribution Circuit |  |  |  | 2473165 | Sus |  | CompanyInitiated¦Plannedmaintenance¦¦
24-0068371 | Wildfire Mitigation | Planned - WSIP/System Hardening |  |  | 2024 | Tier 3 | Transformer only |  |  |  | 2473894 | Sus |  | WildfireMitigation¦PlannedWSIPSystemHardening¦¦
24-0066690 | Wildfire Mitigation | Planned - WSIP/System Hardening |  |  | 2024 | Tier 3 | Distribution Circuit |  |  |  | 2473953 | Sus |  | WildfireMitigation¦PlannedWSIPSystemHardening¦¦
24-0071140 | Company Initiated | Planned- maintenance |  |  | 2024 | Tier 2 | Distribution Circuit |  |  |  | 2474785 | Sus |  | CompanyInitiated¦Plannedmaintenance¦¦
24-0072812 | Equipment Failure/Involved | Overhead | Pole-Wood | Broken | 2024 | Tier 3 | Distribution Circuit |  |  |  | 2475019 | Sus |  | EquipmentFailureInvolved¦Overhead¦PoleWood¦Broken
24-0071135 | Wildfire Mitigation | Planned - WSIP/System Hardening |  |  | 2024 | Tier 2 | Distribution Circuit |  |  |  | 2474930 | Sus |  | WildfireMitigation¦PlannedWSIPSystemHardening¦¦
24-0073308 | Animal | Squirrel | Fuse | Normal | 2024 | Tier 2 | Distribution Circuit |  |  |  | 2475617 | Sus |  | Animal¦Squirrel¦Fuse¦Normal
24-0069663 | Wildfire Mitigation | Planned - WSIP/System Hardening |  |  | 2024 | Tier 3 | Transformer only |  |  |  | 2476348 | Sus |  | WildfireMitigation¦PlannedWSIPSystemHardening¦¦
24-0066785 | Wildfire Mitigation | Planned - WSIP/System Hardening |  |  | 2024 | Tier 3 | Distribution Circuit |  |  |  | 2475935 | Sus |  | WildfireMitigation¦PlannedWSIPSystemHardening¦¦
24-0069804 | Company Initiated | Planned- maintenance |  |  | 2024 | Tier 3 | Distribution Circuit |  |  |  | 2477412 | Sus |  | CompanyInitiated¦Plannedmaintenance¦¦
24-0069610 | Wildfire Mitigation | Planned - WSIP/System Hardening |  |  | 2024 | Tier 3 | Distribution Circuit |  |  |  | 2477530 | Sus |  | WildfireMitigation¦PlannedWSIPSystemHardening¦¦
24-0071637 | Company Initiated | Planned- maintenance |  |  | 2024 | Tier 3 | Distribution Circuit |  |  |  | 2477411 | Sus |  | CompanyInitiated¦Plannedmaintenance¦¦
24-0062851 | Company Initiated | Planned- capital |  |  | 2024 | Tier 2 | Distribution Circuit |  |  |  | 2477707 | Sus |  | CompanyInitiated¦Plannedcapital¦¦
24-0069633 | Wildfire Mitigation | Planned - WSIP/System Hardening |  |  | 2024 | Tier 3 | Distribution Circuit |  |  |  | 2477902 | Sus |  | WildfireMitigation¦PlannedWSIPSystemHardening¦¦
24-0069783 | Company Initiated | Planned- maintenance |  |  | 2024 | Tier 3 | Distribution Circuit |  |  |  | 2478937 | Sus |  | CompanyInitiated¦Plannedmaintenance¦¦
24-0069859 | Company Initiated | Planned- maintenance |  |  | 2024 | Tier 2 | Distribution Circuit |  |  |  | 2478944 | Sus |  | CompanyInitiated¦Plannedmaintenance¦¦
24-0068646 | Wildfire Mitigation | Planned - WSIP/System Hardening |  |  | 2024 | Tier 2 | Distribution Circuit |  |  |  | 2479031 | Sus |  | WildfireMitigation¦PlannedWSIPSystemHardening¦¦
24-0050897 | Company Initiated | Planned- maintenance |  |  | 2024 | Tier 2 | Distribution Circuit |  |  |  | 2479052 | Sus |  | CompanyInitiated¦Plannedmaintenance¦¦
24-0071660 | Company Initiated | Planned- maintenance |  |  | 2024 | Tier 2 | Distribution Circuit |  |  |  | 2479030 | Sus |  | CompanyInitiated¦Plannedmaintenance¦¦
24-0071656 | Company Initiated | Planned- maintenance |  |  | 2024 | Tier 3 | Distribution Circuit |  |  |  | 2479044 | Sus |  | CompanyInitiated¦Plannedmaintenance¦¦
24-0069709 | Company Initiated | Planned- maintenance |  |  | 2024 | Tier 2 | Distribution Circuit |  |  |  | 2478874 | Sus |  | CompanyInitiated¦Plannedmaintenance¦¦
24-0074816 | Company Initiated | Coordination failure | Recloser | Normal | 2024 | Tier 2 | Distribution Circuit |  |  |  | 2479500 | Sus |  | CompanyInitiated¦Coordinationfailure¦Recloser¦Normal
24-0069340 | Wildfire Mitigation | Planned - WSIP/System Hardening |  |  | 2024 | Tier 3 | Distribution Circuit |  |  |  | 2481029 | Sus |  | WildfireMitigation¦PlannedWSIPSystemHardening¦¦
24-0075617 | Equipment Failure/Involved | Overhead | Pothead(Riser Termination) | Broken | 2024 | Tier 2 | Distribution Circuit |  |  |  | 2481930 | Sus |  | EquipmentFailureInvolved¦Overhead¦Pothead(RiserTermination)¦Broken
24-0069266 | Company Initiated | Planned- maintenance |  |  | 2024 | Tier 3 | Distribution Circuit |  |  |  | 2481978 | Sus |  | CompanyInitiated¦Plannedmaintenance¦¦
24-0069634 | Company Initiated | Planned- maintenance |  |  | 2024 | Tier 3 | Distribution Circuit |  |  |  | 2481995 | Sus |  | CompanyInitiated¦Plannedmaintenance¦¦
24-0070517 | Company Initiated | Planned- maintenance |  |  | 2024 | Tier 3 | Distribution Circuit |  |  |  | 2482035 | Sus |  | CompanyInitiated¦Plannedmaintenance¦¦
24-0072991 | Company Initiated | Planned- maintenance |  |  | 2024 | Tier 3 | Distribution Circuit |  |  |  | 2482025 | Sus |  | CompanyInitiated¦Plannedmaintenance¦¦
24-0071663 | Company Initiated | Planned- maintenance |  |  | 2024 | Tier 3 | Distribution Circuit |  |  |  | 2482107 | Sus |  | CompanyInitiated¦Plannedmaintenance¦¦
24-0071665 | Company Initiated | Planned- maintenance |  |  | 2024 | Tier 3 | Distribution Circuit |  |  |  | 2482154 | Sus |  | CompanyInitiated¦Plannedmaintenance¦¦
24-0070703 | Company Initiated | Planned- maintenance |  |  | 2024 | Tier 3 | Distribution Circuit |  |  |  | 2482163 | Sus |  | CompanyInitiated¦Plannedmaintenance¦¦
24-0069300 | Company Initiated | Planned- maintenance |  |  | 2024 | Tier 3 | Transformer only |  |  |  | 2482328 | Sus |  | CompanyInitiated¦Plannedmaintenance¦¦
24-0071258 | Wildfire Mitigation | Planned - WSIP/System Hardening |  |  | 2024 | Tier 3 | Transformer only |  |  |  | 2483277 | Sus |  | WildfireMitigation¦PlannedWSIPSystemHardening¦¦
24-0073167 | Company Initiated | Planned- maintenance |  |  | 2024 | Tier 3 | Distribution Circuit |  |  |  | 2483310 | Sus |  | CompanyInitiated¦Plannedmaintenance¦¦
24-0070725 | Company Initiated | Planned- maintenance |  |  | 2024 | Tier 2 | Distribution Circuit |  |  |  | 2483351 | Sus |  | CompanyInitiated¦Plannedmaintenance¦¦
24-0071088 | Wildfire Mitigation | Planned - WSIP/System Hardening |  |  | 2024 | Tier 3 | Distribution Circuit |  |  |  | 2483385 | Sus |  | WildfireMitigation¦PlannedWSIPSystemHardening¦¦
24-0076390 | Company Initiated | Operating error | Fuse | Normal | 2024 | Tier 3 | Transformer only |  |  |  | 2483628 | Sus |  | CompanyInitiated¦Operatingerror¦Fuse¦Normal
24-0072250 | Wildfire Mitigation | Planned - WSIP/System Hardening |  |  | 2024 | Tier 2 | Distribution Circuit |  |  |  | 2484242 | Sus |  | WildfireMitigation¦PlannedWSIPSystemHardening¦¦
24-0071918 | Wildfire Mitigation | Planned - WSIP/System Hardening |  |  | 2024 | Tier 3 | Transformer only |  |  |  | 2484353 | Sus |  | WildfireMitigation¦PlannedWSIPSystemHardening¦¦
24-0074393 | Company Initiated | Planned- maintenance |  |  | 2024 | Tier 3 | Distribution Circuit |  |  |  | 2484380 | Sus |  | CompanyInitiated¦Plannedmaintenance¦¦
24-0077053 | Environmental/External | Fire- Forest/Grass | Transformer | Broken- wire on ground | 2024 | Tier 2 | Transformer only |  |  |  | 2485238 | Sus |  | EnvironmentalExternal¦FireForestGrass¦Transformer¦Brokenwireonground
24-0071327 | Wildfire Mitigation | Planned - WSIP/System Hardening |  |  | 2024 | Tier 2 | Distribution Circuit |  |  |  | 2485190 | Sus |  | WildfireMitigation¦PlannedWSIPSystemHardening¦¦
24-0072161 | Wildfire Mitigation | Planned - WSIP/System Hardening |  |  | 2024 | Tier 3 | Transformer only |  |  |  | 2485830 | Sus |  | WildfireMitigation¦PlannedWSIPSystemHardening¦¦
24-0072158 | Wildfire Mitigation | Planned - WSIP/System Hardening |  |  | 2024 | Tier 3 | Distribution Circuit |  |  |  | 2485290 | Sus |  | WildfireMitigation¦PlannedWSIPSystemHardening¦¦
24-0072179 | Company Initiated | Planned- maintenance |  |  | 2024 | Tier 3 | Transformer only |  |  |  | 2485331 | Sus |  | CompanyInitiated¦Plannedmaintenance¦¦
24-0077040 | Equipment Failure/Involved | Overhead | Insulator | Broken | 2024 | Tier 3 | Distribution Circuit |  |  |  | 2485412 | Sus |  | EquipmentFailureInvolved¦Overhead¦Insulator¦Broken
24-0077461 | Animal | Bird found | Conductor- Overhead | Normal | 2024 | Tier 3 | Distribution Circuit |  |  |  | 2486862 | Sus |  | Animal¦Birdfound¦ConductorOverhead¦Normal
24-0077456 | Equipment Failure/Involved | Overhead | Transformer (OH) | Burned/flashed | 2024 | Tier 3 | Distribution Circuit |  |  |  | 2486868 | Sus |  | EquipmentFailureInvolved¦Overhead¦Transformer(OH)¦Burnedflashed
24-0077527 | Vegetation | Tree - branch fell on line | Conductor- Overhead | Contaminated | 2024 | Tier 3 | Distribution Circuit |  |  |  | 2487253 | Sus |  | Vegetation¦Treebranchfellonline¦ConductorOverhead¦Contaminated
24-0073621 | Wildfire Mitigation | Planned - WSIP/System Hardening |  |  | 2024 | Tier 2 | Distribution Circuit |  |  |  | 2487435 | Sus |  | WildfireMitigation¦PlannedWSIPSystemHardening¦¦
24-0075500 | Company Initiated | Planned- maintenance |  |  | 2024 | Tier 3 | Distribution Circuit |  |  |  | 2487618 | Sus |  | CompanyInitiated¦Plannedmaintenance¦¦
24-0073542 | Wildfire Mitigation | Planned - WSIP/System Hardening |  |  | 2024 | Tier 2 | Distribution Circuit |  |  |  | 2487820 | Sus |  | WildfireMitigation¦PlannedWSIPSystemHardening¦¦
24-0077850 | Vegetation | Tree - branch fell on line | Conductor- Overhead | Normal | 2024 | Tier 3 | Transformer only |  |  |  | 2488074 | Sus |  | Vegetation¦Treebranchfellonline¦ConductorOverhead¦Normal
24-0073435 | Company Initiated | Planned- maintenance |  |  | 2024 | Tier 2 | Transformer only |  |  |  | 2489044 | Sus |  | CompanyInitiated¦Plannedmaintenance¦¦
24-0075513 | Company Initiated | Planned- maintenance |  |  | 2024 | Tier 3 | Transformer only |  |  |  | 2489078 | Sus |  | CompanyInitiated¦Plannedmaintenance¦¦
24-0075504 | Company Initiated | Planned- maintenance |  |  | 2024 | Tier 2 | Distribution Circuit |  |  |  | 2489069 | Sus |  | CompanyInitiated¦Plannedmaintenance¦¦
24-0072345 | Wildfire Mitigation | Planned - WSIP/System Hardening |  |  | 2024 | Tier 3 | Distribution Circuit |  |  |  | 2488996 | Sus |  | WildfireMitigation¦PlannedWSIPSystemHardening¦¦
24-0075223 | Wildfire Mitigation | Planned - WSIP/System Hardening |  |  | 2024 | Tier 3 | Distribution Circuit |  |  |  | 2489071 | Sus |  | WildfireMitigation¦PlannedWSIPSystemHardening¦¦
24-0074946 | Company Initiated | Planned- customer |  |  | 2024 | Tier 3 | Distribution Circuit |  |  |  | 2489077 | Sus |  | CompanyInitiated¦Plannedcustomer¦¦
24-0074648 | Wildfire Mitigation | Planned - WSIP/System Hardening |  |  | 2024 | Tier 3 | Distribution Circuit |  |  |  | 2489120 | Sus |  | WildfireMitigation¦PlannedWSIPSystemHardening¦¦
24-0078025 | Company Initiated | Personnel- company | Recloser | Normal | 2024 | Tier 2 | Distribution Circuit |  |  |  | 2489094 | Sus |  | CompanyInitiated¦Personnelcompany¦Recloser¦Normal
24-0075768 | Company Initiated | Planned- maintenance |  |  | 2024 | Tier 3 | Transformer only |  |  |  | 2489829 | Sus |  | CompanyInitiated¦Plannedmaintenance¦¦
24-0078559 | Unknown Cause | Patrol - found nothing |  |  | 2024 | Tier 2 | Distribution Circuit |  |  |  | 2490359 | Sus |  | UnknownCause¦Patrolfoundnothing¦¦
24-0075137 | Wildfire Mitigation | Planned - WSIP/System Hardening |  |  | 2024 | Tier 3 | Distribution Circuit |  |  |  | 2490624 | Sus |  | WildfireMitigation¦PlannedWSIPSystemHardening¦¦
24-0075516 | Company Initiated | Planned- maintenance |  |  | 2024 | Tier 2 | Distribution Circuit |  |  |  | 2490685 | Sus |  | CompanyInitiated¦Plannedmaintenance¦¦
24-0076335 | Wildfire Mitigation | Planned - WSIP/System Hardening |  |  | 2024 | Tier 3 | Distribution Circuit |  |  |  | 2490726 | Sus |  | WildfireMitigation¦PlannedWSIPSystemHardening¦¦
24-0075006 | Wildfire Mitigation | Planned - WSIP/System Hardening |  |  | 2024 | Tier 2 | Distribution Circuit |  |  |  | 2490825 | Sus |  | WildfireMitigation¦PlannedWSIPSystemHardening¦¦
24-0078963 | Equipment Failure/Involved | Overhead | Connector or Splice (OH) | Broken | 2024 | Tier 3 | Distribution Circuit |  |  |  | 2491417 | Sus |  | EquipmentFailureInvolved¦Overhead¦ConnectororSplice(OH)¦Broken
24-0071876 | Company Initiated | Planned- capital |  |  | 2024 | Tier 3 | Distribution Circuit |  |  |  | 2491666 | Sus |  | CompanyInitiated¦Plannedcapital¦¦
24-0072681 | Company Initiated | Planned- capital |  |  | 2024 | Tier 3 | Distribution Circuit |  |  |  | 2491840 | Sus |  | CompanyInitiated¦Plannedcapital¦¦
24-0073784 | Wildfire Mitigation | Planned - WSIP/System Hardening |  |  | 2024 | Tier 3 | Distribution Circuit |  |  |  | 2493338 | Sus |  | WildfireMitigation¦PlannedWSIPSystemHardening¦¦
24-0072908 | Wildfire Mitigation | Planned - WSIP/System Hardening |  |  | 2024 | Tier 2 | Transformer only |  |  |  | 2493427 | Sus |  | WildfireMitigation¦PlannedWSIPSystemHardening¦¦
24-0073749 | Company Initiated | Planned- maintenance |  |  | 2024 | Tier 3 | Distribution Circuit |  |  |  | 2493442 | Sus |  | CompanyInitiated¦Plannedmaintenance¦¦
24-0074849 | Wildfire Mitigation | Planned - WSIP/System Hardening |  |  | 2024 | Tier 2 | Transformer only |  |  |  | 2493465 | Sus |  | WildfireMitigation¦PlannedWSIPSystemHardening¦¦
24-0073764 | Company Initiated | Planned- maintenance |  |  | 2024 | Tier 3 | Distribution Circuit |  |  |  | 2493672 | Sus |  | CompanyInitiated¦Plannedmaintenance¦¦
24-0076773 | Wildfire Mitigation | Planned - WSIP/System Hardening |  |  | 2024 | Tier 2 | Transformer only |  |  |  | 2494995 | Sus |  | WildfireMitigation¦PlannedWSIPSystemHardening¦¦
24-0074723 | Wildfire Mitigation | Planned - WSIP/System Hardening |  |  | 2024 | Tier 3 | Distribution Circuit |  |  |  | 2494959 | Sus |  | WildfireMitigation¦PlannedWSIPSystemHardening¦¦
24-0066244 | Company Initiated | Planned- capital |  |  | 2024 | Tier 3 | Distribution Circuit |  |  |  | 2495070 | Sus |  | CompanyInitiated¦Plannedcapital¦¦
24-0076910 | Wildfire Mitigation | Planned - WSIP/System Hardening |  |  | 2024 | Tier 2 | Distribution Circuit |  |  |  | 2495001 | Sus |  | WildfireMitigation¦PlannedWSIPSystemHardening¦¦
24-0072706 | Company Initiated | Planned- maintenance |  |  | 2024 | Tier 3 | Transformer only |  |  |  | 2495110 | Sus |  | CompanyInitiated¦Plannedmaintenance¦¦
24-0075409 | Company Initiated | Planned- maintenance |  |  | 2024 | Tier 3 | Distribution Circuit |  |  |  | 2495338 | Sus |  | CompanyInitiated¦Plannedmaintenance¦¦
24-0075410 | Company Initiated | Planned- maintenance |  |  | 2024 | Tier 3 | Transformer only |  |  |  | 2495340 | Sus |  | CompanyInitiated¦Plannedmaintenance¦¦
24-0075252 | Company Initiated | Planned- maintenance |  |  | 2024 | Tier 3 | Distribution Circuit |  |  |  | 2495924 | Sus |  | CompanyInitiated¦Plannedmaintenance¦¦
24-0076991 | Wildfire Mitigation | Planned - WSIP/System Hardening |  |  | 2024 | Tier 3 | Distribution Circuit |  |  |  | 2496311 | Sus |  | WildfireMitigation¦PlannedWSIPSystemHardening¦¦
24-0076107 | Wildfire Mitigation | Planned - WSIP/System Hardening |  |  | 2024 | Tier 3 | Transformer only |  |  |  | 2496426 | Sus |  | WildfireMitigation¦PlannedWSIPSystemHardening¦¦
24-0075908 | Company Initiated | Planned- maintenance |  |  | 2024 | Tier 3 | Transformer only |  |  |  | 2496462 | Sus |  | CompanyInitiated¦Plannedmaintenance¦¦
24-0080837 | Company Initiated | Personnel- company | Recloser | Normal | 2024 | Tier 3 | Distribution Circuit |  |  |  | 2496684 | Sus |  | CompanyInitiated¦Personnelcompany¦Recloser¦Normal
24-0076168 | Company Initiated | Planned- maintenance |  |  | 2024 | Tier 3 | Distribution Circuit |  |  |  | 2497432 | Sus |  | CompanyInitiated¦Plannedmaintenance¦¦
24-0076260 | Wildfire Mitigation | Planned - WSIP/System Hardening |  |  | 2024 | Tier 2 | Distribution Circuit |  |  |  | 2497474 | Sus |  | WildfireMitigation¦PlannedWSIPSystemHardening¦¦
24-0076841 | Company Initiated | Planned- maintenance |  |  | 2024 | Tier 3 | Distribution Circuit |  |  |  | 2497488 | Sus |  | CompanyInitiated¦Plannedmaintenance¦¦
24-0074995 | Wildfire Mitigation | Planned - WSIP/System Hardening |  |  | 2024 | Tier 3 | Transformer only |  |  |  | 2497498 | Sus |  | WildfireMitigation¦PlannedWSIPSystemHardening¦¦
24-0076914 | Company Initiated | Planned- maintenance |  |  | 2024 | Tier 2 | Distribution Circuit |  |  |  | 2497568 | Sus |  | CompanyInitiated¦Plannedmaintenance¦¦
24-0081363 | Unknown Cause | Patrol - found nothing |  |  | 2024 | Tier 2 | Distribution Circuit |  |  |  | 2497693 | Sus |  | UnknownCause¦Patrolfoundnothing¦¦
24-0081463 | Equipment Failure/Involved | Overhead | Secondary | Broken | 2024 | Tier 3 | Transformer only |  |  |  | 2497745 | Sus |  | EquipmentFailureInvolved¦Overhead¦Secondary¦Broken
24-0076508 | Company Initiated | Planned- maintenance |  |  | 2024 | Tier 3 | Transformer only |  |  |  | 2498715 | Sus |  | CompanyInitiated¦Plannedmaintenance¦¦
24-0073233 | Company Initiated | Planned- capital |  |  | 2024 | Tier 3 | Distribution Circuit |  |  |  | 2498434 | Sus |  | CompanyInitiated¦Plannedcapital¦¦
24-0076263 | Company Initiated | Planned- maintenance |  |  | 2024 | Tier 3 | Transformer only |  |  |  | 2498565 | Sus |  | CompanyInitiated¦Plannedmaintenance¦¦
24-0082037 | Equipment Failure/Involved | Overhead | Transformer (OH) | Failed/Faulted | 2024 | Tier 3 | Transformer only |  |  |  | 2499196 | Sus |  | EquipmentFailureInvolved¦Overhead¦Transformer(OH)¦FailedFaulted
24-0076782 | Wildfire Mitigation | Planned - WSIP/System Hardening |  |  | 2024 | Tier 2 | Distribution Circuit |  |  |  | 2500401 | Sus |  | WildfireMitigation¦PlannedWSIPSystemHardening¦¦
24-0078016 | Company Initiated | Planned- maintenance |  |  | 2024 | Tier 2 | Transformer only |  |  |  | 2500502 | Sus |  | CompanyInitiated¦Plannedmaintenance¦¦
24-0078801 | Company Initiated | Planned- maintenance |  |  | 2024 | Tier 2 | Distribution Circuit |  |  |  | 2500636 | Sus |  | CompanyInitiated¦Plannedmaintenance¦¦
24-0076915 | Company Initiated | Planned- maintenance |  |  | 2024 | Tier 2 | Distribution Circuit |  |  |  | 2500662 | Sus |  | CompanyInitiated¦Plannedmaintenance¦¦
24-0082586 | Animal | Other | Conductor- Overhead | Normal | 2024 | Tier 2 | Distribution Circuit |  |  |  | 2500953 | Sus |  | Animal¦Other¦ConductorOverhead¦Normal
24-0082731 | Vegetation | Tree - fell into line | Secondary | Together | 2024 | Tier 3 | Transformer only |  |  |  | 2501212 | Sus |  | Vegetation¦Treefellintoline¦Secondary¦Together
24-0082340 | Wildfire Mitigation | Public Safety Power Shut-off | Conductor- Overhead | Normal | 2024 | Tier 2 | Distribution Circuit |  |  |  | 2501490 | Sus |  | WildfireMitigation¦PublicSafetyPowerShutoff¦ConductorOverhead¦Normal
24-0076233 | Company Initiated | Planned- maintenance |  |  | 2024 | Tier 3 | Distribution Circuit |  |  |  | 2501621 | Sus |  | CompanyInitiated¦Plannedmaintenance¦¦
24-0077001 | Wildfire Mitigation | Planned - WSIP/System Hardening |  |  | 2024 | Tier 2 | Distribution Circuit |  |  |  | 2501620 | Sus |  | WildfireMitigation¦PlannedWSIPSystemHardening¦¦
24-0082933 | Equipment Failure/Involved | Underground | Transformer (UG) | Failed/Faulted | 2024 | Tier 3 | Transformer only |  |  |  | 2501671 | Sus |  | EquipmentFailureInvolved¦Underground¦Transformer(UG)¦FailedFaulted
24-0082991 | Environmental/External | Fire- Forest/Grass | Conductor- Overhead | Normal | 2024 | Tier 3 | Distribution Circuit |  |  |  | 2501906 | Sus |  | EnvironmentalExternal¦FireForestGrass¦ConductorOverhead¦Normal
24-0083276 | Animal | Bird found | Conductor- Overhead | Normal | 2024 | Tier 2 | Distribution Circuit |  |  |  | 2503013 | Sus |  | Animal¦Birdfound¦ConductorOverhead¦Normal
24-0079223 | Wildfire Mitigation | Planned - WSIP/System Hardening |  |  | 2024 | Tier 3 | Transformer only |  |  |  | 2503603 | Sus |  | WildfireMitigation¦PlannedWSIPSystemHardening¦¦
24-0078850 | Wildfire Mitigation | Planned - WSIP/System Hardening |  |  | 2024 | Tier 3 | Distribution Circuit |  |  |  | 2503602 | Sus |  | WildfireMitigation¦PlannedWSIPSystemHardening¦¦
24-0083599 | Equipment Failure/Involved | Overhead | Conductor- Overhead | Broken | 2024 | Tier 3 | Transformer only |  |  |  | 2503818 | Sus |  | EquipmentFailureInvolved¦Overhead¦ConductorOverhead¦Broken
24-0083658 | Animal | Squirrel | Fuse | Failed/Faulted | 2024 | Tier 3 | Transformer only |  |  |  | 2503821 | Sus |  | Animal¦Squirrel¦Fuse¦FailedFaulted
24-0084173 | Vegetation | Tree - fell into line | Conductor- Overhead | Broken- wire on ground | 2024 | Tier 2 | Distribution Circuit |  |  |  | 2505625 | Sus |  | Vegetation¦Treefellintoline¦ConductorOverhead¦Brokenwireonground
24-0084174 | Company Initiated | Coordination failure | Recloser | Normal | 2024 | Tier 2 | Distribution Circuit |  |  |  | 2505626 | Sus |  | CompanyInitiated¦Coordinationfailure¦Recloser¦Normal
24-0084665 | Equipment Failure/Involved | Overhead | Transformer (OH) | Failed/Faulted | 2024 | Tier 2 | Transformer only |  |  |  | 2507787 | Sus |  | EquipmentFailureInvolved¦Overhead¦Transformer(OH)¦FailedFaulted
24-0084730 | Unknown Cause | Patrol - found nothing |  |  | 2024 | Tier 3 | Distribution Circuit |  |  |  | 2508328 | Sus |  | UnknownCause¦Patrolfoundnothing¦¦
24-0084829 | Unknown Cause | Patrol - found nothing |  |  | 2024 | Tier 2 | Distribution Circuit |  |  |  | 2508763 | Sus |  | UnknownCause¦Patrolfoundnothing¦¦
24-0084880 | Unknown Cause | Patrol - not conducted |  |  | 2024 | Tier 3 | Distribution Circuit |  |  |  | 2508949 | Sus |  | UnknownCause¦Patrolnotconducted¦¦
24-0077636 | Company Initiated | Planned- maintenance |  |  | 2024 | Tier 3 | Transformer only |  |  |  | 2509975 | Sus |  | CompanyInitiated¦Plannedmaintenance¦¦
24-0085129 | Equipment Failure/Involved | Electrical Overload | Transformer | Broken | 2024 | Tier 2 | Transformer only |  |  |  | 2510001 | Sus |  | EquipmentFailureInvolved¦ElectricalOverload¦Transformer¦Broken
24-0079659 | Company Initiated | Planned- capital |  |  | 2024 | Tier 2 | Distribution Circuit |  |  |  | 2511237 | Sus |  | CompanyInitiated¦Plannedcapital¦¦
24-0080651 | Wildfire Mitigation | Planned - WSIP/System Hardening |  |  | 2024 | Tier 3 | Distribution Circuit |  |  |  | 2511266 | Sus |  | WildfireMitigation¦PlannedWSIPSystemHardening¦¦
24-0081682 | Company Initiated | Planned- maintenance |  |  | 2024 | Tier 2 | Distribution Circuit |  |  |  | 2511315 | Sus |  | CompanyInitiated¦Plannedmaintenance¦¦
24-0074829 | Company Initiated | Planned- maintenance |  |  | 2024 | Tier 3 | Distribution Circuit |  |  |  | 2511307 | Sus |  | CompanyInitiated¦Plannedmaintenance¦¦
24-0079705 | Company Initiated | Planned- maintenance |  |  | 2024 | Tier 3 | Distribution Circuit |  |  |  | 2512179 | Sus |  | CompanyInitiated¦Plannedmaintenance¦¦
24-0086393 | Vegetation | Tree - branch fell on line | Conductor- Overhead | Together | 2024 | Tier 2 | Distribution Circuit |  |  |  | 2512850 | Sus |  | Vegetation¦Treebranchfellonline¦ConductorOverhead¦Together
24-0081531 | Company Initiated | Planned- maintenance |  |  | 2024 | Tier 3 | Transformer only |  |  |  | 2513473 | Sus |  | CompanyInitiated¦Plannedmaintenance¦¦
24-0079660 | Company Initiated | Planned- capital |  |  | 2024 | Tier 3 | Distribution Circuit |  |  |  | 2513534 | Sus |  | CompanyInitiated¦Plannedcapital¦¦
24-0082449 | Company Initiated | Planned- maintenance |  |  | 2024 | Tier 3 | Transformer only |  |  |  | 2513504 | Sus |  | CompanyInitiated¦Plannedmaintenance¦¦
24-0082461 | Company Initiated | Planned- maintenance |  |  | 2024 | Tier 3 | Distribution Circuit |  |  |  | 2513507 | Sus |  | CompanyInitiated¦Plannedmaintenance¦¦
24-0086608 | Equipment Failure/Involved | Overhead | Conductor- Overhead | Broken- wire on object | 2024 | Tier 2 | Distribution Circuit |  |  |  | 2513555 | Sus |  | EquipmentFailureInvolved¦Overhead¦ConductorOverhead¦Brokenwireonobject
24-0078733 | Wildfire Mitigation | Planned - WSIP/System Hardening |  |  | 2024 | Tier 3 | Distribution Circuit |  |  |  | 2514747 | Sus |  | WildfireMitigation¦PlannedWSIPSystemHardening¦¦
24-0080151 | Company Initiated | Planned- capital |  |  | 2024 | Tier 3 | Distribution Circuit |  |  |  | 2514840 | Sus |  | CompanyInitiated¦Plannedcapital¦¦
24-0082558 | Company Initiated | Planned- maintenance |  |  | 2024 | Tier 3 | Distribution Circuit |  |  |  | 2514839 | Sus |  | CompanyInitiated¦Plannedmaintenance¦¦
24-0081763 | Company Initiated | Planned- maintenance |  |  | 2024 | Tier 3 | Distribution Circuit |  |  |  | 2516916 | Sus |  | CompanyInitiated¦Plannedmaintenance¦¦
24-0088210 | Vegetation | Tree - fell into line | Conductor- Overhead | Normal | 2024 | Tier 3 | Distribution Circuit |  |  |  | 2517724 | Sus |  | Vegetation¦Treefellintoline¦ConductorOverhead¦Normal
24-0081787 | Company Initiated | Planned- maintenance |  |  | 2024 | Tier 2 | Distribution Circuit |  |  |  | 2517898 | Sus |  | CompanyInitiated¦Plannedmaintenance¦¦
24-0080673 | Company Initiated | Planned- maintenance |  |  | 2024 | Tier 3 | Transformer only |  |  |  | 2518039 | Sus |  | CompanyInitiated¦Plannedmaintenance¦¦
24-0081781 | Company Initiated | Planned- maintenance |  |  | 2024 | Tier 3 | Distribution Circuit |  |  |  | 2518041 | Sus |  | CompanyInitiated¦Plannedmaintenance¦¦
24-0081812 | Wildfire Mitigation | Planned - WSIP/System Hardening |  |  | 2024 | Tier 2 | Transformer only |  |  |  | 2518074 | Sus |  | WildfireMitigation¦PlannedWSIPSystemHardening¦¦
24-0081953 | Company Initiated | Planned- maintenance |  |  | 2024 | Tier 2 | Distribution Circuit |  |  |  | 2518097 | Sus |  | CompanyInitiated¦Plannedmaintenance¦¦
24-0085098 | Wildfire Mitigation | Planned - WSIP/System Hardening |  |  | 2024 | Tier 3 | Transformer only |  |  |  | 2518279 | Sus |  | WildfireMitigation¦PlannedWSIPSystemHardening¦¦
24-0079608 | Company Initiated | Return Circuit Normal | Conductor- Underground | Normal | 2024 | Tier 2 | Distribution Circuit |  |  |  | 2519904 | Sus |  | CompanyInitiated¦ReturnCircuitNormal¦ConductorUnderground¦Normal
24-0083665 | Company Initiated | Planned- maintenance |  |  | 2024 | Tier 3 | Distribution Circuit |  |  |  | 2520087 | Sus |  | CompanyInitiated¦Plannedmaintenance¦¦
24-0081396 | Company Initiated | Planned- maintenance |  |  | 2024 | Tier 3 | Distribution Circuit |  |  |  | 2520094 | Sus |  | CompanyInitiated¦Plannedmaintenance¦¦
24-0081239 | Company Initiated | Planned- maintenance |  |  | 2024 | Tier 3 | Distribution Circuit |  |  |  | 2520115 | Sus |  | CompanyInitiated¦Plannedmaintenance¦¦
24-0089612 | Equipment Failure/Involved | Overhead | Secondary | Deteriorated | 2024 | Tier 3 | Transformer only |  |  |  | 2520835 | Sus |  | EquipmentFailureInvolved¦Overhead¦Secondary¦Deteriorated
24-0087177 | Company Initiated | Planned- capital |  |  | 2024 | Tier 3 | Distribution Circuit |  |  |  | 2520863 | Sus |  | CompanyInitiated¦Plannedcapital¦¦
24-0082903 | Wildfire Mitigation | Planned - WSIP/System Hardening |  |  | 2024 | Tier 3 | Transformer only |  |  |  | 2521033 | Sus |  | WildfireMitigation¦PlannedWSIPSystemHardening¦¦
24-0089730 | Equipment Failure/Involved | Overhead | Connector- Bolted | Annealed | 2024 | Tier 3 | Transformer only |  |  |  | 2520990 | Sus |  | EquipmentFailureInvolved¦Overhead¦ConnectorBolted¦Annealed
24-0082492 | Company Initiated | Planned- maintenance |  |  | 2024 | Tier 3 | Transformer only |  |  |  | 2522945 | Sus |  | CompanyInitiated¦Plannedmaintenance¦¦
24-0079005 | Company Initiated | Planned- maintenance |  |  | 2024 | Tier 3 | Distribution Circuit |  |  |  | 2522809 | Sus |  | CompanyInitiated¦Plannedmaintenance¦¦
24-0086164 | Wildfire Mitigation | Planned - WSIP/System Hardening |  |  | 2024 | Tier 3 | Distribution Circuit |  |  |  | 2523911 | Sus |  | WildfireMitigation¦PlannedWSIPSystemHardening¦¦
24-0087026 | Wildfire Mitigation | Planned - WSIP/System Hardening |  |  | 2024 | Tier 3 | Distribution Circuit |  |  |  | 2524042 | Sus |  | WildfireMitigation¦PlannedWSIPSystemHardening¦¦
24-0085661 | Wildfire Mitigation | Planned - WSIP/System Hardening |  |  | 2024 | Tier 2 | Distribution Circuit |  |  |  | 2524076 | Sus |  | WildfireMitigation¦PlannedWSIPSystemHardening¦¦
24-0086128 | Company Initiated | Planned- maintenance |  |  | 2024 | Tier 3 | Distribution Circuit |  |  |  | 2524115 | Sus |  | CompanyInitiated¦Plannedmaintenance¦¦
24-0085273 | Company Initiated | Planned- maintenance |  |  | 2024 | Tier 2 | Distribution Circuit |  |  |  | 2524148 | Sus |  | CompanyInitiated¦Plannedmaintenance¦¦
24-0087565 | Wildfire Mitigation | Planned - WSIP/System Hardening |  |  | 2024 | Tier 3 | Transformer only |  |  |  | 2525303 | Sus |  | WildfireMitigation¦PlannedWSIPSystemHardening¦¦
24-0087491 | Company Initiated | Construction Activity/equip- company | Transformer | Failed/Faulted | 2024 | Tier 3 | Transformer only |  |  |  | 2525355 | Sus |  | CompanyInitiated¦ConstructionActivityequipcompany¦Transformer¦FailedFaulted
24-0087279 | Wildfire Mitigation | Planned - WSIP/System Hardening |  |  | 2024 | Tier 2 | Transformer only |  |  |  | 2525404 | Sus |  | WildfireMitigation¦PlannedWSIPSystemHardening¦¦
24-0087235 | Wildfire Mitigation | Planned - WSIP/System Hardening |  |  | 2024 | Tier 2 | Distribution Circuit |  |  |  | 2525691 | Sus |  | WildfireMitigation¦PlannedWSIPSystemHardening¦¦
24-0086163 | Company Initiated | Planned- maintenance |  |  | 2024 | Tier 2 | Distribution Circuit |  |  |  | 2526453 | Sus |  | CompanyInitiated¦Plannedmaintenance¦¦
24-0085242 | Company Initiated | Planned- maintenance |  |  | 2024 | Tier 3 | Transformer only |  |  |  | 2526485 | Sus |  | CompanyInitiated¦Plannedmaintenance¦¦
24-0085304 | Company Initiated | Planned- capital |  |  | 2024 | Tier 3 | Distribution Circuit |  |  |  | 2526502 | Sus |  | CompanyInitiated¦Plannedcapital¦¦
24-0088057 | Company Initiated | Planned- maintenance |  |  | 2024 | Tier 3 | Transformer only |  |  |  | 2526501 | Sus |  | CompanyInitiated¦Plannedmaintenance¦¦
24-0084410 | Company Initiated | Planned- capital |  |  | 2024 | Tier 2 | Distribution Circuit |  |  |  | 2526579 | Sus |  | CompanyInitiated¦Plannedcapital¦¦
24-0086691 | Wildfire Mitigation | Planned - WSIP/System Hardening |  |  | 2024 | Tier 3 | Distribution Circuit |  |  |  | 2526692 | Sus |  | WildfireMitigation¦PlannedWSIPSystemHardening¦¦
24-0087509 | Wildfire Mitigation | Planned - WSIP/System Hardening |  |  | 2024 | Tier 3 | Transformer only |  |  |  | 2526785 | Sus |  | WildfireMitigation¦PlannedWSIPSystemHardening¦¦
24-0092490 | Equipment Failure/Involved | Overhead | Transformer (OH) | Failed/Faulted | 2024 | Tier 2 | Distribution Circuit |  |  |  | 2527610 | Sus |  | EquipmentFailureInvolved¦Overhead¦Transformer(OH)¦FailedFaulted
24-0092901 | Vegetation | Tree - fell into line | Crossarm- Wood | Broken | 2024 | Tier 3 | Distribution Circuit |  |  |  | 2528712 | Sus |  | Vegetation¦Treefellintoline¦CrossarmWood¦Broken
24-0092919 | Vegetation | Tree - fell into line | Conductor- Overhead | Broken- wire on ground | 2024 | Tier 3 | Distribution Circuit |  |  |  | 2528780 | Sus |  | Vegetation¦Treefellintoline¦ConductorOverhead¦Brokenwireonground
24-0085718 | Company Initiated | Planned- maintenance |  |  | 2024 | Tier 3 | Transformer only |  |  |  | 2528995 | Sus |  | CompanyInitiated¦Plannedmaintenance¦¦
24-0089807 | Wildfire Mitigation | Planned - WSIP/System Hardening |  |  | 2024 | Tier 3 | Transformer only |  |  |  | 2529010 | Sus |  | WildfireMitigation¦PlannedWSIPSystemHardening¦¦
24-0086972 | Company Initiated | Planned- capital |  |  | 2024 | Tier 3 | Distribution Circuit |  |  |  | 2529201 | Sus |  | CompanyInitiated¦Plannedcapital¦¦
24-0088561 | Wildfire Mitigation | Planned - WSIP/System Hardening |  |  | 2024 | Tier 3 | Distribution Circuit |  |  |  | 2529042 | Sus |  | WildfireMitigation¦PlannedWSIPSystemHardening¦¦
24-0086975 | Company Initiated | Planned- capital |  |  | 2024 | Tier 2 | Distribution Circuit |  |  |  | 2529131 | Sus |  | CompanyInitiated¦Plannedcapital¦¦
24-0089054 | Wildfire Mitigation | Planned - WSIP/System Hardening |  |  | 2024 | Tier 2 | Distribution Circuit |  |  |  | 2529277 | Sus |  | WildfireMitigation¦PlannedWSIPSystemHardening¦¦
24-0086951 | Company Initiated | Planned- maintenance |  |  | 2024 | Tier 3 | Distribution Circuit |  |  |  | 2530144 | Sus |  | CompanyInitiated¦Plannedmaintenance¦¦
24-0093942 | Animal | Bird found | Conductor- Overhead | Normal | 2024 | Tier 3 | Distribution Circuit |  |  |  | 2530637 | Sus |  | Animal¦Birdfound¦ConductorOverhead¦Normal
24-0092504 | Company Initiated | Planned- capital |  |  | 2024 | Tier 2 | Distribution Circuit |  |  |  | 2530818 | Sus |  | CompanyInitiated¦Plannedcapital¦¦
24-0088132 | Company Initiated | Planned- maintenance |  |  | 2024 | Tier 3 | Distribution Circuit |  |  |  | 2530998 | Sus |  | CompanyInitiated¦Plannedmaintenance¦¦
24-0094263 | Company Initiated | Personnel- company | Conductor- Overhead | Normal | 2024 | Tier 2 | Distribution Circuit |  |  |  | 2531294 | Sus |  | CompanyInitiated¦Personnelcompany¦ConductorOverhead¦Normal
24-0088164 | Company Initiated | Planned- maintenance |  |  | 2024 | Tier 3 | Distribution Circuit |  |  |  | 2531804 | Sus |  | CompanyInitiated¦Plannedmaintenance¦¦
24-0087069 | Company Initiated | Planned- maintenance |  |  | 2024 | Tier 3 | Distribution Circuit |  |  |  | 2531813 | Sus |  | CompanyInitiated¦Plannedmaintenance¦¦
24-0087906 | Company Initiated | Planned- maintenance |  |  | 2024 | Tier 3 | Transformer only |  |  |  | 2531821 | Sus |  | CompanyInitiated¦Plannedmaintenance¦¦
24-0093666 | Company Initiated | Planned- capital |  |  | 2024 | Tier 2 | Distribution Circuit |  |  |  | 2532084 | Sus |  | CompanyInitiated¦Plannedcapital¦¦
24-0094770 | Company Initiated | Coordination failure | Conductor- Overhead | Normal | 2024 | Tier 3 | Distribution Circuit |  |  |  | 2532099 | Sus |  | CompanyInitiated¦Coordinationfailure¦ConductorOverhead¦Normal
24-0094793 | Company Initiated | Operating error | Switch (UG) | Normal | 2024 | Tier 2 | Distribution Circuit |  |  |  | 2532135 | Sus |  | CompanyInitiated¦Operatingerror¦Switch(UG)¦Normal
24-0094869 | Equipment Failure/Involved | Overhead | Transformer (OH) | Failed/Faulted | 2024 | Tier 2 | Transformer only |  |  |  | 2532161 | Sus |  | EquipmentFailureInvolved¦Overhead¦Transformer(OH)¦FailedFaulted
24-0090046 | Company Initiated | Planned- maintenance |  |  | 2024 | Tier 3 | Distribution Circuit |  |  |  | 2532784 | Sus |  | CompanyInitiated¦Plannedmaintenance¦¦
24-0086961 | Company Initiated | Planned- maintenance |  |  | 2024 | Tier 3 | Distribution Circuit |  |  |  | 2532788 | Sus |  | CompanyInitiated¦Plannedmaintenance¦¦
24-0090485 | Wildfire Mitigation | Planned - WSIP/System Hardening |  |  | 2024 | Tier 3 | Transformer only |  |  |  | 2532821 | Sus |  | WildfireMitigation¦PlannedWSIPSystemHardening¦¦
24-0090549 | Wildfire Mitigation | Planned - WSIP/System Hardening |  |  | 2024 | Tier 3 | Transformer only |  |  |  | 2533087 | Sus |  | WildfireMitigation¦PlannedWSIPSystemHardening¦¦
24-0095280 | Equipment Failure/Involved | Overhead | Transformer (OH) | Broken | 2024 | Tier 3 | Distribution Circuit |  |  |  | 2533191 | Sus |  | EquipmentFailureInvolved¦Overhead¦Transformer(OH)¦Broken
24-0095628 | Vegetation | Tree - grew into line | Conductor- Overhead | Arcing | 2024 | Tier 2 | Distribution Circuit |  |  |  | 2534384 | Sus |  | Vegetation¦Treegrewintoline¦ConductorOverhead¦Arcing
24-0084848 | Company Initiated | Planned- maintenance |  |  | 2024 | Tier 3 | Distribution Circuit |  |  |  | 2534751 | Sus |  | CompanyInitiated¦Plannedmaintenance¦¦
24-0096083 | Equipment Failure/Involved | Overhead | Crossarm- Wood | Deteriorated | 2024 | Tier 3 | Distribution Circuit |  |  |  | 2535294 | Sus |  | EquipmentFailureInvolved¦Overhead¦CrossarmWood¦Deteriorated
24-0091530 | Company Initiated | Planned- maintenance |  |  | 2024 | Tier 3 | Distribution Circuit |  |  |  | 2535575 | Sus |  | CompanyInitiated¦Plannedmaintenance¦¦
24-0092049 | Company Initiated | Planned- maintenance |  |  | 2024 | Tier 2 | Distribution Circuit |  |  |  | 2535665 | Sus |  | CompanyInitiated¦Plannedmaintenance¦¦
24-0095773 | Company Initiated | Planned- capital |  |  | 2024 | Tier 2 | Distribution Circuit |  |  |  | 2535695 | Sus |  | CompanyInitiated¦Plannedcapital¦¦
24-0089520 | Company Initiated | Planned- capital |  |  | 2024 | Tier 3 | Distribution Circuit |  |  |  | 2535726 | Sus |  | CompanyInitiated¦Plannedcapital¦¦
24-0096367 | Equipment Failure/Involved | Overhead | Transformer | Burned/flashed | 2024 | Tier 3 | Transformer only |  |  |  | 2535818 | Sus |  | EquipmentFailureInvolved¦Overhead¦Transformer¦Burnedflashed
24-0096455 | Company Initiated | Planned- maintenance |  |  | 2024 | Tier 2 | Distribution Circuit |  |  |  | 2536294 | Sus |  | CompanyInitiated¦Plannedmaintenance¦¦
24-0092039 | Wildfire Mitigation | Planned - WSIP/System Hardening |  |  | 2024 | Tier 3 | Transformer only |  |  |  | 2536445 | Sus |  | WildfireMitigation¦PlannedWSIPSystemHardening¦¦
24-0092395 | Wildfire Mitigation | Planned - WSIP/System Hardening |  |  | 2024 | Tier 2 | Transformer only |  |  |  | 2536459 | Sus |  | WildfireMitigation¦PlannedWSIPSystemHardening¦¦
24-0088073 | Company Initiated | Planned- maintenance |  |  | 2024 | Tier 2 | Transformer only |  |  |  | 2536519 | Sus |  | CompanyInitiated¦Plannedmaintenance¦¦
24-0088074 | Company Initiated | Planned- maintenance |  |  | 2024 | Tier 2 | Transformer only |  |  |  | 2536899 | Sus |  | CompanyInitiated¦Plannedmaintenance¦¦
24-0085669 | Wildfire Mitigation | Planned - WSIP/System Hardening |  |  | 2024 | Tier 3 | Distribution Circuit |  |  |  | 2536510 | Sus |  | WildfireMitigation¦PlannedWSIPSystemHardening¦¦
24-0092073 | Wildfire Mitigation | Planned - WSIP/System Hardening |  |  | 2024 | Tier 3 | Distribution Circuit |  |  |  | 2536426 | Sus |  | WildfireMitigation¦PlannedWSIPSystemHardening¦¦
24-0092022 | Wildfire Mitigation | Planned - WSIP/System Hardening |  |  | 2024 | Tier 2 | Distribution Circuit |  |  |  | 2536613 | Sus |  | WildfireMitigation¦PlannedWSIPSystemHardening¦¦
24-0093846 | Wildfire Mitigation | Planned - WSIP/System Hardening |  |  | 2024 | Tier 3 | Transformer only |  |  |  | 2536629 | Sus |  | WildfireMitigation¦PlannedWSIPSystemHardening¦¦
24-0092008 | Wildfire Mitigation | Planned - WSIP/System Hardening |  |  | 2024 | Tier 3 | Transformer only |  |  |  | 2536655 | Sus |  | WildfireMitigation¦PlannedWSIPSystemHardening¦¦
24-0092060 | Wildfire Mitigation | Planned - WSIP/System Hardening |  |  | 2024 | Tier 3 | Transformer only |  |  |  | 2536748 | Sus |  | WildfireMitigation¦PlannedWSIPSystemHardening¦¦
24-0093759 | Wildfire Mitigation | Planned - WSIP/System Hardening |  |  | 2024 | Tier 3 | Transformer only |  |  |  | 2536897 | Sus |  | WildfireMitigation¦PlannedWSIPSystemHardening¦¦
24-0096878 | Animal | Other | Conductor- Overhead | Normal | 2024 | Tier 2 | Distribution Circuit |  |  |  | 2536883 | Sus |  | Animal¦Other¦ConductorOverhead¦Normal
24-0096950 | Unknown Cause | Patrol - found nothing |  |  | 2024 | Tier 2 | Distribution Circuit |  |  |  | 2536986 | Sus |  | UnknownCause¦Patrolfoundnothing¦¦
24-0097183 | Unknown Cause | Patrol - found nothing |  |  | 2024 | Tier 2 | Distribution Circuit |  |  |  | 2537573 | Sus |  | UnknownCause¦Patrolfoundnothing¦¦
24-0097089 | Unknown Cause | Patrol - found nothing |  |  | 2024 | Tier 2 | Distribution Circuit |  |  |  | 2537349 | Sus |  | UnknownCause¦Patrolfoundnothing¦¦
24-0092410 | Company Initiated | Planned- maintenance |  |  | 2024 | Tier 3 | Distribution Circuit |  |  |  | 2537318 | Sus |  | CompanyInitiated¦Plannedmaintenance¦¦
24-0084323 | Wildfire Mitigation | Planned - WSIP/System Hardening |  |  | 2024 | Tier 3 | Distribution Circuit |  |  |  | 2537447 | Sus |  | WildfireMitigation¦PlannedWSIPSystemHardening¦¦
24-0091150 | Company Initiated | Planned- maintenance |  |  | 2024 | Tier 2 | Distribution Circuit |  |  |  | 2537441 | Sus |  | CompanyInitiated¦Plannedmaintenance¦¦
24-0089586 | Company Initiated | Planned- maintenance |  |  | 2024 | Tier 3 | Transformer only |  |  |  | 2537485 | Sus |  | CompanyInitiated¦Plannedmaintenance¦¦
24-0092116 | Company Initiated | Planned- maintenance |  |  | 2024 | Tier 3 | Transformer only |  |  |  | 2537488 | Sus |  | CompanyInitiated¦Plannedmaintenance¦¦
24-0097228 | 3rd Party | Vehicle | Pole-Wood | Broken | 2024 | Tier 3 | Distribution Circuit |  |  |  | 2537680 | Sus |  | 3rdParty¦Vehicle¦PoleWood¦Broken
24-0097396 | Equipment Failure/Involved | Overhead | Transformer (OH) | Leaking | 2024 | Tier 3 | Distribution Circuit |  |  |  | 2538130 | Sus |  | EquipmentFailureInvolved¦Overhead¦Transformer(OH)¦Leaking
24-0093766 | Company Initiated | Planned- maintenance |  |  | 2024 | Tier 3 | Distribution Circuit |  |  |  | 2538456 | Sus |  | CompanyInitiated¦Plannedmaintenance¦¦
24-0085670 | Wildfire Mitigation | Planned - WSIP/System Hardening |  |  | 2024 | Tier 3 | Distribution Circuit |  |  |  | 2538555 | Sus |  | WildfireMitigation¦PlannedWSIPSystemHardening¦¦
24-0093187 | Wildfire Mitigation | Planned - WSIP/System Hardening |  |  | 2024 | Tier 3 | Distribution Circuit |  |  |  | 2538588 | Sus |  | WildfireMitigation¦PlannedWSIPSystemHardening¦¦
24-0091154 | Company Initiated | Planned- maintenance |  |  | 2024 | Tier 3 | Distribution Circuit |  |  |  | 2538594 | Sus |  | CompanyInitiated¦Plannedmaintenance¦¦
24-0092153 | Wildfire Mitigation | Planned - WSIP/System Hardening |  |  | 2024 | Tier 3 | Transformer only |  |  |  | 2538616 | Sus |  | WildfireMitigation¦PlannedWSIPSystemHardening¦¦
24-0091153 | Company Initiated | Planned- maintenance |  |  | 2024 | Tier 3 | Distribution Circuit |  |  |  | 2538632 | Sus |  | CompanyInitiated¦Plannedmaintenance¦¦
24-0092159 | Company Initiated | Planned- maintenance |  |  | 2024 | Tier 2 | Transformer only |  |  |  | 2538980 | Sus |  | CompanyInitiated¦Plannedmaintenance¦¦
24-0098098 | Unknown Cause | Patrol - found nothing |  |  | 2024 | Tier 3 | Distribution Circuit |  |  |  | 2539854 | Sus |  | UnknownCause¦Patrolfoundnothing¦¦
24-0091159 | Company Initiated | Planned- maintenance |  |  | 2024 | Tier 3 | Distribution Circuit |  |  |  | 2540159 | Sus |  | CompanyInitiated¦Plannedmaintenance¦¦
24-0093212 | Wildfire Mitigation | Planned - WSIP/System Hardening |  |  | 2024 | Tier 3 | Distribution Circuit |  |  |  | 2540170 | Sus |  | WildfireMitigation¦PlannedWSIPSystemHardening¦¦
24-0094304 | Wildfire Mitigation | Planned - WSIP/System Hardening |  |  | 2024 | Tier 3 | Distribution Circuit |  |  |  | 2540104 | Sus |  | WildfireMitigation¦PlannedWSIPSystemHardening¦¦
24-0098305 | Company Initiated | Planned- maintenance |  |  | 2024 | Tier 2 | Transformer only |  |  |  | 2540245 | Sus |  | CompanyInitiated¦Plannedmaintenance¦¦
24-0098257 | Unknown Cause | Patrol - found nothing |  |  | 2024 | Tier 2 | Distribution Circuit |  |  |  | 2540289 | Sus |  | UnknownCause¦Patrolfoundnothing¦¦
24-0094665 | Wildfire Mitigation | Planned - WSIP/System Hardening |  |  | 2024 | Tier 2 | Distribution Circuit |  |  |  | 2540553 | Sus |  | WildfireMitigation¦PlannedWSIPSystemHardening¦¦
24-0092165 | Company Initiated | Planned- maintenance |  |  | 2024 | Tier 3 | Transformer only |  |  |  | 2540965 | Sus |  | CompanyInitiated¦Plannedmaintenance¦¦
24-0089306 | Company Initiated | Planned- maintenance |  |  | 2024 | Tier 3 | Distribution Circuit |  |  |  | 2541074 | Sus |  | CompanyInitiated¦Plannedmaintenance¦¦
24-0099042 | Equipment Failure/Involved | Overhead | Insulator | Broken | 2024 | Tier 2 | Distribution Circuit |  |  |  | 2541499 | Sus |  | EquipmentFailureInvolved¦Overhead¦Insulator¦Broken
24-0092779 | Company Initiated | Planned- maintenance |  |  | 2024 | Tier 3 | Distribution Circuit |  |  |  | 2541597 | Sus |  | CompanyInitiated¦Plannedmaintenance¦¦
24-0090975 | Company Initiated | Planned- capital |  |  | 2024 | Tier 3 | Distribution Circuit |  |  |  | 2541881 | Sus |  | CompanyInitiated¦Plannedcapital¦¦
24-0092335 | Company Initiated | Planned- maintenance |  |  | 2024 | Tier 3 | Distribution Circuit |  |  |  | 2541899 | Sus |  | CompanyInitiated¦Plannedmaintenance¦¦
24-0094918 | Company Initiated | Planned- maintenance |  |  | 2024 | Tier 2 | Distribution Circuit |  |  |  | 2542011 | Sus |  | CompanyInitiated¦Plannedmaintenance¦¦
24-0095048 | Wildfire Mitigation | Planned - WSIP/System Hardening |  |  | 2024 | Tier 3 | Distribution Circuit |  |  |  | 2541996 | Sus |  | WildfireMitigation¦PlannedWSIPSystemHardening¦¦
24-0095053 | Wildfire Mitigation | Planned - WSIP/System Hardening |  |  | 2024 | Tier 3 | Distribution Circuit |  |  |  | 2542113 | Sus |  | WildfireMitigation¦PlannedWSIPSystemHardening¦¦
24-0093613 | Wildfire Mitigation | Planned - WSIP/System Hardening |  |  | 2024 | Tier 2 | Distribution Circuit |  |  |  | 2542151 | Sus |  | WildfireMitigation¦PlannedWSIPSystemHardening¦¦
24-0095059 | Wildfire Mitigation | Planned - WSIP/System Hardening |  |  | 2024 | Tier 3 | Distribution Circuit |  |  |  | 2542206 | Sus |  | WildfireMitigation¦PlannedWSIPSystemHardening¦¦
24-0095001 | Company Initiated | Planned- maintenance |  |  | 2024 | Tier 3 | Distribution Circuit |  |  |  | 2542793 | Sus |  | CompanyInitiated¦Plannedmaintenance¦¦
24-0095010 | Wildfire Mitigation | Planned - WSIP/System Hardening |  |  | 2024 | Tier 3 | Transformer only |  |  |  | 2542815 | Sus |  | WildfireMitigation¦PlannedWSIPSystemHardening¦¦
24-0093695 | Company Initiated | Planned- maintenance |  |  | 2024 | Tier 3 | Distribution Circuit |  |  |  | 2542820 | Sus |  | CompanyInitiated¦Plannedmaintenance¦¦
24-0095446 | Wildfire Mitigation | Planned - WSIP/System Hardening |  |  | 2024 | Tier 3 | Distribution Circuit |  |  |  | 2543444 | Sus |  | WildfireMitigation¦PlannedWSIPSystemHardening¦¦
24-0095449 | Wildfire Mitigation | Planned - WSIP/System Hardening |  |  | 2024 | Tier 3 | Distribution Circuit |  |  |  | 2543374 | Sus |  | WildfireMitigation¦PlannedWSIPSystemHardening¦¦
24-0094981 | Company Initiated | Planned- maintenance |  |  | 2024 | Tier 2 | Distribution Circuit |  |  |  | 2543576 | Sus |  | CompanyInitiated¦Plannedmaintenance¦¦
24-0096031 | Wildfire Mitigation | Planned - WSIP/System Hardening |  |  | 2024 | Tier 3 | Distribution Circuit |  |  |  | 2543605 | Sus |  | WildfireMitigation¦PlannedWSIPSystemHardening¦¦
24-0088541 | Company Initiated | Planned- capital |  |  | 2024 | Tier 2 | Distribution Circuit |  |  |  | 2544193 | Sus |  | CompanyInitiated¦Plannedcapital¦¦
24-0100308 | Unknown Cause | Patrol - not conducted |  |  | 2024 | Tier 2 | Transformer only |  |  |  | 2544392 | Sus |  | UnknownCause¦Patrolnotconducted¦¦
24-0095885 | Company Initiated | Planned- maintenance |  |  | 2024 | Tier 2 | Transformer only |  |  |  | 2545157 | Sus |  | CompanyInitiated¦Plannedmaintenance¦¦
24-0086719 | Wildfire Mitigation | Planned - WSIP/System Hardening |  |  | 2024 | Tier 3 | Distribution Circuit |  |  |  | 2545146 | Sus |  | WildfireMitigation¦PlannedWSIPSystemHardening¦¦
24-0095866 | Wildfire Mitigation | Planned - WSIP/System Hardening |  |  | 2024 | Tier 3 | Distribution Circuit |  |  |  | 2545154 | Sus |  | WildfireMitigation¦PlannedWSIPSystemHardening¦¦
24-0096439 | Wildfire Mitigation | Planned - WSIP/System Hardening |  |  | 2024 | Tier 3 | Transformer only |  |  |  | 2545639 | Sus |  | WildfireMitigation¦PlannedWSIPSystemHardening¦¦
24-0100727 | Animal | Bird found | Conductor- Overhead | Normal | 2024 | Tier 2 | Distribution Circuit |  |  |  | 2545732 | Sus |  | Animal¦Birdfound¦ConductorOverhead¦Normal
24-0096871 | Company Initiated | Planned- maintenance |  |  | 2024 | Tier 3 | Distribution Circuit |  |  |  | 2546090 | Sus |  | CompanyInitiated¦Plannedmaintenance¦¦
24-0086720 | Wildfire Mitigation | Planned - WSIP/System Hardening |  |  | 2024 | Tier 3 | Distribution Circuit |  |  |  | 2546181 | Sus |  | WildfireMitigation¦PlannedWSIPSystemHardening¦¦
24-0096235 | Company Initiated | Planned- maintenance |  |  | 2024 | Tier 3 | Distribution Circuit |  |  |  | 2546135 | Sus |  | CompanyInitiated¦Plannedmaintenance¦¦
24-0097213 | Company Initiated | Planned- maintenance |  |  | 2024 | Tier 2 | Distribution Circuit |  |  |  | 2546077 | Sus |  | CompanyInitiated¦Plannedmaintenance¦¦
24-0088184 | Company Initiated | Planned- maintenance |  |  | 2024 | Tier 2 | Distribution Circuit |  |  |  | 2546306 | Sus |  | CompanyInitiated¦Plannedmaintenance¦¦
24-0086721 | Wildfire Mitigation | Planned - WSIP/System Hardening |  |  | 2024 | Tier 3 | Distribution Circuit |  |  |  | 2547040 | Sus |  | WildfireMitigation¦PlannedWSIPSystemHardening¦¦
24-0098181 | Wildfire Mitigation | Planned - WSIP/System Hardening |  |  | 2024 | Tier 2 | Transformer only |  |  |  | 2547059 | Sus |  | WildfireMitigation¦PlannedWSIPSystemHardening¦¦
24-0098326 | Company Initiated | Planned- maintenance |  |  | 2024 | Tier 3 | Distribution Circuit |  |  |  | 2547109 | Sus |  | CompanyInitiated¦Plannedmaintenance¦¦
24-0097094 | Company Initiated | Planned- maintenance |  |  | 2024 | Tier 3 | Distribution Circuit |  |  |  | 2547147 | Sus |  | CompanyInitiated¦Plannedmaintenance¦¦
24-0097093 | Company Initiated | Planned- maintenance |  |  | 2024 | Tier 3 | Transformer only |  |  |  | 2547166 | Sus |  | CompanyInitiated¦Plannedmaintenance¦¦
24-0097217 | Wildfire Mitigation | Planned - WSIP/System Hardening |  |  | 2024 | Tier 3 | Transformer only |  |  |  | 2547168 | Sus |  | WildfireMitigation¦PlannedWSIPSystemHardening¦¦
24-0097092 | Equipment Failure/Involved | Overhead | Connector or Splice (OH) | Broken | 2024 | Tier 3 | Distribution Circuit |  |  |  | 2547186 | Sus |  | EquipmentFailureInvolved¦Overhead¦ConnectororSplice(OH)¦Broken
24-0097059 | Wildfire Mitigation | Planned - WSIP/System Hardening |  |  | 2024 | Tier 3 | Distribution Circuit |  |  |  | 2547426 | Sus |  | WildfireMitigation¦PlannedWSIPSystemHardening¦¦
24-0098738 | Company Initiated | Planned- maintenance |  |  | 2024 | Tier 2 | Transformer only |  |  |  | 2547700 | Sus |  | CompanyInitiated¦Plannedmaintenance¦¦
24-0098731 | Company Initiated | Planned- maintenance |  |  | 2024 | Tier 2 | Transformer only |  |  |  | 2547702 | Sus |  | CompanyInitiated¦Plannedmaintenance¦¦
24-0097494 | Wildfire Mitigation | Planned - WSIP/System Hardening |  |  | 2024 | Tier 2 | Distribution Circuit |  |  |  | 2547894 | Sus |  | WildfireMitigation¦PlannedWSIPSystemHardening¦¦
24-0095731 | Company Initiated | Planned- maintenance |  |  | 2024 | Tier 2 | Transformer only |  |  |  | 2548050 | Sus |  | CompanyInitiated¦Plannedmaintenance¦¦
24-0101967 | Unknown Cause | Patrol - found nothing |  |  | 2024 | Tier 2 | Distribution Circuit |  |  |  | 2548227 | Sus |  | UnknownCause¦Patrolfoundnothing¦¦
24-0100082 | Company Initiated | Planned- maintenance |  |  | 2024 | Tier 3 | Transformer only |  |  |  | 2548912 | Sus |  | CompanyInitiated¦Plannedmaintenance¦¦
24-0092699 | Company Initiated | Planned- maintenance |  |  | 2024 | Tier 3 | Transformer only |  |  |  | 2548950 | Sus |  | CompanyInitiated¦Plannedmaintenance¦¦
24-0098354 | Wildfire Mitigation | Planned - WSIP/System Hardening |  |  | 2024 | Tier 3 | Transformer only |  |  |  | 2548969 | Sus |  | WildfireMitigation¦PlannedWSIPSystemHardening¦¦
24-0102292 | Unknown Cause | Patrol - found nothing |  |  | 2024 | Tier 2 | Distribution Circuit |  |  |  | 2548989 | Sus |  | UnknownCause¦Patrolfoundnothing¦¦
24-0097967 | Company Initiated | Planned- maintenance |  |  | 2024 | Tier 3 | Distribution Circuit |  |  |  | 2548794 | Sus |  | CompanyInitiated¦Plannedmaintenance¦¦
24-0102447 | Vegetation | Tree - grew into line | Conductor- Overhead | Normal | 2024 | Tier 3 | Transformer only |  |  |  | 2549181 | Sus |  | Vegetation¦Treegrewintoline¦ConductorOverhead¦Normal
24-0098993 | Wildfire Mitigation | Planned - WSIP/System Hardening |  |  | 2024 | Tier 2 | Distribution Circuit |  |  |  | 2550025 | Sus |  | WildfireMitigation¦PlannedWSIPSystemHardening¦¦
24-0099169 | Company Initiated | Planned- capital |  |  | 2024 | Tier 2 | Distribution Circuit |  |  |  | 2550019 | Sus |  | CompanyInitiated¦Plannedcapital¦¦
24-0102912 | Unknown Cause | Patrol - found nothing |  |  | 2024 | Tier 3 | Distribution Circuit |  |  |  | 2550860 | Sus |  | UnknownCause¦Patrolfoundnothing¦¦
24-0102936 | Unknown Cause | Patrol - found nothing |  |  | 2024 | Tier 3 | Distribution Circuit |  |  |  | 2550926 | Sus |  | UnknownCause¦Patrolfoundnothing¦¦
24-0098143 | Company Initiated | Planned- maintenance |  |  | 2024 | Tier 3 | Transformer only |  |  |  | 2551260 | Sus |  | CompanyInitiated¦Plannedmaintenance¦¦
24-0099090 | Company Initiated | Planned- maintenance |  |  | 2024 | Tier 3 | Distribution Circuit |  |  |  | 2551295 | Sus |  | CompanyInitiated¦Plannedmaintenance¦¦
24-0097975 | Wildfire Mitigation | Planned - WSIP/System Hardening |  |  | 2024 | Tier 3 | Transformer only |  |  |  | 2551303 | Sus |  | WildfireMitigation¦PlannedWSIPSystemHardening¦¦
24-0088186 | Wildfire Mitigation | Planned - WSIP/System Hardening |  |  | 2024 | Tier 2 | Distribution Circuit |  |  |  | 2551674 | Sus |  | WildfireMitigation¦PlannedWSIPSystemHardening¦¦
24-0098206 | Company Initiated | Planned- maintenance |  |  | 2024 | Tier 2 | Transformer only |  |  |  | 2551344 | Sus |  | CompanyInitiated¦Plannedmaintenance¦¦
24-0098537 | Wildfire Mitigation | Planned - WSIP/System Hardening |  |  | 2024 | Tier 2 | Distribution Circuit |  |  |  | 2551350 | Sus |  | WildfireMitigation¦PlannedWSIPSystemHardening¦¦
24-0097976 | Wildfire Mitigation | Planned - WSIP/System Hardening |  |  | 2024 | Tier 3 | Distribution Circuit |  |  |  | 2551376 | Sus |  | WildfireMitigation¦PlannedWSIPSystemHardening¦¦
24-0098938 | Wildfire Mitigation | Planned - WSIP/System Hardening |  |  | 2024 | Tier 3 | Transformer only |  |  |  | 2552460 | Sus |  | WildfireMitigation¦PlannedWSIPSystemHardening¦¦
24-0098212 | Company Initiated | Planned- maintenance |  |  | 2024 | Tier 3 | Distribution Circuit |  |  |  | 2552466 | Sus |  | CompanyInitiated¦Plannedmaintenance¦¦
24-0099437 | Company Initiated | Planned- maintenance |  |  | 2024 | Tier 3 | Distribution Circuit |  |  |  | 2552697 | Sus |  | CompanyInitiated¦Plannedmaintenance¦¦
24-0103634 | 3rd Party | Other | Conductor- Overhead | Normal | 2024 | Tier 3 | Distribution Circuit |  |  |  | 2552730 | Sus |  | 3rdParty¦Other¦ConductorOverhead¦Normal
24-0100235 | Wildfire Mitigation | Planned - WSIP/System Hardening |  |  | 2024 | Tier 2 | Distribution Circuit |  |  |  | 2554596 | Sus |  | WildfireMitigation¦PlannedWSIPSystemHardening¦¦
24-0100235 | Wildfire Mitigation | Planned - WSIP/System Hardening |  |  | 2024 | Tier 2 | Distribution Circuit |  |  |  | 2554597 | Sus |  | WildfireMitigation¦PlannedWSIPSystemHardening¦¦
24-0098609 | Company Initiated | Planned- maintenance |  |  | 2024 | Tier 2 | Transformer only |  |  |  | 2554630 | Sus |  | CompanyInitiated¦Plannedmaintenance¦¦
24-0101275 | Company Initiated | Planned- capital |  |  | 2024 | Tier 3 | Distribution Circuit |  |  |  | 2554626 | Sus |  | CompanyInitiated¦Plannedcapital¦¦
24-0100321 | Company Initiated | Planned- maintenance |  |  | 2024 | Tier 3 | Transformer only |  |  |  | 2554642 | Sus |  | CompanyInitiated¦Plannedmaintenance¦¦
24-0105088 | Unknown Cause | Patrol - found nothing |  |  | 2024 | Tier 3 | Distribution Circuit |  |  |  | 2555597 | Sus |  | UnknownCause¦Patrolfoundnothing¦¦
24-0097527 | Company Initiated | Planned- maintenance |  |  | 2024 | Tier 3 | Distribution Circuit |  |  |  | 2557978 | Sus |  | CompanyInitiated¦Plannedmaintenance¦¦
24-0095209 | Company Initiated | Planned- maintenance |  |  | 2024 | Tier 2 | Distribution Circuit |  |  |  | 2558014 | Sus |  | CompanyInitiated¦Plannedmaintenance¦¦
24-0101265 | Wildfire Mitigation | Planned - WSIP/System Hardening |  |  | 2024 | Tier 2 | Distribution Circuit |  |  |  | 2558115 | Sus |  | WildfireMitigation¦PlannedWSIPSystemHardening¦¦
24-0095209 | Company Initiated | Planned- capital |  |  | 2024 | Tier 2 | Distribution Circuit |  |  |  | 2558242 | Sus |  | CompanyInitiated¦Plannedcapital¦¦
24-0106029 | Company Initiated | Personnel- company | Recloser | Normal | 2024 | Tier 2 | Distribution Circuit |  |  |  | 2558176 | Sus |  | CompanyInitiated¦Personnelcompany¦Recloser¦Normal
24-0102576 | Wildfire Mitigation | Planned - WSIP/System Hardening |  |  | 2024 | Tier 3 | Transformer only |  |  |  | 2558270 | Sus |  | WildfireMitigation¦PlannedWSIPSystemHardening¦¦
24-0096416 | Company Initiated | Planned- capital |  |  | 2024 | Tier 3 | Distribution Circuit |  |  |  | 2558454 | Sus |  | CompanyInitiated¦Plannedcapital¦¦
24-0096416 | Company Initiated | Personnel- company | Recloser | Normal | 2024 | Tier 3 | Distribution Circuit |  |  |  | 2558682 | Sus |  | CompanyInitiated¦Personnelcompany¦Recloser¦Normal
24-0103710 | Company Initiated | Planned- capital |  |  | 2024 | Tier 2 | Distribution Circuit |  |  |  | 2558966 | Sus |  | CompanyInitiated¦Plannedcapital¦¦
24-0103074 | Company Initiated | Planned- maintenance |  |  | 2024 | Tier 3 | Transformer only |  |  |  | 2559080 | Sus |  | CompanyInitiated¦Plannedmaintenance¦¦
24-0103100 | Company Initiated | Planned- maintenance |  |  | 2024 | Tier 2 | Transformer only |  |  |  | 2559433 | Sus |  | CompanyInitiated¦Plannedmaintenance¦¦
24-0100873 | Wildfire Mitigation | Planned - WSIP/System Hardening |  |  | 2024 | Tier 3 | Transformer only |  |  |  | 2559476 | Sus |  | WildfireMitigation¦PlannedWSIPSystemHardening¦¦
24-0097689 | Company Initiated | Planned- maintenance |  |  | 2024 | Tier 3 | Transformer only |  |  |  | 2560049 | Sus |  | CompanyInitiated¦Plannedmaintenance¦¦
24-0096766 | Company Initiated | Planned- maintenance |  |  | 2024 | Tier 3 | Distribution Circuit |  |  |  | 2560060 | Sus |  | CompanyInitiated¦Plannedmaintenance¦¦
24-0107569 | Equipment Failure/Involved | Overhead | Jumper | Burned/flashed | 2024 | Tier 3 | Distribution Circuit |  |  |  | 2560568 | Sus |  | EquipmentFailureInvolved¦Overhead¦Jumper¦Burnedflashed
24-0100939 | Wildfire Mitigation | Planned - WSIP/System Hardening |  |  | 2024 | Tier 3 | Distribution Circuit |  |  |  | 2560878 | Sus |  | WildfireMitigation¦PlannedWSIPSystemHardening¦¦
24-0100758 | Wildfire Mitigation | Planned - WSIP/System Hardening |  |  | 2024 | Tier 2 | Distribution Circuit |  |  |  | 2560897 | Sus |  | WildfireMitigation¦PlannedWSIPSystemHardening¦¦
24-0102973 | Wildfire Mitigation | Planned - WSIP/System Hardening |  |  | 2024 | Tier 2 | Distribution Circuit |  |  |  | 2560913 | Sus |  | WildfireMitigation¦PlannedWSIPSystemHardening¦¦
24-0103210 | Wildfire Mitigation | Planned - WSIP/System Hardening |  |  | 2024 | Tier 2 | Distribution Circuit |  |  |  | 2560813 | Sus |  | WildfireMitigation¦PlannedWSIPSystemHardening¦¦
24-0096714 | Company Initiated | Planned- maintenance |  |  | 2024 | Tier 3 | Transformer only |  |  |  | 2560956 | Sus |  | CompanyInitiated¦Plannedmaintenance¦¦
24-0108312 | Equipment Failure/Involved | Overhead | Transformer (OH) | Failed/Faulted | 2024 | Tier 3 | Transformer only |  |  |  | 2562220 | Sus |  | EquipmentFailureInvolved¦Overhead¦Transformer(OH)¦FailedFaulted
24-0103104 | Wildfire Mitigation | Planned - WSIP/System Hardening |  |  | 2024 | Tier 3 | Transformer only |  |  |  | 2563122 | Sus |  | WildfireMitigation¦PlannedWSIPSystemHardening¦¦
24-0103637 | Company Initiated | Planned- maintenance |  |  | 2024 | Tier 3 | Transformer only |  |  |  | 2563170 | Sus |  | CompanyInitiated¦Plannedmaintenance¦¦
24-0104201 | Wildfire Mitigation | Planned - WSIP/System Hardening |  |  | 2024 | Tier 3 | Distribution Circuit |  |  |  | 2563165 | Sus |  | WildfireMitigation¦PlannedWSIPSystemHardening¦¦
24-0104171 | Wildfire Mitigation | Planned - WSIP/System Hardening |  |  | 2024 | Tier 2 | Distribution Circuit |  |  |  | 2564190 | Sus |  | WildfireMitigation¦PlannedWSIPSystemHardening¦¦
24-0104506 | Wildfire Mitigation | Planned - WSIP/System Hardening |  |  | 2024 | Tier 3 | Transformer only |  |  |  | 2564241 | Sus |  | WildfireMitigation¦PlannedWSIPSystemHardening¦¦
24-0103949 | Company Initiated | Planned- maintenance |  |  | 2024 | Tier 3 | Distribution Circuit |  |  |  | 2564076 | Sus |  | CompanyInitiated¦Plannedmaintenance¦¦
24-0103975 | Company Initiated | Planned- maintenance |  |  | 2024 | Tier 2 | Distribution Circuit |  |  |  | 2564276 | Sus |  | CompanyInitiated¦Plannedmaintenance¦¦
24-0109090 | Equipment Failure/Involved | Underground | Transformer (UG) | Failed/Faulted | 2024 | Tier 3 | Distribution Circuit |  |  |  | 2564426 | Sus |  | EquipmentFailureInvolved¦Underground¦Transformer(UG)¦FailedFaulted
24-0109234 | Company Initiated | Planned- capital |  |  | 2024 | Tier 3 | Distribution Circuit |  |  |  | 2564645 | Sus |  | CompanyInitiated¦Plannedcapital¦¦
24-0103991 | Animal | Squirrel | Transformer (OH) | Failed/Faulted | 2024 | Tier 2 | Distribution Circuit |  |  |  | 2564622 | Sus |  | Animal¦Squirrel¦Transformer(OH)¦FailedFaulted
24-0104495 | Wildfire Mitigation | Planned - WSIP/System Hardening |  |  | 2024 | Tier 3 | Distribution Circuit |  |  |  | 2564512 | Sus |  | WildfireMitigation¦PlannedWSIPSystemHardening¦¦
24-0104949 | Wildfire Mitigation | Planned - WSIP/System Hardening |  |  | 2024 | Tier 3 | Distribution Circuit |  |  |  | 2565082 | Sus |  | WildfireMitigation¦PlannedWSIPSystemHardening¦¦
24-0104520 | Company Initiated | Planned- maintenance |  |  | 2024 | Tier 3 | Distribution Circuit |  |  |  | 2565210 | Sus |  | CompanyInitiated¦Plannedmaintenance¦¦
24-0103623 | Company Initiated | Planned- capital |  |  | 2024 | Tier 3 | Distribution Circuit |  |  |  | 2565234 | Sus |  | CompanyInitiated¦Plannedcapital¦¦
24-0103548 | Company Initiated | Planned- capital |  |  | 2024 | Tier 2 | Distribution Circuit |  |  |  | 2565374 | Sus |  | CompanyInitiated¦Plannedcapital¦¦
24-0106513 | Company Initiated | Planned- maintenance |  |  | 2024 | Tier 2 | Distribution Circuit |  |  |  | 2565334 | Sus |  | CompanyInitiated¦Plannedmaintenance¦¦
24-0108595 | Company Initiated | Planned- capital |  |  | 2024 | Tier 3 | Distribution Circuit |  |  |  | 2565369 | Sus |  | CompanyInitiated¦Plannedcapital¦¦
24-0104958 | Wildfire Mitigation | Planned - WSIP/System Hardening |  |  | 2024 | Tier 2 | Transformer only |  |  |  | 2565792 | Sus |  | WildfireMitigation¦PlannedWSIPSystemHardening¦¦
24-0104189 | Company Initiated | Planned- capital |  |  | 2024 | Tier 3 | Distribution Circuit |  |  |  | 2565610 | Sus |  | CompanyInitiated¦Plannedcapital¦¦
24-0109962 | Company Initiated | Improper Construction | Fuse | Burned Open | 2024 | Tier 2 | Distribution Circuit |  |  |  | 2565984 | Sus |  | CompanyInitiated¦ImproperConstruction¦Fuse¦BurnedOpen
24-0109997 | Equipment Failure/Involved | Underground | Connector or Splice (UG) | Failed/Faulted | 2024 | Tier 2 | Distribution Circuit |  |  |  | 2566091 | Sus |  | EquipmentFailureInvolved¦Underground¦ConnectororSplice(UG)¦FailedFaulted
24-0106610 | Company Initiated | Planned- maintenance |  |  | 2024 | Tier 3 | Distribution Circuit |  |  |  | 2566265 | Sus |  | CompanyInitiated¦Plannedmaintenance¦¦
24-0104384 | Company Initiated | Planned- maintenance |  |  | 2024 | Tier 2 | Distribution Circuit |  |  |  | 2566416 | Sus |  | CompanyInitiated¦Plannedmaintenance¦¦
24-0101540 | Company Initiated | Planned- maintenance |  |  | 2024 | Tier 3 | Transformer only |  |  |  | 2566439 | Sus |  | CompanyInitiated¦Plannedmaintenance¦¦
24-0110516 | Animal | Bird found | Conductor- Overhead | Normal | 2024 | Tier 3 | Distribution Circuit |  |  |  | 2566927 | Sus |  | Animal¦Birdfound¦ConductorOverhead¦Normal
24-0106063 | Company Initiated | Planned- maintenance |  |  | 2024 | Tier 2 | Transformer only |  |  |  | 2567696 | Sus |  | CompanyInitiated¦Plannedmaintenance¦¦
24-0104727 | Company Initiated | Planned- capital |  |  | 2024 | Tier 3 | Distribution Circuit |  |  |  | 2567346 | Sus |  | CompanyInitiated¦Plannedcapital¦¦
24-0106075 | Wildfire Mitigation | Planned - WSIP/System Hardening |  |  | 2024 | Tier 3 | Distribution Circuit |  |  |  | 2567593 | Sus |  | WildfireMitigation¦PlannedWSIPSystemHardening¦¦
24-0111151 | Unknown Cause | Patrol - found nothing |  |  | 2024 | Tier 3 | Distribution Circuit |  |  |  | 2568528 | Sus |  | UnknownCause¦Patrolfoundnothing¦¦
24-0106245 | Company Initiated | Planned- maintenance |  |  | 2024 | Tier 3 | Transformer only |  |  |  | 2569386 | Sus |  | CompanyInitiated¦Plannedmaintenance¦¦
24-0106783 | Company Initiated | Planned- maintenance |  |  | 2024 | Tier 2 | Distribution Circuit |  |  |  | 2569277 | Sus |  | CompanyInitiated¦Plannedmaintenance¦¦
24-0105127 | Company Initiated | Planned- maintenance |  |  | 2024 | Tier 3 | Distribution Circuit |  |  |  | 2569421 | Sus |  | CompanyInitiated¦Plannedmaintenance¦¦
24-0098585 | Company Initiated | Planned- maintenance |  |  | 2024 | Tier 3 | Distribution Circuit |  |  |  | 2569445 | Sus |  | CompanyInitiated¦Plannedmaintenance¦¦
24-0099735 | Company Initiated | Planned- capital |  |  | 2024 | Tier 3 | Distribution Circuit |  |  |  | 2569440 | Sus |  | CompanyInitiated¦Plannedcapital¦¦
24-0105614 | Company Initiated | Planned- maintenance |  |  | 2024 | Tier 3 | Distribution Circuit |  |  |  | 2569487 | Sus |  | CompanyInitiated¦Plannedmaintenance¦¦
24-0109666 | Wildfire Mitigation | Planned - WSIP/System Hardening |  |  | 2024 | Tier 3 | Transformer only |  |  |  | 2569567 | Sus |  | WildfireMitigation¦PlannedWSIPSystemHardening¦¦
24-0107238 | Wildfire Mitigation | Planned - WSIP/System Hardening |  |  | 2024 | Tier 2 | Distribution Circuit |  |  |  | 2570365 | Sus |  | WildfireMitigation¦PlannedWSIPSystemHardening¦¦
24-0107741 | Company Initiated | Planned- maintenance |  |  | 2024 | Tier 2 | Distribution Circuit |  |  |  | 2570302 | Sus |  | CompanyInitiated¦Plannedmaintenance¦¦
24-0106315 | Company Initiated | Planned- maintenance |  |  | 2024 | Tier 2 | Distribution Circuit |  |  |  | 2570524 | Sus |  | CompanyInitiated¦Plannedmaintenance¦¦
24-0105275 | Company Initiated | Planned- maintenance |  |  | 2024 | Tier 3 | Distribution Circuit |  |  |  | 2570919 | Sus |  | CompanyInitiated¦Plannedmaintenance¦¦
24-0106618 | Wildfire Mitigation | Planned - WSIP/System Hardening |  |  | 2024 | Tier 3 | Distribution Circuit |  |  |  | 2570789 | Sus |  | WildfireMitigation¦PlannedWSIPSystemHardening¦¦
24-0105545 | Company Initiated | Planned- maintenance |  |  | 2024 | Tier 3 | Transformer only |  |  |  | 2571354 | Sus |  | CompanyInitiated¦Plannedmaintenance¦¦
24-0099337 | Wildfire Mitigation | Planned - WSIP/System Hardening |  |  | 2024 | Tier 2 | Distribution Circuit |  |  |  | 2571417 | Sus |  | WildfireMitigation¦PlannedWSIPSystemHardening¦¦
24-0099809 | Company Initiated | Planned- capital |  |  | 2024 | Tier 2 | Distribution Circuit |  |  |  | 2571447 | Sus |  | CompanyInitiated¦Plannedcapital¦¦
24-0105442 | Company Initiated | Planned- maintenance |  |  | 2024 | Tier 3 | Distribution Circuit |  |  |  | 2571454 | Sus |  | CompanyInitiated¦Plannedmaintenance¦¦
24-0107530 | Company Initiated | Planned- maintenance |  |  | 2024 | Tier 3 | Distribution Circuit |  |  |  | 2571590 | Sus |  | CompanyInitiated¦Plannedmaintenance¦¦
24-0107132 | Company Initiated | Planned- maintenance |  |  | 2024 | Tier 3 | Transformer only |  |  |  | 2571614 | Sus |  | CompanyInitiated¦Plannedmaintenance¦¦
24-0107133 | Company Initiated | Planned- maintenance |  |  | 2024 | Tier 3 | Transformer only |  |  |  | 2571615 | Sus |  | CompanyInitiated¦Plannedmaintenance¦¦
24-0109715 | Company Initiated | Planned- maintenance |  |  | 2024 | Tier 2 | Transformer only |  |  |  | 2571651 | Sus |  | CompanyInitiated¦Plannedmaintenance¦¦
24-0106454 | Company Initiated | Planned- maintenance |  |  | 2024 | Tier 3 | Distribution Circuit |  |  |  | 2572252 | Sus |  | CompanyInitiated¦Plannedmaintenance¦¦
24-0110620 | Wildfire Mitigation | Planned - WSIP/System Hardening |  |  | 2024 | Tier 2 | Transformer only |  |  |  | 2572378 | Sus |  | WildfireMitigation¦PlannedWSIPSystemHardening¦¦
24-0109740 | Company Initiated | Planned- maintenance |  |  | 2024 | Tier 2 | Distribution Circuit |  |  |  | 2572426 | Sus |  | CompanyInitiated¦Plannedmaintenance¦¦
24-0113131 | Unknown Cause | Patrol - found nothing |  |  | 2024 | Tier 2 | Distribution Circuit |  |  |  | 2572620 | Sus |  | UnknownCause¦Patrolfoundnothing¦¦
24-0107375 | Company Initiated | Planned- maintenance |  |  | 2024 | Tier 3 | Distribution Circuit |  |  |  | 2573206 | Sus |  | CompanyInitiated¦Plannedmaintenance¦¦
24-0098924 | Company Initiated | Planned- maintenance |  |  | 2024 | Tier 3 | Distribution Circuit |  |  |  | 2573209 | Sus |  | CompanyInitiated¦Plannedmaintenance¦¦
24-0109852 | Company Initiated | Planned- maintenance |  |  | 2024 | Tier 3 | Distribution Circuit |  |  |  | 2573204 | Sus |  | CompanyInitiated¦Plannedmaintenance¦¦
24-0109760 | Company Initiated | Planned- maintenance |  |  | 2024 | Tier 3 | Distribution Circuit |  |  |  | 2573560 | Sus |  | CompanyInitiated¦Plannedmaintenance¦¦
24-0106796 | Company Initiated | Planned- capital |  |  | 2024 | Tier 3 | Distribution Circuit |  |  |  | 2573340 | Sus |  | CompanyInitiated¦Plannedcapital¦¦
24-0105534 | Company Initiated | Planned- capital |  |  | 2024 | Tier 2 | Distribution Circuit |  |  |  | 2573410 | Sus |  | CompanyInitiated¦Plannedcapital¦¦
24-0104948 | Wildfire Mitigation | Planned - WSIP/System Hardening |  |  | 2024 | Tier 3 | Transformer only |  |  |  | 2573486 | Sus |  | WildfireMitigation¦PlannedWSIPSystemHardening¦¦
24-0109833 | Company Initiated | Planned- maintenance |  |  | 2024 | Tier 2 | Distribution Circuit |  |  |  | 2573863 | Sus |  | CompanyInitiated¦Plannedmaintenance¦¦
24-0106457 | Company Initiated | Planned- capital |  |  | 2024 | Tier 3 | Distribution Circuit |  |  |  | 2573959 | Sus |  | CompanyInitiated¦Plannedcapital¦¦
24-0110868 | Wildfire Mitigation | Planned - WSIP/System Hardening |  |  | 2024 | Tier 2 | Transformer only |  |  |  | 2574016 | Sus |  | WildfireMitigation¦PlannedWSIPSystemHardening¦¦
24-0114122 | Animal | Bird found | Regulator | Normal | 2024 | Tier 3 | Distribution Circuit |  |  |  | 2574514 | Sus |  | Animal¦Birdfound¦Regulator¦Normal
24-0111114 | Company Initiated | Planned- maintenance |  |  | 2024 | Tier 3 | Transformer only |  |  |  | 2574989 | Sus |  | CompanyInitiated¦Plannedmaintenance¦¦
24-0109756 | Company Initiated | Planned- maintenance |  |  | 2024 | Tier 2 | Distribution Circuit |  |  |  | 2574916 | Sus |  | CompanyInitiated¦Plannedmaintenance¦¦
24-0112326 | Company Initiated | Planned- maintenance |  |  | 2024 | Tier 3 | Distribution Circuit |  |  |  | 2574900 | Sus |  | CompanyInitiated¦Plannedmaintenance¦¦
24-0108020 | Company Initiated | Planned- capital |  |  | 2024 | Tier 3 | Distribution Circuit |  |  |  | 2575326 | Sus |  | CompanyInitiated¦Plannedcapital¦¦
24-0114243 | Equipment Failure/Involved | Overhead | Switch (OH) | Broken | 2024 | Tier 3 | Distribution Circuit |  |  |  | 2575333 | Sus |  | EquipmentFailureInvolved¦Overhead¦Switch(OH)¦Broken
24-0110992 | Wildfire Mitigation | Planned - WSIP/System Hardening |  |  | 2024 | Tier 2 | Transformer only |  |  |  | 2576025 | Sus |  | WildfireMitigation¦PlannedWSIPSystemHardening¦¦
24-0111112 | Wildfire Mitigation | Planned - WSIP/System Hardening |  |  | 2024 | Tier 3 | Distribution Circuit |  |  |  | 2576119 | Sus |  | WildfireMitigation¦PlannedWSIPSystemHardening¦¦
24-0109722 | Company Initiated | Planned- maintenance |  |  | 2024 | Tier 3 | Transformer only |  |  |  | 2576152 | Sus |  | CompanyInitiated¦Plannedmaintenance¦¦
24-0110333 | Company Initiated | Planned- maintenance |  |  | 2024 | Tier 3 | Distribution Circuit |  |  |  | 2576190 | Sus |  | CompanyInitiated¦Plannedmaintenance¦¦
24-0110657 | Company Initiated | Planned- maintenance |  |  | 2024 | Tier 2 | Distribution Circuit |  |  |  | 2576202 | Sus |  | CompanyInitiated¦Plannedmaintenance¦¦
24-0110067 | Wildfire Mitigation | Planned - WSIP/System Hardening |  |  | 2024 | Tier 2 | Distribution Circuit |  |  |  | 2576219 | Sus |  | WildfireMitigation¦PlannedWSIPSystemHardening¦¦
24-0110659 | Company Initiated | Planned- maintenance |  |  | 2024 | Tier 2 | Transformer only |  |  |  | 2576237 | Sus |  | CompanyInitiated¦Plannedmaintenance¦¦
24-0110989 | Wildfire Mitigation | Planned - WSIP/System Hardening |  |  | 2024 | Tier 3 | Transformer only |  |  |  | 2576345 | Sus |  | WildfireMitigation¦PlannedWSIPSystemHardening¦¦
24-0108568 | Wildfire Mitigation | Planned - WSIP/System Hardening |  |  | 2024 | Tier 3 | Transformer only |  |  |  | 2576375 | Sus |  | WildfireMitigation¦PlannedWSIPSystemHardening¦¦
24-0114893 | Company Initiated | Coordination failure | Recloser | Normal | 2024 | Tier 3 | Distribution Circuit |  |  |  | 2576381 | Sus |  | CompanyInitiated¦Coordinationfailure¦Recloser¦Normal
24-0114955 | 3rd Party | Vehicle | Conductor- Overhead | Normal | 2024 | Tier 2 | Distribution Circuit |  |  |  | 2576388 | Sus |  | 3rdParty¦Vehicle¦ConductorOverhead¦Normal
24-0114938 | Company Initiated | Personnel- company | Fuse | Normal | 2024 | Tier 3 | Distribution Circuit |  |  |  | 2576474 | Sus |  | CompanyInitiated¦Personnelcompany¦Fuse¦Normal
24-0107996 | Company Initiated | Planned- maintenance |  |  | 2024 | Tier 2 | Distribution Circuit |  |  |  | 2577040 | Sus |  | CompanyInitiated¦Plannedmaintenance¦¦
24-0108035 | Company Initiated | Planned- maintenance |  |  | 2024 | Tier 2 | Distribution Circuit |  |  |  | 2577075 | Sus |  | CompanyInitiated¦Plannedmaintenance¦¦
24-0103026 | Company Initiated | Planned- maintenance |  |  | 2024 | Tier 2 | Distribution Circuit |  |  |  | 2577133 | Sus |  | CompanyInitiated¦Plannedmaintenance¦¦
24-0110486 | Company Initiated | Planned- maintenance |  |  | 2024 | Tier 3 | Distribution Circuit |  |  |  | 2577183 | Sus |  | CompanyInitiated¦Plannedmaintenance¦¦
24-0115601 | Equipment Failure/Involved | Overhead | Crossarm- Wood | Broken | 2024 | Tier 3 | Distribution Circuit |  |  |  | 2577623 | Sus |  | EquipmentFailureInvolved¦Overhead¦CrossarmWood¦Broken
24-0115667 | Equipment Failure/Involved | Overhead | Transformer (OH) | Leaking | 2024 | Tier 3 | Transformer only |  |  |  | 2577706 | Sus |  | EquipmentFailureInvolved¦Overhead¦Transformer(OH)¦Leaking
24-0115683 | Equipment Failure/Involved | Overhead | Transformer (OH) | Leaking | 2024 | Tier 3 | Transformer only |  |  |  | 2577738 | Sus |  | EquipmentFailureInvolved¦Overhead¦Transformer(OH)¦Leaking
24-0115714 | Unknown Cause | Patrol - found nothing |  |  | 2024 | Tier 3 | Transformer only |  |  |  | 2577827 | Sus |  | UnknownCause¦Patrolfoundnothing¦¦
24-0115737 | Vegetation | Tree - branch fell on line | Transformer (OH) | Failed/Faulted | 2024 | Tier 3 | Transformer only |  |  |  | 2577860 | Sus |  | Vegetation¦Treebranchfellonline¦Transformer(OH)¦FailedFaulted
24-0091978 | Company Initiated | Planned- capital |  |  | 2024 | Tier 2 | Distribution Circuit |  |  |  | 2577890 | Sus |  | CompanyInitiated¦Plannedcapital¦¦
24-0112648 | Company Initiated | Planned- maintenance |  |  | 2024 | Tier 3 | Distribution Circuit |  |  |  | 2577999 | Sus |  | CompanyInitiated¦Plannedmaintenance¦¦
24-0112655 | Company Initiated | Planned- maintenance |  |  | 2024 | Tier 2 | Transformer only |  |  |  | 2578112 | Sus |  | CompanyInitiated¦Plannedmaintenance¦¦
24-0110327 | Company Initiated | Planned- maintenance |  |  | 2024 | Tier 2 | Distribution Circuit |  |  |  | 2578125 | Sus |  | CompanyInitiated¦Plannedmaintenance¦¦
24-0091978 | Company Initiated | Planned- capital |  |  | 2024 | Tier 2 | Distribution Circuit |  |  |  | 2578687 | Sus |  | CompanyInitiated¦Plannedcapital¦¦
24-0116295 | Unknown Cause | Patrol - found nothing |  |  | 2024 | Tier 2 | Distribution Circuit |  |  |  | 2578869 | Sus |  | UnknownCause¦Patrolfoundnothing¦¦
24-0111107 | Company Initiated | Planned- capital | Transformer | Normal | 2024 | Tier 3 | Transformer only |  |  |  | 2579147 | Sus |  | CompanyInitiated¦Plannedcapital¦Transformer¦Normal
24-0111592 | Wildfire Mitigation | Planned - WSIP/System Hardening |  |  | 2024 | Tier 2 | Distribution Circuit |  |  |  | 2579166 | Sus |  | WildfireMitigation¦PlannedWSIPSystemHardening¦¦
24-0111116 | Company Initiated | Planned- maintenance |  |  | 2024 | Tier 3 | Distribution Circuit |  |  |  | 2579287 | Sus |  | CompanyInitiated¦Plannedmaintenance¦¦
24-0116643 | Unknown Cause | Patrol - found nothing |  |  | 2024 | Tier 3 | Distribution Circuit |  |  |  | 2579420 | Sus |  | UnknownCause¦Patrolfoundnothing¦¦
24-0116788 | Company Initiated | Personnel- company | Fuse | Normal | 2024 | Tier 3 | Distribution Circuit |  |  |  | 2579596 | Sus |  | CompanyInitiated¦Personnelcompany¦Fuse¦Normal
24-0116833 | Equipment Failure/Involved | Overhead | Transformer (OH) | Leaking | 2024 | Tier 3 | Transformer only |  |  |  | 2579707 | Sus |  | EquipmentFailureInvolved¦Overhead¦Transformer(OH)¦Leaking
24-0111110 | Wildfire Mitigation | Planned - WSIP/System Hardening |  |  | 2024 | Tier 2 | Distribution Circuit |  |  |  | 2579980 | Sus |  | WildfireMitigation¦PlannedWSIPSystemHardening¦¦
24-0111287 | Company Initiated | Planned- maintenance |  |  | 2024 | Tier 2 | Distribution Circuit |  |  |  | 2580238 | Sus |  | CompanyInitiated¦Plannedmaintenance¦¦
24-0108752 | Wildfire Mitigation | Planned - WSIP/System Hardening |  |  | 2024 | Tier 3 | Transformer only |  |  |  | 2581143 | Sus |  | WildfireMitigation¦PlannedWSIPSystemHardening¦¦
24-0117540 | Equipment Failure/Involved | Overhead | Transformer (OH) | Leaking | 2024 | Tier 3 | Transformer only |  |  |  | 2581760 | Sus |  | EquipmentFailureInvolved¦Overhead¦Transformer(OH)¦Leaking
24-0117608 | Unknown Cause | Patrol - found nothing |  |  | 2024 | Tier 2 | Distribution Circuit |  |  |  | 2581931 | Sus |  | UnknownCause¦Patrolfoundnothing¦¦
24-0110711 | Company Initiated | Planned- maintenance |  |  | 2024 | Tier 3 | Distribution Circuit |  |  |  | 2582015 | Sus |  | CompanyInitiated¦Plannedmaintenance¦¦
24-0108243 | Company Initiated | Planned- maintenance |  |  | 2024 | Tier 3 | Distribution Circuit |  |  |  | 2582107 | Sus |  | CompanyInitiated¦Plannedmaintenance¦¦
24-0108258 | Company Initiated | Planned- capital |  |  | 2024 | Tier 3 | Distribution Circuit |  |  |  | 2582195 | Sus |  | CompanyInitiated¦Plannedcapital¦¦
24-0118183 | Animal | Squirrel | Transformer (OH) | Normal | 2024 | Tier 2 | Distribution Circuit |  |  |  | 2583129 | Sus |  | Animal¦Squirrel¦Transformer(OH)¦Normal
24-0110553 | Company Initiated | Planned- maintenance |  |  | 2024 | Tier 3 | Transformer only |  |  |  | 2583148 | Sus |  | CompanyInitiated¦Plannedmaintenance¦¦
24-0113506 | Company Initiated | Planned- maintenance |  |  | 2024 | Tier 3 | Distribution Circuit |  |  |  | 2583209 | Sus |  | CompanyInitiated¦Plannedmaintenance¦¦
24-0115494 | Company Initiated | Planned- maintenance |  |  | 2024 | Tier 2 | Transformer only |  |  |  | 2583233 | Sus |  | CompanyInitiated¦Plannedmaintenance¦¦
24-0118265 | Vegetation | Tree - fell into line | Anchor or Guy | Normal | 2024 | Tier 3 | Distribution Circuit |  |  |  | 2583242 | Sus |  | Vegetation¦Treefellintoline¦AnchororGuy¦Normal
24-0118491 | Equipment Failure/Involved | Overhead | Transformer (OH) | Failed/Faulted | 2024 | Tier 3 | Transformer only |  |  |  | 2583485 | Sus |  | EquipmentFailureInvolved¦Overhead¦Transformer(OH)¦FailedFaulted
24-0108063 | Company Initiated | Planned- capital |  |  | 2024 | Tier 2 | Distribution Circuit |  |  |  | 2583933 | Sus |  | CompanyInitiated¦Plannedcapital¦¦
24-0118616 | Company Initiated | Personnel- company | Recloser | Normal | 2024 | Tier 3 | Distribution Circuit |  |  |  | 2584052 | Sus |  | CompanyInitiated¦Personnelcompany¦Recloser¦Normal
24-0118644 | Unknown Cause | Patrol - found nothing |  |  | 2024 | Tier 3 | Distribution Circuit |  |  |  | 2584116 | Sus |  | UnknownCause¦Patrolfoundnothing¦¦
24-0112866 | Company Initiated | Planned- maintenance |  |  | 2024 | Tier 3 | Distribution Circuit |  |  |  | 2584380 | Sus |  | CompanyInitiated¦Plannedmaintenance¦¦
24-0116715 | Company Initiated | Planned- maintenance |  |  | 2024 | Tier 3 | Transformer only |  |  |  | 2584674 | Sus |  | CompanyInitiated¦Plannedmaintenance¦¦
24-0119213 | Unknown Cause | Patrol - found nothing |  |  | 2024 | Tier 2 | Distribution Circuit |  |  |  | 2585160 | Sus |  | UnknownCause¦Patrolfoundnothing¦¦
24-0119248 | Unknown Cause | Patrol - found nothing |  |  | 2024 | Tier 2 | Distribution Circuit |  |  |  | 2585258 | Sus |  | UnknownCause¦Patrolfoundnothing¦¦
24-0113745 | Wildfire Mitigation | Planned - WSIP/System Hardening |  |  | 2024 | Tier 2 | Transformer only |  |  |  | 2585527 | Sus |  | WildfireMitigation¦PlannedWSIPSystemHardening¦¦
24-0113794 | Company Initiated | Planned- maintenance |  |  | 2024 | Tier 3 | Distribution Circuit |  |  |  | 2585566 | Sus |  | CompanyInitiated¦Plannedmaintenance¦¦
24-0113718 | Company Initiated | Planned- maintenance |  |  | 2024 | Tier 2 | Distribution Circuit |  |  |  | 2585519 | Sus |  | CompanyInitiated¦Plannedmaintenance¦¦
24-0115301 | Wildfire Mitigation | Planned - WSIP/System Hardening |  |  | 2024 | Tier 3 | Distribution Circuit |  |  |  | 2585898 | Sus |  | WildfireMitigation¦PlannedWSIPSystemHardening¦¦
24-0112982 | Company Initiated | Planned- capital |  |  | 2024 | Tier 2 | Distribution Circuit |  |  |  | 2586665 | Sus |  | CompanyInitiated¦Plannedcapital¦¦
24-0114073 | Company Initiated | Planned- capital |  |  | 2024 | Tier 3 | Distribution Circuit |  |  |  | 2586686 | Sus |  | CompanyInitiated¦Plannedcapital¦¦
24-0115573 | Company Initiated | Planned- maintenance |  |  | 2024 | Tier 2 | Distribution Circuit |  |  |  | 2588062 | Sus |  | CompanyInitiated¦Plannedmaintenance¦¦
24-0113141 | Company Initiated | Planned- maintenance |  |  | 2024 | Tier 3 | Transformer only |  |  |  | 2588161 | Sus |  | CompanyInitiated¦Plannedmaintenance¦¦
24-0114559 | Wildfire Mitigation | Planned - WSIP/System Hardening |  |  | 2024 | Tier 2 | Distribution Circuit |  |  |  | 2588295 | Sus |  | WildfireMitigation¦PlannedWSIPSystemHardening¦¦
24-0120436 | Company Initiated | Coordination failure | Recloser | Normal | 2024 | Tier 3 | Distribution Circuit |  |  |  | 2588916 | Sus |  | CompanyInitiated¦Coordinationfailure¦Recloser¦Normal
24-0116742 | Company Initiated | Planned- maintenance |  |  | 2024 | Tier 3 | Distribution Circuit |  |  |  | 2589287 | Sus |  | CompanyInitiated¦Plannedmaintenance¦¦
24-0115977 | Company Initiated | Planned- maintenance |  |  | 2024 | Tier 3 | Transformer only |  |  |  | 2589393 | Sus |  | CompanyInitiated¦Plannedmaintenance¦¦
24-0115195 | Company Initiated | Planned- maintenance |  |  | 2024 | Tier 2 | Transformer only |  |  |  | 2589421 | Sus |  | CompanyInitiated¦Plannedmaintenance¦¦
24-0115578 | Wildfire Mitigation | Planned - WSIP/System Hardening |  |  | 2024 | Tier 2 | Transformer only |  |  |  | 2589460 | Sus |  | WildfireMitigation¦PlannedWSIPSystemHardening¦¦
24-0116016 | Company Initiated | Planned- maintenance |  |  | 2024 | Tier 2 | Distribution Circuit |  |  |  | 2590241 | Sus |  | CompanyInitiated¦Plannedmaintenance¦¦
24-0115998 | Wildfire Mitigation | Planned - WSIP/System Hardening |  |  | 2024 | Tier 2 | Distribution Circuit |  |  |  | 2590247 | Sus |  | WildfireMitigation¦PlannedWSIPSystemHardening¦¦
24-0116730 | Wildfire Mitigation | Planned - WSIP/System Hardening |  |  | 2024 | Tier 3 | Transformer only |  |  |  | 2590377 | Sus |  | WildfireMitigation¦PlannedWSIPSystemHardening¦¦
24-0116491 | Company Initiated | Planned- maintenance |  |  | 2024 | Tier 2 | Transformer only |  |  |  | 2590466 | Sus |  | CompanyInitiated¦Plannedmaintenance¦¦
24-0116477 | Company Initiated | Planned- maintenance |  |  | 2024 | Tier 2 | Distribution Circuit |  |  |  | 2590460 | Sus |  | CompanyInitiated¦Plannedmaintenance¦¦
24-0115561 | Wildfire Mitigation | Planned - WSIP/System Hardening |  |  | 2024 | Tier 3 | Distribution Circuit |  |  |  | 2590576 | Sus |  | WildfireMitigation¦PlannedWSIPSystemHardening¦¦
24-0121269 | 3rd Party | Tree - cutting- 3rd party | Conductor- Overhead | Normal | 2024 | Tier 3 | Distribution Circuit |  |  |  | 2590591 | Sus |  | 3rdParty¦Treecutting3rdparty¦ConductorOverhead¦Normal
24-0121292 | Vegetation | Tree - branch fell on line | Conductor- Overhead | Normal | 2024 | Tier 3 | Transformer only |  |  |  | 2590625 | Sus |  | Vegetation¦Treebranchfellonline¦ConductorOverhead¦Normal
24-0115571 | Company Initiated | Planned- capital |  |  | 2024 | Tier 2 | Distribution Circuit |  |  |  | 2590644 | Sus |  | CompanyInitiated¦Plannedcapital¦¦
24-0116737 | Wildfire Mitigation | Planned - WSIP/System Hardening |  |  | 2024 | Tier 2 | Transformer only |  |  |  | 2590733 | Sus |  | WildfireMitigation¦PlannedWSIPSystemHardening¦¦
24-0115622 | Wildfire Mitigation | Planned - WSIP/System Hardening |  |  | 2024 | Tier 2 | Distribution Circuit |  |  |  | 2590724 | Sus |  | WildfireMitigation¦PlannedWSIPSystemHardening¦¦
24-0117993 | Company Initiated | Planned- maintenance |  |  | 2024 | Tier 3 | Distribution Circuit |  |  |  | 2590803 | Sus |  | CompanyInitiated¦Plannedmaintenance¦¦
24-0116750 | Company Initiated | Planned- maintenance |  |  | 2024 | Tier 3 | Transformer only |  |  |  | 2591309 | Sus |  | CompanyInitiated¦Plannedmaintenance¦¦
24-0119649 | Company Initiated | Planned- capital |  |  | 2024 | Tier 3 | Distribution Circuit |  |  |  | 2591404 | Sus |  | CompanyInitiated¦Plannedcapital¦¦
24-0116169 | Company Initiated | Planned- maintenance |  |  | 2024 | Tier 3 | Transformer only |  |  |  | 2591393 | Sus |  | CompanyInitiated¦Plannedmaintenance¦¦
24-0117498 | Wildfire Mitigation | Planned - WSIP/System Hardening |  |  | 2024 | Tier 3 | Transformer only |  |  |  | 2591395 | Sus |  | WildfireMitigation¦PlannedWSIPSystemHardening¦¦
24-0117282 | Company Initiated | Planned- maintenance |  |  | 2024 | Tier 3 | Distribution Circuit |  |  |  | 2591407 | Sus |  | CompanyInitiated¦Plannedmaintenance¦¦
24-0115901 | Company Initiated | Planned- capital |  |  | 2024 | Tier 2 | Distribution Circuit |  |  |  | 2591482 | Sus |  | CompanyInitiated¦Plannedcapital¦¦
24-0115901 | Company Initiated | Planned- capital |  |  | 2024 | Tier 2 | Distribution Circuit |  |  |  | 2591495 | Sus |  | CompanyInitiated¦Plannedcapital¦¦
24-0117510 | Wildfire Mitigation | Planned - WSIP/System Hardening |  |  | 2024 | Tier 3 | Transformer only |  |  |  | 2591500 | Sus |  | WildfireMitigation¦PlannedWSIPSystemHardening¦¦
24-0117531 | Wildfire Mitigation | Planned - WSIP/System Hardening |  |  | 2024 | Tier 3 | Transformer only |  |  |  | 2591540 | Sus |  | WildfireMitigation¦PlannedWSIPSystemHardening¦¦
24-0115805 | Wildfire Mitigation | Planned - WSIP/System Hardening |  |  | 2024 | Tier 2 | Transformer only |  |  |  | 2591574 | Sus |  | WildfireMitigation¦PlannedWSIPSystemHardening¦¦
24-0116729 | Wildfire Mitigation | Planned - WSIP/System Hardening |  |  | 2024 | Tier 2 | Transformer only |  |  |  | 2591669 | Sus |  | WildfireMitigation¦PlannedWSIPSystemHardening¦¦
24-0115901 | Company Initiated | Planned- capital |  |  | 2024 | Tier 2 | Distribution Circuit |  |  |  | 2591787 | Sus |  | CompanyInitiated¦Plannedcapital¦¦
24-0116762 | Wildfire Mitigation | Planned - WSIP/System Hardening |  |  | 2024 | Tier 2 | Distribution Circuit |  |  |  | 2592019 | Sus |  | WildfireMitigation¦PlannedWSIPSystemHardening¦¦
24-0122238 | Equipment Failure/Involved | Overhead | Transformer (OH) | Failed/Faulted | 2024 | Tier 2 | Transformer only |  |  |  | 2592088 | Sus |  | EquipmentFailureInvolved¦Overhead¦Transformer(OH)¦FailedFaulted
24-0116209 | Company Initiated | Planned- maintenance |  |  | 2024 | Tier 3 | Transformer only |  |  |  | 2592116 | Sus |  | CompanyInitiated¦Plannedmaintenance¦¦
24-0122474 | 3rd Party | Vehicle | Pole-Wood | Broken | 2024 | Tier 2 | Distribution Circuit |  |  |  | 2592647 | Sus |  | 3rdParty¦Vehicle¦PoleWood¦Broken
24-0122495 | Unknown Cause | Patrol - found nothing |  |  | 2024 | Tier 2 | Distribution Circuit |  |  |  | 2592721 | Sus |  | UnknownCause¦Patrolfoundnothing¦¦
24-0115492 | Company Initiated | Planned- capital |  |  | 2024 | Tier 3 | Distribution Circuit |  |  |  | 2592769 | Sus |  | CompanyInitiated¦Plannedcapital¦¦
24-0119388 | Wildfire Mitigation | Planned - WSIP/System Hardening |  |  | 2024 | Tier 2 | Distribution Circuit |  |  |  | 2592809 | Sus |  | WildfireMitigation¦PlannedWSIPSystemHardening¦¦
24-0118326 | Company Initiated | Planned- maintenance |  |  | 2024 | Tier 3 | Distribution Circuit |  |  |  | 2593919 | Sus |  | CompanyInitiated¦Plannedmaintenance¦¦
24-0118353 | Company Initiated | Planned- maintenance |  |  | 2024 | Tier 3 | Distribution Circuit |  |  |  | 2593921 | Sus |  | CompanyInitiated¦Plannedmaintenance¦¦
24-0117206 | Company Initiated | Planned- maintenance |  |  | 2024 | Tier 3 | Transformer only |  |  |  | 2593937 | Sus |  | CompanyInitiated¦Plannedmaintenance¦¦
24-0115054 | Company Initiated | Planned- capital |  |  | 2024 | Tier 2 | Distribution Circuit |  |  |  | 2594048 | Sus |  | CompanyInitiated¦Plannedcapital¦¦
24-0117808 | Company Initiated | Planned- maintenance |  |  | 2024 | Tier 2 | Distribution Circuit |  |  |  | 2594038 | Sus |  | CompanyInitiated¦Plannedmaintenance¦¦
24-0117288 | Company Initiated | Planned- maintenance |  |  | 2024 | Tier 2 | Transformer only |  |  |  | 2594061 | Sus |  | CompanyInitiated¦Plannedmaintenance¦¦
24-0119333 | Wildfire Mitigation | Planned - WSIP/System Hardening |  |  | 2024 | Tier 2 | Transformer only |  |  |  | 2594108 | Sus |  | WildfireMitigation¦PlannedWSIPSystemHardening¦¦
24-0122721 | Equipment Failure/Involved | Overhead | Conductor- Overhead | Normal | 2024 | Tier 3 | Distribution Circuit |  |  |  | 2594116 | Sus |  | EquipmentFailureInvolved¦Overhead¦ConductorOverhead¦Normal
24-0116411 | Company Initiated | Planned- maintenance |  |  | 2024 | Tier 3 | Transformer only |  |  |  | 2594229 | Sus |  | CompanyInitiated¦Plannedmaintenance¦¦
24-0122798 | Equipment Failure/Involved | Overhead | Pole-Wood | Deteriorated | 2024 | Tier 2 | Distribution Circuit |  |  |  | 2594023 | Sus |  | EquipmentFailureInvolved¦Overhead¦PoleWood¦Deteriorated
24-0123218 | Animal | Bird found | Conductor- Overhead | Normal | 2024 | Tier 2 | Distribution Circuit |  |  |  | 2594773 | Sus |  | Animal¦Birdfound¦ConductorOverhead¦Normal
24-0117230 | Company Initiated | Planned- maintenance |  |  | 2024 | Tier 2 | Distribution Circuit |  |  |  | 2594975 | Sus |  | CompanyInitiated¦Plannedmaintenance¦¦
24-0118291 | Company Initiated | Planned- maintenance |  |  | 2024 | Tier 2 | Distribution Circuit |  |  |  | 2594921 | Sus |  | CompanyInitiated¦Plannedmaintenance¦¦
24-0118218 | Wildfire Mitigation | Planned - WSIP/System Hardening |  |  | 2024 | Tier 3 | Transformer only |  |  |  | 2595047 | Sus |  | WildfireMitigation¦PlannedWSIPSystemHardening¦¦
24-0117213 | Wildfire Mitigation | Planned - WSIP/System Hardening |  |  | 2024 | Tier 2 | Distribution Circuit |  |  |  | 2595050 | Sus |  | WildfireMitigation¦PlannedWSIPSystemHardening¦¦
24-0118793 | Company Initiated | Planned- maintenance |  |  | 2024 | Tier 2 | Distribution Circuit |  |  |  | 2595038 | Sus |  | CompanyInitiated¦Plannedmaintenance¦¦
24-0119356 | Wildfire Mitigation | Planned - WSIP/System Hardening |  |  | 2024 | Tier 2 | Transformer only |  |  |  | 2595130 | Sus |  | WildfireMitigation¦PlannedWSIPSystemHardening¦¦
24-0118225 | Wildfire Mitigation | Planned - WSIP/System Hardening |  |  | 2024 | Tier 3 | Distribution Circuit |  |  |  | 2595147 | Sus |  | WildfireMitigation¦PlannedWSIPSystemHardening¦¦
24-0117186 | Company Initiated | Planned- capital |  |  | 2024 | Tier 2 | Distribution Circuit |  |  |  | 2595307 | Sus |  | CompanyInitiated¦Plannedcapital¦¦
24-0123354 | Equipment Failure/Involved | Overhead | Pole-Wood | Deteriorated | 2024 | Tier 3 | Distribution Circuit |  |  |  | 2595363 | Sus |  | EquipmentFailureInvolved¦Overhead¦PoleWood¦Deteriorated
24-0118321 | Equipment Failure/Involved | Overhead | Cutout- fuse holder | Normal | 2024 | Tier 3 | Distribution Circuit |  |  |  | 2595578 | Sus |  | EquipmentFailureInvolved¦Overhead¦Cutoutfuseholder¦Normal
24-0117893 | Company Initiated | Planned- maintenance |  |  | 2024 | Tier 3 | Distribution Circuit |  |  |  | 2595961 | Sus |  | CompanyInitiated¦Plannedmaintenance¦¦
24-0117239 | Company Initiated | Planned- maintenance |  |  | 2024 | Tier 3 | Transformer only |  |  |  | 2596004 | Sus |  | CompanyInitiated¦Plannedmaintenance¦¦
24-0124481 | Unknown Cause | Patrol - found nothing |  |  | 2024 | Tier 3 | Distribution Circuit |  |  |  | 2596910 | Sus |  | UnknownCause¦Patrolfoundnothing¦¦
24-0124490 | Equipment Failure/Involved | Overhead | Transformer | Broken | 2024 | Tier 2 | Transformer only |  |  |  | 2596986 | Sus |  | EquipmentFailureInvolved¦Overhead¦Transformer¦Broken
24-0117919 | Wildfire Mitigation | Planned - WSIP/System Hardening |  |  | 2024 | Tier 2 | Transformer only |  |  |  | 2598370 | Sus |  | WildfireMitigation¦PlannedWSIPSystemHardening¦¦
24-0125498 | Unknown Cause | Patrol - found nothing |  |  | 2024 | Tier 3 | Distribution Circuit |  |  |  | 2599666 | Sus |  | UnknownCause¦Patrolfoundnothing¦¦
24-0125559 | Animal | Squirrel | Fuse | Burned Open | 2024 | Tier 2 | Distribution Circuit |  |  |  | 2599859 | Sus |  | Animal¦Squirrel¦Fuse¦BurnedOpen
24-0111957 | Company Initiated | Planned- capital |  |  | 2024 | Tier 2 | Distribution Circuit |  |  |  | 2600107 | Sus |  | CompanyInitiated¦Plannedcapital¦¦
24-0121834 | Wildfire Mitigation | Planned - WSIP/System Hardening |  |  | 2024 | Tier 3 | Distribution Circuit |  |  |  | 2600030 | Sus |  | WildfireMitigation¦PlannedWSIPSystemHardening¦¦
24-0117269 | Company Initiated | Planned- maintenance |  |  | 2024 | Tier 3 | Transformer only |  |  |  | 2600146 | Sus |  | CompanyInitiated¦Plannedmaintenance¦¦
24-0119607 | Wildfire Mitigation | Planned - WSIP/System Hardening |  |  | 2024 | Tier 2 | Distribution Circuit |  |  |  | 2600153 | Sus |  | WildfireMitigation¦PlannedWSIPSystemHardening¦¦
24-0122369 | Company Initiated | Planned- maintenance |  |  | 2024 | Tier 2 | Distribution Circuit |  |  |  | 2600873 | Sus |  | CompanyInitiated¦Plannedmaintenance¦¦
24-0120489 | Company Initiated | Planned- capital |  |  | 2024 | Tier 2 | Distribution Circuit |  |  |  | 2601014 | Sus |  | CompanyInitiated¦Plannedcapital¦¦
24-0120187 | Company Initiated | Planned- maintenance |  |  | 2024 | Tier 2 | Distribution Circuit |  |  |  | 2601027 | Sus |  | CompanyInitiated¦Plannedmaintenance¦¦
24-0120133 | Wildfire Mitigation | Planned - WSIP/System Hardening |  |  | 2024 | Tier 2 | Distribution Circuit |  |  |  | 2601239 | Sus |  | WildfireMitigation¦PlannedWSIPSystemHardening¦¦
24-0120184 | Wildfire Mitigation | Planned - WSIP/System Hardening |  |  | 2024 | Tier 2 | Distribution Circuit |  |  |  | 2601232 | Sus |  | WildfireMitigation¦PlannedWSIPSystemHardening¦¦
24-0122380 | Company Initiated | Planned- maintenance |  |  | 2024 | Tier 3 | Transformer only |  |  |  | 2601993 | Sus |  | CompanyInitiated¦Plannedmaintenance¦¦
24-0121685 | Company Initiated | Planned- maintenance |  |  | 2024 | Tier 2 | Distribution Circuit |  |  |  | 2602108 | Sus |  | CompanyInitiated¦Plannedmaintenance¦¦
24-0120628 | Wildfire Mitigation | Planned - WSIP/System Hardening |  |  | 2024 | Tier 2 | Distribution Circuit |  |  |  | 2602198 | Sus |  | WildfireMitigation¦PlannedWSIPSystemHardening¦¦
24-0122924 | Company Initiated | Planned- maintenance |  |  | 2024 | Tier 2 | Transformer only |  |  |  | 2602977 | Sus |  | CompanyInitiated¦Plannedmaintenance¦¦
24-0122936 | Wildfire Mitigation | Planned - WSIP/System Hardening |  |  | 2024 | Tier 3 | Transformer only |  |  |  | 2603789 | Sus |  | WildfireMitigation¦PlannedWSIPSystemHardening¦¦
24-0122570 | Wildfire Mitigation | Planned - WSIP/System Hardening |  |  | 2024 | Tier 2 | Distribution Circuit |  |  |  | 2603534 | Sus |  | WildfireMitigation¦PlannedWSIPSystemHardening¦¦
24-0122957 | Wildfire Mitigation | Planned - WSIP/System Hardening |  |  | 2024 | Tier 2 | Distribution Circuit |  |  |  | 2603548 | Sus |  | WildfireMitigation¦PlannedWSIPSystemHardening¦¦
24-0121027 | Company Initiated | Planned- maintenance |  |  | 2024 | Tier 3 | Distribution Circuit |  |  |  | 2603667 | Sus |  | CompanyInitiated¦Plannedmaintenance¦¦
24-0122575 | Company Initiated | Planned- maintenance |  |  | 2024 | Tier 2 | Distribution Circuit |  |  |  | 2603676 | Sus |  | CompanyInitiated¦Plannedmaintenance¦¦
24-0120050 | Wildfire Mitigation | Planned - WSIP/System Hardening |  |  | 2024 | Tier 2 | Distribution Circuit |  |  |  | 2603687 | Sus |  | WildfireMitigation¦PlannedWSIPSystemHardening¦¦
24-0127777 | Company Initiated | Personnel- company | Recloser | Normal | 2024 | Tier 2 | Distribution Circuit |  |  |  | 2603761 | Sus |  | CompanyInitiated¦Personnelcompany¦Recloser¦Normal
24-0120068 | Wildfire Mitigation | Planned - WSIP/System Hardening |  |  | 2024 | Tier 2 | Distribution Circuit |  |  |  | 2603866 | Sus |  | WildfireMitigation¦PlannedWSIPSystemHardening¦¦
24-0128342 | Equipment Failure/Involved | Underground | Transformer (UG) | Leaking | 2024 | Tier 2 | Distribution Circuit |  |  |  | 2605609 | Sus |  | EquipmentFailureInvolved¦Underground¦Transformer(UG)¦Leaking
24-0125924 | Company Initiated | Planned- capital |  |  | 2024 | Tier 2 | Distribution Circuit |  |  |  | 2605952 | Sus |  | CompanyInitiated¦Plannedcapital¦¦
24-0124450 | Company Initiated | Planned- maintenance |  |  | 2024 | Tier 2 | Transformer only |  |  |  | 2606006 | Sus |  | CompanyInitiated¦Plannedmaintenance¦¦
24-0124083 | Company Initiated | Planned- maintenance |  |  | 2024 | Tier 2 | Distribution Circuit |  |  |  | 2607060 | Sus |  | CompanyInitiated¦Plannedmaintenance¦¦
24-0113856 | Company Initiated | Planned- capital |  |  | 2024 | Tier 2 | Distribution Circuit |  |  |  | 2607160 | Sus |  | CompanyInitiated¦Plannedcapital¦¦
24-0123311 | Wildfire Mitigation | Planned - WSIP/System Hardening |  |  | 2024 | Tier 3 | Distribution Circuit |  |  |  | 2607202 | Sus |  | WildfireMitigation¦PlannedWSIPSystemHardening¦¦
24-0123501 | Wildfire Mitigation | Planned - WSIP/System Hardening |  |  | 2024 | Tier 3 | Distribution Circuit |  |  |  | 2607929 | Sus |  | WildfireMitigation¦PlannedWSIPSystemHardening¦¦
24-0124319 | Company Initiated | Planned- capital |  |  | 2024 | Tier 3 | Distribution Circuit |  |  |  | 2609225 | Sus |  | CompanyInitiated¦Plannedcapital¦¦
24-0125325 | Wildfire Mitigation | Planned - WSIP/System Hardening |  |  | 2024 | Tier 2 | Transformer only |  |  |  | 2609255 | Sus |  | WildfireMitigation¦PlannedWSIPSystemHardening¦¦
24-0122553 | Company Initiated | Planned- maintenance |  |  | 2024 | Tier 3 | Transformer only |  |  |  | 2609300 | Sus |  | CompanyInitiated¦Plannedmaintenance¦¦
24-0123487 | Company Initiated | Planned- maintenance |  |  | 2024 | Tier 3 | Distribution Circuit |  |  |  | 2609461 | Sus |  | CompanyInitiated¦Plannedmaintenance¦¦
24-0125326 | Wildfire Mitigation | Planned - WSIP/System Hardening |  |  | 2024 | Tier 2 | Transformer only |  |  |  | 2609483 | Sus |  | WildfireMitigation¦PlannedWSIPSystemHardening¦¦
24-0124531 | Wildfire Mitigation | Planned - WSIP/System Hardening |  |  | 2024 | Tier 3 | Transformer only |  |  |  | 2610085 | Sus |  | WildfireMitigation¦PlannedWSIPSystemHardening¦¦
24-0117974 | Company Initiated | Planned- capital |  |  | 2024 | Tier 3 | Distribution Circuit |  |  |  | 2610189 | Sus |  | CompanyInitiated¦Plannedcapital¦¦
24-0130898 | Equipment Failure/Involved | Underground | Conductor- Underground | Burned/flashed | 2024 | Tier 2 | Distribution Circuit |  |  |  | 2611536 | Sus |  | EquipmentFailureInvolved¦Underground¦ConductorUnderground¦Burnedflashed
24-0131117 | Unknown Cause | Patrol - found nothing |  |  | 2024 | Tier 3 | Distribution Circuit |  |  |  | 2612399 | Sus |  | UnknownCause¦Patrolfoundnothing¦¦
24-0131237 | Unknown Cause | Patrol - found nothing |  |  | 2024 | Tier 3 | Distribution Circuit |  |  |  | 2612909 | Sus |  | UnknownCause¦Patrolfoundnothing¦¦
24-0131238 | Unknown Cause | Patrol - found nothing |  |  | 2024 | Tier 2 | Distribution Circuit |  |  |  | 2612913 | Sus |  | UnknownCause¦Patrolfoundnothing¦¦
24-0125363 | Wildfire Mitigation | Planned - WSIP/System Hardening |  |  | 2024 | Tier 2 | Distribution Circuit |  |  |  | 2612925 | Sus |  | WildfireMitigation¦PlannedWSIPSystemHardening¦¦
24-0125371 | Company Initiated | Planned- maintenance |  |  | 2024 | Tier 2 | Transformer only |  |  |  | 2613125 | Sus |  | CompanyInitiated¦Plannedmaintenance¦¦
24-0125348 | Company Initiated | Planned- maintenance |  |  | 2024 | Tier 3 | Transformer only |  |  |  | 2613122 | Sus |  | CompanyInitiated¦Plannedmaintenance¦¦
24-0121848 | Company Initiated | Planned- maintenance |  |  | 2024 | Tier 2 | Distribution Circuit |  |  |  | 2613095 | Sus |  | CompanyInitiated¦Plannedmaintenance¦¦
24-0125351 | Company Initiated | Planned- maintenance |  |  | 2024 | Tier 3 | Transformer only |  |  |  | 2613196 | Sus |  | CompanyInitiated¦Plannedmaintenance¦¦
24-0123690 | Company Initiated | Planned- maintenance |  |  | 2024 | Tier 2 | Transformer only |  |  |  | 2613209 | Sus |  | CompanyInitiated¦Plannedmaintenance¦¦
24-0128649 | Company Initiated | Planned- maintenance |  |  | 2024 | Tier 3 | Transformer only |  |  |  | 2613217 | Sus |  | CompanyInitiated¦Plannedmaintenance¦¦
24-0125367 | Wildfire Mitigation | Planned - WSIP/System Hardening |  |  | 2024 | Tier 2 | Distribution Circuit |  |  |  | 2613252 | Sus |  | WildfireMitigation¦PlannedWSIPSystemHardening¦¦
24-0124516 | Company Initiated | Planned- capital |  |  | 2024 | Tier 3 | Distribution Circuit |  |  |  | 2613458 | Sus |  | CompanyInitiated¦Plannedcapital¦¦
24-0125869 | Company Initiated | Planned- maintenance |  |  | 2024 | Tier 2 | Distribution Circuit |  |  |  | 2614039 | Sus |  | CompanyInitiated¦Plannedmaintenance¦¦
24-0125894 | Wildfire Mitigation | Planned - WSIP/System Hardening |  |  | 2024 | Tier 2 | Distribution Circuit |  |  |  | 2614170 | Sus |  | WildfireMitigation¦PlannedWSIPSystemHardening¦¦
24-0132093 | Unknown Cause | Patrol - found nothing |  |  | 2024 | Tier 2 | Distribution Circuit |  |  |  | 2614348 | Sus |  | UnknownCause¦Patrolfoundnothing¦¦
24-0132352 | Vegetation | Tree - branch fell on line | Conductor- Overhead | Broken- wire on ground | 2024 | Tier 3 | Distribution Circuit |  |  |  | 2615408 | Sus |  | Vegetation¦Treebranchfellonline¦ConductorOverhead¦Brokenwireonground
24-0132437 | Vegetation | Tree - branch fell on line | Conductor- Overhead | Normal | 2024 | Tier 3 | Distribution Circuit |  |  |  | 2615814 | Sus |  | Vegetation¦Treebranchfellonline¦ConductorOverhead¦Normal
24-0132599 | Company Initiated | Coordination failure | Recloser | Normal | 2024 | Tier 2 | Distribution Circuit |  |  |  | 2616640 | Sus |  | CompanyInitiated¦Coordinationfailure¦Recloser¦Normal
24-0125382 | Company Initiated | Planned- maintenance |  |  | 2024 | Tier 3 | Distribution Circuit |  |  |  | 2616219 | Sus |  | CompanyInitiated¦Plannedmaintenance¦¦
24-0132625 | Company Initiated | Coordination failure | Recloser | Normal | 2024 | Tier 2 | Distribution Circuit |  |  |  | 2616674 | Sus |  | CompanyInitiated¦Coordinationfailure¦Recloser¦Normal
24-0128700 | Wildfire Mitigation | Planned - WSIP/System Hardening |  |  | 2024 | Tier 3 | Transformer only |  |  |  | 2616784 | Sus |  | WildfireMitigation¦PlannedWSIPSystemHardening¦¦
24-0132794 | Company Initiated | Coordination failure | Recloser | Normal | 2024 | Tier 2 | Distribution Circuit |  |  |  | 2617020 | Sus |  | CompanyInitiated¦Coordinationfailure¦Recloser¦Normal
24-0127139 | Company Initiated | Planned- maintenance |  |  | 2024 | Tier 2 | Distribution Circuit |  |  |  | 2617681 | Sus |  | CompanyInitiated¦Plannedmaintenance¦¦
24-0127666 | Wildfire Mitigation | Planned - WSIP/System Hardening |  |  | 2024 | Tier 3 | Transformer only |  |  |  | 2617760 | Sus |  | WildfireMitigation¦PlannedWSIPSystemHardening¦¦
24-0133378 | Vegetation | Tree - branch fell on line | Conductor- Overhead | Normal | 2024 | Tier 2 | Distribution Circuit |  |  |  | 2618351 | Sus |  | Vegetation¦Treebranchfellonline¦ConductorOverhead¦Normal
24-0127992 | Wildfire Mitigation | Planned - WSIP/System Hardening |  |  | 2024 | Tier 2 | Distribution Circuit |  |  |  | 2618451 | Sus |  | WildfireMitigation¦PlannedWSIPSystemHardening¦¦
24-0127996 | Wildfire Mitigation | Planned - WSIP/System Hardening |  |  | 2024 | Tier 3 | Transformer only |  |  |  | 2618547 | Sus |  | WildfireMitigation¦PlannedWSIPSystemHardening¦¦
24-0124466 | Company Initiated | Planned- maintenance |  |  | 2024 | Tier 2 | Distribution Circuit |  |  |  | 2618558 | Sus |  | CompanyInitiated¦Plannedmaintenance¦¦
24-0127537 | Company Initiated | Planned- maintenance |  |  | 2024 | Tier 2 | Distribution Circuit |  |  |  | 2618498 | Sus |  | CompanyInitiated¦Plannedmaintenance¦¦
24-0127216 | Company Initiated | Planned- maintenance |  |  | 2024 | Tier 3 | Distribution Circuit |  |  |  | 2618624 | Sus |  | CompanyInitiated¦Plannedmaintenance¦¦
24-0127984 | Wildfire Mitigation | Planned - WSIP/System Hardening |  |  | 2024 | Tier 2 | Distribution Circuit |  |  |  | 2618934 | Sus |  | WildfireMitigation¦PlannedWSIPSystemHardening¦¦
24-0133761 | Unknown Cause | Patrol - found nothing |  |  | 2024 | Tier 2 | Distribution Circuit |  |  |  | 2619440 | Sus |  | UnknownCause¦Patrolfoundnothing¦¦
24-0127707 | Wildfire Mitigation | Planned - WSIP/System Hardening |  |  | 2024 | Tier 3 | Distribution Circuit |  |  |  | 2619534 | Sus |  | WildfireMitigation¦PlannedWSIPSystemHardening¦¦
24-0127746 | Wildfire Mitigation | Planned - WSIP/System Hardening |  |  | 2024 | Tier 3 | Transformer only |  |  |  | 2619735 | Sus |  | WildfireMitigation¦PlannedWSIPSystemHardening¦¦
24-0133886 | Unknown Cause | Patrol - found nothing |  |  | 2024 | Tier 3 | Distribution Circuit |  |  |  | 2620036 | Sus |  | UnknownCause¦Patrolfoundnothing¦¦
24-0134023 | Unknown Cause | Patrol - not conducted |  |  | 2024 | Tier 3 | Distribution Circuit |  |  |  | 2620475 | Sus |  | UnknownCause¦Patrolnotconducted¦¦
24-0130685 | Wildfire Mitigation | Planned - WSIP/System Hardening |  |  | 2024 | Tier 3 | Distribution Circuit |  |  |  | 2622454 | Sus |  | WildfireMitigation¦PlannedWSIPSystemHardening¦¦
24-0130077 | Company Initiated | Planned- capital |  |  | 2024 | Tier 2 | Distribution Circuit |  |  |  | 2622651 | Sus |  | CompanyInitiated¦Plannedcapital¦¦
24-0127868 | Company Initiated | Planned- maintenance |  |  | 2024 | Tier 3 | Transformer only |  |  |  | 2622546 | Sus |  | CompanyInitiated¦Plannedmaintenance¦¦
24-0129559 | Wildfire Mitigation | Planned - WSIP/System Hardening |  |  | 2024 | Tier 3 | Transformer only |  |  |  | 2622935 | Sus |  | WildfireMitigation¦PlannedWSIPSystemHardening¦¦
24-0128712 | Company Initiated | Planned- maintenance |  |  | 2024 | Tier 2 | Transformer only |  |  |  | 2622578 | Sus |  | CompanyInitiated¦Plannedmaintenance¦¦
24-0130207 | Company Initiated | Planned- maintenance |  |  | 2024 | Tier 2 | Transformer only |  |  |  | 2622586 | Sus |  | CompanyInitiated¦Plannedmaintenance¦¦
24-0130615 | Company Initiated | Planned- capital |  |  | 2024 | Tier 3 | Distribution Circuit |  |  |  | 2623784 | Sus |  | CompanyInitiated¦Plannedcapital¦¦
24-0128716 | Company Initiated | Planned- maintenance |  |  | 2024 | Tier 2 | Transformer only |  |  |  | 2623865 | Sus |  | CompanyInitiated¦Plannedmaintenance¦¦
24-0129938 | Company Initiated | Planned- maintenance |  |  | 2024 | Tier 2 | Transformer only |  |  |  | 2624115 | Sus |  | CompanyInitiated¦Plannedmaintenance¦¦
24-0135277 | Unknown Cause | Patrol - found nothing |  |  | 2024 | Tier 3 | Distribution Circuit |  |  |  | 2624286 | Sus |  | UnknownCause¦Patrolfoundnothing¦¦
24-0135407 | Equipment Failure/Involved | Overhead | Lightning Arrestor | Broken | 2024 | Tier 3 | Distribution Circuit |  |  |  | 2624650 | Sus |  | EquipmentFailureInvolved¦Overhead¦LightningArrestor¦Broken
24-0133434 | Company Initiated | Planned- maintenance |  |  | 2024 | Tier 2 | Transformer only |  |  |  | 2625200 | Sus |  | CompanyInitiated¦Plannedmaintenance¦¦
24-0127788 | Company Initiated | Planned- maintenance |  |  | 2024 | Tier 3 | Distribution Circuit |  |  |  | 2624827 | Sus |  | CompanyInitiated¦Plannedmaintenance¦¦
24-0127545 | Company Initiated | Planned- capital |  |  | 2024 | Tier 3 | Distribution Circuit |  |  |  | 2624835 | Sus |  | CompanyInitiated¦Plannedcapital¦¦
24-0130363 | Company Initiated | Planned- maintenance |  |  | 2024 | Tier 3 | Distribution Circuit |  |  |  | 2625754 | Sus |  | CompanyInitiated¦Plannedmaintenance¦¦
24-0129858 | Wildfire Mitigation | Planned - WSIP/System Hardening |  |  | 2024 | Tier 3 | Transformer only |  |  |  | 2625785 | Sus |  | WildfireMitigation¦PlannedWSIPSystemHardening¦¦
24-0130143 | Company Initiated | Planned- maintenance |  |  | 2024 | Tier 2 | Distribution Circuit |  |  |  | 2625770 | Sus |  | CompanyInitiated¦Plannedmaintenance¦¦
24-0130352 | Wildfire Mitigation | Planned - WSIP/System Hardening |  |  | 2024 | Tier 2 | Transformer only |  |  |  | 2625794 | Sus |  | WildfireMitigation¦PlannedWSIPSystemHardening¦¦
24-0128709 | Company Initiated | Planned- capital |  |  | 2024 | Tier 2 | Distribution Circuit |  |  |  | 2625776 | Sus |  | CompanyInitiated¦Plannedcapital¦¦
24-0127412 | Company Initiated | Planned- capital |  |  | 2024 | Tier 3 | Distribution Circuit |  |  |  | 2625908 | Sus |  | CompanyInitiated¦Plannedcapital¦¦
24-0136053 | Equipment Failure/Involved | Overhead | Fuse | Burned Open | 2024 | Tier 3 | Distribution Circuit |  |  |  | 2626180 | Sus |  | EquipmentFailureInvolved¦Overhead¦Fuse¦BurnedOpen
24-0129892 | Company Initiated | Planned- maintenance |  |  | 2024 | Tier 3 | Transformer only |  |  |  | 2626192 | Sus |  | CompanyInitiated¦Plannedmaintenance¦¦
24-0136125 | Unknown Cause | Patrol - not conducted |  |  | 2024 | Zone 1 | Distribution Circuit |  |  |  | 2626320 | Sus |  | UnknownCause¦Patrolnotconducted¦¦
24-0130479 | Company Initiated | Planned- maintenance |  |  | 2024 | Tier 2 | Transformer only |  |  |  | 2626779 | Sus |  | CompanyInitiated¦Plannedmaintenance¦¦
24-0131327 | Wildfire Mitigation | Planned - WSIP/System Hardening |  |  | 2024 | Tier 3 | Transformer only |  |  |  | 2626835 | Sus |  | WildfireMitigation¦PlannedWSIPSystemHardening¦¦
24-0130868 | Company Initiated | Planned- maintenance |  |  | 2024 | Tier 2 | Transformer only |  |  |  | 2627977 | Sus |  | CompanyInitiated¦Plannedmaintenance¦¦
24-0129553 | Company Initiated | Planned- maintenance |  |  | 2024 | Tier 3 | Distribution Circuit |  |  |  | 2628025 | Sus |  | CompanyInitiated¦Plannedmaintenance¦¦
24-0130589 | Wildfire Mitigation | Planned - WSIP/System Hardening |  |  | 2024 | Tier 3 | Transformer only |  |  |  | 2628596 | Sus |  | WildfireMitigation¦PlannedWSIPSystemHardening¦¦
24-0130473 | Company Initiated | Planned- capital |  |  | 2024 | Tier 3 | Distribution Circuit |  |  |  | 2629106 | Sus |  | CompanyInitiated¦Plannedcapital¦¦
24-0129894 | Company Initiated | Planned- maintenance |  |  | 2024 | Tier 2 | Transformer only |  |  |  | 2628978 | Sus |  | CompanyInitiated¦Plannedmaintenance¦¦
24-0130919 | Company Initiated | Planned- maintenance |  |  | 2024 | Tier 2 | Distribution Circuit |  |  |  | 2629005 | Sus |  | CompanyInitiated¦Plannedmaintenance¦¦
24-0131903 | Company Initiated | Planned- maintenance |  |  | 2024 | Tier 2 | Distribution Circuit |  |  |  | 2629095 | Sus |  | CompanyInitiated¦Plannedmaintenance¦¦
24-0137724 | 3rd Party | Tree - cutting- 3rd party | Cutout- fuse holder | Normal | 2024 | Tier 3 | Transformer only |  |  |  | 2630670 | Sus |  | 3rdParty¦Treecutting3rdparty¦Cutoutfuseholder¦Normal
24-0137726 | Vegetation | Tree - branch fell on line | Jumper | Burned Open | 2024 | Tier 2 | Distribution Circuit |  |  |  | 2630582 | Sus |  | Vegetation¦Treebranchfellonline¦Jumper¦BurnedOpen
24-0137832 | Unknown Cause | Patrol - found nothing |  |  | 2024 | Tier 3 | Distribution Circuit |  |  |  | 2631262 | Sus |  | UnknownCause¦Patrolfoundnothing¦¦
24-0137900 | Vegetation | Tree - grew into line | Conductor- Overhead | Normal | 2024 | Tier 3 | Transformer only |  |  |  | 2631158 | Sus |  | Vegetation¦Treegrewintoline¦ConductorOverhead¦Normal
24-0138013 | Vegetation | Tree - branch fell on line | Conductor- Overhead | Normal | 2024 | Tier 3 | Distribution Circuit |  |  |  | 2631463 | Sus |  | Vegetation¦Treebranchfellonline¦ConductorOverhead¦Normal
24-0138172 | Vegetation | Tree - fell into line | Conductor- Overhead | Broken- wire on ground | 2024 | Tier 3 | Distribution Circuit |  |  |  | 2632234 | Sus |  | Vegetation¦Treefellintoline¦ConductorOverhead¦Brokenwireonground
24-0138176 | Vegetation | Tree - fell into line | Conductor- Overhead | Broken- wire on ground | 2024 | Tier 3 | Distribution Circuit |  |  |  | 2632215 | Sus |  | Vegetation¦Treefellintoline¦ConductorOverhead¦Brokenwireonground
24-0138328 | Vegetation | Tree - fell into line | Conductor- Overhead | Broken- wire on ground | 2024 | Tier 2 | Distribution Circuit |  |  |  | 2632395 | Sus |  | Vegetation¦Treefellintoline¦ConductorOverhead¦Brokenwireonground
24-0138308 | Vegetation | Tree - fell into line | Secondary | Broken- wire on ground | 2024 | Tier 3 | Transformer only |  |  |  | 2632533 | Sus |  | Vegetation¦Treefellintoline¦Secondary¦Brokenwireonground
24-0138367 | Equipment Failure/Involved | Overhead | Transformer (OH) | Failed/Faulted | 2024 | Tier 3 | Transformer only |  |  |  | 2632678 | Sus |  | EquipmentFailureInvolved¦Overhead¦Transformer(OH)¦FailedFaulted
24-0138636 | Vegetation | Tree - fell into line | Crossarm- Wood | Broken | 2024 | Tier 3 | Distribution Circuit |  |  |  | 2633169 | Sus |  | Vegetation¦Treefellintoline¦CrossarmWood¦Broken
24-0138769 | Unknown Cause | Patrol - found nothing |  |  | 2024 | Tier 2 | Distribution Circuit |  |  |  | 2633732 | Sus |  | UnknownCause¦Patrolfoundnothing¦¦
24-0138939 | Unknown Cause | Patrol - found nothing |  |  | 2024 | Tier 3 | Transformer only |  |  |  | 2634231 | Sus |  | UnknownCause¦Patrolfoundnothing¦¦
24-0139072 | Vegetation | Tree - fell into line | Conductor- Overhead | Broken- wire on ground | 2024 | Tier 2 | Distribution Circuit |  |  |  | 2634510 | Sus |  | Vegetation¦Treefellintoline¦ConductorOverhead¦Brokenwireonground
24-0139029 | Equipment Failure/Involved | Overhead | Cutout- fuse holder | Broken | 2024 | Tier 3 | Transformer only |  |  |  | 2634333 | Sus |  | EquipmentFailureInvolved¦Overhead¦Cutoutfuseholder¦Broken
24-0139377 | Vegetation | Tree - fell into line | Conductor- Overhead | Broken- wire on ground | 2024 | Tier 3 | Distribution Circuit |  |  |  | 2635760 | Sus |  | Vegetation¦Treefellintoline¦ConductorOverhead¦Brokenwireonground
24-0122596 | Company Initiated | Planned- capital |  |  | 2024 | Tier 2 | Distribution Circuit |  |  |  | 2636351 | Sus |  | CompanyInitiated¦Plannedcapital¦¦
24-0135982 | Wildfire Mitigation | Planned - WSIP/System Hardening |  |  | 2024 | Tier 2 | Distribution Circuit |  |  |  | 2638480 | Sus |  | WildfireMitigation¦PlannedWSIPSystemHardening¦¦
24-0135179 | Company Initiated | Planned- maintenance |  |  | 2024 | Tier 3 | Distribution Circuit |  |  |  | 2638529 | Sus |  | CompanyInitiated¦Plannedmaintenance¦¦
24-0135182 | Company Initiated | Planned- maintenance |  |  | 2024 | Tier 3 | Transformer only |  |  |  | 2638530 | Sus |  | CompanyInitiated¦Plannedmaintenance¦¦
24-0140376 | Equipment Failure/Involved | Overhead | Pole-Wood | Deteriorated | 2024 | Tier 3 | Transformer only |  |  |  | 2638559 | Sus |  | EquipmentFailureInvolved¦Overhead¦PoleWood¦Deteriorated
24-0133074 | Company Initiated | Planned- maintenance |  |  | 2024 | Tier 2 | Transformer only |  |  |  | 2639197 | Sus |  | CompanyInitiated¦Plannedmaintenance¦¦
24-0135905 | Company Initiated | Planned- capital |  |  | 2024 | Tier 2 | Distribution Circuit |  |  |  | 2639247 | Sus |  | CompanyInitiated¦Plannedcapital¦¦
24-0141536 | Equipment Failure/Involved | Overhead | Transformer (OH) | Failed/Faulted | 2024 | Tier 2 | Transformer only |  |  |  | 2641124 | Sus |  | EquipmentFailureInvolved¦Overhead¦Transformer(OH)¦FailedFaulted
24-0141561 | Unknown Cause | Patrol - found nothing |  |  | 2024 | Tier 3 | Distribution Circuit |  |  |  | 2641217 | Sus |  | UnknownCause¦Patrolfoundnothing¦¦
24-0137378 | Company Initiated | Planned- maintenance |  |  | 2024 | Tier 2 | Transformer only |  |  |  | 2641470 | Sus |  | CompanyInitiated¦Plannedmaintenance¦¦
24-0139694 | Company Initiated | Planned- maintenance |  |  | 2024 | Tier 2 | Distribution Circuit |  |  |  | 2641552 | Sus |  | CompanyInitiated¦Plannedmaintenance¦¦
24-0137382 | Company Initiated | Planned- maintenance |  |  | 2024 | Tier 3 | Transformer only |  |  |  | 2641889 | Sus |  | CompanyInitiated¦Plannedmaintenance¦¦
24-0137161 | Wildfire Mitigation | Planned - WSIP/System Hardening |  |  | 2024 | Tier 3 | Distribution Circuit |  |  |  | 2642484 | Sus |  | WildfireMitigation¦PlannedWSIPSystemHardening¦¦
24-0136485 | Company Initiated | Planned- maintenance |  |  | 2024 | Tier 3 | Distribution Circuit |  |  |  | 2642540 | Sus |  | CompanyInitiated¦Plannedmaintenance¦¦
24-0127997 | Company Initiated | Planned- capital |  |  | 2024 | Tier 3 | Distribution Circuit |  |  |  | 2642659 | Sus |  | CompanyInitiated¦Plannedcapital¦¦
24-0136788 | Company Initiated | Planned- maintenance |  |  | 2024 | Tier 2 | Distribution Circuit |  |  |  | 2642589 | Sus |  | CompanyInitiated¦Plannedmaintenance¦¦
24-0139075 | Company Initiated | Planned- maintenance |  |  | 2024 | Tier 3 | Distribution Circuit |  |  |  | 2642732 | Sus |  | CompanyInitiated¦Plannedmaintenance¦¦
24-0142083 | Equipment Failure/Involved | Overhead | Transformer (OH) | Failed/Faulted | 2024 | Tier 2 | Transformer only |  |  |  | 2642818 | Sus |  | EquipmentFailureInvolved¦Overhead¦Transformer(OH)¦FailedFaulted
24-0133675 | Company Initiated | Planned- capital |  |  | 2024 | Tier 2 | Distribution Circuit |  |  |  | 2643572 | Sus |  | CompanyInitiated¦Plannedcapital¦¦
24-0136063 | Company Initiated | Planned- maintenance |  |  | 2024 | Tier 2 | Distribution Circuit |  |  |  | 2643648 | Sus |  | CompanyInitiated¦Plannedmaintenance¦¦
24-0135125 | Company Initiated | Planned- maintenance |  |  | 2024 | Tier 2 | Transformer only |  |  |  | 2643613 | Sus |  | CompanyInitiated¦Plannedmaintenance¦¦
24-0139270 | Wildfire Mitigation | Planned - WSIP/System Hardening |  |  | 2024 | Tier 3 | Distribution Circuit |  |  |  | 2643630 | Sus |  | WildfireMitigation¦PlannedWSIPSystemHardening¦¦
24-0135127 | Company Initiated | Planned- maintenance |  |  | 2024 | Tier 2 | Transformer only |  |  |  | 2643653 | Sus |  | CompanyInitiated¦Plannedmaintenance¦¦
24-0137803 | Company Initiated | Planned- maintenance |  |  | 2024 | Tier 2 | Distribution Circuit |  |  |  | 2644403 | Sus |  | CompanyInitiated¦Plannedmaintenance¦¦
24-0142824 | Equipment Failure/Involved | Overhead | Pole-Wood | Broken | 2024 | Tier 3 | Distribution Circuit |  |  |  | 2644512 | Sus |  | EquipmentFailureInvolved¦Overhead¦PoleWood¦Broken
24-0135358 | Company Initiated | Planned- maintenance |  |  | 2024 | Tier 2 | Distribution Circuit |  |  |  | 2644578 | Sus |  | CompanyInitiated¦Plannedmaintenance¦¦
24-0142844 | Company Initiated | Planned- capital |  |  | 2024 | Tier 3 | Distribution Circuit |  |  |  | 2644654 | Sus |  | CompanyInitiated¦Plannedcapital¦¦
24-0138241 | Company Initiated | Planned- maintenance |  |  | 2024 | Tier 2 | Distribution Circuit |  |  |  | 2645601 | Sus |  | CompanyInitiated¦Plannedmaintenance¦¦
24-0140905 | Wildfire Mitigation | Planned - WSIP/System Hardening |  |  | 2024 | Tier 2 | Transformer only |  |  |  | 2645656 | Sus |  | WildfireMitigation¦PlannedWSIPSystemHardening¦¦
24-0141144 | Company Initiated | Planned- maintenance |  |  | 2024 | Tier 3 | Distribution Circuit |  |  |  | 2645551 | Sus |  | CompanyInitiated¦Plannedmaintenance¦¦
24-0143576 | Unknown Cause | Patrol - found nothing |  |  | 2024 | Tier 2 | Distribution Circuit |  |  |  | 2646330 | Sus |  | UnknownCause¦Patrolfoundnothing¦¦
24-0138297 | Wildfire Mitigation | Planned - WSIP/System Hardening |  |  | 2024 | Tier 2 | Distribution Circuit |  |  |  | 2646342 | Sus |  | WildfireMitigation¦PlannedWSIPSystemHardening¦¦
24-0142297 | Company Initiated | Planned- maintenance |  |  | 2024 | Tier 2 | Transformer only |  |  |  | 2646401 | Sus |  | CompanyInitiated¦Plannedmaintenance¦¦
24-0135204 | Company Initiated | Planned- capital |  |  | 2024 | Tier 3 | Distribution Circuit |  |  |  | 2646437 | Sus |  | CompanyInitiated¦Plannedcapital¦¦
24-0143718 | Equipment Failure/Involved | Overhead | Transformer (OH) | Deteriorated | 2024 | Tier 3 | Distribution Circuit |  |  |  | 2646987 | Sus |  | EquipmentFailureInvolved¦Overhead¦Transformer(OH)¦Deteriorated
24-0141713 | Company Initiated | Planned- maintenance |  |  | 2024 | Tier 3 | Transformer only |  |  |  | 2647522 | Sus |  | CompanyInitiated¦Plannedmaintenance¦¦
24-0136147 | Wildfire Mitigation | Planned - WSIP/System Hardening |  |  | 2024 | Tier 2 | Transformer only |  |  |  | 2647833 | Sus |  | WildfireMitigation¦PlannedWSIPSystemHardening¦¦
24-0143935 | Animal | Bird found | Conductor- Overhead | Normal | 2024 | Tier 3 | Distribution Circuit |  |  |  | 2647713 | Sus |  | Animal¦Birdfound¦ConductorOverhead¦Normal
24-0136180 | Company Initiated | Planned- maintenance |  |  | 2024 | Tier 2 | Distribution Circuit |  |  |  | 2648453 | Sus |  | CompanyInitiated¦Plannedmaintenance¦¦
24-0135270 | Company Initiated | Planned- capital |  |  | 2024 | Tier 3 | Distribution Circuit |  |  |  | 2648521 | Sus |  | CompanyInitiated¦Plannedcapital¦¦
24-0139110 | Company Initiated | Planned- maintenance |  |  | 2024 | Tier 3 | Distribution Circuit |  |  |  | 2648556 | Sus |  | CompanyInitiated¦Plannedmaintenance¦¦
24-0141370 | Company Initiated | Planned- capital |  |  | 2024 | Tier 2 | Distribution Circuit |  |  |  | 2648574 | Sus |  | CompanyInitiated¦Plannedcapital¦¦
24-0141762 | Company Initiated | Planned- maintenance |  |  | 2024 | Tier 3 | Distribution Circuit |  |  |  | 2648518 | Sus |  | CompanyInitiated¦Plannedmaintenance¦¦
24-0141515 | Company Initiated | Planned- maintenance |  |  | 2024 | Tier 3 | Transformer only |  |  |  | 2648645 | Sus |  | CompanyInitiated¦Plannedmaintenance¦¦
24-0141370 | Company Initiated | Personnel- company | Recloser | Malfunctioning | 2024 | Tier 2 | Distribution Circuit |  |  |  | 2649028 | Sus |  | CompanyInitiated¦Personnelcompany¦Recloser¦Malfunctioning
24-0144308 | Equipment Failure/Involved | Overhead | Crossarm- Wood | Broken | 2024 | Tier 3 | Distribution Circuit |  |  |  | 2649240 | Sus |  | EquipmentFailureInvolved¦Overhead¦CrossarmWood¦Broken
24-0138349 | Wildfire Mitigation | Planned - WSIP/System Hardening |  |  | 2024 | Tier 2 | Distribution Circuit |  |  |  | 2649348 | Sus |  | WildfireMitigation¦PlannedWSIPSystemHardening¦¦
24-0136877 | Company Initiated | Planned- maintenance |  |  | 2024 | Tier 3 | Transformer only |  |  |  | 2649436 | Sus |  | CompanyInitiated¦Plannedmaintenance¦¦
24-0142607 | Company Initiated | Planned- maintenance |  |  | 2024 | Tier 3 | Distribution Circuit |  |  |  | 2649466 | Sus |  | CompanyInitiated¦Plannedmaintenance¦¦
24-0141685 | Company Initiated | Planned- maintenance |  |  | 2024 | Tier 3 | Transformer only |  |  |  | 2649568 | Sus |  | CompanyInitiated¦Plannedmaintenance¦¦
24-0141356 | Company Initiated | Planned- maintenance |  |  | 2024 | Tier 3 | Distribution Circuit |  |  |  | 2649570 | Sus |  | CompanyInitiated¦Plannedmaintenance¦¦
24-0139858 | Wildfire Mitigation | Planned - WSIP/System Hardening |  |  | 2024 | Tier 3 | Transformer only |  |  |  | 2649843 | Sus |  | WildfireMitigation¦PlannedWSIPSystemHardening¦¦
24-0136856 | Company Initiated | Planned- maintenance |  |  | 2024 | Tier 3 | Distribution Circuit |  |  |  | 2649852 | Sus |  | CompanyInitiated¦Plannedmaintenance¦¦
24-0139456 | Wildfire Mitigation | Planned - WSIP/System Hardening |  |  | 2024 | Tier 2 | Transformer only |  |  |  | 2650582 | Sus |  | WildfireMitigation¦PlannedWSIPSystemHardening¦¦
24-0140821 | Company Initiated | Planned- maintenance |  |  | 2024 | Tier 3 | Transformer only |  |  |  | 2650654 | Sus |  | CompanyInitiated¦Plannedmaintenance¦¦
24-0135921 | Company Initiated | Planned- capital |  |  | 2024 | Tier 3 | Distribution Circuit |  |  |  | 2650689 | Sus |  | CompanyInitiated¦Plannedcapital¦¦
24-0140774 | Company Initiated | Planned- maintenance |  |  | 2024 | Tier 3 | Transformer only |  |  |  | 2650712 | Sus |  | CompanyInitiated¦Plannedmaintenance¦¦
24-0139462 | Wildfire Mitigation | Planned - WSIP/System Hardening |  |  | 2024 | Tier 3 | Distribution Circuit |  |  |  | 2651014 | Sus |  | WildfireMitigation¦PlannedWSIPSystemHardening¦¦
24-0140776 | Company Initiated | Planned- maintenance |  |  | 2024 | Tier 2 | Transformer only |  |  |  | 2650961 | Sus |  | CompanyInitiated¦Plannedmaintenance¦¦
24-0144717 | Unknown Cause | Patrol - found nothing |  |  | 2024 | Tier 3 | Transformer only |  |  |  | 2651077 | Sus |  | UnknownCause¦Patrolfoundnothing¦¦
24-0144802 | Vegetation | Tree - fell into line | Conductor- Overhead | Normal | 2024 | Tier 3 | Distribution Circuit |  |  |  | 2651510 | Sus |  | Vegetation¦Treefellintoline¦ConductorOverhead¦Normal
24-0141070 | Company Initiated | Planned- maintenance |  |  | 2024 | Tier 3 | Transformer only |  |  |  | 2652273 | Sus |  | CompanyInitiated¦Plannedmaintenance¦¦
24-0145266 | Unknown Cause | Patrol - found nothing |  |  | 2024 | Tier 2 | Distribution Circuit |  |  |  | 2653754 | Sus |  | UnknownCause¦Patrolfoundnothing¦¦
24-0145854 | Unknown Cause | Patrol - found nothing |  |  | 2024 | Tier 3 | Distribution Circuit |  |  |  | 2657719 | Sus |  | UnknownCause¦Patrolfoundnothing¦¦
24-0145686 | Equipment Failure/Involved | Overhead | Conductor- Overhead | Broken- wire on ground | 2024 | Tier 2 | Distribution Circuit |  |  |  | 2658584 | Sus |  | EquipmentFailureInvolved¦Overhead¦ConductorOverhead¦Brokenwireonground
24-0145902 | Vegetation | Tree - fell into line | Conductor- Overhead | Normal | 2024 | Tier 2 | Distribution Circuit |  |  |  | 2659051 | Sus |  | Vegetation¦Treefellintoline¦ConductorOverhead¦Normal
24-0146284 | Unknown Cause | Patrol - found nothing |  |  | 2024 | Tier 2 | Distribution Circuit |  |  |  | 2660607 | Sus |  | UnknownCause¦Patrolfoundnothing¦¦
24-0146648 | Unknown Cause | Patrol - found nothing |  |  | 2024 | Tier 3 | Distribution Circuit |  |  |  | 2662347 | Sus |  | UnknownCause¦Patrolfoundnothing¦¦
24-0146495 | Equipment Failure/Involved | Overhead | Pole-Wood | Broken | 2024 | Tier 3 | Distribution Circuit |  |  |  | 2662388 | Sus |  | EquipmentFailureInvolved¦Overhead¦PoleWood¦Broken
24-0146322 | Vegetation | Tree - fell into line | Conductor- Overhead | Broken- wire on ground | 2024 | Tier 2 | Distribution Circuit |  |  |  | 2662926 | Sus |  | Vegetation¦Treefellintoline¦ConductorOverhead¦Brokenwireonground
24-0142728 | Company Initiated | Planned- maintenance |  |  | 2024 | Tier 3 | Distribution Circuit |  |  |  | 2662960 | Sus |  | CompanyInitiated¦Plannedmaintenance¦¦
24-0142727 | Company Initiated | Planned- maintenance |  |  | 2024 | Tier 3 | Distribution Circuit |  |  |  | 2662965 | Sus |  | CompanyInitiated¦Plannedmaintenance¦¦
24-0146689 | Unknown Cause | Patrol - found nothing |  |  | 2024 | Tier 3 | Distribution Circuit |  |  |  | 2663590 | Sus |  | UnknownCause¦Patrolfoundnothing¦¦
24-0146633 | Vegetation | Tree - fell into line | Conductor- Overhead | Together | 2024 | Tier 2 | Distribution Circuit |  |  |  | 2663080 | Sus |  | Vegetation¦Treefellintoline¦ConductorOverhead¦Together
24-0144385 | Company Initiated | Planned- capital |  |  | 2024 | Tier 2 | Distribution Circuit |  |  |  | 2663034 | Sus |  | CompanyInitiated¦Plannedcapital¦¦
24-0141050 | Company Initiated | Planned- maintenance |  |  | 2024 | Tier 2 | Transformer only |  |  |  | 2663233 | Sus |  | CompanyInitiated¦Plannedmaintenance¦¦
24-0146660 | Vegetation | Tree - fell into line | Conductor- Overhead | Together | 2024 | Tier 2 | Distribution Circuit |  |  |  | 2663301 | Sus |  | Vegetation¦Treefellintoline¦ConductorOverhead¦Together
24-0146687 | Unknown Cause | Patrol - found nothing |  |  | 2024 | Tier 3 | Distribution Circuit |  |  |  | 2663578 | Sus |  | UnknownCause¦Patrolfoundnothing¦¦
24-0146698 | Unknown Cause | Patrol - found nothing |  |  | 2024 | Tier 3 | Distribution Circuit |  |  |  | 2663260 | Sus |  | UnknownCause¦Patrolfoundnothing¦¦
24-0146765 | Equipment Failure/Involved | Overhead | Transformer | Failed/Faulted | 2024 | Tier 3 | Transformer only |  |  |  | 2663729 | Sus |  | EquipmentFailureInvolved¦Overhead¦Transformer¦FailedFaulted
24-0146762 | Vegetation | Tree - fell into line | Service conductor | Failed/Faulted | 2024 | Tier 2 | Transformer only |  |  |  | 2663822 | Sus |  | Vegetation¦Treefellintoline¦Serviceconductor¦FailedFaulted
24-0144038 | Company Initiated | Planned- maintenance |  |  | 2024 | Tier 3 | Transformer only |  |  |  | 2663991 | Sus |  | CompanyInitiated¦Plannedmaintenance¦¦
24-0142353 | Company Initiated | Planned- maintenance |  |  | 2024 | Tier 3 | Distribution Circuit |  |  |  | 2664116 | Sus |  | CompanyInitiated¦Plannedmaintenance¦¦
24-0146800 | Vegetation | Tree - fell into line | Secondary | Normal | 2024 | Tier 2 | Transformer only |  |  |  | 2664261 | Sus |  | Vegetation¦Treefellintoline¦Secondary¦Normal
24-0143600 | Company Initiated | Planned- maintenance |  |  | 2024 | Tier 3 | Distribution Circuit |  |  |  | 2665047 | Sus |  | CompanyInitiated¦Plannedmaintenance¦¦
24-0147066 | 3rd Party | Fire- house or bldg. | Secondary | Burned/flashed | 2024 | Tier 3 | Distribution Circuit |  |  |  | 2665622 | Sus |  | 3rdParty¦Firehouseorbldg¦Secondary¦Burnedflashed
24-0144012 | Wildfire Mitigation | Planned - WSIP/System Hardening |  |  | 2024 | Tier 3 | Distribution Circuit |  |  |  | 2665772 | Sus |  | WildfireMitigation¦PlannedWSIPSystemHardening¦¦
24-0147093 | Vegetation | Tree - fell into line | Conductor- Overhead | Normal | 2024 | Tier 2 | Distribution Circuit |  |  |  | 2665766 | Sus |  | Vegetation¦Treefellintoline¦ConductorOverhead¦Normal
24-0143753 | Company Initiated | Planned- maintenance |  |  | 2024 | Tier 3 | Distribution Circuit |  |  |  | 2665788 | Sus |  | CompanyInitiated¦Plannedmaintenance¦¦
24-0143645 | Company Initiated | Planned- maintenance |  |  | 2024 | Tier 3 | Transformer only |  |  |  | 2665863 | Sus |  | CompanyInitiated¦Plannedmaintenance¦¦
24-0147125 | Equipment Failure/Involved | Overhead | Cutout- fuse holder | Burned/flashed | 2024 | Tier 3 | Transformer only |  |  |  | 2665884 | Sus |  | EquipmentFailureInvolved¦Overhead¦Cutoutfuseholder¦Burnedflashed
24-0147183 | Equipment Failure/Involved | Electrical Overload | Fuse | Failed/Faulted | 2024 | Tier 2 | Distribution Circuit |  |  |  | 2666327 | Sus |  | EquipmentFailureInvolved¦ElectricalOverload¦Fuse¦FailedFaulted
24-0147203 | Vegetation | Tree - fell into line | Conductor- Overhead | Normal | 2024 | Tier 2 | Distribution Circuit |  |  |  | 2666473 | Sus |  | Vegetation¦Treefellintoline¦ConductorOverhead¦Normal
24-0140494 | Company Initiated | Planned- maintenance |  |  | 2024 | Tier 3 | Transformer only |  |  |  | 2666541 | Sus |  | CompanyInitiated¦Plannedmaintenance¦¦
24-0140508 | Company Initiated | Planned- maintenance |  |  | 2024 | Tier 3 | Transformer only |  |  |  | 2666546 | Sus |  | CompanyInitiated¦Plannedmaintenance¦¦
24-0143482 | Company Initiated | Planned- maintenance |  |  | 2024 | Tier 3 | Distribution Circuit |  |  |  | 2666664 | Sus |  | CompanyInitiated¦Plannedmaintenance¦¦
24-0147231 | Vegetation | Tree - bark fell into line | Conductor- Overhead | Normal | 2024 | Tier 3 | Distribution Circuit |  |  |  | 2666793 | Sus |  | Vegetation¦Treebarkfellintoline¦ConductorOverhead¦Normal
24-0147278 | Unknown Cause | Patrol - found nothing |  |  | 2024 | Tier 3 | Distribution Circuit |  |  |  | 2667129 | Sus |  | UnknownCause¦Patrolfoundnothing¦¦
24-0147300 | Vegetation | Tree - branch fell on line | Conductor- Overhead | Normal | 2024 | Tier 3 | Distribution Circuit |  |  |  | 2667188 | Sus |  | Vegetation¦Treebranchfellonline¦ConductorOverhead¦Normal
24-0141919 | Company Initiated | Planned- capital |  |  | 2024 | Tier 3 | Distribution Circuit |  |  |  | 2667645 | Sus |  | CompanyInitiated¦Plannedcapital¦¦
24-0147370 | Equipment Failure/Involved | Overhead | Pole-Wood | Deteriorated | 2024 | Tier 2 | Distribution Circuit |  |  |  | 2667662 | Sus |  | EquipmentFailureInvolved¦Overhead¦PoleWood¦Deteriorated
24-0147437 | Unknown Cause | Patrol - found nothing |  |  | 2024 | Tier 2 | Distribution Circuit |  |  |  | 2667973 | Sus |  | UnknownCause¦Patrolfoundnothing¦¦
24-0147439 | Equipment Failure/Involved | Overhead | Transformer | Broken | 2024 | Tier 3 | Transformer only |  |  |  | 2667967 | Sus |  | EquipmentFailureInvolved¦Overhead¦Transformer¦Broken
24-0147877 | Vegetation | Tree - fell into line | Conductor- Overhead | Broken- wire on ground | 2024 | Tier 3 | Distribution Circuit |  |  |  | 2670444 | Sus |  | Vegetation¦Treefellintoline¦ConductorOverhead¦Brokenwireonground
24-0148011 | Vegetation | Tree - fell into line | Conductor- Overhead | Broken- wire on ground | 2024 | Tier 2 | Distribution Circuit |  |  |  | 2671178 | Sus |  | Vegetation¦Treefellintoline¦ConductorOverhead¦Brokenwireonground
24-0148046 | Unknown Cause | Patrol - found nothing |  |  | 2024 | Tier 3 | Transformer only |  |  |  | 2671276 | Sus |  | UnknownCause¦Patrolfoundnothing¦¦
24-0148101 | Equipment Failure/Involved | Overhead | Conductor- Overhead | Normal | 2024 | Tier 3 | Transformer only |  |  |  | 2671634 | Sus |  | EquipmentFailureInvolved¦Overhead¦ConductorOverhead¦Normal
24-0148161 | Equipment Failure/Involved | Overhead | Transformer | Failed/Faulted | 2024 | Tier 3 | Transformer only |  |  |  | 2672065 | Sus |  | EquipmentFailureInvolved¦Overhead¦Transformer¦FailedFaulted
24-0148253 | Equipment Failure/Involved | Underground | Connector or Splice (UG) | Broken | 2024 | Tier 3 | Distribution Circuit |  |  |  | 2672827 | Sus |  | EquipmentFailureInvolved¦Underground¦ConnectororSplice(UG)¦Broken
24-0146623 | Company Initiated | Planned- maintenance |  |  | 2024 | Tier 3 | Distribution Circuit |  |  |  | 2673063 | Sus |  | CompanyInitiated¦Plannedmaintenance¦¦
24-0005726 | Equipment Failure/Involved | Overhead | Conductor- Overhead | Broken- wire on ground | 2024 | Tier 3 | Distribution Circuit |  |  |  | 2303395 | Sus |  | EquipmentFailureInvolved¦Overhead¦ConductorOverhead¦Brokenwireonground
24-0005848 | Unknown Cause | Patrol - not conducted |  |  | 2024 | Tier 2 | Distribution Circuit |  |  |  | 2304463 | Sus |  | UnknownCause¦Patrolnotconducted¦¦
24-0003332 | Wildfire Mitigation | Planned - WSIP/System Hardening |  |  | 2024 | Tier 2 | Distribution Circuit |  |  |  | 2304623 | Sus |  | WildfireMitigation¦PlannedWSIPSystemHardening¦¦
24-0005928 | Equipment Failure/Involved | Overhead | Secondary | Deteriorated | 2024 | Tier 2 | Transformer only |  |  |  | 2304671 | Sus |  | EquipmentFailureInvolved¦Overhead¦Secondary¦Deteriorated
24-0003330 | Wildfire Mitigation | Planned - WSIP/System Hardening |  |  | 2024 | Tier 3 | Transformer only |  |  |  | 2304684 | Sus |  | WildfireMitigation¦PlannedWSIPSystemHardening¦¦
24-0005943 | Vegetation | Tree - fell into line | Conductor- Overhead | Normal | 2024 | Tier 2 | Distribution Circuit |  |  |  | 2304713 | Sus |  | Vegetation¦Treefellintoline¦ConductorOverhead¦Normal
24-0005960 | Equipment Failure/Involved | Overhead | Secondary | Deteriorated | 2024 | Tier 2 | Transformer only |  |  |  | 2304757 | Sus |  | EquipmentFailureInvolved¦Overhead¦Secondary¦Deteriorated
24-0003781 | Wildfire Mitigation | Planned - WSIP/System Hardening |  |  | 2024 | Tier 2 | Transformer only |  |  |  | 2305788 | Sus |  | WildfireMitigation¦PlannedWSIPSystemHardening¦¦
24-0002123 | Wildfire Mitigation | Planned - WSIP/System Hardening |  |  | 2024 | Tier 2 | Distribution Circuit |  |  |  | 2305804 | Sus |  | WildfireMitigation¦PlannedWSIPSystemHardening¦¦
24-0003268 | Company Initiated | Planned- maintenance |  |  | 2024 | Tier 2 | Transformer only |  |  |  | 2305828 | Sus |  | CompanyInitiated¦Plannedmaintenance¦¦
24-0003802 | Wildfire Mitigation | Planned - WSIP/System Hardening |  |  | 2024 | Tier 2 | Transformer only |  |  |  | 2305842 | Sus |  | WildfireMitigation¦PlannedWSIPSystemHardening¦¦
24-0002201 | Wildfire Mitigation | Planned - WSIP/System Hardening |  |  | 2024 | Tier 2 | Transformer only |  |  |  | 2306027 | Sus |  | WildfireMitigation¦PlannedWSIPSystemHardening¦¦
24-0002576 | Wildfire Mitigation | Planned - WSIP/System Hardening |  |  | 2024 | Tier 2 | Transformer only |  |  |  | 2306150 | Sus |  | WildfireMitigation¦PlannedWSIPSystemHardening¦¦
24-0002567 | Wildfire Mitigation | Planned - WSIP/System Hardening |  |  | 2024 | Tier 2 | Distribution Circuit |  |  |  | 2306155 | Sus |  | WildfireMitigation¦PlannedWSIPSystemHardening¦¦
24-0002660 | Company Initiated | Planned- capital |  |  | 2024 | Tier 2 | Distribution Circuit |  |  |  | 2306163 | Sus |  | CompanyInitiated¦Plannedcapital¦¦
24-0002898 | Wildfire Mitigation | Planned - WSIP/System Hardening |  |  | 2024 | Tier 3 | Transformer only |  |  |  | 2306374 | Sus |  | WildfireMitigation¦PlannedWSIPSystemHardening¦¦
24-0006713 | Unknown Cause | Patrol - not conducted |  |  | 2024 | Tier 2 | Distribution Circuit |  |  |  | 2306790 | Sus |  | UnknownCause¦Patrolnotconducted¦¦
24-0001070 | Company Initiated | Planned- maintenance |  |  | 2024 | Tier 3 | Distribution Circuit |  |  |  | 2306815 | Sus |  | CompanyInitiated¦Plannedmaintenance¦¦
23-0141784 | Company Initiated | Planned- capital |  |  | 2024 | Tier 3 | Distribution Circuit |  |  |  | 2306822 | Sus |  | CompanyInitiated¦Plannedcapital¦¦
24-0004307 | Wildfire Mitigation | Planned - WSIP/System Hardening |  |  | 2024 | Tier 2 | Transformer only |  |  |  | 2306833 | Sus |  | WildfireMitigation¦PlannedWSIPSystemHardening¦¦
24-0003841 | Wildfire Mitigation | Planned - WSIP/System Hardening |  |  | 2024 | Tier 2 | Transformer only |  |  |  | 2306845 | Sus |  | WildfireMitigation¦PlannedWSIPSystemHardening¦¦
24-0002299 | Wildfire Mitigation | Planned - WSIP/System Hardening |  |  | 2024 | Tier 3 | Distribution Circuit |  |  |  | 2306852 | Sus |  | WildfireMitigation¦PlannedWSIPSystemHardening¦¦
24-0002586 | Wildfire Mitigation | Planned - WSIP/System Hardening |  |  | 2024 | Tier 2 | Transformer only |  |  |  | 2306964 | Sus |  | WildfireMitigation¦PlannedWSIPSystemHardening¦¦
24-0003653 | Wildfire Mitigation | Planned - WSIP/System Hardening |  |  | 2024 | Tier 2 | Transformer only |  |  |  | 2306979 | Sus |  | WildfireMitigation¦PlannedWSIPSystemHardening¦¦
24-0003468 | Company Initiated | Planned- maintenance |  |  | 2024 | Tier 3 | Distribution Circuit |  |  |  | 2306991 | Sus |  | CompanyInitiated¦Plannedmaintenance¦¦
24-0004314 | Wildfire Mitigation | Planned - WSIP/System Hardening |  |  | 2024 | Tier 2 | Distribution Circuit |  |  |  | 2307060 | Sus |  | WildfireMitigation¦PlannedWSIPSystemHardening¦¦
24-0007151 | Equipment Failure/Involved | Overhead | Transformer (OH) | Broken | 2024 | Tier 2 | Transformer only |  |  |  | 2307468 | Sus |  | EquipmentFailureInvolved¦Overhead¦Transformer(OH)¦Broken
24-0004312 | Wildfire Mitigation | Planned - WSIP/System Hardening |  |  | 2024 | Tier 2 | Distribution Circuit |  |  |  | 2307603 | Sus |  | WildfireMitigation¦PlannedWSIPSystemHardening¦¦
24-0002205 | Wildfire Mitigation | Planned - WSIP/System Hardening |  |  | 2024 | Tier 2 | Distribution Circuit |  |  |  | 2307607 | Sus |  | WildfireMitigation¦PlannedWSIPSystemHardening¦¦
24-0002904 | Wildfire Mitigation | Planned - WSIP/System Hardening |  |  | 2024 | Tier 3 | Transformer only |  |  |  | 2307705 | Sus |  | WildfireMitigation¦PlannedWSIPSystemHardening¦¦
24-0004501 | Wildfire Mitigation | Planned - WSIP/System Hardening |  |  | 2024 | Tier 3 | Transformer only |  |  |  | 2307711 | Sus |  | WildfireMitigation¦PlannedWSIPSystemHardening¦¦
24-0002976 | Company Initiated | Planned- capital |  |  | 2024 | Tier 2 | Distribution Circuit |  |  |  | 2307734 | Sus |  | CompanyInitiated¦Plannedcapital¦¦
24-0002270 | Wildfire Mitigation | Planned - WSIP/System Hardening |  |  | 2024 | Tier 3 | Transformer only |  |  |  | 2307785 | Sus |  | WildfireMitigation¦PlannedWSIPSystemHardening¦¦
24-0007310 | Equipment Failure/Involved | Overhead | Secondary | Normal | 2024 | Tier 2 | Transformer only |  |  |  | 2307843 | Sus |  | EquipmentFailureInvolved¦Overhead¦Secondary¦Normal
24-0002906 | Wildfire Mitigation | Planned - WSIP/System Hardening |  |  | 2024 | Tier 2 | Transformer only |  |  |  | 2307954 | Sus |  | WildfireMitigation¦PlannedWSIPSystemHardening¦¦
24-0001809 | Wildfire Mitigation | Planned - WSIP/System Hardening |  |  | 2024 | Tier 2 | Distribution Circuit |  |  |  | 2309441 | Sus |  | WildfireMitigation¦PlannedWSIPSystemHardening¦¦
24-0004702 | Wildfire Mitigation | Planned - WSIP/System Hardening |  |  | 2024 | Tier 2 | Transformer only |  |  |  | 2309637 | Sus |  | WildfireMitigation¦PlannedWSIPSystemHardening¦¦
24-0005233 | Wildfire Mitigation | Planned - WSIP/System Hardening |  |  | 2024 | Tier 3 | Distribution Circuit |  |  |  | 2309625 | Sus |  | WildfireMitigation¦PlannedWSIPSystemHardening¦¦
24-0004188 | Company Initiated | Planned- maintenance |  |  | 2024 | Tier 3 | Distribution Circuit |  |  |  | 2309699 | Sus |  | CompanyInitiated¦Plannedmaintenance¦¦
24-0004699 | Wildfire Mitigation | Planned - WSIP/System Hardening |  |  | 2024 | Tier 2 | Distribution Circuit |  |  |  | 2309707 | Sus |  | WildfireMitigation¦PlannedWSIPSystemHardening¦¦
24-0001810 | Wildfire Mitigation | Planned - WSIP/System Hardening |  |  | 2024 | Tier 2 | Distribution Circuit |  |  |  | 2309443 | Sus |  | WildfireMitigation¦PlannedWSIPSystemHardening¦¦
24-0004496 | Company Initiated | Planned- maintenance |  |  | 2024 | Tier 2 | Distribution Circuit |  |  |  | 2310275 | Sus |  | CompanyInitiated¦Plannedmaintenance¦¦
24-0001004 | Company Initiated | Planned- maintenance |  |  | 2024 | Tier 3 | Distribution Circuit |  |  |  | 2310289 | Sus |  | CompanyInitiated¦Plannedmaintenance¦¦
23-0142754 | Company Initiated | Planned- capital |  |  | 2024 | Tier 2 | Distribution Circuit |  |  |  | 2310570 | Sus |  | CompanyInitiated¦Plannedcapital¦¦
24-0003613 | Wildfire Mitigation | Planned - WSIP/System Hardening |  |  | 2024 | Tier 3 | Transformer only |  |  |  | 2310804 | Sus |  | WildfireMitigation¦PlannedWSIPSystemHardening¦¦
24-0008800 | Equipment Failure/Involved | Overhead | Transformer (OH) | Failed/Faulted | 2024 | Tier 2 | Transformer only |  |  |  | 2311307 | Sus |  | EquipmentFailureInvolved¦Overhead¦Transformer(OH)¦FailedFaulted
24-0009007 | Unknown Cause | Patrol - not conducted |  |  | 2024 | Tier 2 | Transformer only |  |  |  | 2311355 | Sus |  | UnknownCause¦Patrolnotconducted¦¦
24-0009133 | Equipment Failure/Involved | Overhead | Transformer (OH) | Broken | 2024 | Tier 2 | Distribution Circuit |  |  |  | 2311502 | Sus |  | EquipmentFailureInvolved¦Overhead¦Transformer(OH)¦Broken
24-0004709 | Company Initiated | Planned- maintenance |  |  | 2024 | Tier 2 | Distribution Circuit |  |  |  | 2311503 | Sus |  | CompanyInitiated¦Plannedmaintenance¦¦
24-0009439 | Unknown Cause | Patrol - not conducted |  |  | 2024 | Tier 2 | Distribution Circuit |  |  |  | 2312652 | Sus |  | UnknownCause¦Patrolnotconducted¦¦
24-0004831 | Company Initiated | Planned- maintenance |  |  | 2024 | Tier 2 | Distribution Circuit |  |  |  | 2312637 | Sus |  | CompanyInitiated¦Plannedmaintenance¦¦
24-0004863 | Company Initiated | Planned- maintenance |  |  | 2024 | Tier 2 | Distribution Circuit |  |  |  | 2312627 | Sus |  | CompanyInitiated¦Plannedmaintenance¦¦
24-0004857 | Wildfire Mitigation | Planned - WSIP/System Hardening |  |  | 2024 | Tier 2 | Distribution Circuit |  |  |  | 2312633 | Sus |  | WildfireMitigation¦PlannedWSIPSystemHardening¦¦
24-0009747 | 3rd Party | Other | Transformer (OH) | Failed/Faulted | 2024 | Tier 2 | Transformer only |  |  |  | 2312742 | Sus |  | 3rdParty¦Other¦Transformer(OH)¦FailedFaulted
24-0005123 | Company Initiated | Planned- maintenance |  |  | 2024 | Tier 2 | Transformer only |  |  |  | 2312811 | Sus |  | CompanyInitiated¦Plannedmaintenance¦¦
24-0005121 | Company Initiated | Planned- maintenance |  |  | 2024 | Tier 2 | Distribution Circuit |  |  |  | 2312790 | Sus |  | CompanyInitiated¦Plannedmaintenance¦¦
24-0005358 | Wildfire Mitigation | Planned - WSIP/System Hardening |  |  | 2024 | Tier 2 | Transformer only |  |  |  | 2312840 | Sus |  | WildfireMitigation¦PlannedWSIPSystemHardening¦¦
24-0005356 | Wildfire Mitigation | Planned - WSIP/System Hardening |  |  | 2024 | Tier 2 | Distribution Circuit |  |  |  | 2312835 | Sus |  | WildfireMitigation¦PlannedWSIPSystemHardening¦¦
24-0004422 | Company Initiated | Planned- capital |  |  | 2024 | Tier 2 | Distribution Circuit |  |  |  | 2312846 | Sus |  | CompanyInitiated¦Plannedcapital¦¦
24-0001195 | Company Initiated | Planned- maintenance |  |  | 2024 | Tier 3 | Transformer only |  |  |  | 2312858 | Sus |  | CompanyInitiated¦Plannedmaintenance¦¦
24-0004861 | Wildfire Mitigation | Planned - WSIP/System Hardening |  |  | 2024 | Tier 2 | Transformer only |  |  |  | 2313023 | Sus |  | WildfireMitigation¦PlannedWSIPSystemHardening¦¦
24-0004818 | Wildfire Mitigation | Planned - WSIP/System Hardening |  |  | 2024 | Tier 2 | Transformer only |  |  |  | 2313061 | Sus |  | WildfireMitigation¦PlannedWSIPSystemHardening¦¦
24-0004860 | Company Initiated | Planned- maintenance |  |  | 2024 | Tier 2 | Distribution Circuit |  |  |  | 2313504 | Sus |  | CompanyInitiated¦Plannedmaintenance¦¦
24-0004872 | Company Initiated | Planned- maintenance |  |  | 2024 | Tier 2 | Distribution Circuit |  |  |  | 2313505 | Sus |  | CompanyInitiated¦Plannedmaintenance¦¦
24-0004877 | Wildfire Mitigation | Planned - WSIP/System Hardening |  |  | 2024 | Tier 2 | Distribution Circuit |  |  |  | 2313559 | Sus |  | WildfireMitigation¦PlannedWSIPSystemHardening¦¦
24-0010048 | Company Initiated | Planned- capital |  |  | 2024 | Tier 2 | Transformer only |  |  |  | 2313707 | Sus |  | CompanyInitiated¦Plannedcapital¦¦
24-0005299 | Wildfire Mitigation | Planned - WSIP/System Hardening |  |  | 2024 | Tier 2 | Transformer only |  |  |  | 2313799 | Sus |  | WildfireMitigation¦PlannedWSIPSystemHardening¦¦
24-0010103 | Company Initiated | Return Circuit Normal | Conductor- Overhead | Normal | 2024 | Tier 3 | Distribution Circuit |  |  |  | 2313971 | Sus |  | CompanyInitiated¦ReturnCircuitNormal¦ConductorOverhead¦Normal
24-0010527 | Vegetation | Tree - fell into line | Conductor- Overhead | Normal | 2024 | Tier 2 | Distribution Circuit |  |  |  | 2314736 | Sus |  | Vegetation¦Treefellintoline¦ConductorOverhead¦Normal
24-0010532 | Vegetation | Tree - fell into line | Conductor- Overhead | Broken- wire on ground | 2024 | Tier 2 | Distribution Circuit |  |  |  | 2314936 | Sus |  | Vegetation¦Treefellintoline¦ConductorOverhead¦Brokenwireonground
24-0010512 | Vegetation | Tree - fell into line | Conductor- Overhead | Normal | 2024 | Tier 3 | Distribution Circuit |  |  |  | 2314877 | Sus |  | Vegetation¦Treefellintoline¦ConductorOverhead¦Normal
24-0010642 | Equipment Failure/Involved | Fire- pole | Pole-Wood | Burned/flashed | 2024 | Tier 2 | Distribution Circuit |  |  |  | 2315178 | Sus |  | EquipmentFailureInvolved¦Firepole¦PoleWood¦Burnedflashed
24-0009685 | Wildfire Mitigation | Planned - WSIP/System Hardening |  |  | 2024 | Tier 2 | Distribution Circuit |  |  |  | 2315676 | Sus |  | WildfireMitigation¦PlannedWSIPSystemHardening¦¦
24-0010774 | 3rd Party | Vehicle | Transformer (OH) | Broken | 2024 | Tier 2 | Transformer only |  |  |  | 2315684 | Sus |  | 3rdParty¦Vehicle¦Transformer(OH)¦Broken
24-0010766 | Company Initiated | Planned- capital |  |  | 2024 | Tier 2 | Transformer only |  |  |  | 2315709 | Sus |  | CompanyInitiated¦Plannedcapital¦¦
24-0010831 | Environmental/External | Ice or snow | Service conductor | Broken | 2024 | Tier 2 | Transformer only |  |  |  | 2315959 | Sus |  | EnvironmentalExternal¦Iceorsnow¦Serviceconductor¦Broken
24-0006370 | Wildfire Mitigation | Planned - WSIP/System Hardening |  |  | 2024 | Tier 2 | Transformer only |  |  |  | 2316131 | Sus |  | WildfireMitigation¦PlannedWSIPSystemHardening¦¦
24-0007039 | Company Initiated | Planned- maintenance |  |  | 2024 | Tier 2 | Distribution Circuit |  |  |  | 2316706 | Sus |  | CompanyInitiated¦Plannedmaintenance¦¦
24-0006601 | Wildfire Mitigation | Planned - WSIP/System Hardening |  |  | 2024 | Tier 2 | Distribution Circuit |  |  |  | 2316159 | Sus |  | WildfireMitigation¦PlannedWSIPSystemHardening¦¦
24-0005700 | Wildfire Mitigation | Planned - WSIP/System Hardening |  |  | 2024 | Tier 2 | Transformer only |  |  |  | 2316245 | Sus |  | WildfireMitigation¦PlannedWSIPSystemHardening¦¦
24-0006590 | Company Initiated | Planned- maintenance |  |  | 2024 | Tier 2 | Transformer only |  |  |  | 2316269 | Sus |  | CompanyInitiated¦Plannedmaintenance¦¦
24-0005087 | Company Initiated | Planned- maintenance |  |  | 2024 | Tier 2 | Distribution Circuit |  |  |  | 2317224 | Sus |  | CompanyInitiated¦Plannedmaintenance¦¦
24-0007276 | Company Initiated | Planned- maintenance |  |  | 2024 | Tier 3 | Distribution Circuit |  |  |  | 2317231 | Sus |  | CompanyInitiated¦Plannedmaintenance¦¦
24-0006543 | Company Initiated | Planned- capital |  |  | 2024 | Tier 2 | Distribution Circuit |  |  |  | 2317476 | Sus |  | CompanyInitiated¦Plannedcapital¦¦
24-0011940 | Equipment Failure/Involved | Underground | Secondary | Broken | 2024 | Tier 2 | Transformer only |  |  |  | 2317420 | Sus |  | EquipmentFailureInvolved¦Underground¦Secondary¦Broken
24-0011932 | Equipment Failure/Involved | Overhead | Pole-Wood | Deteriorated | 2024 | Tier 2 | Transformer only |  |  |  | 2318115 | Sus |  | EquipmentFailureInvolved¦Overhead¦PoleWood¦Deteriorated
24-0007206 | Wildfire Mitigation | Planned - WSIP/System Hardening |  |  | 2024 | Tier 2 | Transformer only |  |  |  | 2318398 | Sus |  | WildfireMitigation¦PlannedWSIPSystemHardening¦¦
24-0012363 | Equipment Failure/Involved | Overhead | Fuse | Burned Open | 2024 | Tier 3 | Transformer only |  |  |  | 2318578 | Sus |  | EquipmentFailureInvolved¦Overhead¦Fuse¦BurnedOpen
24-0012426 | Equipment Failure/Involved | Overhead | Pole-Wood | Broken | 2024 | Tier 2 | Transformer only |  |  |  | 2318797 | Sus |  | EquipmentFailureInvolved¦Overhead¦PoleWood¦Broken
23-0143405 | Company Initiated | Planned- capital |  |  | 2024 | Tier 2 | Distribution Circuit |  |  |  | 2318870 | Sus |  | CompanyInitiated¦Plannedcapital¦¦
24-0004408 | Wildfire Mitigation | Planned - WSIP/System Hardening |  |  | 2024 | Tier 3 | Transformer only |  |  |  | 2318976 | Sus |  | WildfireMitigation¦PlannedWSIPSystemHardening¦¦
24-0006561 | Wildfire Mitigation | Planned - WSIP/System Hardening |  |  | 2024 | Tier 3 | Transformer only |  |  |  | 2319009 | Sus |  | WildfireMitigation¦PlannedWSIPSystemHardening¦¦
24-0006558 | Wildfire Mitigation | Planned - WSIP/System Hardening |  |  | 2024 | Tier 3 | Distribution Circuit |  |  |  | 2319083 | Sus |  | WildfireMitigation¦PlannedWSIPSystemHardening¦¦
24-0012553 | Equipment Failure/Involved | Overhead | Other | Broken | 2024 | Tier 3 | Distribution Circuit |  |  |  | 2319073 | Sus |  | EquipmentFailureInvolved¦Overhead¦Other¦Broken
24-0006530 | Wildfire Mitigation | Planned - WSIP/System Hardening |  |  | 2024 | Tier 3 | Distribution Circuit |  |  |  | 2319079 | Sus |  | WildfireMitigation¦PlannedWSIPSystemHardening¦¦
24-0012990 | Unknown Cause | Patrol - found nothing |  |  | 2024 | Tier 2 | Distribution Circuit |  |  |  | 2319953 | Sus |  | UnknownCause¦Patrolfoundnothing¦¦
24-0003693 | Company Initiated | Planned- maintenance |  |  | 2024 | Tier 2 | Distribution Circuit |  |  |  | 2320967 | Sus |  | CompanyInitiated¦Plannedmaintenance¦¦
24-0009025 | Company Initiated | Planned- maintenance |  |  | 2024 | Tier 2 | Distribution Circuit |  |  |  | 2321949 | Sus |  | CompanyInitiated¦Plannedmaintenance¦¦
24-0009863 | Wildfire Mitigation | Planned - WSIP/System Hardening |  |  | 2024 | Tier 2 | Distribution Circuit |  |  |  | 2322008 | Sus |  | WildfireMitigation¦PlannedWSIPSystemHardening¦¦
24-0008289 | Company Initiated | Planned- maintenance |  |  | 2024 | Tier 2 | Distribution Circuit |  |  |  | 2322017 | Sus |  | CompanyInitiated¦Plannedmaintenance¦¦
24-0008661 | Company Initiated | Planned- maintenance |  |  | 2024 | Tier 2 | Distribution Circuit |  |  |  | 2321978 | Sus |  | CompanyInitiated¦Plannedmaintenance¦¦
24-0007878 | Company Initiated | Planned- maintenance |  |  | 2024 | Tier 2 | Distribution Circuit |  |  |  | 2321979 | Sus |  | CompanyInitiated¦Plannedmaintenance¦¦
24-0007855 | Company Initiated | Planned- maintenance |  |  | 2024 | Tier 2 | Distribution Circuit |  |  |  | 2322108 | Sus |  | CompanyInitiated¦Plannedmaintenance¦¦
24-0007415 | Company Initiated | Planned- maintenance |  |  | 2024 | Tier 2 | Distribution Circuit |  |  |  | 2322413 | Sus |  | CompanyInitiated¦Plannedmaintenance¦¦
24-0008758 | Wildfire Mitigation | Planned - WSIP/System Hardening |  |  | 2024 | Tier 2 | Transformer only |  |  |  | 2322147 | Sus |  | WildfireMitigation¦PlannedWSIPSystemHardening¦¦
24-0007045 | Company Initiated | Planned- maintenance |  |  | 2024 | Tier 2 | Distribution Circuit |  |  |  | 2322167 | Sus |  | CompanyInitiated¦Plannedmaintenance¦¦
24-0007454 | Company Initiated | Planned- maintenance |  |  | 2024 | Tier 3 | Transformer only |  |  |  | 2322367 | Sus |  | CompanyInitiated¦Plannedmaintenance¦¦
24-0008595 | Company Initiated | Planned- capital |  |  | 2024 | Tier 2 | Distribution Circuit |  |  |  | 2322927 | Sus |  | CompanyInitiated¦Plannedcapital¦¦
23-0147109 | Company Initiated | Planned- capital |  |  | 2024 | Tier 2 | Distribution Circuit |  |  |  | 2322913 | Sus |  | CompanyInitiated¦Plannedcapital¦¦
24-0008322 | Company Initiated | Planned- maintenance |  |  | 2024 | Tier 2 | Distribution Circuit |  |  |  | 2323106 | Sus |  | CompanyInitiated¦Plannedmaintenance¦¦
24-0009376 | Wildfire Mitigation | Planned - WSIP/System Hardening |  |  | 2024 | Tier 2 | Distribution Circuit |  |  |  | 2323648 | Sus |  | WildfireMitigation¦PlannedWSIPSystemHardening¦¦
24-0007442 | Company Initiated | Planned- maintenance |  |  | 2024 | Tier 2 | Distribution Circuit |  |  |  | 2323673 | Sus |  | CompanyInitiated¦Plannedmaintenance¦¦
24-0007073 | Company Initiated | Planned- maintenance |  |  | 2024 | Tier 2 | Distribution Circuit |  |  |  | 2323597 | Sus |  | CompanyInitiated¦Plannedmaintenance¦¦
24-0009471 | Wildfire Mitigation | Planned - WSIP/System Hardening |  |  | 2024 | Tier 2 | Transformer only |  |  |  | 2323823 | Sus |  | WildfireMitigation¦PlannedWSIPSystemHardening¦¦
24-0010295 | Company Initiated | Planned- capital |  |  | 2024 | Tier 3 | Distribution Circuit |  |  |  | 2323895 | Sus |  | CompanyInitiated¦Plannedcapital¦¦
24-0009815 | Wildfire Mitigation | Planned - WSIP/System Hardening |  |  | 2024 | Tier 3 | Distribution Circuit |  |  |  | 2323874 | Sus |  | WildfireMitigation¦PlannedWSIPSystemHardening¦¦
24-0008592 | Company Initiated | Planned- maintenance |  |  | 2024 | Tier 2 | Transformer only |  |  |  | 2324085 | Sus |  | CompanyInitiated¦Plannedmaintenance¦¦
24-0009361 | Company Initiated | Planned- maintenance |  |  | 2024 | Tier 2 | Distribution Circuit |  |  |  | 2324482 | Sus |  | CompanyInitiated¦Plannedmaintenance¦¦
24-0008926 | Wildfire Mitigation | Planned - WSIP/System Hardening |  |  | 2024 | Tier 3 | Distribution Circuit |  |  |  | 2324490 | Sus |  | WildfireMitigation¦PlannedWSIPSystemHardening¦¦
24-0011449 | Wildfire Mitigation | Planned - WSIP/System Hardening |  |  | 2024 | Tier 3 | Distribution Circuit |  |  |  | 2324620 | Sus |  | WildfireMitigation¦PlannedWSIPSystemHardening¦¦
24-0010218 | Wildfire Mitigation | Planned - WSIP/System Hardening | Bushing | Failed/Faulted | 2024 | Tier 3 | Transformer only |  |  |  | 2324700 | Sus |  | WildfireMitigation¦PlannedWSIPSystemHardening¦Bushing¦FailedFaulted
24-0015559 | Company Initiated | Personnel- company | Other | Normal | 2024 | Tier 2 | Distribution Circuit |  |  |  | 2324821 | Sus |  | CompanyInitiated¦Personnelcompany¦Other¦Normal
24-0015563 | Equipment Failure/Involved | Overhead | Transformer (OH) | Deteriorated | 2024 | Tier 3 | Transformer only |  |  |  | 2324842 | Sus |  | EquipmentFailureInvolved¦Overhead¦Transformer(OH)¦Deteriorated
24-0015944 | Equipment Failure/Involved | Substation | Circuit Breaker | Malfunctioning | 2024 | Tier 2 | Distribution Circuit |  |  |  | 2326158 | Sus |  | EquipmentFailureInvolved¦Substation¦CircuitBreaker¦Malfunctioning
24-0016058 | Animal | Bird found | Conductor- Overhead | Normal | 2024 | Tier 2 | Distribution Circuit |  |  |  | 2326847 | Sus |  | Animal¦Birdfound¦ConductorOverhead¦Normal
24-0016106 | 3rd Party | Gun Shot | Fuse | Burned Open | 2024 | Tier 3 | Distribution Circuit |  |  |  | 2326895 | Sus |  | 3rdParty¦GunShot¦Fuse¦BurnedOpen
24-0005056 | Company Initiated | Planned- maintenance |  |  | 2024 | Tier 2 | Distribution Circuit |  |  |  | 2326836 | Sus |  | CompanyInitiated¦Plannedmaintenance¦¦
24-0008007 | Company Initiated | Planned- capital |  |  | 2024 | Tier 3 | Distribution Circuit |  |  |  | 2327070 | Sus |  | CompanyInitiated¦Plannedcapital¦¦
24-0010912 | Company Initiated | Planned- capital |  |  | 2024 | Tier 3 | Distribution Circuit |  |  |  | 2327102 | Sus |  | CompanyInitiated¦Plannedcapital¦¦
24-0011490 | Company Initiated | Planned- maintenance |  |  | 2024 | Tier 2 | Distribution Circuit |  |  |  | 2327777 | Sus |  | CompanyInitiated¦Plannedmaintenance¦¦
24-0011957 | Company Initiated | Planned- maintenance |  |  | 2024 | Tier 3 | Distribution Circuit |  |  |  | 2327917 | Sus |  | CompanyInitiated¦Plannedmaintenance¦¦
24-0011735 | Company Initiated | Planned- maintenance |  |  | 2024 | Tier 2 | Distribution Circuit |  |  |  | 2327924 | Sus |  | CompanyInitiated¦Plannedmaintenance¦¦
24-0013261 | Wildfire Mitigation | Planned - WSIP/System Hardening |  |  | 2024 | Tier 3 | Transformer only |  |  |  | 2328037 | Sus |  | WildfireMitigation¦PlannedWSIPSystemHardening¦¦
24-0008107 | Wildfire Mitigation | Planned - WSIP/System Hardening |  |  | 2024 | Tier 3 | Transformer only |  |  |  | 2328051 | Sus |  | WildfireMitigation¦PlannedWSIPSystemHardening¦¦
24-0011847 | Wildfire Mitigation | Planned - WSIP/System Hardening |  |  | 2024 | Tier 2 | Distribution Circuit |  |  |  | 2328038 | Sus |  | WildfireMitigation¦PlannedWSIPSystemHardening¦¦
24-0013258 | Wildfire Mitigation | Planned - WSIP/System Hardening |  |  | 2024 | Tier 3 | Transformer only |  |  |  | 2328167 | Sus |  | WildfireMitigation¦PlannedWSIPSystemHardening¦¦
24-0013267 | Wildfire Mitigation | Planned - WSIP/System Hardening |  |  | 2024 | Tier 3 | Transformer only |  |  |  | 2328247 | Sus |  | WildfireMitigation¦PlannedWSIPSystemHardening¦¦
24-0013264 | Wildfire Mitigation | Planned - WSIP/System Hardening |  |  | 2024 | Tier 3 | Transformer only |  |  |  | 2328285 | Sus |  | WildfireMitigation¦PlannedWSIPSystemHardening¦¦
24-0008292 | Wildfire Mitigation | Planned - WSIP/System Hardening |  |  | 2024 | Tier 3 | Transformer only |  |  |  | 2328364 | Sus |  | WildfireMitigation¦PlannedWSIPSystemHardening¦¦
24-0011880 | Wildfire Mitigation | Planned - WSIP/System Hardening |  |  | 2024 | Tier 3 | Distribution Circuit |  |  |  | 2329187 | Sus |  | WildfireMitigation¦PlannedWSIPSystemHardening¦¦
24-0011130 | Company Initiated | Planned- capital |  |  | 2024 | Tier 2 | Distribution Circuit |  |  |  | 2329188 | Sus |  | CompanyInitiated¦Plannedcapital¦¦
24-0013951 | Company Initiated | Planned- maintenance |  |  | 2024 | Tier 2 | Distribution Circuit |  |  |  | 2328929 | Sus |  | CompanyInitiated¦Plannedmaintenance¦¦
24-0011876 | Wildfire Mitigation | Planned - WSIP/System Hardening |  |  | 2024 | Tier 2 | Distribution Circuit |  |  |  | 2329184 | Sus |  | WildfireMitigation¦PlannedWSIPSystemHardening¦¦
24-0011869 | Wildfire Mitigation | Planned - WSIP/System Hardening |  |  | 2024 | Tier 3 | Distribution Circuit |  |  |  | 2329210 | Sus |  | WildfireMitigation¦PlannedWSIPSystemHardening¦¦
24-0011058 | Company Initiated | Planned- maintenance |  |  | 2024 | Tier 2 | Transformer only |  |  |  | 2329221 | Sus |  | CompanyInitiated¦Plannedmaintenance¦¦
24-0017277 | Vegetation | Tree - fell into line | Conductor- Overhead | Broken- wire on ground | 2024 | Tier 3 | Distribution Circuit |  |  |  | 2329408 | Sus |  | Vegetation¦Treefellintoline¦ConductorOverhead¦Brokenwireonground
24-0017366 | Unknown Cause | Patrol - not conducted |  |  | 2024 | Tier 2 | Distribution Circuit |  |  |  | 2329582 | Sus |  | UnknownCause¦Patrolnotconducted¦¦
24-0017336 | Vegetation | Tree - fell into line | Conductor- Overhead | On Ground | 2024 | Tier 2 | Distribution Circuit |  |  |  | 2329708 | Sus |  | Vegetation¦Treefellintoline¦ConductorOverhead¦OnGround
24-0017492 | Unknown Cause | Patrol - not conducted |  |  | 2024 | Tier 2 | Distribution Circuit |  |  |  | 2329803 | Sus |  | UnknownCause¦Patrolnotconducted¦¦
24-0017556 | Unknown Cause | Patrol - not conducted |  |  | 2024 | Tier 2 | Distribution Circuit |  |  |  | 2330016 | Sus |  | UnknownCause¦Patrolnotconducted¦¦
24-0017555 | Equipment Failure/Involved | Fire- pole | Jumper | Broken | 2024 | Tier 2 | Distribution Circuit |  |  |  | 2330049 | Sus |  | EquipmentFailureInvolved¦Firepole¦Jumper¦Broken
24-0017737 | Vegetation | Tree - branch fell on line | Conductor- Overhead | Normal | 2024 | Tier 3 | Distribution Circuit |  |  |  | 2330716 | Sus |  | Vegetation¦Treebranchfellonline¦ConductorOverhead¦Normal
24-0017740 | Unknown Cause | Patrol - found nothing |  |  | 2024 | Tier 2 | Distribution Circuit |  |  |  | 2330594 | Sus |  | UnknownCause¦Patrolfoundnothing¦¦
24-0011693 | Company Initiated | Planned- maintenance |  |  | 2024 | Tier 3 | Distribution Circuit |  |  |  | 2330951 | Sus |  | CompanyInitiated¦Plannedmaintenance¦¦
24-0017754 | Vegetation | Tree - branch fell on line | Crossarm- Wood | Broken | 2024 | Tier 3 | Distribution Circuit |  |  |  | 2330737 | Sus |  | Vegetation¦Treebranchfellonline¦CrossarmWood¦Broken
24-0017768 | Vegetation | Tree - branch fell on line | Conductor- Overhead | Normal | 2024 | Tier 3 | Distribution Circuit |  |  |  | 2330758 | Sus |  | Vegetation¦Treebranchfellonline¦ConductorOverhead¦Normal
24-0017777 | Unknown Cause | Patrol - found nothing |  |  | 2024 | Tier 3 | Distribution Circuit |  |  |  | 2330776 | Sus |  | UnknownCause¦Patrolfoundnothing¦¦
24-0018373 | Equipment Failure/Involved | Overhead | Pole-Wood | Deteriorated | 2024 | Tier 2 | Distribution Circuit |  |  |  | 2332000 | Sus |  | EquipmentFailureInvolved¦Overhead¦PoleWood¦Deteriorated
24-0011894 | Wildfire Mitigation | Planned - WSIP/System Hardening |  |  | 2024 | Tier 3 | Transformer only |  |  |  | 2332270 | Sus |  | WildfireMitigation¦PlannedWSIPSystemHardening¦¦
24-0018808 | Environmental/External | Lightning | Conductor- Overhead | Normal | 2024 | Tier 2 | Transmission line |  |  |  | 2332987 | Sus |  | EnvironmentalExternal¦Lightning¦ConductorOverhead¦Normal
24-0018808 | Environmental/External | Lightning | Conductor- Overhead | Normal | 2024 | Tier 2 | Transmission line |  |  |  | 2333109 | Sus |  | EnvironmentalExternal¦Lightning¦ConductorOverhead¦Normal
24-0018808 | Environmental/External | Lightning | Conductor- Overhead | Normal | 2024 | Tier 2 | Transmission line |  |  |  | 2332976 | Sus |  | EnvironmentalExternal¦Lightning¦ConductorOverhead¦Normal
24-0018890 | Unknown Cause | Patrol - not conducted |  |  | 2024 | Tier 2 | Distribution Circuit |  |  |  | 2333361 | Sus |  | UnknownCause¦Patrolnotconducted¦¦
24-0018941 | Unknown Cause | Patrol - not conducted |  |  | 2024 | Tier 2 | Distribution Circuit |  |  |  | 2333681 | Sus |  | UnknownCause¦Patrolnotconducted¦¦
24-0021588 | Equipment Failure/Involved | Overhead | Conductor- Overhead | Burned/flashed | 2024 | Tier 2 | Distribution Circuit |  |  |  | 2355966 | Sus |  | EquipmentFailureInvolved¦Overhead¦ConductorOverhead¦Burnedflashed
24-0022010 | Vegetation | Tree - fell into line | Fuse | Normal | 2024 | Tier 2 | Transformer only |  |  |  | 2356223 | Sus |  | Vegetation¦Treefellintoline¦Fuse¦Normal
24-0021674 | Equipment Failure/Involved | Overhead | Fuse | Failed/Faulted | 2024 | Tier 2 | Transformer only |  |  |  | 2356212 | Sus |  | EquipmentFailureInvolved¦Overhead¦Fuse¦FailedFaulted
24-0021697 | Vegetation | Tree - branch fell on line | Conductor- Overhead | Broken- wire on ground | 2024 | Tier 2 | Distribution Circuit |  |  |  | 2356263 | Sus |  | Vegetation¦Treebranchfellonline¦ConductorOverhead¦Brokenwireonground
24-0022271 | Unknown Cause | Patrol - found nothing |  |  | 2024 | Tier 2 | Distribution Circuit |  |  |  | 2360485 | Sus |  | UnknownCause¦Patrolfoundnothing¦¦
24-0021457 | Unknown Cause | Patrol - found nothing |  |  | 2024 | Tier 2 | Distribution Circuit |  |  |  | 2356578 | Sus |  | UnknownCause¦Patrolfoundnothing¦¦
24-0021676 | Vegetation | Tree - fell into line | Conductor- Overhead | Broken- wire on ground | 2024 | Tier 2 | Distribution Circuit |  |  |  | 2356810 | Sus |  | Vegetation¦Treefellintoline¦ConductorOverhead¦Brokenwireonground
24-0021758 | Vegetation | Tree - fell into line | Conductor- Overhead | Normal | 2024 | Tier 3 | Distribution Circuit |  |  |  | 2356819 | Sus |  | Vegetation¦Treefellintoline¦ConductorOverhead¦Normal
24-0022382 | Unknown Cause | Patrol - found nothing |  |  | 2024 | Tier 2 | Transformer only |  |  |  | 2358995 | Sus |  | UnknownCause¦Patrolfoundnothing¦¦
24-0022446 | Unknown Cause | Patrol - found nothing |  |  | 2024 | Tier 2 | Distribution Circuit |  |  |  | 2361187 | Sus |  | UnknownCause¦Patrolfoundnothing¦¦
24-0023616 | Unknown Cause | Patrol - found nothing |  |  | 2024 | Tier 2 | Distribution Circuit |  |  |  | 2363212 | Sus |  | UnknownCause¦Patrolfoundnothing¦¦
24-0022969 | Unknown Cause | Patrol - found nothing |  |  | 2024 | Tier 3 | Distribution Circuit |  |  |  | 2363270 | Sus |  | UnknownCause¦Patrolfoundnothing¦¦
24-0023365 | Unknown Cause | Patrol - not conducted |  |  | 2024 | Tier 2 | Distribution Circuit |  |  |  | 2363525 | Sus |  | UnknownCause¦Patrolnotconducted¦¦
24-0023722 | Unknown Cause | Patrol - found nothing |  |  | 2024 | Tier 3 | Distribution Circuit |  |  |  | 2365555 | Sus |  | UnknownCause¦Patrolfoundnothing¦¦
24-0023905 | Vegetation | Tree - bark fell into line | Service conductor | Together | 2024 | Tier 2 | Transformer only |  |  |  | 2364826 | Sus |  | Vegetation¦Treebarkfellintoline¦Serviceconductor¦Together
24-0024465 | Unknown Cause | Patrol - found nothing |  |  | 2024 | Tier 3 | Distribution Circuit |  |  |  | 2367588 | Sus |  | UnknownCause¦Patrolfoundnothing¦¦
24-0025991 | Environmental/External | Water | Recloser | Malfunctioning | 2024 | Tier 2 | Distribution Circuit |  |  |  | 2369215 | Sus |  | EnvironmentalExternal¦Water¦Recloser¦Malfunctioning
24-0027633 | Unknown Cause | Patrol - found nothing |  |  | 2024 | Tier 2 | Transformer only |  |  |  | 2373333 | Sus |  | UnknownCause¦Patrolfoundnothing¦¦
24-0016345 | Company Initiated | Planned- maintenance |  |  | 2024 | Tier 2 | Distribution Circuit |  |  |  | 2373695 | Sus |  | CompanyInitiated¦Plannedmaintenance¦¦
24-0014314 | Company Initiated | Planned- maintenance |  |  | 2024 | Tier 3 | Transformer only |  |  |  | 2373761 | Sus |  | CompanyInitiated¦Plannedmaintenance¦¦
24-0016385 | Company Initiated | Planned- maintenance |  |  | 2024 | Tier 2 | Distribution Circuit |  |  |  | 2373781 | Sus |  | CompanyInitiated¦Plannedmaintenance¦¦
24-0014672 | Wildfire Mitigation | Planned - WSIP/System Hardening |  |  | 2024 | Tier 3 | Transformer only |  |  |  | 2373804 | Sus |  | WildfireMitigation¦PlannedWSIPSystemHardening¦¦
24-0005951 | Company Initiated | Planned- maintenance |  |  | 2024 | Tier 2 | Transformer only |  |  |  | 2373900 | Sus |  | CompanyInitiated¦Plannedmaintenance¦¦
24-0028009 | Equipment Failure/Involved | Overhead | Transformer (OH) | Failed/Faulted | 2024 | Tier 2 | Transformer only |  |  |  | 2374216 | Sus |  | EquipmentFailureInvolved¦Overhead¦Transformer(OH)¦FailedFaulted
24-0028090 | Company Initiated | Planned- capital |  |  | 2024 | Tier 2 | Distribution Circuit |  |  |  | 2374401 | Sus |  | CompanyInitiated¦Plannedcapital¦¦
24-0017078 | Company Initiated | Planned- maintenance |  |  | 2024 | Tier 2 | Distribution Circuit |  |  |  | 2374542 | Sus |  | CompanyInitiated¦Plannedmaintenance¦¦
24-0017475 | Company Initiated | Planned- maintenance |  |  | 2024 | Tier 3 | Distribution Circuit |  |  |  | 2374639 | Sus |  | CompanyInitiated¦Plannedmaintenance¦¦
24-0014690 | Company Initiated | Planned- maintenance |  |  | 2024 | Tier 2 | Distribution Circuit |  |  |  | 2374750 | Sus |  | CompanyInitiated¦Plannedmaintenance¦¦
24-0012752 | Wildfire Mitigation | Planned - WSIP/System Hardening |  |  | 2024 | Tier 2 | Transformer only |  |  |  | 2374773 | Sus |  | WildfireMitigation¦PlannedWSIPSystemHardening¦¦
24-0014687 | Company Initiated | Planned- maintenance |  |  | 2024 | Tier 3 | Distribution Circuit |  |  |  | 2374766 | Sus |  | CompanyInitiated¦Plannedmaintenance¦¦
24-0017840 | Company Initiated | Planned- maintenance |  |  | 2024 | Tier 2 | Transformer only |  |  |  | 2374780 | Sus |  | CompanyInitiated¦Plannedmaintenance¦¦
24-0016634 | Company Initiated | Planned- maintenance |  |  | 2024 | Tier 3 | Distribution Circuit |  |  |  | 2374792 | Sus |  | CompanyInitiated¦Plannedmaintenance¦¦
24-0028199 | Company Initiated | Planned- capital |  |  | 2024 | Tier 2 | Distribution Circuit |  |  |  | 2374684 | Sus |  | CompanyInitiated¦Plannedcapital¦¦
24-0012758 | Wildfire Mitigation | Planned - WSIP/System Hardening |  |  | 2024 | Tier 2 | Transformer only |  |  |  | 2375186 | Sus |  | WildfireMitigation¦PlannedWSIPSystemHardening¦¦
24-0018752 | Company Initiated | Planned- maintenance |  |  | 2024 | Tier 3 | Distribution Circuit |  |  |  | 2375844 | Sus |  | CompanyInitiated¦Plannedmaintenance¦¦
24-0016293 | Company Initiated | Planned- maintenance |  |  | 2024 | Tier 2 | Distribution Circuit |  |  |  | 2376950 | Sus |  | CompanyInitiated¦Plannedmaintenance¦¦
24-0018465 | Company Initiated | Planned- maintenance |  |  | 2024 | Tier 2 | Distribution Circuit |  |  |  | 2376919 | Sus |  | CompanyInitiated¦Plannedmaintenance¦¦
24-0029515 | Environmental/External | Lightning | Transformer (OH) | Failed/Faulted | 2024 | Tier 2 | Transformer only |  |  |  | 2377016 | Sus |  | EnvironmentalExternal¦Lightning¦Transformer(OH)¦FailedFaulted
24-0029529 | Equipment Failure/Involved | Underground | Fuse | Burned Open | 2024 | Tier 3 | Transformer only |  |  |  | 2377184 | Sus |  | EquipmentFailureInvolved¦Underground¦Fuse¦BurnedOpen
24-0023688 | Company Initiated | Planned- maintenance |  |  | 2024 | Tier 2 | Distribution Circuit |  |  |  | 2377868 | Sus |  | CompanyInitiated¦Plannedmaintenance¦¦
24-0017998 | Company Initiated | Planned- maintenance |  |  | 2024 | Tier 2 | Distribution Circuit |  |  |  | 2377795 | Sus |  | CompanyInitiated¦Plannedmaintenance¦¦
24-0015149 | Company Initiated | Planned- maintenance |  |  | 2024 | Tier 2 | Distribution Circuit |  |  |  | 2377767 | Sus |  | CompanyInitiated¦Plannedmaintenance¦¦
24-0005242 | Company Initiated | Planned- maintenance |  |  | 2024 | Tier 2 | Distribution Circuit |  |  |  | 2377921 | Sus |  | CompanyInitiated¦Plannedmaintenance¦¦
24-0017834 | Company Initiated | Planned- maintenance |  |  | 2024 | Tier 2 | Transformer only |  |  |  | 2377962 | Sus |  | CompanyInitiated¦Plannedmaintenance¦¦
24-0014420 | Company Initiated | Planned- maintenance |  |  | 2024 | Tier 2 | Distribution Circuit |  |  |  | 2377953 | Sus |  | CompanyInitiated¦Plannedmaintenance¦¦
24-0014045 | Company Initiated | Planned- maintenance |  |  | 2024 | Tier 2 | Distribution Circuit |  |  |  | 2378258 | Sus |  | CompanyInitiated¦Plannedmaintenance¦¦
24-0030229 | Vegetation | Tree - fell into line | Conductor- Overhead | Normal | 2024 | Tier 2 | Distribution Circuit |  |  |  | 2378873 | Sus |  | Vegetation¦Treefellintoline¦ConductorOverhead¦Normal
24-0005859 | Company Initiated | Planned- maintenance |  |  | 2024 | Tier 2 | Distribution Circuit |  |  |  | 2379438 | Sus |  | CompanyInitiated¦Plannedmaintenance¦¦
24-0030514 | Animal | Other | Conductor- Overhead | Normal | 2024 | Tier 2 | Distribution Circuit |  |  |  | 2379942 | Sus |  | Animal¦Other¦ConductorOverhead¦Normal
24-0030523 | Unknown Cause | Patrol - not conducted |  |  | 2024 | Tier 2 | Transmission line |  |  |  | 2380036 | Sus |  | UnknownCause¦Patrolnotconducted¦¦
24-0030743 | Vegetation | Tree - fell into line | Cutout- fuse holder | Broken | 2024 | Tier 2 | Transformer only |  |  |  | 2380564 | Sus |  | Vegetation¦Treefellintoline¦Cutoutfuseholder¦Broken
24-0030765 | Environmental/External | Water | Transformer | Failed/Faulted | 2024 | Tier 2 | Transformer only |  |  |  | 2380606 | Sus |  | EnvironmentalExternal¦Water¦Transformer¦FailedFaulted
24-0030879 | Unknown Cause | Patrol - found nothing |  |  | 2024 | Tier 2 | Distribution Circuit |  |  |  | 2381105 | Sus |  | UnknownCause¦Patrolfoundnothing¦¦
24-0030958 | Equipment Failure/Involved | Overhead | Jumper | Burned Open | 2024 | Tier 2 | Transformer only |  |  |  | 2381626 | Sus |  | EquipmentFailureInvolved¦Overhead¦Jumper¦BurnedOpen
24-0030978 | Environmental/External | Lightning | Transformer (OH) | Failed/Faulted | 2024 | Tier 3 | Distribution Circuit |  |  |  | 2381738 | Sus |  | EnvironmentalExternal¦Lightning¦Transformer(OH)¦FailedFaulted
24-0031066 | Unknown Cause | Patrol - found nothing |  |  | 2024 | Tier 2 | Distribution Circuit |  |  |  | 2381956 | Sus |  | UnknownCause¦Patrolfoundnothing¦¦
24-0031082 | Equipment Failure/Involved | Overhead | Cutout- fuse holder | Normal | 2024 | Tier 2 | Transformer only |  |  |  | 2381987 | Sus |  | EquipmentFailureInvolved¦Overhead¦Cutoutfuseholder¦Normal
24-0031475 | Unknown Cause | Patrol - found nothing |  |  | 2024 | Tier 3 | Distribution Circuit |  |  |  | 2382413 | Sus |  | UnknownCause¦Patrolfoundnothing¦¦
24-0018522 | Company Initiated | Planned- capital |  |  | 2024 | Tier 2 | Distribution Circuit |  |  |  | 2382623 | Sus |  | CompanyInitiated¦Plannedcapital¦¦
24-0021515 | Wildfire Mitigation | Planned - WSIP/System Hardening |  |  | 2024 | Tier 2 | Transformer only |  |  |  | 2383817 | Sus |  | WildfireMitigation¦PlannedWSIPSystemHardening¦¦
24-0026334 | Wildfire Mitigation | Planned - WSIP/System Hardening |  |  | 2024 | Tier 2 | Distribution Circuit |  |  |  | 2383876 | Sus |  | WildfireMitigation¦PlannedWSIPSystemHardening¦¦
24-0015206 | Company Initiated | Planned- maintenance |  |  | 2024 | Tier 3 | Distribution Circuit |  |  |  | 2383630 | Sus |  | CompanyInitiated¦Plannedmaintenance¦¦
24-0032189 | Unknown Cause | Patrol - found nothing |  |  | 2024 | Tier 2 | Distribution Circuit |  |  |  | 2384368 | Sus |  | UnknownCause¦Patrolfoundnothing¦¦
24-0032035 | Equipment Failure/Involved | Overhead | Pole-Wood | Deteriorated | 2024 | Tier 2 | Distribution Circuit |  |  |  | 2384208 | Sus |  | EquipmentFailureInvolved¦Overhead¦PoleWood¦Deteriorated
24-0032289 | Equipment Failure/Involved | Underground | Transformer (UG) | Failed/Faulted | 2024 | Tier 3 | Distribution Circuit |  |  |  | 2384770 | Sus |  | EquipmentFailureInvolved¦Underground¦Transformer(UG)¦FailedFaulted
24-0015040 | Company Initiated | Planned- maintenance |  |  | 2024 | Tier 2 | Distribution Circuit |  |  |  | 2384999 | Sus |  | CompanyInitiated¦Plannedmaintenance¦¦
24-0005998 | Company Initiated | Planned- capital |  |  | 2024 | Tier 2 | Distribution Circuit |  |  |  | 2385103 | Sus |  | CompanyInitiated¦Plannedcapital¦¦
24-0032820 | Equipment Failure/Involved | Overhead | Pole-Wood | Deteriorated | 2024 | Tier 2 | Transformer only |  |  |  | 2385681 | Sus |  | EquipmentFailureInvolved¦Overhead¦PoleWood¦Deteriorated
24-0032933 | Equipment Failure/Involved | Overhead | Pole-Wood | Deteriorated | 2024 | Tier 2 | Distribution Circuit |  |  |  | 2385752 | Sus |  | EquipmentFailureInvolved¦Overhead¦PoleWood¦Deteriorated
24-0011515 | Company Initiated | Planned- maintenance |  |  | 2024 | Tier 2 | Distribution Circuit |  |  |  | 2385904 | Sus |  | CompanyInitiated¦Plannedmaintenance¦¦
24-0033118 | Equipment Failure/Involved | Overhead | Cutout- fuse holder | Broken | 2024 | Tier 2 | Transformer only |  |  |  | 2386075 | Sus |  | EquipmentFailureInvolved¦Overhead¦Cutoutfuseholder¦Broken
24-0031354 | Company Initiated | Planned- maintenance |  |  | 2024 | Tier 2 | Distribution Circuit |  |  |  | 2386087 | Sus |  | CompanyInitiated¦Plannedmaintenance¦¦
24-0033202 | Vegetation | Tree - fell into line | Conductor- Overhead | Broken- wire on ground | 2024 | Tier 3 | Distribution Circuit |  |  |  | 2386182 | Sus |  | Vegetation¦Treefellintoline¦ConductorOverhead¦Brokenwireonground
24-0033522 | Equipment Failure/Involved | Overhead | Transformer (OH) | Failed/Faulted | 2024 | Tier 2 | Transformer only |  |  |  | 2387003 | Sus |  | EquipmentFailureInvolved¦Overhead¦Transformer(OH)¦FailedFaulted
24-0033547 | Unknown Cause | Patrol - not conducted |  |  | 2024 | Tier 2 | Distribution Circuit |  |  |  | 2387080 | Sus |  | UnknownCause¦Patrolnotconducted¦¦
24-0016825 | Company Initiated | Planned- maintenance |  |  | 2024 | Tier 2 | Distribution Circuit |  |  |  | 2387678 | Sus |  | CompanyInitiated¦Plannedmaintenance¦¦
24-0002538 | Company Initiated | Planned- capital |  |  | 2024 | Tier 2 | Distribution Circuit |  |  |  | 2387780 | Sus |  | CompanyInitiated¦Plannedcapital¦¦
24-0026917 | Wildfire Mitigation | Planned - WSIP/System Hardening |  |  | 2024 | Tier 3 | Distribution Circuit |  |  |  | 2387854 | Sus |  | WildfireMitigation¦PlannedWSIPSystemHardening¦¦
24-0028528 | Wildfire Mitigation | Planned - WSIP/System Hardening |  |  | 2024 | Tier 3 | Distribution Circuit |  |  |  | 2387882 | Sus |  | WildfireMitigation¦PlannedWSIPSystemHardening¦¦
24-0028522 | Wildfire Mitigation | Planned - WSIP/System Hardening |  |  | 2024 | Tier 3 | Distribution Circuit |  |  |  | 2387909 | Sus |  | WildfireMitigation¦PlannedWSIPSystemHardening¦¦
24-0028371 | Wildfire Mitigation | Planned - WSIP/System Hardening |  |  | 2024 | Tier 2 | Distribution Circuit |  |  |  | 2387917 | Sus |  | WildfireMitigation¦PlannedWSIPSystemHardening¦¦
24-0028161 | Company Initiated | Planned- maintenance |  |  | 2024 | Tier 2 | Distribution Circuit |  |  |  | 2387982 | Sus |  | CompanyInitiated¦Plannedmaintenance¦¦
24-0028532 | Wildfire Mitigation | Planned - WSIP/System Hardening |  |  | 2024 | Tier 3 | Transformer only |  |  |  | 2387998 | Sus |  | WildfireMitigation¦PlannedWSIPSystemHardening¦¦
24-0033939 | Unknown Cause | Patrol - found nothing |  |  | 2024 | Tier 3 | Transformer only |  |  |  | 2388149 | Sus |  | UnknownCause¦Patrolfoundnothing¦¦
24-0034091 | Equipment Failure/Involved | Overhead | Pole-Wood | Deteriorated | 2024 | Tier 2 | Distribution Circuit |  |  |  | 2388402 | Sus |  | EquipmentFailureInvolved¦Overhead¦PoleWood¦Deteriorated
24-0012466 | Company Initiated | Planned- capital |  |  | 2024 | Tier 3 | Distribution Circuit |  |  |  | 2388669 | Sus |  | CompanyInitiated¦Plannedcapital¦¦
24-0026552 | Company Initiated | Planned- maintenance |  |  | 2024 | Tier 3 | Distribution Circuit |  |  |  | 2388656 | Sus |  | CompanyInitiated¦Plannedmaintenance¦¦
24-0029998 | Company Initiated | Planned- maintenance |  |  | 2024 | Tier 2 | Distribution Circuit |  |  |  | 2388873 | Sus |  | CompanyInitiated¦Plannedmaintenance¦¦
24-0028663 | Company Initiated | Planned- maintenance |  |  | 2024 | Tier 3 | Distribution Circuit |  |  |  | 2389642 | Sus |  | CompanyInitiated¦Plannedmaintenance¦¦
24-0021524 | Wildfire Mitigation | Planned - WSIP/System Hardening |  |  | 2024 | Tier 3 | Distribution Circuit |  |  |  | 2389662 | Sus |  | WildfireMitigation¦PlannedWSIPSystemHardening¦¦
24-0021684 | Company Initiated | Planned- maintenance |  |  | 2024 | Tier 2 | Distribution Circuit |  |  |  | 2389632 | Sus |  | CompanyInitiated¦Plannedmaintenance¦¦
24-0013330 | Company Initiated | Planned- capital |  |  | 2024 | Tier 2 | Distribution Circuit |  |  |  | 2389862 | Sus |  | CompanyInitiated¦Plannedcapital¦¦
24-0028551 | Company Initiated | Planned- maintenance |  |  | 2024 | Tier 3 | Distribution Circuit |  |  |  | 2389871 | Sus |  | CompanyInitiated¦Plannedmaintenance¦¦
24-0024239 | Wildfire Mitigation | Planned - WSIP/System Hardening |  |  | 2024 | Tier 2 | Distribution Circuit |  |  |  | 2390107 | Sus |  | WildfireMitigation¦PlannedWSIPSystemHardening¦¦
24-0035087 | Equipment Failure/Involved | Overhead | Pole-Wood | Deteriorated | 2024 | Tier 3 | Distribution Circuit |  |  |  | 2390284 | Sus |  | EquipmentFailureInvolved¦Overhead¦PoleWood¦Deteriorated
24-0035175 | Equipment Failure/Involved | Overhead | Pole-Wood | Broken | 2024 | Tier 2 | Distribution Circuit |  |  |  | 2390422 | Sus |  | EquipmentFailureInvolved¦Overhead¦PoleWood¦Broken
24-0029285 | Company Initiated | Planned- maintenance |  |  | 2024 | Tier 2 | Transformer only |  |  |  | 2390650 | Sus |  | CompanyInitiated¦Plannedmaintenance¦¦
24-0035619 | Environmental/External | Lightning | Transformer (OH) |  | 2024 | Tier 2 | Transformer only |  |  |  | 2391215 | Sus |  | EnvironmentalExternal¦Lightning¦Transformer(OH)¦
24-0035543 | Unknown Cause | Patrol - found nothing |  |  | 2024 | Tier 2 | Distribution Circuit |  |  |  | 2391222 | Sus |  | UnknownCause¦Patrolfoundnothing¦¦
24-0035740 | Equipment Failure/Involved | Overhead | Jumper | Burned Open | 2024 | Tier 2 | Transformer only |  |  |  | 2391374 | Sus |  | EquipmentFailureInvolved¦Overhead¦Jumper¦BurnedOpen
24-0035759 | Vegetation | Tree - fell into line | Conductor- Overhead | Normal | 2024 | Tier 3 | Distribution Circuit |  |  |  | 2391613 | Sus |  | Vegetation¦Treefellintoline¦ConductorOverhead¦Normal
24-0035831 | Vegetation | Tree - branch fell on line | Conductor- Overhead | Normal | 2024 | Tier 2 | Distribution Circuit |  |  |  | 2391739 | Sus |  | Vegetation¦Treebranchfellonline¦ConductorOverhead¦Normal
24-0036511 | Vegetation | Tree - fell into line | Conductor- Overhead | Normal | 2024 | Tier 2 | Distribution Circuit |  |  |  | 2393287 | Sus |  | Vegetation¦Treefellintoline¦ConductorOverhead¦Normal
24-0036442 | Equipment Failure/Involved | Overhead | Jumper | Burned/flashed | 2024 | Tier 3 | Distribution Circuit |  |  |  | 2392928 | Sus |  | EquipmentFailureInvolved¦Overhead¦Jumper¦Burnedflashed
24-0036609 | Vegetation | Tree - fell into line | Conductor- Overhead | Broken- wire on ground | 2024 | Tier 3 | Distribution Circuit |  |  |  | 2394078 | Sus |  | Vegetation¦Treefellintoline¦ConductorOverhead¦Brokenwireonground
24-0036741 | Unknown Cause | Patrol - found nothing |  |  | 2024 | Tier 2 | Distribution Circuit |  |  |  | 2394404 | Sus |  | UnknownCause¦Patrolfoundnothing¦¦
24-0036836 | Vegetation | Tree - branch fell on line | Conductor- Overhead | Normal | 2024 | Tier 2 | Distribution Circuit |  |  |  | 2394303 | Sus |  | Vegetation¦Treebranchfellonline¦ConductorOverhead¦Normal
24-0036871 | Unknown Cause | Patrol - not conducted |  |  | 2024 | Tier 2 | Distribution Circuit |  |  |  | 2394703 | Sus |  | UnknownCause¦Patrolnotconducted¦¦
24-0036944 | Unknown Cause | Patrol - found nothing |  |  | 2024 | Tier 3 | Distribution Circuit |  |  |  | 2395029 | Sus |  | UnknownCause¦Patrolfoundnothing¦¦
24-0037110 | Equipment Failure/Involved | Overhead | Recloser | Malfunctioning | 2024 | Tier 2 | Distribution Circuit |  |  |  | 2395742 | Sus |  | EquipmentFailureInvolved¦Overhead¦Recloser¦Malfunctioning
24-0037164 | Unknown Cause | Patrol - found nothing |  |  | 2024 | Tier 2 | Transmission line |  |  |  | 2395884 | Sus |  | UnknownCause¦Patrolfoundnothing¦¦
24-0037209 | Unknown Cause | Patrol - found nothing |  |  | 2024 | Tier 2 | Distribution Circuit |  |  |  | 2396109 | Sus |  | UnknownCause¦Patrolfoundnothing¦¦
24-0037769 | Unknown Cause | Patrol - found nothing |  |  | 2024 | Tier 2 | Distribution Circuit |  |  |  | 2396907 | Sus |  | UnknownCause¦Patrolfoundnothing¦¦
24-0038315 | Equipment Failure/Involved | Overhead | Jumper | Burned Open | 2024 | Tier 2 | Transformer only |  |  |  | 2397870 | Sus |  | EquipmentFailureInvolved¦Overhead¦Jumper¦BurnedOpen
24-0038491 | Vegetation | Tree - fell into line | Conductor- Overhead | Normal | 2024 | Tier 2 | Distribution Circuit |  |  |  | 2398042 | Sus |  | Vegetation¦Treefellintoline¦ConductorOverhead¦Normal
24-0038519 | Vegetation | Tree - fell into line | Conductor- Overhead | Broken- wire on ground | 2024 | Tier 3 | Distribution Circuit |  |  |  | 2398077 | Sus |  | Vegetation¦Treefellintoline¦ConductorOverhead¦Brokenwireonground
24-0032053 | Company Initiated | Planned- capital |  |  | 2024 | Tier 2 | Distribution Circuit |  |  |  | 2398316 | Sus |  | CompanyInitiated¦Plannedcapital¦¦
24-0033186 | Company Initiated | Planned- maintenance |  |  | 2024 | Tier 2 | Transformer only |  |  |  | 2399149 | Sus |  | CompanyInitiated¦Plannedmaintenance¦¦
24-0033734 | Company Initiated | Planned- maintenance |  |  | 2024 | Tier 2 | Transformer only |  |  |  | 2399170 | Sus |  | CompanyInitiated¦Plannedmaintenance¦¦
24-0031597 | Company Initiated | Planned- maintenance |  |  | 2024 | Tier 3 | Transformer only |  |  |  | 2399184 | Sus |  | CompanyInitiated¦Plannedmaintenance¦¦
24-0028527 | Wildfire Mitigation | Planned - WSIP/System Hardening |  |  | 2024 | Tier 2 | Distribution Circuit |  |  |  | 2399906 | Sus |  | WildfireMitigation¦PlannedWSIPSystemHardening¦¦
24-0039763 | Equipment Failure/Involved | Overhead | Bushing | Failed/Faulted | 2024 | Tier 2 | Transformer only |  |  |  | 2399920 | Sus |  | EquipmentFailureInvolved¦Overhead¦Bushing¦FailedFaulted
24-0028555 | Wildfire Mitigation | Planned - WSIP/System Hardening |  |  | 2024 | Tier 2 | Distribution Circuit |  |  |  | 2399917 | Sus |  | WildfireMitigation¦PlannedWSIPSystemHardening¦¦
24-0031170 | Company Initiated | Planned- maintenance |  |  | 2024 | Tier 2 | Transformer only |  |  |  | 2399944 | Sus |  | CompanyInitiated¦Plannedmaintenance¦¦
24-0039684 | Equipment Failure/Involved | Overhead | Secondary | Broken | 2024 | Tier 2 | Transformer only |  |  |  | 2399977 | Sus |  | EquipmentFailureInvolved¦Overhead¦Secondary¦Broken
24-0031516 | Company Initiated | Planned- maintenance |  |  | 2024 | Tier 2 | Distribution Circuit |  |  |  | 2400004 | Sus |  | CompanyInitiated¦Plannedmaintenance¦¦
24-0031525 | Wildfire Mitigation | Planned - WSIP/System Hardening |  |  | 2024 | Tier 2 | Transformer only |  |  |  | 2400252 | Sus |  | WildfireMitigation¦PlannedWSIPSystemHardening¦¦
24-0040062 | Unknown Cause | Patrol - found nothing |  |  | 2024 | Tier 3 | Distribution Circuit |  |  |  | 2400571 | Sus |  | UnknownCause¦Patrolfoundnothing¦¦
24-0040108 | Unknown Cause | Patrol - found nothing |  |  | 2024 | Tier 2 | Transformer only |  |  |  | 2400846 | Sus |  | UnknownCause¦Patrolfoundnothing¦¦
24-0022986 | Company Initiated | Planned- maintenance |  |  | 2024 | Tier 2 | Transformer only |  |  |  | 2401496 | Sus |  | CompanyInitiated¦Plannedmaintenance¦¦
24-0030055 | Company Initiated | Planned- maintenance |  |  | 2024 | Tier 2 | Transformer only |  |  |  | 2401530 | Sus |  | CompanyInitiated¦Plannedmaintenance¦¦
24-0022968 | Company Initiated | Planned- maintenance |  |  | 2024 | Tier 2 | Transformer only |  |  |  | 2401609 | Sus |  | CompanyInitiated¦Plannedmaintenance¦¦
24-0023003 | Company Initiated | Planned- maintenance |  |  | 2024 | Tier 2 | Transformer only |  |  |  | 2401683 | Sus |  | CompanyInitiated¦Plannedmaintenance¦¦
24-0040694 | Equipment Failure/Involved | Overhead | Pole-Wood | Broken | 2024 | Tier 2 | Distribution Circuit |  |  |  | 2402278 | Sus |  | EquipmentFailureInvolved¦Overhead¦PoleWood¦Broken
24-0032152 | Company Initiated | Planned- maintenance |  |  | 2024 | Tier 3 | Distribution Circuit |  |  |  | 2402342 | Sus |  | CompanyInitiated¦Plannedmaintenance¦¦
24-0035576 | Company Initiated | Planned- maintenance |  |  | 2024 | Tier 2 | Distribution Circuit |  |  |  | 2402502 | Sus |  | CompanyInitiated¦Plannedmaintenance¦¦
24-0033349 | Company Initiated | Planned- maintenance |  |  | 2024 | Tier 2 | Transformer only |  |  |  | 2402607 | Sus |  | CompanyInitiated¦Plannedmaintenance¦¦
24-0041160 | Unknown Cause | Patrol - not conducted |  |  | 2024 | Tier 3 | Transformer only |  |  |  | 2402792 | Sus |  | UnknownCause¦Patrolnotconducted¦¦
24-0041219 | Equipment Failure/Involved | Overhead | Bushing | Broken | 2024 | Tier 2 | Transformer only |  |  |  | 2402987 | Sus |  | EquipmentFailureInvolved¦Overhead¦Bushing¦Broken
24-0041266 | Equipment Failure/Involved | Overhead | Fuse | Broken | 2024 | Tier 2 | Transformer only |  |  |  | 2403099 | Sus |  | EquipmentFailureInvolved¦Overhead¦Fuse¦Broken
24-0041292 | Vegetation | Tree - fell into line | Conductor- Overhead | Broken- wire on ground | 2024 | Tier 2 | Distribution Circuit |  |  |  | 2403145 | Sus |  | Vegetation¦Treefellintoline¦ConductorOverhead¦Brokenwireonground
24-0029814 | Company Initiated | Planned- maintenance |  |  | 2024 | Tier 3 | Distribution Circuit |  |  |  | 2403146 | Sus |  | CompanyInitiated¦Plannedmaintenance¦¦
24-0029089 | Company Initiated | Planned- capital |  |  | 2024 | Tier 2 | Distribution Circuit |  |  |  | 2403192 | Sus |  | CompanyInitiated¦Plannedcapital¦¦
24-0034870 | Company Initiated | Planned- maintenance |  |  | 2024 | Tier 2 | Transformer only |  |  |  | 2403354 | Sus |  | CompanyInitiated¦Plannedmaintenance¦¦
24-0034350 | Company Initiated | Planned- maintenance |  |  | 2024 | Tier 2 | Transformer only |  |  |  | 2403365 | Sus |  | CompanyInitiated¦Plannedmaintenance¦¦
24-0041700 | Equipment Failure/Involved | Overhead | Transformer (OH) | Leaking | 2024 | Tier 2 | Transformer only |  |  |  | 2403815 | Sus |  | EquipmentFailureInvolved¦Overhead¦Transformer(OH)¦Leaking
24-0030025 | Company Initiated | Planned- maintenance |  |  | 2024 | Tier 2 | Distribution Circuit |  |  |  | 2404129 | Sus |  | CompanyInitiated¦Plannedmaintenance¦¦
24-0031288 | Company Initiated | Planned- maintenance |  |  | 2024 | Tier 3 | Distribution Circuit |  |  |  | 2404130 | Sus |  | CompanyInitiated¦Plannedmaintenance¦¦
24-0035109 | Company Initiated | Planned- maintenance |  |  | 2024 | Tier 2 | Distribution Circuit |  |  |  | 2404165 | Sus |  | CompanyInitiated¦Plannedmaintenance¦¦
24-0034831 | Wildfire Mitigation | Planned - WSIP/System Hardening |  |  | 2024 | Tier 2 | Distribution Circuit |  |  |  | 2404227 | Sus |  | WildfireMitigation¦PlannedWSIPSystemHardening¦¦
24-0034814 | Company Initiated | Planned- capital |  |  | 2024 | Tier 3 | Distribution Circuit |  |  |  | 2404358 | Sus |  | CompanyInitiated¦Plannedcapital¦¦
24-0034826 | Company Initiated | Planned- maintenance |  |  | 2024 | Tier 3 | Transformer only |  |  |  | 2404428 | Sus |  | CompanyInitiated¦Plannedmaintenance¦¦
24-0033951 | Wildfire Mitigation | Planned - WSIP/System Hardening |  |  | 2024 | Tier 2 | Distribution Circuit |  |  |  | 2404448 | Sus |  | WildfireMitigation¦PlannedWSIPSystemHardening¦¦
24-0033001 | Company Initiated | Planned- maintenance |  |  | 2024 | Tier 3 | Distribution Circuit |  |  |  | 2404268 | Sus |  | CompanyInitiated¦Plannedmaintenance¦¦
24-0033254 | Company Initiated | Planned- maintenance |  |  | 2024 | Tier 2 | Transformer only |  |  |  | 2404501 | Sus |  | CompanyInitiated¦Plannedmaintenance¦¦
24-0036294 | Company Initiated | Planned- maintenance |  |  | 2024 | Tier 3 | Transformer only |  |  |  | 2404509 | Sus |  | CompanyInitiated¦Plannedmaintenance¦¦
24-0036289 | Company Initiated | Planned- maintenance |  |  | 2024 | Tier 3 | Distribution Circuit |  |  |  | 2404514 | Sus |  | CompanyInitiated¦Plannedmaintenance¦¦
24-0042015 | Vegetation | Tree - branch fell on line | Conductor- Overhead | Normal | 2024 | Tier 2 | Distribution Circuit |  |  |  | 2404844 | Sus |  | Vegetation¦Treebranchfellonline¦ConductorOverhead¦Normal
24-0042000 | Equipment Failure/Involved | Overhead | Other | Broken | 2024 | Tier 3 | Distribution Circuit |  |  |  | 2404721 | Sus |  | EquipmentFailureInvolved¦Overhead¦Other¦Broken
24-0034449 | Company Initiated | Planned- maintenance |  |  | 2024 | Tier 3 | Distribution Circuit |  |  |  | 2405682 | Sus |  | CompanyInitiated¦Plannedmaintenance¦¦
24-0033101 | Company Initiated | Planned- maintenance |  |  | 2024 | Tier 2 | Distribution Circuit |  |  |  | 2405699 | Sus |  | CompanyInitiated¦Plannedmaintenance¦¦
24-0034386 | Company Initiated | Planned- maintenance |  |  | 2024 | Tier 2 | Distribution Circuit |  |  |  | 2405845 | Sus |  | CompanyInitiated¦Plannedmaintenance¦¦
24-0016688 | Company Initiated | Planned- capital |  |  | 2024 | Tier 3 | Distribution Circuit |  |  |  | 2406008 | Sus |  | CompanyInitiated¦Plannedcapital¦¦
24-0034856 | Company Initiated | Planned- maintenance |  |  | 2024 | Tier 3 | Transformer only |  |  |  | 2406085 | Sus |  | CompanyInitiated¦Plannedmaintenance¦¦
24-0043109 | Unknown Cause | Patrol - found nothing |  |  | 2024 | Tier 2 | Transformer only |  |  |  | 2406957 | Sus |  | UnknownCause¦Patrolfoundnothing¦¦
24-0043058 | Equipment Failure/Involved | Overhead | Pole-Wood | Deteriorated | 2024 | Tier 3 | Distribution Circuit |  |  |  | 2406995 | Sus |  | EquipmentFailureInvolved¦Overhead¦PoleWood¦Deteriorated
24-0018203 | Company Initiated | Planned- capital |  |  | 2024 | Tier 2 | Distribution Circuit |  |  |  | 2407974 | Sus |  | CompanyInitiated¦Plannedcapital¦¦
24-0039904 | Company Initiated | Planned- maintenance |  |  | 2024 | Tier 3 | Distribution Circuit |  |  |  | 2407955 | Sus |  | CompanyInitiated¦Plannedmaintenance¦¦
24-0032043 | Wildfire Mitigation | Planned - WSIP/System Hardening |  |  | 2024 | Tier 2 | Transformer only |  |  |  | 2408016 | Sus |  | WildfireMitigation¦PlannedWSIPSystemHardening¦¦
24-0035302 | Company Initiated | Planned- maintenance |  |  | 2024 | Tier 2 | Distribution Circuit |  |  |  | 2407957 | Sus |  | CompanyInitiated¦Plannedmaintenance¦¦
24-0036321 | Wildfire Mitigation | Planned - WSIP/System Hardening |  |  | 2024 | Tier 3 | Transformer only |  |  |  | 2408117 | Sus |  | WildfireMitigation¦PlannedWSIPSystemHardening¦¦
24-0032492 | Wildfire Mitigation | Planned - WSIP/System Hardening |  |  | 2024 | Tier 2 | Transformer only |  |  |  | 2408139 | Sus |  | WildfireMitigation¦PlannedWSIPSystemHardening¦¦
24-0037217 | Company Initiated | Planned- maintenance |  |  | 2024 | Tier 2 | Distribution Circuit |  |  |  | 2408293 | Sus |  | CompanyInitiated¦Plannedmaintenance¦¦
24-0043554 | Equipment Failure/Involved | Underground | Connector or Splice (UG) | Burned/flashed | 2024 | Tier 2 | Transformer only |  |  |  | 2408199 | Sus |  | EquipmentFailureInvolved¦Underground¦ConnectororSplice(UG)¦Burnedflashed
24-0036312 | Company Initiated | Planned- maintenance |  |  | 2024 | Tier 3 | Transformer only |  |  |  | 2408236 | Sus |  | CompanyInitiated¦Plannedmaintenance¦¦
24-0037416 | Company Initiated | Planned- maintenance |  |  | 2024 | Tier 2 | Distribution Circuit |  |  |  | 2408244 | Sus |  | CompanyInitiated¦Plannedmaintenance¦¦
24-0043563 | Unknown Cause | Patrol - not conducted |  |  | 2024 | Tier 2 | Transformer only |  |  |  | 2408304 | Sus |  | UnknownCause¦Patrolnotconducted¦¦
24-0039915 | Company Initiated | Planned- maintenance |  |  | 2024 | Tier 3 | Distribution Circuit |  |  |  | 2408933 | Sus |  | CompanyInitiated¦Plannedmaintenance¦¦
24-0038353 | Wildfire Mitigation | Planned - WSIP/System Hardening |  |  | 2024 | Tier 2 | Transformer only |  |  |  | 2409003 | Sus |  | WildfireMitigation¦PlannedWSIPSystemHardening¦¦
24-0021766 | Company Initiated | Planned- maintenance |  |  | 2024 | Tier 2 | Distribution Circuit |  |  |  | 2409017 | Sus |  | CompanyInitiated¦Plannedmaintenance¦¦
24-0032029 | Wildfire Mitigation | Planned - WSIP/System Hardening |  |  | 2024 | Tier 2 | Transformer only |  |  |  | 2409039 | Sus |  | WildfireMitigation¦PlannedWSIPSystemHardening¦¦
24-0034737 | Company Initiated | Planned- maintenance |  |  | 2024 | Tier 2 | Distribution Circuit |  |  |  | 2408972 | Sus |  | CompanyInitiated¦Plannedmaintenance¦¦
24-0036727 | Wildfire Mitigation | Planned - WSIP/System Hardening |  |  | 2024 | Tier 2 | Transformer only |  |  |  | 2409123 | Sus |  | WildfireMitigation¦PlannedWSIPSystemHardening¦¦
24-0037452 | Company Initiated | Planned- maintenance |  |  | 2024 | Tier 2 | Distribution Circuit |  |  |  | 2409177 | Sus |  | CompanyInitiated¦Plannedmaintenance¦¦
24-0031174 | Company Initiated | Planned- maintenance |  |  | 2024 | Tier 2 | Transformer only |  |  |  | 2409129 | Sus |  | CompanyInitiated¦Plannedmaintenance¦¦
24-0036344 | Company Initiated | Planned- maintenance |  |  | 2024 | Tier 2 | Distribution Circuit |  |  |  | 2409139 | Sus |  | CompanyInitiated¦Plannedmaintenance¦¦
24-0044038 | Company Initiated | Planned- maintenance |  |  | 2024 | Tier 2 | Transformer only |  |  |  | 2409305 | Sus |  | CompanyInitiated¦Plannedmaintenance¦¦
24-0014595 | Company Initiated | Planned- maintenance |  |  | 2024 | Tier 2 | Distribution Circuit |  |  |  | 2409195 | Sus |  | CompanyInitiated¦Plannedmaintenance¦¦
24-0044110 | Equipment Failure/Involved | Overhead | Transformer (OH) | Failed/Faulted | 2024 | Tier 2 | Transformer only |  |  |  | 2409303 | Sus |  | EquipmentFailureInvolved¦Overhead¦Transformer(OH)¦FailedFaulted
24-0036989 | Company Initiated | Planned- maintenance |  |  | 2024 | Tier 2 | Transformer only |  |  |  | 2409310 | Sus |  | CompanyInitiated¦Plannedmaintenance¦¦
24-0034786 | Wildfire Mitigation | Planned - WSIP/System Hardening |  |  | 2024 | Tier 3 | Transformer only |  |  |  | 2409325 | Sus |  | WildfireMitigation¦PlannedWSIPSystemHardening¦¦
24-0044068 | Vegetation | Tree - branch fell on line | Conductor- Overhead | Normal | 2024 | Tier 2 | Distribution Circuit |  |  |  | 2409343 | Sus |  | Vegetation¦Treebranchfellonline¦ConductorOverhead¦Normal
24-0039923 | Company Initiated | Planned- maintenance |  |  | 2024 | Tier 3 | Distribution Circuit |  |  |  | 2409809 | Sus |  | CompanyInitiated¦Plannedmaintenance¦¦
24-0038807 | Company Initiated | Planned- maintenance |  |  | 2024 | Tier 3 | Transformer only |  |  |  | 2409943 | Sus |  | CompanyInitiated¦Plannedmaintenance¦¦
24-0034796 | Wildfire Mitigation | Planned - WSIP/System Hardening |  |  | 2024 | Tier 3 | Distribution Circuit |  |  |  | 2409932 | Sus |  | WildfireMitigation¦PlannedWSIPSystemHardening¦¦
24-0032059 | Wildfire Mitigation | Planned - WSIP/System Hardening |  |  | 2024 | Tier 2 | Transformer only |  |  |  | 2409976 | Sus |  | WildfireMitigation¦PlannedWSIPSystemHardening¦¦
24-0038528 | Company Initiated | Planned- maintenance |  |  | 2024 | Tier 2 | Distribution Circuit |  |  |  | 2409893 | Sus |  | CompanyInitiated¦Plannedmaintenance¦¦
24-0039116 | Company Initiated | Planned- maintenance |  |  | 2024 | Tier 2 | Distribution Circuit |  |  |  | 2409924 | Sus |  | CompanyInitiated¦Plannedmaintenance¦¦
24-0036365 | Company Initiated | Planned- maintenance |  |  | 2024 | Tier 3 | Distribution Circuit |  |  |  | 2410338 | Sus |  | CompanyInitiated¦Plannedmaintenance¦¦
24-0034799 | Wildfire Mitigation | Planned - WSIP/System Hardening |  |  | 2024 | Tier 3 | Transformer only |  |  |  | 2410294 | Sus |  | WildfireMitigation¦PlannedWSIPSystemHardening¦¦
24-0044671 | Unknown Cause | Patrol - found nothing |  |  | 2024 | Tier 3 | Transformer only |  |  |  | 2410315 | Sus |  | UnknownCause¦Patrolfoundnothing¦¦
24-0044911 | Equipment Failure/Involved | Overhead | Fuse | Normal | 2024 | Tier 3 | Transformer only |  |  |  | 2410580 | Sus |  | EquipmentFailureInvolved¦Overhead¦Fuse¦Normal
24-0039873 | Company Initiated | Planned- maintenance |  |  | 2024 | Tier 2 | Distribution Circuit |  |  |  | 2410681 | Sus |  | CompanyInitiated¦Plannedmaintenance¦¦
24-0034557 | Company Initiated | Planned- maintenance |  |  | 2024 | Tier 2 | Distribution Circuit |  |  |  | 2411024 | Sus |  | CompanyInitiated¦Plannedmaintenance¦¦
24-0045316 | 3rd Party | Vehicle | Pole-Wood | Broken- wire on object | 2024 | Tier 2 | Distribution Circuit |  |  |  | 2411410 | Sus |  | 3rdParty¦Vehicle¦PoleWood¦Brokenwireonobject
24-0045377 | Unknown Cause | Patrol - not conducted |  |  | 2024 | Tier 2 | Distribution Circuit |  |  |  | 2411535 | Sus |  | UnknownCause¦Patrolnotconducted¦¦
24-0032537 | Wildfire Mitigation | Planned - WSIP/System Hardening |  |  | 2024 | Tier 2 | Transformer only |  |  |  | 2411633 | Sus |  | WildfireMitigation¦PlannedWSIPSystemHardening¦¦
24-0034992 | Wildfire Mitigation | Planned - WSIP/System Hardening |  |  | 2024 | Tier 3 | Transformer only |  |  |  | 2411661 | Sus |  | WildfireMitigation¦PlannedWSIPSystemHardening¦¦
24-0036380 | Wildfire Mitigation | Planned - WSIP/System Hardening |  |  | 2024 | Tier 3 | Distribution Circuit |  |  |  | 2411801 | Sus |  | WildfireMitigation¦PlannedWSIPSystemHardening¦¦
24-0032749 | Company Initiated | Construction Activity/equip- company | Cutout- fuse holder | Normal | 2024 | Tier 2 | Distribution Circuit |  |  |  | 2411712 | Sus |  | CompanyInitiated¦ConstructionActivityequipcompany¦Cutoutfuseholder¦Normal
24-0045573 | 3rd Party | Vehicle | Conductor- Overhead | Together | 2024 | Tier 3 | Distribution Circuit |  |  |  | 2411804 | Sus |  | 3rdParty¦Vehicle¦ConductorOverhead¦Together
24-0045565 | Unknown Cause | Patrol - found nothing |  |  | 2024 | Tier 2 | Distribution Circuit |  |  |  | 2411822 | Sus |  | UnknownCause¦Patrolfoundnothing¦¦
24-0045631 | Equipment Failure/Involved | Overhead | Transformer (OH) | Failed/Faulted | 2024 | Tier 2 | Transformer only |  |  |  | 2411939 | Sus |  | EquipmentFailureInvolved¦Overhead¦Transformer(OH)¦FailedFaulted
24-0045906 | Equipment Failure/Involved | Overhead | Pole-Wood | Broken | 2024 | Tier 2 | Distribution Circuit |  |  |  | 2412564 | Sus |  | EquipmentFailureInvolved¦Overhead¦PoleWood¦Broken
24-0046048 | Unknown Cause | Patrol - found nothing |  |  | 2024 | Tier 3 | Distribution Circuit |  |  |  | 2412936 | Sus |  | UnknownCause¦Patrolfoundnothing¦¦
24-0046078 | Unknown Cause | Patrol - found nothing |  |  | 2024 | Tier 2 | Distribution Circuit |  |  |  | 2413001 | Sus |  | UnknownCause¦Patrolfoundnothing¦¦
24-0046106 | Equipment Failure/Involved | Overhead | Fuse | Failed/Faulted | 2024 | Tier 2 | Distribution Circuit |  |  |  | 2413064 | Sus |  | EquipmentFailureInvolved¦Overhead¦Fuse¦FailedFaulted
24-0046097 | Environmental/External | Lightning | Conductor- Overhead | Normal | 2024 | Tier 2 | Transmission line |  |  |  | 2413121 | Sus |  | EnvironmentalExternal¦Lightning¦ConductorOverhead¦Normal
24-0046133 | Environmental/External | Lightning | Transformer (OH) | Burned/flashed | 2024 | Tier 2 | Distribution Circuit |  |  |  | 2413091 | Sus |  | EnvironmentalExternal¦Lightning¦Transformer(OH)¦Burnedflashed
24-0046122 | Vegetation | Tree - fell into line | Conductor- Overhead | Burned/flashed | 2024 | Tier 2 | Distribution Circuit |  |  |  | 2413143 | Sus |  | Vegetation¦Treefellintoline¦ConductorOverhead¦Burnedflashed
24-0046131 | Environmental/External | Lightning | Transformer | Burned/flashed | 2024 | Tier 2 | Transformer only |  |  |  | 2413225 | Sus |  | EnvironmentalExternal¦Lightning¦Transformer¦Burnedflashed
24-0046149 | Equipment Failure/Involved | Overhead | Crossarm- Wood | Broken | 2024 | Tier 2 | Distribution Circuit |  |  |  | 2413293 | Sus |  | EquipmentFailureInvolved¦Overhead¦CrossarmWood¦Broken
24-0046187 | Environmental/External | Lightning | Transformer | Failed/Faulted | 2024 | Tier 2 | Transformer only |  |  |  | 2413312 | Sus |  | EnvironmentalExternal¦Lightning¦Transformer¦FailedFaulted
24-0039962 | Company Initiated | Planned- capital |  |  | 2024 | Tier 2 | Distribution Circuit |  |  |  | 2413813 | Sus |  | CompanyInitiated¦Plannedcapital¦¦
24-0021635 | Company Initiated | Planned- capital |  |  | 2024 | Tier 2 | Distribution Circuit |  |  |  | 2413863 | Sus |  | CompanyInitiated¦Plannedcapital¦¦
24-0041044 | Company Initiated | Planned- maintenance |  |  | 2024 | Tier 2 | Distribution Circuit |  |  |  | 2413738 | Sus |  | CompanyInitiated¦Plannedmaintenance¦¦
24-0046426 | Environmental/External | Lightning | Transformer | Failed/Faulted | 2024 | Tier 2 | Transformer only |  |  |  | 2413912 | Sus |  | EnvironmentalExternal¦Lightning¦Transformer¦FailedFaulted
24-0046487 | 3rd Party | Vehicle | Pole-Wood | Broken | 2024 | Tier 2 | Distribution Circuit |  |  |  | 2414175 | Sus |  | 3rdParty¦Vehicle¦PoleWood¦Broken
24-0046732 | Equipment Failure/Involved | Overhead | Pole-Wood | Deteriorated | 2024 | Tier 2 | Distribution Circuit |  |  |  | 2414550 | Sus |  | EquipmentFailureInvolved¦Overhead¦PoleWood¦Deteriorated
24-0041874 | Company Initiated | Planned- maintenance |  |  | 2024 | Tier 2 | Distribution Circuit |  |  |  | 2415076 | Sus |  | CompanyInitiated¦Plannedmaintenance¦¦
24-0041520 | Company Initiated | Planned- maintenance |  |  | 2024 | Tier 3 | Distribution Circuit |  |  |  | 2415061 | Sus |  | CompanyInitiated¦Plannedmaintenance¦¦
24-0041512 | Company Initiated | Planned- maintenance |  |  | 2024 | Tier 2 | Distribution Circuit |  |  |  | 2414645 | Sus |  | CompanyInitiated¦Plannedmaintenance¦¦
24-0037997 | Wildfire Mitigation | Planned - WSIP/System Hardening |  |  | 2024 | Tier 3 | Distribution Circuit |  |  |  | 2414735 | Sus |  | WildfireMitigation¦PlannedWSIPSystemHardening¦¦
24-0040526 | Company Initiated | Planned- maintenance |  |  | 2024 | Tier 3 | Transformer only |  |  |  | 2415240 | Sus |  | CompanyInitiated¦Plannedmaintenance¦¦
24-0040981 | Company Initiated | Planned- maintenance |  |  | 2024 | Tier 3 | Transformer only |  |  |  | 2415444 | Sus |  | CompanyInitiated¦Plannedmaintenance¦¦
24-0012563 | Company Initiated | Planned- capital |  |  | 2024 | Tier 3 | Distribution Circuit |  |  |  | 2415498 | Sus |  | CompanyInitiated¦Plannedcapital¦¦
24-0040941 | Company Initiated | Planned- maintenance |  |  | 2024 | Tier 3 | Distribution Circuit |  |  |  | 2415490 | Sus |  | CompanyInitiated¦Plannedmaintenance¦¦
24-0038003 | Wildfire Mitigation | Planned - WSIP/System Hardening |  |  | 2024 | Tier 3 | Distribution Circuit |  |  |  | 2415608 | Sus |  | WildfireMitigation¦PlannedWSIPSystemHardening¦¦
24-0046985 | Equipment Failure/Involved | Overhead | Connector or Splice (OH) | Broken- wire on ground | 2024 | Tier 2 | Distribution Circuit |  |  |  | 2415737 | Sus |  | EquipmentFailureInvolved¦Overhead¦ConnectororSplice(OH)¦Brokenwireonground
24-0041544 | Wildfire Mitigation | Planned - WSIP/System Hardening |  |  | 2024 | Tier 3 | Distribution Circuit |  |  |  | 2415744 | Sus |  | WildfireMitigation¦PlannedWSIPSystemHardening¦¦
24-0046997 | Equipment Failure/Involved | Overhead | Pole-Wood | Broken | 2024 | Tier 3 | Distribution Circuit |  |  |  | 2415757 | Sus |  | EquipmentFailureInvolved¦Overhead¦PoleWood¦Broken
24-0038018 | Wildfire Mitigation | Planned - WSIP/System Hardening |  |  | 2024 | Tier 3 | Transformer only |  |  |  | 2415877 | Sus |  | WildfireMitigation¦PlannedWSIPSystemHardening¦¦
24-0047150 | Equipment Failure/Involved | Overhead | Pole-Wood | Broken | 2024 | Tier 2 | Distribution Circuit |  |  |  | 2415968 | Sus |  | EquipmentFailureInvolved¦Overhead¦PoleWood¦Broken
24-0021669 | Company Initiated | Planned- maintenance |  |  | 2024 | Tier 2 | Distribution Circuit |  |  |  | 2416175 | Sus |  | CompanyInitiated¦Plannedmaintenance¦¦
24-0039380 | Company Initiated | Planned- maintenance |  |  | 2024 | Tier 2 | Distribution Circuit |  |  |  | 2416212 | Sus |  | CompanyInitiated¦Plannedmaintenance¦¦
24-0032741 | Wildfire Mitigation | Planned - WSIP/System Hardening |  |  | 2024 | Tier 2 | Transformer only |  |  |  | 2416316 | Sus |  | WildfireMitigation¦PlannedWSIPSystemHardening¦¦
24-0041374 | Wildfire Mitigation | Planned - WSIP/System Hardening |  |  | 2024 | Tier 3 | Transformer only |  |  |  | 2416335 | Sus |  | WildfireMitigation¦PlannedWSIPSystemHardening¦¦
24-0036165 | Company Initiated | Planned- maintenance |  |  | 2024 | Tier 2 | Distribution Circuit |  |  |  | 2416210 | Sus |  | CompanyInitiated¦Plannedmaintenance¦¦
24-0041477 | Company Initiated | Planned- maintenance |  |  | 2024 | Tier 2 | Distribution Circuit |  |  |  | 2416205 | Sus |  | CompanyInitiated¦Plannedmaintenance¦¦
24-0041465 | Company Initiated | Planned- maintenance |  |  | 2024 | Tier 2 | Distribution Circuit |  |  |  | 2416168 | Sus |  | CompanyInitiated¦Plannedmaintenance¦¦
24-0041490 | Company Initiated | Planned- maintenance |  |  | 2024 | Tier 2 | Distribution Circuit |  |  |  | 2416366 | Sus |  | CompanyInitiated¦Plannedmaintenance¦¦
24-0042114 | Company Initiated | Planned- maintenance |  |  | 2024 | Tier 2 | Distribution Circuit |  |  |  | 2416373 | Sus |  | CompanyInitiated¦Plannedmaintenance¦¦
24-0039095 | Company Initiated | Planned- maintenance |  |  | 2024 | Tier 3 | Distribution Circuit |  |  |  | 2416374 | Sus |  | CompanyInitiated¦Plannedmaintenance¦¦
24-0041009 | Company Initiated | Planned- maintenance |  |  | 2024 | Tier 2 | Distribution Circuit |  |  |  | 2416398 | Sus |  | CompanyInitiated¦Plannedmaintenance¦¦
24-0041479 | Company Initiated | Planned- maintenance |  |  | 2024 | Tier 2 | Distribution Circuit |  |  |  | 2416987 | Sus |  | CompanyInitiated¦Plannedmaintenance¦¦
24-0042992 | Company Initiated | Planned- maintenance |  |  | 2024 | Tier 2 | Distribution Circuit |  |  |  | 2417009 | Sus |  | CompanyInitiated¦Plannedmaintenance¦¦
24-0042971 | Company Initiated | Planned- maintenance |  |  | 2024 | Tier 2 | Distribution Circuit |  |  |  | 2417058 | Sus |  | CompanyInitiated¦Plannedmaintenance¦¦
24-0038014 | Company Initiated | Planned- maintenance |  |  | 2024 | Tier 2 | Distribution Circuit |  |  |  | 2417165 | Sus |  | CompanyInitiated¦Plannedmaintenance¦¦
24-0037985 | Company Initiated | Planned- maintenance |  |  | 2024 | Tier 3 | Transformer only |  |  |  | 2417192 | Sus |  | CompanyInitiated¦Plannedmaintenance¦¦
24-0023079 | Company Initiated | Planned- capital |  |  | 2024 | Tier 2 | Distribution Circuit |  |  |  | 2417216 | Sus |  | CompanyInitiated¦Plannedcapital¦¦
24-0042878 | Company Initiated | Planned- maintenance |  |  | 2024 | Tier 3 | Transformer only |  |  |  | 2417236 | Sus |  | CompanyInitiated¦Plannedmaintenance¦¦
24-0040872 | Wildfire Mitigation | Planned - WSIP/System Hardening |  |  | 2024 | Tier 3 | Distribution Circuit |  |  |  | 2417231 | Sus |  | WildfireMitigation¦PlannedWSIPSystemHardening¦¦
24-0042902 | Company Initiated | Planned- maintenance |  |  | 2024 | Tier 3 | Distribution Circuit |  |  |  | 2417245 | Sus |  | CompanyInitiated¦Plannedmaintenance¦¦
24-0041611 | Company Initiated | Planned- maintenance |  |  | 2024 | Tier 2 | Transformer only |  |  |  | 2417319 | Sus |  | CompanyInitiated¦Plannedmaintenance¦¦
24-0048013 | 3rd Party | Vandalism | Transformer (OH) | Burned/flashed | 2024 | Tier 2 | Transformer only |  |  |  | 2417478 | Sus |  | 3rdParty¦Vandalism¦Transformer(OH)¦Burnedflashed
24-0048114 | Equipment Failure/Involved | Overhead | Insulator | Broken | 2024 | Tier 2 | Distribution Circuit |  |  |  | 2417554 | Sus |  | EquipmentFailureInvolved¦Overhead¦Insulator¦Broken
24-0044766 | Company Initiated | Planned- maintenance |  |  | 2024 | Tier 2 | Distribution Circuit |  |  |  | 2417872 | Sus |  | CompanyInitiated¦Plannedmaintenance¦¦
24-0042905 | Company Initiated | Planned- maintenance |  |  | 2024 | Tier 2 | Distribution Circuit |  |  |  | 2417918 | Sus |  | CompanyInitiated¦Plannedmaintenance¦¦
24-0048489 | Equipment Failure/Involved | Overhead | Connector or Splice (OH) | Broken | 2024 | Tier 3 | Distribution Circuit |  |  |  | 2418264 | Sus |  | EquipmentFailureInvolved¦Overhead¦ConnectororSplice(OH)¦Broken
24-0048719 | Equipment Failure/Involved | Overhead | Transformer | Failed/Faulted | 2024 | Tier 2 | Transformer only |  |  |  | 2418894 | Sus |  | EquipmentFailureInvolved¦Overhead¦Transformer¦FailedFaulted
24-0043664 | Company Initiated | Planned- maintenance |  |  | 2024 | Tier 2 | Distribution Circuit |  |  |  | 2419852 | Sus |  | CompanyInitiated¦Plannedmaintenance¦¦
24-0043699 | Company Initiated | Planned- maintenance |  |  | 2024 | Tier 2 | Distribution Circuit |  |  |  | 2419801 | Sus |  | CompanyInitiated¦Plannedmaintenance¦¦
24-0043691 | Wildfire Mitigation | Planned - WSIP/System Hardening |  |  | 2024 | Tier 2 | Transformer only |  |  |  | 2419913 | Sus |  | WildfireMitigation¦PlannedWSIPSystemHardening¦¦
24-0049081 | Animal | Bird found | Transformer (OH) | Failed/Faulted | 2024 | Tier 2 | Distribution Circuit |  |  |  | 2419961 | Sus |  | Animal¦Birdfound¦Transformer(OH)¦FailedFaulted
24-0044158 | Wildfire Mitigation | Planned - WSIP/System Hardening |  |  | 2024 | Tier 3 | Distribution Circuit |  |  |  | 2419990 | Sus |  | WildfireMitigation¦PlannedWSIPSystemHardening¦¦
24-0043865 | Wildfire Mitigation | Planned - WSIP/System Hardening |  |  | 2024 | Tier 2 | Distribution Circuit |  |  |  | 2420014 | Sus |  | WildfireMitigation¦PlannedWSIPSystemHardening¦¦
24-0044144 | Wildfire Mitigation | Planned - WSIP/System Hardening |  |  | 2024 | Tier 3 | Transformer only |  |  |  | 2420127 | Sus |  | WildfireMitigation¦PlannedWSIPSystemHardening¦¦
24-0041007 | Wildfire Mitigation | Planned - WSIP/System Hardening |  |  | 2024 | Tier 2 | Transformer only |  |  |  | 2420221 | Sus |  | WildfireMitigation¦PlannedWSIPSystemHardening¦¦
24-0042090 | Wildfire Mitigation | Planned - WSIP/System Hardening |  |  | 2024 | Tier 3 | Distribution Circuit |  |  |  | 2420661 | Sus |  | WildfireMitigation¦PlannedWSIPSystemHardening¦¦
24-0043731 | Company Initiated | Planned- capital |  |  | 2024 | Tier 3 | Distribution Circuit |  |  |  | 2420742 | Sus |  | CompanyInitiated¦Plannedcapital¦¦
24-0041026 | Wildfire Mitigation | Planned - WSIP/System Hardening |  |  | 2024 | Tier 2 | Distribution Circuit |  |  |  | 2420692 | Sus |  | WildfireMitigation¦PlannedWSIPSystemHardening¦¦
24-0037677 | Company Initiated | Planned- maintenance |  |  | 2024 | Tier 2 | Distribution Circuit |  |  |  | 2420629 | Sus |  | CompanyInitiated¦Plannedmaintenance¦¦
24-0043733 | Wildfire Mitigation | Planned - WSIP/System Hardening |  |  | 2024 | Tier 3 | Distribution Circuit |  |  |  | 2420651 | Sus |  | WildfireMitigation¦PlannedWSIPSystemHardening¦¦
24-0028870 | Company Initiated | Planned- capital |  |  | 2024 | Tier 2 | Distribution Circuit |  |  |  | 2421531 | Sus |  | CompanyInitiated¦Plannedcapital¦¦
24-0045208 | Company Initiated | Planned- maintenance |  |  | 2024 | Tier 2 | Distribution Circuit |  |  |  | 2421454 | Sus |  | CompanyInitiated¦Plannedmaintenance¦¦
24-0041066 | Wildfire Mitigation | Planned - WSIP/System Hardening |  |  | 2024 | Tier 2 | Distribution Circuit |  |  |  | 2421549 | Sus |  | WildfireMitigation¦PlannedWSIPSystemHardening¦¦
24-0040924 | Company Initiated | Planned- maintenance |  |  | 2024 | Tier 3 | Distribution Circuit |  |  |  | 2421501 | Sus |  | CompanyInitiated¦Plannedmaintenance¦¦
24-0044477 | Company Initiated | Planned- maintenance |  |  | 2024 | Tier 2 | Transformer only |  |  |  | 2421641 | Sus |  | CompanyInitiated¦Plannedmaintenance¦¦
24-0044728 | Company Initiated | Planned- maintenance |  |  | 2024 | Tier 2 | Distribution Circuit |  |  |  | 2421652 | Sus |  | CompanyInitiated¦Plannedmaintenance¦¦
24-0044638 | Company Initiated | Planned- maintenance |  |  | 2024 | Tier 2 | Distribution Circuit |  |  |  | 2421670 | Sus |  | CompanyInitiated¦Plannedmaintenance¦¦
24-0050352 | Equipment Failure/Involved | Overhead | Transformer (OH) | Deteriorated | 2024 | Tier 3 | Transformer only |  |  |  | 2421960 | Sus |  | EquipmentFailureInvolved¦Overhead¦Transformer(OH)¦Deteriorated
24-0050437 | Unknown Cause | Patrol - found nothing |  |  | 2024 | Tier 2 | Distribution Circuit |  |  |  | 2422035 | Sus |  | UnknownCause¦Patrolfoundnothing¦¦
24-0050442 | Equipment Failure/Involved | Overhead | Transformer (OH) | Failed/Faulted | 2024 | Tier 2 | Distribution Circuit |  |  |  | 2422080 | Sus |  | EquipmentFailureInvolved¦Overhead¦Transformer(OH)¦FailedFaulted
24-0050440 | Equipment Failure/Involved | Overhead | Transformer (OH) | Broken | 2024 | Tier 2 | Distribution Circuit |  |  |  | 2422093 | Sus |  | EquipmentFailureInvolved¦Overhead¦Transformer(OH)¦Broken
24-0050481 | Vegetation | Tree - fell into line | Conductor- Overhead | Broken- wire on ground | 2024 | Tier 2 | Distribution Circuit |  |  |  | 2422170 | Sus |  | Vegetation¦Treefellintoline¦ConductorOverhead¦Brokenwireonground
24-0050586 | Environmental/External | Lightning | Transformer (OH) | Failed/Faulted | 2024 | Tier 2 | Transformer only |  |  |  | 2422291 | Sus |  | EnvironmentalExternal¦Lightning¦Transformer(OH)¦FailedFaulted
24-0043746 | Wildfire Mitigation | Planned - WSIP/System Hardening |  |  | 2024 | Tier 2 | Distribution Circuit |  |  |  | 2422198 | Sus |  | WildfireMitigation¦PlannedWSIPSystemHardening¦¦
24-0041093 | Company Initiated | Planned- capital |  |  | 2024 | Tier 2 | Distribution Circuit |  |  |  | 2422327 | Sus |  | CompanyInitiated¦Plannedcapital¦¦
24-0044631 | Company Initiated | Planned- maintenance |  |  | 2024 | Tier 2 | Distribution Circuit |  |  |  | 2422322 | Sus |  | CompanyInitiated¦Plannedmaintenance¦¦
24-0044466 | Wildfire Mitigation | Planned - WSIP/System Hardening |  |  | 2024 | Tier 3 | Distribution Circuit |  |  |  | 2422318 | Sus |  | WildfireMitigation¦PlannedWSIPSystemHardening¦¦
24-0045506 | Company Initiated | Planned- maintenance |  |  | 2024 | Tier 2 | Distribution Circuit |  |  |  | 2422334 | Sus |  | CompanyInitiated¦Plannedmaintenance¦¦
24-0044743 | Company Initiated | Planned- maintenance |  |  | 2024 | Tier 2 | Distribution Circuit |  |  |  | 2422373 | Sus |  | CompanyInitiated¦Plannedmaintenance¦¦
24-0050626 | Equipment Failure/Involved | Overhead | Transformer (OH) | Failed/Faulted | 2024 | Tier 2 | Transformer only |  |  |  | 2422388 | Sus |  | EquipmentFailureInvolved¦Overhead¦Transformer(OH)¦FailedFaulted
24-0044490 | Wildfire Mitigation | Planned - WSIP/System Hardening |  |  | 2024 | Tier 3 | Distribution Circuit |  |  |  | 2422432 | Sus |  | WildfireMitigation¦PlannedWSIPSystemHardening¦¦
24-0044573 | Wildfire Mitigation | Planned - WSIP/System Hardening |  |  | 2024 | Tier 3 | Distribution Circuit |  |  |  | 2422553 | Sus |  | WildfireMitigation¦PlannedWSIPSystemHardening¦¦
24-0051113 | Unknown Cause | Patrol - not conducted |  |  | 2024 | Tier 2 | Distribution Circuit |  |  |  | 2423339 | Sus |  | UnknownCause¦Patrolnotconducted¦¦
24-0028903 | Company Initiated | Planned- maintenance |  |  | 2024 | Tier 2 | Distribution Circuit |  |  |  | 2423692 | Sus |  | CompanyInitiated¦Plannedmaintenance¦¦
24-0051413 | Unknown Cause | Patrol - found nothing |  |  | 2024 | Tier 3 | Transformer only |  |  |  | 2423748 | Sus |  | UnknownCause¦Patrolfoundnothing¦¦
24-0041857 | Company Initiated | Planned- capital |  |  | 2024 | Tier 3 | Distribution Circuit |  |  |  | 2423920 | Sus |  | CompanyInitiated¦Plannedcapital¦¦
24-0044233 | Wildfire Mitigation | Planned - WSIP/System Hardening |  |  | 2024 | Tier 2 | Distribution Circuit |  |  |  | 2423811 | Sus |  | WildfireMitigation¦PlannedWSIPSystemHardening¦¦
24-0046308 | Company Initiated | Planned- maintenance |  |  | 2024 | Tier 2 | Distribution Circuit |  |  |  | 2425938 | Sus |  | CompanyInitiated¦Plannedmaintenance¦¦
24-0044848 | Wildfire Mitigation | Planned - WSIP/System Hardening |  |  | 2024 | Tier 2 | Distribution Circuit |  |  |  | 2425909 | Sus |  | WildfireMitigation¦PlannedWSIPSystemHardening¦¦
24-0046578 | Wildfire Mitigation | Planned - WSIP/System Hardening |  |  | 2024 | Tier 2 | Transformer only |  |  |  | 2425993 | Sus |  | WildfireMitigation¦PlannedWSIPSystemHardening¦¦
24-0044849 | Wildfire Mitigation | Planned - WSIP/System Hardening |  |  | 2024 | Tier 2 | Transformer only |  |  |  | 2426015 | Sus |  | WildfireMitigation¦PlannedWSIPSystemHardening¦¦
24-0044877 | Wildfire Mitigation | Planned - WSIP/System Hardening |  |  | 2024 | Tier 3 | Distribution Circuit |  |  |  | 2425902 | Sus |  | WildfireMitigation¦PlannedWSIPSystemHardening¦¦
24-0046340 | Company Initiated | Planned- capital |  |  | 2024 | Tier 2 | Distribution Circuit |  |  |  | 2426067 | Sus |  | CompanyInitiated¦Plannedcapital¦¦
24-0046434 | Company Initiated | Planned- maintenance |  |  | 2024 | Tier 2 | Distribution Circuit |  |  |  | 2426301 | Sus |  | CompanyInitiated¦Plannedmaintenance¦¦
24-0044519 | Company Initiated | Planned- maintenance |  |  | 2024 | Tier 3 | Transformer only |  |  |  | 2426163 | Sus |  | CompanyInitiated¦Plannedmaintenance¦¦
24-0044884 | Wildfire Mitigation | Planned - WSIP/System Hardening |  |  | 2024 | Tier 3 | Distribution Circuit |  |  |  | 2425903 | Sus |  | WildfireMitigation¦PlannedWSIPSystemHardening¦¦
24-0044892 | Wildfire Mitigation | Planned - WSIP/System Hardening |  |  | 2024 | Tier 3 | Transformer only |  |  |  | 2426456 | Sus |  | WildfireMitigation¦PlannedWSIPSystemHardening¦¦
24-0046318 | Wildfire Mitigation | Planned - WSIP/System Hardening |  |  | 2024 | Tier 2 | Distribution Circuit |  |  |  | 2426728 | Sus |  | WildfireMitigation¦PlannedWSIPSystemHardening¦¦
24-0047295 | Company Initiated | Planned- maintenance |  |  | 2024 | Tier 3 | Transformer only |  |  |  | 2426792 | Sus |  | CompanyInitiated¦Plannedmaintenance¦¦
24-0045248 | Wildfire Mitigation | Planned - WSIP/System Hardening |  |  | 2024 | Tier 2 | Distribution Circuit |  |  |  | 2426732 | Sus |  | WildfireMitigation¦PlannedWSIPSystemHardening¦¦
24-0046504 | Company Initiated | Planned- maintenance |  |  | 2024 | Tier 2 | Distribution Circuit |  |  |  | 2426869 | Sus |  | CompanyInitiated¦Plannedmaintenance¦¦
24-0044567 | Company Initiated | Planned- maintenance |  |  | 2024 | Tier 2 | Transformer only |  |  |  | 2426901 | Sus |  | CompanyInitiated¦Plannedmaintenance¦¦
24-0047505 | Company Initiated | Planned- maintenance |  |  | 2024 | Tier 2 | Distribution Circuit |  |  |  | 2426930 | Sus |  | CompanyInitiated¦Plannedmaintenance¦¦
24-0045276 | Company Initiated | Planned- maintenance |  |  | 2024 | Tier 3 | Transformer only |  |  |  | 2427032 | Sus |  | CompanyInitiated¦Plannedmaintenance¦¦
24-0050660 | Wildfire Mitigation | Planned - WSIP/System Hardening |  |  | 2024 | Tier 3 | Transformer only |  |  |  | 2427098 | Sus |  | WildfireMitigation¦PlannedWSIPSystemHardening¦¦
24-0046319 | Wildfire Mitigation | Planned - WSIP/System Hardening |  |  | 2024 | Tier 2 | Distribution Circuit |  |  |  | 2427545 | Sus |  | WildfireMitigation¦PlannedWSIPSystemHardening¦¦
24-0044860 | Company Initiated | Planned- maintenance |  |  | 2024 | Tier 2 | Distribution Circuit |  |  |  | 2427496 | Sus |  | CompanyInitiated¦Plannedmaintenance¦¦
24-0043870 | Company Initiated | Planned- capital |  |  | 2024 | Tier 3 | Distribution Circuit |  |  |  | 2427621 | Sus |  | CompanyInitiated¦Plannedcapital¦¦
24-0047306 | Wildfire Mitigation | Planned - WSIP/System Hardening |  |  | 2024 | Tier 2 | Distribution Circuit |  |  |  | 2427497 | Sus |  | WildfireMitigation¦PlannedWSIPSystemHardening¦¦
24-0047576 | Wildfire Mitigation | Planned - WSIP/System Hardening |  |  | 2024 | Tier 3 | Transformer only |  |  |  | 2427678 | Sus |  | WildfireMitigation¦PlannedWSIPSystemHardening¦¦
24-0047526 | Wildfire Mitigation | Planned - WSIP/System Hardening |  |  | 2024 | Tier 3 | Distribution Circuit |  |  |  | 2427851 | Sus |  | WildfireMitigation¦PlannedWSIPSystemHardening¦¦
24-0051305 | Equipment Failure/Involved | Overhead | Pole-Wood | Deteriorated | 2024 | Tier 3 | Distribution Circuit |  |  |  | 2427714 | Sus |  | EquipmentFailureInvolved¦Overhead¦PoleWood¦Deteriorated
24-0053043 | Unknown Cause | Patrol - found nothing |  |  | 2024 | Tier 2 | Transformer only |  |  |  | 2427720 | Sus |  | UnknownCause¦Patrolfoundnothing¦¦
24-0047366 | Company Initiated | Planned- maintenance |  |  | 2024 | Tier 3 | Distribution Circuit |  |  |  | 2428211 | Sus |  | CompanyInitiated¦Plannedmaintenance¦¦
24-0045195 | Company Initiated | Planned- capital |  |  | 2024 | Tier 3 | Distribution Circuit |  |  |  | 2428291 | Sus |  | CompanyInitiated¦Plannedcapital¦¦
24-0034208 | Company Initiated | Planned- capital |  |  | 2024 | Tier 2 | Distribution Circuit |  |  |  | 2428344 | Sus |  | CompanyInitiated¦Plannedcapital¦¦
24-0045274 | Wildfire Mitigation | Planned - WSIP/System Hardening |  |  | 2024 | Tier 2 | Transformer only |  |  |  | 2428330 | Sus |  | WildfireMitigation¦PlannedWSIPSystemHardening¦¦
24-0049185 | Company Initiated | Planned- maintenance |  |  | 2024 | Tier 3 | Distribution Circuit |  |  |  | 2428370 | Sus |  | CompanyInitiated¦Plannedmaintenance¦¦
24-0045286 | Company Initiated | Planned- maintenance |  |  | 2024 | Tier 2 | Transformer only |  |  |  | 2428398 | Sus |  | CompanyInitiated¦Plannedmaintenance¦¦
24-0045204 | Company Initiated | Planned- maintenance |  |  | 2024 | Tier 3 | Transformer only |  |  |  | 2428397 | Sus |  | CompanyInitiated¦Plannedmaintenance¦¦
24-0047854 | Company Initiated | Planned- maintenance |  |  | 2024 | Tier 2 | Distribution Circuit |  |  |  | 2428415 | Sus |  | CompanyInitiated¦Plannedmaintenance¦¦
24-0053543 | Unknown Cause | Patrol - found nothing |  |  | 2024 | Zone 1 | Transformer only |  |  |  | 2428540 | Sus |  | UnknownCause¦Patrolfoundnothing¦¦
24-0053797 | Unknown Cause | Patrol - found nothing |  |  | 2024 | Tier 2 | Distribution Circuit |  |  |  | 2428881 | Sus |  | UnknownCause¦Patrolfoundnothing¦¦
24-0046387 | Company Initiated | Planned- maintenance |  |  | 2024 | Tier 2 | Distribution Circuit |  |  |  | 2429135 | Sus |  | CompanyInitiated¦Plannedmaintenance¦¦
24-0045447 | Company Initiated | Planned- maintenance |  |  | 2024 | Tier 3 | Distribution Circuit |  |  |  | 2429154 | Sus |  | CompanyInitiated¦Plannedmaintenance¦¦
24-0045479 | Company Initiated | Planned- capital |  |  | 2024 | Tier 3 | Distribution Circuit |  |  |  | 2429153 | Sus |  | CompanyInitiated¦Plannedcapital¦¦
24-0049286 | Company Initiated | Planned- capital |  |  | 2024 | Tier 2 | Distribution Circuit |  |  |  | 2429184 | Sus |  | CompanyInitiated¦Plannedcapital¦¦
24-0049278 | Company Initiated | Planned- maintenance |  |  | 2024 | Tier 2 | Transformer only |  |  |  | 2429186 | Sus |  | CompanyInitiated¦Plannedmaintenance¦¦
24-0049281 | Company Initiated | Planned- maintenance |  |  | 2024 | Tier 2 | Transformer only |  |  |  | 2429187 | Sus |  | CompanyInitiated¦Plannedmaintenance¦¦
24-0045440 | Company Initiated | Planned- maintenance |  |  | 2024 | Tier 2 | Distribution Circuit |  |  |  | 2429131 | Sus |  | CompanyInitiated¦Plannedmaintenance¦¦
24-0048948 | Wildfire Mitigation | Planned - WSIP/System Hardening |  |  | 2024 | Tier 2 | Transformer only |  |  |  | 2429200 | Sus |  | WildfireMitigation¦PlannedWSIPSystemHardening¦¦
24-0049307 | Company Initiated | Planned- maintenance |  |  | 2024 | Tier 2 | Transformer only |  |  |  | 2429213 | Sus |  | CompanyInitiated¦Plannedmaintenance¦¦
24-0049309 | Company Initiated | Planned- maintenance |  |  | 2024 | Tier 2 | Transformer only |  |  |  | 2429219 | Sus |  | CompanyInitiated¦Plannedmaintenance¦¦
24-0045260 | Wildfire Mitigation | Planned - WSIP/System Hardening |  |  | 2024 | Tier 2 | Distribution Circuit |  |  |  | 2429140 | Sus |  | WildfireMitigation¦PlannedWSIPSystemHardening¦¦
24-0051272 | Wildfire Mitigation | Planned - WSIP/System Hardening |  |  | 2024 | Tier 3 | Transformer only |  |  |  | 2429245 | Sus |  | WildfireMitigation¦PlannedWSIPSystemHardening¦¦
24-0047916 | Company Initiated | Planned- maintenance |  |  | 2024 | Tier 2 | Transformer only |  |  |  | 2429270 | Sus |  | CompanyInitiated¦Plannedmaintenance¦¦
24-0047266 | Company Initiated | Planned- maintenance |  |  | 2024 | Tier 2 | Distribution Circuit |  |  |  | 2429572 | Sus |  | CompanyInitiated¦Plannedmaintenance¦¦
24-0049306 | Company Initiated | Planned- maintenance |  |  | 2024 | Tier 2 | Transformer only |  |  |  | 2429473 | Sus |  | CompanyInitiated¦Plannedmaintenance¦¦
24-0048351 | Company Initiated | Planned- maintenance |  |  | 2024 | Tier 2 | Distribution Circuit |  |  |  | 2429087 | Sus |  | CompanyInitiated¦Plannedmaintenance¦¦
24-0049315 | Company Initiated | Planned- maintenance |  |  | 2024 | Tier 2 | Transformer only |  |  |  | 2429534 | Sus |  | CompanyInitiated¦Plannedmaintenance¦¦
24-0049311 | Company Initiated | Planned- maintenance |  |  | 2024 | Tier 2 | Transformer only |  |  |  | 2429537 | Sus |  | CompanyInitiated¦Plannedmaintenance¦¦
24-0049314 | Company Initiated | Planned- maintenance |  |  | 2024 | Tier 2 | Transformer only |  |  |  | 2429590 | Sus |  | CompanyInitiated¦Plannedmaintenance¦¦
24-0049321 | Company Initiated | Planned- maintenance |  |  | 2024 | Tier 2 | Transformer only |  |  |  | 2429601 | Sus |  | CompanyInitiated¦Plannedmaintenance¦¦
24-0049318 | Company Initiated | Planned- maintenance |  |  | 2024 | Tier 2 | Transformer only |  |  |  | 2429667 | Sus |  | CompanyInitiated¦Plannedmaintenance¦¦
24-0023577 | Company Initiated | Planned- maintenance |  |  | 2024 | Tier 3 | Substation - Transmission |  |  |  | 2430048 | Sus |  | CompanyInitiated¦Plannedmaintenance¦¦
24-0054637 | Unknown Cause | Patrol - found nothing |  |  | 2024 | Tier 2 | Distribution Circuit |  |  |  | 2431052 | Sus |  | UnknownCause¦Patrolfoundnothing¦¦
24-0054671 | Vegetation | Tree - fell into line | Conductor- Overhead | Broken- wire on ground | 2024 | Tier 3 | Distribution Circuit |  |  |  | 2431074 | Sus |  | Vegetation¦Treefellintoline¦ConductorOverhead¦Brokenwireonground
24-0054683 | Unknown Cause | Patrol - found nothing |  |  | 2024 | Tier 2 | Distribution Circuit |  |  |  | 2431191 | Sus |  | UnknownCause¦Patrolfoundnothing¦¦
24-0049219 | Company Initiated | Planned- maintenance |  |  | 2024 | Tier 2 | Distribution Circuit |  |  |  | 2431589 | Sus |  | CompanyInitiated¦Plannedmaintenance¦¦
24-0049370 | Company Initiated | Planned- maintenance |  |  | 2024 | Tier 2 | Transformer only |  |  |  | 2431637 | Sus |  | CompanyInitiated¦Plannedmaintenance¦¦
24-0049178 | Company Initiated | Planned- maintenance |  |  | 2024 | Tier 2 | Transformer only |  |  |  | 2431641 | Sus |  | CompanyInitiated¦Plannedmaintenance¦¦
24-0049371 | Company Initiated | Planned- maintenance |  |  | 2024 | Tier 2 | Transformer only |  |  |  | 2431645 | Sus |  | CompanyInitiated¦Plannedmaintenance¦¦
24-0049373 | Company Initiated | Planned- maintenance |  |  | 2024 | Tier 2 | Transformer only |  |  |  | 2431665 | Sus |  | CompanyInitiated¦Plannedmaintenance¦¦
24-0049391 | Company Initiated | Planned- maintenance |  |  | 2024 | Tier 2 | Transformer only |  |  |  | 2431916 | Sus |  | CompanyInitiated¦Plannedmaintenance¦¦
24-0054787 | Equipment Failure/Involved | Overhead | Conductor- Overhead | Normal | 2024 | Tier 2 | Distribution Circuit |  |  |  | 2431595 | Sus |  | EquipmentFailureInvolved¦Overhead¦ConductorOverhead¦Normal
24-0049173 | Company Initiated | Planned- maintenance |  |  | 2024 | Tier 3 | Transformer only |  |  |  | 2431757 | Sus |  | CompanyInitiated¦Plannedmaintenance¦¦
24-0049527 | Company Initiated | Planned- maintenance |  |  | 2024 | Tier 2 | Transformer only |  |  |  | 2431762 | Sus |  | CompanyInitiated¦Plannedmaintenance¦¦
24-0050065 | Wildfire Mitigation | Planned - WSIP/System Hardening |  |  | 2024 | Tier 3 | Distribution Circuit |  |  |  | 2431900 | Sus |  | WildfireMitigation¦PlannedWSIPSystemHardening¦¦
24-0038883 | Company Initiated | Planned- maintenance |  |  | 2024 | Tier 2 | Distribution Circuit |  |  |  | 2431760 | Sus |  | CompanyInitiated¦Plannedmaintenance¦¦
24-0049389 | Company Initiated | Planned- maintenance |  |  | 2024 | Tier 2 | Transformer only |  |  |  | 2431917 | Sus |  | CompanyInitiated¦Plannedmaintenance¦¦
24-0047974 | Wildfire Mitigation | Planned - WSIP/System Hardening |  |  | 2024 | Tier 3 | Transformer only |  |  |  | 2431823 | Sus |  | WildfireMitigation¦PlannedWSIPSystemHardening¦¦
24-0049392 | Company Initiated | Planned- maintenance |  |  | 2024 | Tier 2 | Transformer only |  |  |  | 2431838 | Sus |  | CompanyInitiated¦Plannedmaintenance¦¦
24-0049390 | Company Initiated | Planned- maintenance |  |  | 2024 | Tier 2 | Transformer only |  |  |  | 2431872 | Sus |  | CompanyInitiated¦Plannedmaintenance¦¦
24-0049395 | Company Initiated | Planned- maintenance |  |  | 2024 | Tier 2 | Transformer only |  |  |  | 2431905 | Sus |  | CompanyInitiated¦Plannedmaintenance¦¦
24-0049397 | Company Initiated | Planned- maintenance |  |  | 2024 | Tier 2 | Transformer only |  |  |  | 2431915 | Sus |  | CompanyInitiated¦Plannedmaintenance¦¦
24-0049398 | Company Initiated | Planned- maintenance |  |  | 2024 | Tier 2 | Transformer only |  |  |  | 2432024 | Sus |  | CompanyInitiated¦Plannedmaintenance¦¦
24-0049399 | Company Initiated | Planned- maintenance |  |  | 2024 | Tier 2 | Transformer only |  |  |  | 2432057 | Sus |  | CompanyInitiated¦Plannedmaintenance¦¦
24-0049404 | Company Initiated | Planned- maintenance |  |  | 2024 | Tier 2 | Transformer only |  |  |  | 2432077 | Sus |  | CompanyInitiated¦Plannedmaintenance¦¦
24-0049403 | Company Initiated | Planned- maintenance |  |  | 2024 | Tier 2 | Transformer only |  |  |  | 2432078 | Sus |  | CompanyInitiated¦Plannedmaintenance¦¦
24-0055129 | Equipment Failure/Involved | Overhead | Conductor- Overhead | Deteriorated | 2024 | Tier 2 | Distribution Circuit |  |  |  | 2432123 | Sus |  | EquipmentFailureInvolved¦Overhead¦ConductorOverhead¦Deteriorated
24-0055220 | Unknown Cause | Patrol - found nothing |  |  | 2024 | Tier 2 | Distribution Circuit |  |  |  | 2432219 | Sus |  | UnknownCause¦Patrolfoundnothing¦¦
24-0055275 | Unknown Cause | Patrol - found nothing |  |  | 2024 | Tier 2 | Distribution Circuit |  |  |  | 2432354 | Sus |  | UnknownCause¦Patrolfoundnothing¦¦
24-0046332 | Wildfire Mitigation | Planned - WSIP/System Hardening |  |  | 2024 | Tier 2 | Distribution Circuit |  |  |  | 2432389 | Sus |  | WildfireMitigation¦PlannedWSIPSystemHardening¦¦
24-0049526 | Company Initiated | Planned- maintenance |  |  | 2024 | Tier 2 | Transformer only |  |  |  | 2432442 | Sus |  | CompanyInitiated¦Plannedmaintenance¦¦
24-0049530 | Company Initiated | Planned- maintenance |  |  | 2024 | Tier 2 | Transformer only |  |  |  | 2432451 | Sus |  | CompanyInitiated¦Plannedmaintenance¦¦
24-0049534 | Company Initiated | Planned- maintenance |  |  | 2024 | Tier 2 | Transformer only |  |  |  | 2432457 | Sus |  | CompanyInitiated¦Plannedmaintenance¦¦
24-0045201 | Company Initiated | Planned- maintenance |  |  | 2024 | Tier 2 | Distribution Circuit |  |  |  | 2432506 | Sus |  | CompanyInitiated¦Plannedmaintenance¦¦
24-0049537 | Company Initiated | Planned- maintenance |  |  | 2024 | Tier 2 | Transformer only |  |  |  | 2432550 | Sus |  | CompanyInitiated¦Plannedmaintenance¦¦
24-0049066 | Company Initiated | Planned- maintenance |  |  | 2024 | Tier 3 | Transformer only |  |  |  | 2432577 | Sus |  | CompanyInitiated¦Plannedmaintenance¦¦
24-0038893 | Company Initiated | Planned- maintenance |  |  | 2024 | Tier 2 | Distribution Circuit |  |  |  | 2432578 | Sus |  | CompanyInitiated¦Plannedmaintenance¦¦
24-0050768 | Company Initiated | Planned- maintenance |  |  | 2024 | Tier 3 | Transformer only |  |  |  | 2432615 | Sus |  | CompanyInitiated¦Plannedmaintenance¦¦
24-0049533 | Company Initiated | Planned- maintenance |  |  | 2024 | Tier 2 | Transformer only |  |  |  | 2432671 | Sus |  | CompanyInitiated¦Plannedmaintenance¦¦
24-0049538 | Company Initiated | Planned- maintenance |  |  | 2024 | Tier 2 | Transformer only |  |  |  | 2432709 | Sus |  | CompanyInitiated¦Plannedmaintenance¦¦
24-0049552 | Company Initiated | Planned- maintenance |  |  | 2024 | Tier 2 | Transformer only |  |  |  | 2432710 | Sus |  | CompanyInitiated¦Plannedmaintenance¦¦
24-0049548 | Company Initiated | Planned- maintenance |  |  | 2024 | Tier 2 | Transformer only |  |  |  | 2432730 | Sus |  | CompanyInitiated¦Plannedmaintenance¦¦
24-0049545 | Company Initiated | Planned- maintenance |  |  | 2024 | Tier 2 | Transformer only |  |  |  | 2432746 | Sus |  | CompanyInitiated¦Plannedmaintenance¦¦
24-0055615 | Equipment Failure/Involved | Overhead | Transformer (OH) | Failed/Faulted | 2024 | Tier 3 | Transformer only |  |  |  | 2432863 | Sus |  | EquipmentFailureInvolved¦Overhead¦Transformer(OH)¦FailedFaulted
24-0055731 | Unknown Cause | Patrol - found nothing |  |  | 2024 | Tier 2 | Distribution Circuit |  |  |  | 2433093 | Sus |  | UnknownCause¦Patrolfoundnothing¦¦
24-0046336 | Wildfire Mitigation | Planned - WSIP/System Hardening |  |  | 2024 | Tier 2 | Distribution Circuit |  |  |  | 2433143 | Sus |  | WildfireMitigation¦PlannedWSIPSystemHardening¦¦
24-0054249 | Company Initiated | Planned- maintenance |  |  | 2024 | Tier 2 | Transformer only |  |  |  | 2433201 | Sus |  | CompanyInitiated¦Plannedmaintenance¦¦
24-0051468 | Company Initiated | Planned- maintenance |  |  | 2024 | Tier 2 | Distribution Circuit |  |  |  | 2433134 | Sus |  | CompanyInitiated¦Plannedmaintenance¦¦
24-0049911 | Company Initiated | Planned- maintenance |  |  | 2024 | Tier 2 | Distribution Circuit |  |  |  | 2433285 | Sus |  | CompanyInitiated¦Plannedmaintenance¦¦
24-0054257 | Company Initiated | Planned- maintenance |  |  | 2024 | Tier 2 | Transformer only |  |  |  | 2433507 | Sus |  | CompanyInitiated¦Plannedmaintenance¦¦
24-0054266 | Company Initiated | Planned- maintenance |  |  | 2024 | Tier 2 | Transformer only |  |  |  | 2433533 | Sus |  | CompanyInitiated¦Plannedmaintenance¦¦
24-0054269 | Company Initiated | Planned- maintenance |  |  | 2024 | Tier 2 | Transformer only |  |  |  | 2433586 | Sus |  | CompanyInitiated¦Plannedmaintenance¦¦
24-0052308 | Company Initiated | Planned- maintenance |  |  | 2024 | Tier 2 | Transformer only |  |  |  | 2433970 | Sus |  | CompanyInitiated¦Plannedmaintenance¦¦
24-0056642 | Unknown Cause | Patrol - found nothing |  |  | 2024 | Tier 2 | Distribution Circuit |  |  |  | 2434356 | Sus |  | UnknownCause¦Patrolfoundnothing¦¦
24-0056667 | Equipment Failure/Involved | Overhead | Cutout- fuse holder | Failed/Faulted | 2024 | Tier 2 | Transformer only |  |  |  | 2434451 | Sus |  | EquipmentFailureInvolved¦Overhead¦Cutoutfuseholder¦FailedFaulted
24-0050662 | Wildfire Mitigation | Planned - WSIP/System Hardening |  |  | 2024 | Tier 3 | Distribution Circuit |  |  |  | 2434579 | Sus |  | WildfireMitigation¦PlannedWSIPSystemHardening¦¦
24-0053642 | Wildfire Mitigation | Planned - WSIP/System Hardening |  |  | 2024 | Tier 3 | Distribution Circuit |  |  |  | 2434578 | Sus |  | WildfireMitigation¦PlannedWSIPSystemHardening¦¦
24-0055138 | Company Initiated | Planned- maintenance |  |  | 2024 | Tier 2 | Transformer only |  |  |  | 2434661 | Sus |  | CompanyInitiated¦Plannedmaintenance¦¦
24-0053640 | Company Initiated | Planned- maintenance |  |  | 2024 | Tier 3 | Transformer only |  |  |  | 2434677 | Sus |  | CompanyInitiated¦Plannedmaintenance¦¦
24-0055134 | Company Initiated | Planned- maintenance |  |  | 2024 | Tier 2 | Transformer only |  |  |  | 2434691 | Sus |  | CompanyInitiated¦Plannedmaintenance¦¦
24-0050378 | Company Initiated | Planned- maintenance |  |  | 2024 | Tier 2 | Transformer only |  |  |  | 2434753 | Sus |  | CompanyInitiated¦Plannedmaintenance¦¦
24-0050745 | Wildfire Mitigation | Planned - WSIP/System Hardening |  |  | 2024 | Tier 2 | Transformer only |  |  |  | 2434756 | Sus |  | WildfireMitigation¦PlannedWSIPSystemHardening¦¦
24-0055126 | Company Initiated | Planned- maintenance |  |  | 2024 | Tier 2 | Transformer only |  |  |  | 2434770 | Sus |  | CompanyInitiated¦Plannedmaintenance¦¦
24-0047810 | Wildfire Mitigation | Planned - WSIP/System Hardening |  |  | 2024 | Tier 2 | Distribution Circuit |  |  |  | 2434758 | Sus |  | WildfireMitigation¦PlannedWSIPSystemHardening¦¦
24-0051406 | Wildfire Mitigation | Planned - WSIP/System Hardening |  |  | 2024 | Tier 2 | Distribution Circuit |  |  |  | 2434799 | Sus |  | WildfireMitigation¦PlannedWSIPSystemHardening¦¦
24-0008587 | Company Initiated | Planned- capital |  |  | 2024 | Tier 2 | Distribution Circuit |  |  |  | 2434809 | Sus |  | CompanyInitiated¦Plannedcapital¦¦
24-0055141 | Company Initiated | Planned- maintenance |  |  | 2024 | Tier 2 | Transformer only |  |  |  | 2434817 | Sus |  | CompanyInitiated¦Plannedmaintenance¦¦
24-0050667 | Wildfire Mitigation | Planned - WSIP/System Hardening |  |  | 2024 | Tier 3 | Distribution Circuit |  |  |  | 2434822 | Sus |  | WildfireMitigation¦PlannedWSIPSystemHardening¦¦
24-0050670 | Wildfire Mitigation | Planned - WSIP/System Hardening |  |  | 2024 | Tier 3 | Transformer only |  |  |  | 2434937 | Sus |  | WildfireMitigation¦PlannedWSIPSystemHardening¦¦
24-0057074 | 3rd Party | Vehicle | Conductor- Overhead | Normal | 2024 | Tier 2 | Distribution Circuit |  |  |  | 2435179 | Sus |  | 3rdParty¦Vehicle¦ConductorOverhead¦Normal
24-0057132 | Equipment Failure/Involved | Overhead | Fuse | Broken | 2024 | Tier 2 | Transformer only |  |  |  | 2435384 | Sus |  | EquipmentFailureInvolved¦Overhead¦Fuse¦Broken
24-0035736 | Company Initiated | Planned- capital |  |  | 2024 | Tier 2 | Distribution Circuit |  |  |  | 2435402 | Sus |  | CompanyInitiated¦Plannedcapital¦¦
24-0057189 | 3rd Party | Customer Equipment | Anchor or Guy | Broken- wire on ground | 2024 | Tier 3 | Distribution Circuit |  |  |  | 2435567 | Sus |  | 3rdParty¦CustomerEquipment¦AnchororGuy¦Brokenwireonground
24-0057362 | Equipment Failure/Involved | Overhead | Transformer (OH) | Failed/Faulted | 2024 | Tier 2 | Transformer only |  |  |  | 2436090 | Sus |  | EquipmentFailureInvolved¦Overhead¦Transformer(OH)¦FailedFaulted
24-0052852 | Company Initiated | Planned- maintenance |  |  | 2024 | Tier 2 | Distribution Circuit |  |  |  | 2436114 | Sus |  | CompanyInitiated¦Plannedmaintenance¦¦
24-0053247 | Wildfire Mitigation | Planned - WSIP/System Hardening |  |  | 2024 | Tier 3 | Distribution Circuit |  |  |  | 2436324 | Sus |  | WildfireMitigation¦PlannedWSIPSystemHardening¦¦
24-0052719 | Company Initiated | Planned- maintenance |  |  | 2024 | Tier 2 | Transformer only |  |  |  | 2436355 | Sus |  | CompanyInitiated¦Plannedmaintenance¦¦
24-0057772 | Equipment Failure/Involved | Overhead | Pole-Wood | Broken | 2024 | Tier 2 | Distribution Circuit |  |  |  | 2436976 | Sus |  | EquipmentFailureInvolved¦Overhead¦PoleWood¦Broken
24-0057774 | Company Initiated | Improper Construction | Secondary | Burned Open | 2024 | Tier 3 | Distribution Circuit |  |  |  | 2436808 | Sus |  | CompanyInitiated¦ImproperConstruction¦Secondary¦BurnedOpen
24-0051446 | Company Initiated | Planned- maintenance |  |  | 2024 | Tier 3 | Distribution Circuit |  |  |  | 2437084 | Sus |  | CompanyInitiated¦Plannedmaintenance¦¦
24-0007970 | Company Initiated | Planned- capital |  |  | 2024 | Tier 2 | Distribution Circuit |  |  |  | 2437250 | Sus |  | CompanyInitiated¦Plannedcapital¦¦
24-0052701 | Company Initiated | Planned- maintenance |  |  | 2024 | Tier 3 | Distribution Circuit |  |  |  | 2437272 | Sus |  | CompanyInitiated¦Plannedmaintenance¦¦
24-0053588 | Wildfire Mitigation | Planned - WSIP/System Hardening |  |  | 2024 | Tier 3 | Transformer only |  |  |  | 2437275 | Sus |  | WildfireMitigation¦PlannedWSIPSystemHardening¦¦
24-0053581 | Company Initiated | Planned- maintenance |  |  | 2024 | Tier 2 | Transformer only |  |  |  | 2437274 | Sus |  | CompanyInitiated¦Plannedmaintenance¦¦
24-0053544 | Company Initiated | Planned- maintenance |  |  | 2024 | Tier 2 | Distribution Circuit |  |  |  | 2437309 | Sus |  | CompanyInitiated¦Plannedmaintenance¦¦
24-0047921 | Wildfire Mitigation | Planned - WSIP/System Hardening |  |  | 2024 | Tier 2 | Distribution Circuit |  |  |  | 2437192 | Sus |  | WildfireMitigation¦PlannedWSIPSystemHardening¦¦
24-0053340 | Wildfire Mitigation | Planned - WSIP/System Hardening |  |  | 2024 | Tier 3 | Transformer only |  |  |  | 2437891 | Sus |  | WildfireMitigation¦PlannedWSIPSystemHardening¦¦
24-0053131 | Company Initiated | Planned- capital |  |  | 2024 | Tier 3 | Distribution Circuit |  |  |  | 2437896 | Sus |  | CompanyInitiated¦Plannedcapital¦¦
24-0050683 | Company Initiated | Planned- maintenance |  |  | 2024 | Tier 3 | Distribution Circuit |  |  |  | 2437905 | Sus |  | CompanyInitiated¦Plannedmaintenance¦¦
24-0053736 | Wildfire Mitigation | Planned - WSIP/System Hardening |  |  | 2024 | Tier 2 | Transformer only |  |  |  | 2437922 | Sus |  | WildfireMitigation¦PlannedWSIPSystemHardening¦¦
24-0008026 | Company Initiated | Planned- capital |  |  | 2024 | Tier 2 | Distribution Circuit |  |  |  | 2437933 | Sus |  | CompanyInitiated¦Plannedcapital¦¦
24-0055396 | Company Initiated | Planned- maintenance |  |  | 2024 | Tier 3 | Transformer only |  |  |  | 2437991 | Sus |  | CompanyInitiated¦Plannedmaintenance¦¦
24-0053623 | Wildfire Mitigation | Planned - WSIP/System Hardening |  |  | 2024 | Tier 3 | Transformer only |  |  |  | 2438002 | Sus |  | WildfireMitigation¦PlannedWSIPSystemHardening¦¦
24-0053218 | Company Initiated | Planned- maintenance |  |  | 2024 | Tier 2 | Distribution Circuit |  |  |  | 2438003 | Sus |  | CompanyInitiated¦Plannedmaintenance¦¦
24-0055343 | Company Initiated | Planned- maintenance |  |  | 2024 | Tier 3 | Distribution Circuit |  |  |  | 2438014 | Sus |  | CompanyInitiated¦Plannedmaintenance¦¦
24-0055332 | Company Initiated | Planned- maintenance |  |  | 2024 | Tier 3 | Distribution Circuit |  |  |  | 2438180 | Sus |  | CompanyInitiated¦Plannedmaintenance¦¦
24-0050689 | Wildfire Mitigation | Planned - WSIP/System Hardening |  |  | 2024 | Tier 3 | Distribution Circuit |  |  |  | 2438412 | Sus |  | WildfireMitigation¦PlannedWSIPSystemHardening¦¦
24-0058609 | Equipment Failure/Involved | Overhead | Secondary | Broken | 2024 | Tier 3 | Transformer only |  |  |  | 2438320 | Sus |  | EquipmentFailureInvolved¦Overhead¦Secondary¦Broken
24-0058674 | Equipment Failure/Involved | Overhead | Other | Broken | 2024 | Tier 3 | Distribution Circuit |  |  |  | 2438449 | Sus |  | EquipmentFailureInvolved¦Overhead¦Other¦Broken
24-0051275 | Company Initiated | Planned- maintenance |  |  | 2024 | Tier 3 | Distribution Circuit |  |  |  | 2438598 | Sus |  | CompanyInitiated¦Plannedmaintenance¦¦
24-0051210 | Wildfire Mitigation | Planned - WSIP/System Hardening |  |  | 2024 | Tier 2 | Distribution Circuit |  |  |  | 2438612 | Sus |  | WildfireMitigation¦PlannedWSIPSystemHardening¦¦
24-0053748 | Wildfire Mitigation | Planned - WSIP/System Hardening |  |  | 2024 | Tier 2 | Distribution Circuit |  |  |  | 2438654 | Sus |  | WildfireMitigation¦PlannedWSIPSystemHardening¦¦
24-0052639 | Company Initiated | Planned- maintenance |  |  | 2024 | Tier 2 | Distribution Circuit |  |  |  | 2438753 | Sus |  | CompanyInitiated¦Plannedmaintenance¦¦
24-0051496 | Company Initiated | Planned- maintenance |  |  | 2024 | Tier 2 | Distribution Circuit |  |  |  | 2438736 | Sus |  | CompanyInitiated¦Plannedmaintenance¦¦
24-0053629 | Company Initiated | Planned- maintenance |  |  | 2024 | Tier 2 | Transformer only |  |  |  | 2438776 | Sus |  | CompanyInitiated¦Plannedmaintenance¦¦
24-0053701 | Company Initiated | Planned- maintenance |  |  | 2024 | Tier 2 | Distribution Circuit |  |  |  | 2438810 | Sus |  | CompanyInitiated¦Plannedmaintenance¦¦
24-0051266 | Company Initiated | Planned- maintenance |  |  | 2024 | Tier 3 | Distribution Circuit |  |  |  | 2438850 | Sus |  | CompanyInitiated¦Plannedmaintenance¦¦
24-0058899 | Vegetation | Tree - cutting- PG&E contractor | Fuse | Failed/Faulted | 2024 | Tier 2 | Distribution Circuit |  |  |  | 2438837 | Sus |  | Vegetation¦TreecuttingPG&Econtractor¦Fuse¦FailedFaulted
24-0059048 | 3rd Party | Tree - cutting- 3rd party | Insulator | Broken | 2024 | Tier 2 | Distribution Circuit |  |  |  | 2439088 | Sus |  | 3rdParty¦Treecutting3rdparty¦Insulator¦Broken
24-0059071 | Equipment Failure/Involved | Overhead | Pole-Wood | Broken | 2024 | Tier 2 | Distribution Circuit |  |  |  | 2439149 | Sus |  | EquipmentFailureInvolved¦Overhead¦PoleWood¦Broken
24-0059150 | Unknown Cause | Patrol - found nothing |  |  | 2024 | Tier 2 | Transmission line |  |  |  | 2439366 | Sus |  | UnknownCause¦Patrolfoundnothing¦¦
24-0059150 | Unknown Cause | Patrol - found nothing |  |  | 2024 | Tier 2 | Transmission line |  |  |  | 2439405 | Sus |  | UnknownCause¦Patrolfoundnothing¦¦
24-0059150 | Unknown Cause | Patrol - found nothing |  |  | 2024 | Tier 2 | Transmission line |  |  |  | 2439382 | Sus |  | UnknownCause¦Patrolfoundnothing¦¦
24-0059202 | Animal | Squirrel | Transformer (OH) | Broken | 2024 | Tier 2 | Distribution Circuit |  |  |  | 2439509 | Sus |  | Animal¦Squirrel¦Transformer(OH)¦Broken
24-0052775 | Wildfire Mitigation | Planned - WSIP/System Hardening |  |  | 2024 | Tier 2 | Transformer only |  |  |  | 2439531 | Sus |  | WildfireMitigation¦PlannedWSIPSystemHardening¦¦
24-0008535 | Company Initiated | Planned- capital |  |  | 2024 | Tier 2 | Distribution Circuit |  |  |  | 2439571 | Sus |  | CompanyInitiated¦Plannedcapital¦¦
24-0051247 | Wildfire Mitigation | Planned - WSIP/System Hardening |  |  | 2024 | Tier 2 | Transformer only |  |  |  | 2439616 | Sus |  | WildfireMitigation¦PlannedWSIPSystemHardening¦¦
24-0053401 | Wildfire Mitigation | Planned - WSIP/System Hardening |  |  | 2024 | Tier 2 | Distribution Circuit |  |  |  | 2439491 | Sus |  | WildfireMitigation¦PlannedWSIPSystemHardening¦¦
24-0053660 | Wildfire Mitigation | Planned - WSIP/System Hardening |  |  | 2024 | Tier 3 | Transformer only |  |  |  | 2439642 | Sus |  | WildfireMitigation¦PlannedWSIPSystemHardening¦¦
24-0048708 | Company Initiated | Planned- maintenance |  |  | 2024 | Tier 2 | Distribution Circuit |  |  |  | 2439586 | Sus |  | CompanyInitiated¦Plannedmaintenance¦¦
24-0054743 | Wildfire Mitigation | Planned - WSIP/System Hardening |  |  | 2024 | Tier 2 | Distribution Circuit |  |  |  | 2439773 | Sus |  | WildfireMitigation¦PlannedWSIPSystemHardening¦¦
24-0048712 | Company Initiated | Planned- maintenance |  |  | 2024 | Tier 2 | Distribution Circuit |  |  |  | 2439601 | Sus |  | CompanyInitiated¦Plannedmaintenance¦¦
24-0059480 | Unknown Cause | Patrol - found nothing |  |  | 2024 | Tier 3 | Distribution Circuit |  |  |  | 2439990 | Sus |  | UnknownCause¦Patrolfoundnothing¦¦
24-0015279 | Company Initiated | Planned- maintenance |  |  | 2024 | Tier 3 | Distribution Circuit |  |  |  | 2440434 | Sus |  | CompanyInitiated¦Plannedmaintenance¦¦
24-0056547 | Wildfire Mitigation | Planned - WSIP/System Hardening |  |  | 2024 | Tier 3 | Distribution Circuit |  |  |  | 2441318 | Sus |  | WildfireMitigation¦PlannedWSIPSystemHardening¦¦
24-0041345 | Company Initiated | Planned- capital |  |  | 2024 | Tier 2 | Distribution Circuit |  |  |  | 2441370 | Sus |  | CompanyInitiated¦Plannedcapital¦¦
24-0056836 | Company Initiated | Planned- maintenance |  |  | 2024 | Tier 3 | Distribution Circuit |  |  |  | 2441391 | Sus |  | CompanyInitiated¦Plannedmaintenance¦¦
24-0051160 | Company Initiated | Planned- maintenance |  |  | 2024 | Tier 2 | Distribution Circuit |  |  |  | 2441401 | Sus |  | CompanyInitiated¦Plannedmaintenance¦¦
24-0050285 | Company Initiated | Planned- capital |  |  | 2024 | Tier 2 | Distribution Circuit |  |  |  | 2441423 | Sus |  | CompanyInitiated¦Plannedcapital¦¦
24-0055538 | Company Initiated | Planned- maintenance |  |  | 2024 | Tier 2 | Transformer only |  |  |  | 2441518 | Sus |  | CompanyInitiated¦Plannedmaintenance¦¦
24-0052233 | Wildfire Mitigation | Planned - WSIP/System Hardening |  |  | 2024 | Tier 2 | Distribution Circuit |  |  |  | 2441669 | Sus |  | WildfireMitigation¦PlannedWSIPSystemHardening¦¦
24-0056004 | Wildfire Mitigation | Planned - WSIP/System Hardening |  |  | 2024 | Tier 2 | Transformer only |  |  |  | 2441917 | Sus |  | WildfireMitigation¦PlannedWSIPSystemHardening¦¦
24-0060137 | Equipment Failure/Involved | Overhead | Service conductor | Deteriorated | 2024 | Tier 2 | Transformer only |  |  |  | 2441967 | Sus |  | EquipmentFailureInvolved¦Overhead¦Serviceconductor¦Deteriorated
24-0060174 | 3rd Party | Vehicle | Pole-Wood | Broken | 2024 | Tier 2 | Distribution Circuit |  |  |  | 2442062 | Sus |  | 3rdParty¦Vehicle¦PoleWood¦Broken
24-0047271 | Company Initiated | Planned- maintenance |  |  | 2024 | Tier 2 | Distribution Circuit |  |  |  | 2442170 | Sus |  | CompanyInitiated¦Plannedmaintenance¦¦
24-0000940 | Company Initiated | Planned- capital |  |  | 2024 | Tier 2 | Distribution Circuit |  |  |  | 2442188 | Sus |  | CompanyInitiated¦Plannedcapital¦¦
24-0052534 | Wildfire Mitigation | Planned - WSIP/System Hardening |  |  | 2024 | Tier 3 | Distribution Circuit |  |  |  | 2442215 | Sus |  | WildfireMitigation¦PlannedWSIPSystemHardening¦¦
24-0056524 | Wildfire Mitigation | Planned - WSIP/System Hardening |  |  | 2024 | Tier 2 | Distribution Circuit |  |  |  | 2442268 | Sus |  | WildfireMitigation¦PlannedWSIPSystemHardening¦¦
24-0060644 | 3rd Party | Customer Equipment | Other | Broken | 2024 | Tier 3 | Transformer only |  |  |  | 2442908 | Sus |  | 3rdParty¦CustomerEquipment¦Other¦Broken
24-0060687 | Equipment Failure/Involved | Overhead | Capacitor | Burned/flashed | 2024 | Tier 2 | Distribution Circuit |  |  |  | 2443056 | Sus |  | EquipmentFailureInvolved¦Overhead¦Capacitor¦Burnedflashed
24-0054014 | Company Initiated | Planned- capital |  |  | 2024 | Tier 3 | Distribution Circuit |  |  |  | 2443122 | Sus |  | CompanyInitiated¦Plannedcapital¦¦
24-0024188 | Company Initiated | Planned- maintenance |  |  | 2024 | Tier 2 | Distribution Circuit |  |  |  | 2443146 | Sus |  | CompanyInitiated¦Plannedmaintenance¦¦
24-0052536 | Company Initiated | Planned- maintenance |  |  | 2024 | Tier 2 | Transformer only |  |  |  | 2443224 | Sus |  | CompanyInitiated¦Plannedmaintenance¦¦
24-0056627 | Wildfire Mitigation | Planned - WSIP/System Hardening |  |  | 2024 | Tier 2 | Distribution Circuit |  |  |  | 2443219 | Sus |  | WildfireMitigation¦PlannedWSIPSystemHardening¦¦
24-0058206 | Company Initiated | Planned- maintenance |  |  | 2024 | Tier 2 | Distribution Circuit |  |  |  | 2443267 | Sus |  | CompanyInitiated¦Plannedmaintenance¦¦
24-0051344 | Wildfire Mitigation | Planned - WSIP/System Hardening |  |  | 2024 | Tier 2 | Distribution Circuit |  |  |  | 2443290 | Sus |  | WildfireMitigation¦PlannedWSIPSystemHardening¦¦
24-0060820 | Equipment Failure/Involved | Overhead | Connector or Splice (OH) | Broken- wire on ground | 2024 | Tier 2 | Distribution Circuit |  |  |  | 2443227 | Sus |  | EquipmentFailureInvolved¦Overhead¦ConnectororSplice(OH)¦Brokenwireonground
24-0056635 | Wildfire Mitigation | Planned - WSIP/System Hardening |  |  | 2024 | Tier 2 | Transformer only |  |  |  | 2443371 | Sus |  | WildfireMitigation¦PlannedWSIPSystemHardening¦¦
24-0060994 | 3rd Party | Tree - cutting- 3rd party | Conductor- Overhead | Normal | 2024 | Tier 2 | Distribution Circuit |  |  |  | 2443598 | Sus |  | 3rdParty¦Treecutting3rdparty¦ConductorOverhead¦Normal
24-0061075 | Equipment Failure/Involved | Overhead | Transformer (OH) | Failed/Faulted | 2024 | Tier 3 | Transformer only |  |  |  | 2443685 | Sus |  | EquipmentFailureInvolved¦Overhead¦Transformer(OH)¦FailedFaulted
24-0061077 | Unknown Cause | Patrol - not conducted |  |  | 2024 | Tier 2 | Transformer only |  |  |  | 2443612 | Sus |  | UnknownCause¦Patrolnotconducted¦¦
24-0056945 | Wildfire Mitigation | Planned - WSIP/System Hardening |  |  | 2024 | Tier 2 | Transformer only |  |  |  | 2443936 | Sus |  | WildfireMitigation¦PlannedWSIPSystemHardening¦¦
24-0056387 | Wildfire Mitigation | Planned - WSIP/System Hardening |  |  | 2024 | Tier 2 | Distribution Circuit |  |  |  | 2443871 | Sus |  | WildfireMitigation¦PlannedWSIPSystemHardening¦¦
24-0056085 | Wildfire Mitigation | Planned - WSIP/System Hardening |  |  | 2024 | Tier 2 | Distribution Circuit |  |  |  | 2443866 | Sus |  | WildfireMitigation¦PlannedWSIPSystemHardening¦¦
24-0055737 | Company Initiated | Planned- maintenance |  |  | 2024 | Tier 2 | Transformer only |  |  |  | 2443997 | Sus |  | CompanyInitiated¦Plannedmaintenance¦¦
24-0057222 | Wildfire Mitigation | Planned - WSIP/System Hardening |  |  | 2024 | Tier 2 | Transformer only |  |  |  | 2444005 | Sus |  | WildfireMitigation¦PlannedWSIPSystemHardening¦¦
24-0056867 | Wildfire Mitigation | Planned - WSIP/System Hardening |  |  | 2024 | Tier 3 | Distribution Circuit |  |  |  | 2444015 | Sus |  | WildfireMitigation¦PlannedWSIPSystemHardening¦¦
24-0056560 | Wildfire Mitigation | Planned - WSIP/System Hardening |  |  | 2024 | Tier 3 | Transformer only |  |  |  | 2444053 | Sus |  | WildfireMitigation¦PlannedWSIPSystemHardening¦¦
24-0056877 | Company Initiated | Planned- maintenance |  |  | 2024 | Tier 2 | Distribution Circuit |  |  |  | 2444061 | Sus |  | CompanyInitiated¦Plannedmaintenance¦¦
24-0051355 | Company Initiated | Planned- capital |  |  | 2024 | Tier 3 | Distribution Circuit |  |  |  | 2444181 | Sus |  | CompanyInitiated¦Plannedcapital¦¦
24-0056963 | Wildfire Mitigation | Planned - WSIP/System Hardening |  |  | 2024 | Tier 2 | Transformer only |  |  |  | 2444342 | Sus |  | WildfireMitigation¦PlannedWSIPSystemHardening¦¦
24-0057224 | Wildfire Mitigation | Planned - WSIP/System Hardening |  |  | 2024 | Tier 2 | Transformer only |  |  |  | 2444358 | Sus |  | WildfireMitigation¦PlannedWSIPSystemHardening¦¦
24-0057225 | Wildfire Mitigation | Planned - WSIP/System Hardening |  |  | 2024 | Tier 2 | Transformer only |  |  |  | 2444424 | Sus |  | WildfireMitigation¦PlannedWSIPSystemHardening¦¦
24-0057035 | Wildfire Mitigation | Planned - WSIP/System Hardening |  |  | 2024 | Tier 3 | Distribution Circuit |  |  |  | 2443862 | Sus |  | WildfireMitigation¦PlannedWSIPSystemHardening¦¦
24-0056262 | Company Initiated | Planned- maintenance |  |  | 2024 | Tier 2 | Distribution Circuit |  |  |  | 2444683 | Sus |  | CompanyInitiated¦Plannedmaintenance¦¦
24-0056120 | Wildfire Mitigation | Planned - WSIP/System Hardening |  |  | 2024 | Tier 2 | Transformer only |  |  |  | 2444758 | Sus |  | WildfireMitigation¦PlannedWSIPSystemHardening¦¦
24-0048399 | Company Initiated | Planned- capital |  |  | 2024 | Tier 3 | Distribution Circuit |  |  |  | 2444762 | Sus |  | CompanyInitiated¦Plannedcapital¦¦
24-0053029 | Company Initiated | Planned- maintenance |  |  | 2024 | Tier 3 | Distribution Circuit |  |  |  | 2444769 | Sus |  | CompanyInitiated¦Plannedmaintenance¦¦
24-0056370 | Wildfire Mitigation | Planned - WSIP/System Hardening |  |  | 2024 | Tier 2 | Transformer only |  |  |  | 2444805 | Sus |  | WildfireMitigation¦PlannedWSIPSystemHardening¦¦
24-0053696 | Company Initiated | Planned- capital |  |  | 2024 | Tier 2 | Distribution Circuit |  |  |  | 2444785 | Sus |  | CompanyInitiated¦Plannedcapital¦¦
24-0055739 | Company Initiated | Planned- maintenance |  |  | 2024 | Tier 2 | Transformer only |  |  |  | 2444820 | Sus |  | CompanyInitiated¦Plannedmaintenance¦¦
24-0057234 | Wildfire Mitigation | Planned - WSIP/System Hardening |  |  | 2024 | Tier 2 | Transformer only |  |  |  | 2445114 | Sus |  | WildfireMitigation¦PlannedWSIPSystemHardening¦¦
24-0053959 | Company Initiated | Planned- maintenance |  |  | 2024 | Tier 3 | Distribution Circuit |  |  |  | 2444772 | Sus |  | CompanyInitiated¦Plannedmaintenance¦¦
24-0056025 | Wildfire Mitigation | Planned - WSIP/System Hardening |  |  | 2024 | Tier 2 | Transformer only |  |  |  | 2444924 | Sus |  | WildfireMitigation¦PlannedWSIPSystemHardening¦¦
24-0054405 | Company Initiated | Planned- maintenance |  |  | 2024 | Tier 3 | Transformer only |  |  |  | 2444942 | Sus |  | CompanyInitiated¦Plannedmaintenance¦¦
24-0057235 | Wildfire Mitigation | Planned - WSIP/System Hardening |  |  | 2024 | Tier 2 | Transformer only |  |  |  | 2444974 | Sus |  | WildfireMitigation¦PlannedWSIPSystemHardening¦¦
24-0057229 | Wildfire Mitigation | Planned - WSIP/System Hardening |  |  | 2024 | Tier 2 | Transformer only |  |  |  | 2445094 | Sus |  | WildfireMitigation¦PlannedWSIPSystemHardening¦¦
24-0057230 | Wildfire Mitigation | Planned - WSIP/System Hardening |  |  | 2024 | Tier 2 | Transformer only |  |  |  | 2445201 | Sus |  | WildfireMitigation¦PlannedWSIPSystemHardening¦¦
24-0062155 | Vegetation | Tree - branch fell on line | Conductor- Overhead | Normal | 2024 | Tier 2 | Distribution Circuit |  |  |  | 2445870 | Sus |  | Vegetation¦Treebranchfellonline¦ConductorOverhead¦Normal
24-0062163 | Environmental/External | Lightning | Capacitor | Broken | 2024 | Tier 3 | Distribution Circuit |  |  |  | 2445999 | Sus |  | EnvironmentalExternal¦Lightning¦Capacitor¦Broken
24-0062174 | Environmental/External | Lightning | Conductor- Overhead | Normal | 2024 | Tier 3 | Transmission line |  |  |  | 2446036 | Sus |  | EnvironmentalExternal¦Lightning¦ConductorOverhead¦Normal
24-0062231 | Environmental/External | Lightning | Transformer (OH) | Failed/Faulted | 2024 | Tier 3 | Distribution Circuit |  |  |  | 2446020 | Sus |  | EnvironmentalExternal¦Lightning¦Transformer(OH)¦FailedFaulted
24-0062193 | Environmental/External | Lightning | Fuse | Failed/Faulted | 2024 | Tier 2 | Distribution Circuit |  |  |  | 2446022 | Sus |  | EnvironmentalExternal¦Lightning¦Fuse¦FailedFaulted
24-0062284 | Vegetation | Tree - branch fell on line | Conductor- Overhead | Normal | 2024 | Tier 2 | Distribution Circuit |  |  |  | 2446214 | Sus |  | Vegetation¦Treebranchfellonline¦ConductorOverhead¦Normal
24-0062451 | Equipment Failure/Involved | Overhead | Transformer (OH) | Failed/Faulted | 2024 | Tier 3 | Transformer only |  |  |  | 2446651 | Sus |  | EquipmentFailureInvolved¦Overhead¦Transformer(OH)¦FailedFaulted
24-0058764 | Company Initiated | Planned- maintenance |  |  | 2024 | Tier 3 | Transformer only |  |  |  | 2446728 | Sus |  | CompanyInitiated¦Plannedmaintenance¦¦
24-0055750 | Company Initiated | Planned- capital |  |  | 2024 | Tier 3 | Distribution Circuit |  |  |  | 2446743 | Sus |  | CompanyInitiated¦Plannedcapital¦¦
24-0055760 | Company Initiated | Planned- maintenance |  |  | 2024 | Tier 3 | Transformer only |  |  |  | 2446734 | Sus |  | CompanyInitiated¦Plannedmaintenance¦¦
24-0057920 | Wildfire Mitigation | Planned - WSIP/System Hardening |  |  | 2024 | Tier 3 | Distribution Circuit |  |  |  | 2446741 | Sus |  | WildfireMitigation¦PlannedWSIPSystemHardening¦¦
24-0058145 | Company Initiated | Planned- maintenance |  |  | 2024 | Tier 2 | Distribution Circuit |  |  |  | 2446824 | Sus |  | CompanyInitiated¦Plannedmaintenance¦¦
24-0058182 | Company Initiated | Planned- maintenance |  |  | 2024 | Tier 2 | Distribution Circuit |  |  |  | 2446713 | Sus |  | CompanyInitiated¦Plannedmaintenance¦¦
24-0057395 | Company Initiated | Planned- maintenance |  |  | 2024 | Tier 2 | Distribution Circuit |  |  |  | 2446996 | Sus |  | CompanyInitiated¦Plannedmaintenance¦¦
24-0056643 | Wildfire Mitigation | Planned - WSIP/System Hardening |  |  | 2024 | Tier 2 | Transformer only |  |  |  | 2447125 | Sus |  | WildfireMitigation¦PlannedWSIPSystemHardening¦¦
24-0058237 | Wildfire Mitigation | Planned - WSIP/System Hardening |  |  | 2024 | Tier 2 | Distribution Circuit |  |  |  | 2447087 | Sus |  | WildfireMitigation¦PlannedWSIPSystemHardening¦¦
24-0058241 | Wildfire Mitigation | Planned - WSIP/System Hardening |  |  | 2024 | Tier 2 | Distribution Circuit |  |  |  | 2447091 | Sus |  | WildfireMitigation¦PlannedWSIPSystemHardening¦¦
24-0062806 | Vegetation | Tree - branch fell on line | Conductor- Overhead | Normal | 2024 | Tier 2 | Distribution Circuit |  |  |  | 2447408 | Sus |  | Vegetation¦Treebranchfellonline¦ConductorOverhead¦Normal
24-0057959 | Company Initiated | Planned- maintenance |  |  | 2024 | Tier 2 | Distribution Circuit |  |  |  | 2447685 | Sus |  | CompanyInitiated¦Plannedmaintenance¦¦
24-0058234 | Company Initiated | Planned- maintenance |  |  | 2024 | Tier 2 | Distribution Circuit |  |  |  | 2448102 | Sus |  | CompanyInitiated¦Plannedmaintenance¦¦
24-0056953 | Company Initiated | Planned- maintenance |  |  | 2024 | Tier 3 | Distribution Circuit |  |  |  | 2447764 | Sus |  | CompanyInitiated¦Plannedmaintenance¦¦
24-0054999 | Company Initiated | Planned- maintenance |  |  | 2024 | Tier 2 | Distribution Circuit |  |  |  | 2447798 | Sus |  | CompanyInitiated¦Plannedmaintenance¦¦
24-0058301 | Wildfire Mitigation | Planned - WSIP/System Hardening |  |  | 2024 | Tier 2 | Transformer only |  |  |  | 2447936 | Sus |  | WildfireMitigation¦PlannedWSIPSystemHardening¦¦
24-0057697 | Wildfire Mitigation | Planned - WSIP/System Hardening |  |  | 2024 | Tier 2 | Distribution Circuit |  |  |  | 2447846 | Sus |  | WildfireMitigation¦PlannedWSIPSystemHardening¦¦
24-0054430 | Company Initiated | Planned- maintenance |  |  | 2024 | Zone 1 | Transformer only |  |  |  | 2447895 | Sus |  | CompanyInitiated¦Plannedmaintenance¦¦
24-0040997 | Company Initiated | Planned- maintenance |  |  | 2024 | Tier 3 | Distribution Circuit |  |  |  | 2447933 | Sus |  | CompanyInitiated¦Plannedmaintenance¦¦
24-0058307 | Wildfire Mitigation | Planned - WSIP/System Hardening |  |  | 2024 | Tier 2 | Transformer only |  |  |  | 2447960 | Sus |  | WildfireMitigation¦PlannedWSIPSystemHardening¦¦
24-0063376 | Equipment Failure/Involved | Overhead | Service conductor | Bent or Twisted | 2024 | Tier 2 | Distribution Circuit |  |  |  | 2448325 | Sus |  | EquipmentFailureInvolved¦Overhead¦Serviceconductor¦BentorTwisted
24-0055279 | Company Initiated | Planned- maintenance |  |  | 2024 | Tier 3 | Transformer only |  |  |  | 2448462 | Sus |  | CompanyInitiated¦Plannedmaintenance¦¦
24-0055272 | Wildfire Mitigation | Planned - WSIP/System Hardening |  |  | 2024 | Tier 3 | Transformer only |  |  |  | 2448968 | Sus |  | WildfireMitigation¦PlannedWSIPSystemHardening¦¦
24-0063879 | Equipment Failure/Involved | Underground | Transformer (UG) | Leaking | 2024 | Tier 2 | Distribution Circuit |  |  |  | 2449197 | Sus |  | EquipmentFailureInvolved¦Underground¦Transformer(UG)¦Leaking
24-0063963 | Equipment Failure/Involved | Overhead | Pole-Wood | Deteriorated | 2024 | Tier 2 | Distribution Circuit |  |  |  | 2449297 | Sus |  | EquipmentFailureInvolved¦Overhead¦PoleWood¦Deteriorated
24-0053009 | Company Initiated | Planned- capital |  |  | 2024 | Tier 3 | Distribution Circuit |  |  |  | 2449539 | Sus |  | CompanyInitiated¦Plannedcapital¦¦
24-0059355 | Wildfire Mitigation | Planned - WSIP/System Hardening |  |  | 2024 | Tier 2 | Distribution Circuit |  |  |  | 2449487 | Sus |  | WildfireMitigation¦PlannedWSIPSystemHardening¦¦
24-0059078 | Wildfire Mitigation | Planned - WSIP/System Hardening |  |  | 2024 | Tier 2 | Transformer only |  |  |  | 2449524 | Sus |  | WildfireMitigation¦PlannedWSIPSystemHardening¦¦
24-0046450 | Company Initiated | Planned- maintenance |  |  | 2024 | Tier 2 | Distribution Circuit |  |  |  | 2449416 | Sus |  | CompanyInitiated¦Plannedmaintenance¦¦
24-0059400 | Company Initiated | Planned- capital |  |  | 2024 | Tier 2 | Distribution Circuit |  |  |  | 2449784 | Sus |  | CompanyInitiated¦Plannedcapital¦¦
24-0059362 | Wildfire Mitigation | Planned - WSIP/System Hardening |  |  | 2024 | Tier 2 | Distribution Circuit |  |  |  | 2449756 | Sus |  | WildfireMitigation¦PlannedWSIPSystemHardening¦¦
24-0057586 | Company Initiated | Planned- maintenance |  |  | 2024 | Tier 2 | Distribution Circuit |  |  |  | 2449762 | Sus |  | CompanyInitiated¦Plannedmaintenance¦¦
24-0059079 | Wildfire Mitigation | Planned - WSIP/System Hardening |  |  | 2024 | Tier 2 | Transformer only |  |  |  | 2449859 | Sus |  | WildfireMitigation¦PlannedWSIPSystemHardening¦¦
24-0059374 | Wildfire Mitigation | Planned - WSIP/System Hardening |  |  | 2024 | Tier 2 | Transformer only |  |  |  | 2449897 | Sus |  | WildfireMitigation¦PlannedWSIPSystemHardening¦¦
24-0059377 | Wildfire Mitigation | Planned - WSIP/System Hardening |  |  | 2024 | Tier 2 | Transformer only |  |  |  | 2449968 | Sus |  | WildfireMitigation¦PlannedWSIPSystemHardening¦¦
24-0060841 | Company Initiated | Planned- capital |  |  | 2024 | Tier 2 | Distribution Circuit |  |  |  | 2450367 | Sus |  | CompanyInitiated¦Plannedcapital¦¦
24-0056859 | Company Initiated | Planned- capital |  |  | 2024 | Tier 3 | Distribution Circuit |  |  |  | 2450360 | Sus |  | CompanyInitiated¦Plannedcapital¦¦
24-0058675 | Company Initiated | Planned- maintenance |  |  | 2024 | Tier 2 | Transformer only |  |  |  | 2450366 | Sus |  | CompanyInitiated¦Plannedmaintenance¦¦
24-0059393 | Wildfire Mitigation | Planned - WSIP/System Hardening |  |  | 2024 | Tier 2 | Transformer only |  |  |  | 2450372 | Sus |  | WildfireMitigation¦PlannedWSIPSystemHardening¦¦
24-0059423 | Wildfire Mitigation | Planned - WSIP/System Hardening |  |  | 2024 | Tier 2 | Transformer only |  |  |  | 2450383 | Sus |  | WildfireMitigation¦PlannedWSIPSystemHardening¦¦
24-0054517 | Company Initiated | Planned- maintenance |  |  | 2024 | Tier 2 | Distribution Circuit |  |  |  | 2450340 | Sus |  | CompanyInitiated¦Plannedmaintenance¦¦
24-0058016 | Company Initiated | Planned- maintenance |  |  | 2024 | Tier 2 | Transformer only |  |  |  | 2450453 | Sus |  | CompanyInitiated¦Plannedmaintenance¦¦
24-0059401 | Wildfire Mitigation | Planned - WSIP/System Hardening |  |  | 2024 | Tier 2 | Transformer only |  |  |  | 2450725 | Sus |  | WildfireMitigation¦PlannedWSIPSystemHardening¦¦
24-0064694 | 3rd Party | Customer Equipment | Other | Malfunctioning | 2024 | Tier 3 | Distribution Circuit |  |  |  | 2450835 | Sus |  | 3rdParty¦CustomerEquipment¦Other¦Malfunctioning
24-0059471 | Company Initiated | Planned- capital |  |  | 2024 | Tier 2 | Distribution Circuit |  |  |  | 2450846 | Sus |  | CompanyInitiated¦Plannedcapital¦¦
24-0059435 | Wildfire Mitigation | Planned - WSIP/System Hardening |  |  | 2024 | Tier 2 | Distribution Circuit |  |  |  | 2450789 | Sus |  | WildfireMitigation¦PlannedWSIPSystemHardening¦¦
24-0059418 | Wildfire Mitigation | Planned - WSIP/System Hardening |  |  | 2024 | Tier 2 | Transformer only |  |  |  | 2450984 | Sus |  | WildfireMitigation¦PlannedWSIPSystemHardening¦¦
24-0064823 | Vegetation | Tree - cutting- PG&E contractor | Conductor- Overhead | Normal | 2024 | Tier 3 | Distribution Circuit |  |  |  | 2451034 | Sus |  | Vegetation¦TreecuttingPG&Econtractor¦ConductorOverhead¦Normal
24-0059438 | Wildfire Mitigation | Planned - WSIP/System Hardening |  |  | 2024 | Tier 2 | Distribution Circuit |  |  |  | 2450790 | Sus |  | WildfireMitigation¦PlannedWSIPSystemHardening¦¦
24-0065079 | Equipment Failure/Involved | Overhead | Transformer (OH) | Leaking | 2024 | Tier 2 | Transformer only |  |  |  | 2451687 | Sus |  | EquipmentFailureInvolved¦Overhead¦Transformer(OH)¦Leaking
24-0057926 | Wildfire Mitigation | Planned - WSIP/System Hardening |  |  | 2024 | Tier 2 | Distribution Circuit |  |  |  | 2452307 | Sus |  | WildfireMitigation¦PlannedWSIPSystemHardening¦¦
24-0058977 | Wildfire Mitigation | Planned - WSIP/System Hardening |  |  | 2024 | Tier 3 | Distribution Circuit |  |  |  | 2452756 | Sus |  | WildfireMitigation¦PlannedWSIPSystemHardening¦¦
24-0065285 | Equipment Failure/Involved | Overhead | Conductor- Overhead | Deteriorated | 2024 | Tier 3 | Distribution Circuit |  |  |  | 2452339 | Sus |  | EquipmentFailureInvolved¦Overhead¦ConductorOverhead¦Deteriorated
24-0060783 | Company Initiated | Planned- maintenance |  |  | 2024 | Tier 2 | Distribution Circuit |  |  |  | 2452452 | Sus |  | CompanyInitiated¦Plannedmaintenance¦¦
24-0057647 | Company Initiated | Planned- capital |  |  | 2024 | Tier 3 | Distribution Circuit |  |  |  | 2452448 | Sus |  | CompanyInitiated¦Plannedcapital¦¦
24-0058936 | Wildfire Mitigation | Planned - WSIP/System Hardening |  |  | 2024 | Tier 3 | Distribution Circuit |  |  |  | 2452479 | Sus |  | WildfireMitigation¦PlannedWSIPSystemHardening¦¦
24-0061353 | Company Initiated | Planned- maintenance |  |  | 2024 | Tier 2 | Distribution Circuit |  |  |  | 2452471 | Sus |  | CompanyInitiated¦Plannedmaintenance¦¦
24-0059910 | Company Initiated | Planned- maintenance |  |  | 2024 | Tier 2 | Transformer only |  |  |  | 2452554 | Sus |  | CompanyInitiated¦Plannedmaintenance¦¦
24-0059946 | Wildfire Mitigation | Planned - WSIP/System Hardening |  |  | 2024 | Tier 2 | Transformer only |  |  |  | 2452611 | Sus |  | WildfireMitigation¦PlannedWSIPSystemHardening¦¦
24-0060326 | Wildfire Mitigation | Planned - WSIP/System Hardening |  |  | 2024 | Tier 2 | Transformer only |  |  |  | 2452695 | Sus |  | WildfireMitigation¦PlannedWSIPSystemHardening¦¦
24-0065463 | Company Initiated | Construction Activity/equip- company | Transformer | Failed/Faulted | 2024 | Tier 2 | Transformer only |  |  |  | 2452720 | Sus |  | CompanyInitiated¦ConstructionActivityequipcompany¦Transformer¦FailedFaulted
24-0059949 | Wildfire Mitigation | Planned - WSIP/System Hardening |  |  | 2024 | Tier 2 | Transformer only |  |  |  | 2452755 | Sus |  | WildfireMitigation¦PlannedWSIPSystemHardening¦¦
24-0060329 | Wildfire Mitigation | Planned - WSIP/System Hardening |  |  | 2024 | Tier 2 | Transformer only |  |  |  | 2452833 | Sus |  | WildfireMitigation¦PlannedWSIPSystemHardening¦¦
24-0065637 | Unknown Cause | Patrol - found nothing |  |  | 2024 | Tier 3 | Distribution Circuit |  |  |  | 2453157 | Sus |  | UnknownCause¦Patrolfoundnothing¦¦
24-0065719 | Unknown Cause | Patrol - not conducted |  |  | 2024 | Tier 2 | Transformer only |  |  |  | 2453215 | Sus |  | UnknownCause¦Patrolnotconducted¦¦
24-0061324 | Wildfire Mitigation | Planned - WSIP/System Hardening |  |  | 2024 | Tier 3 | Transformer only |  |  |  | 2453275 | Sus |  | WildfireMitigation¦PlannedWSIPSystemHardening¦¦
24-0060811 | Wildfire Mitigation | Planned - WSIP/System Hardening |  |  | 2024 | Tier 2 | Transformer only |  |  |  | 2453291 | Sus |  | WildfireMitigation¦PlannedWSIPSystemHardening¦¦
24-0059980 | Wildfire Mitigation | Planned - WSIP/System Hardening |  |  | 2024 | Tier 2 | Transformer only |  |  |  | 2453312 | Sus |  | WildfireMitigation¦PlannedWSIPSystemHardening¦¦
24-0060028 | Company Initiated | Planned- maintenance |  |  | 2024 | Tier 2 | Distribution Circuit |  |  |  | 2453361 | Sus |  | CompanyInitiated¦Plannedmaintenance¦¦
24-0061437 | Company Initiated | Planned- maintenance |  |  | 2024 | Tier 2 | Distribution Circuit |  |  |  | 2453356 | Sus |  | CompanyInitiated¦Plannedmaintenance¦¦
24-0057323 | Company Initiated | Planned- maintenance |  |  | 2024 | Tier 2 | Distribution Circuit |  |  |  | 2453347 | Sus |  | CompanyInitiated¦Plannedmaintenance¦¦
24-0057946 | Company Initiated | Planned- maintenance |  |  | 2024 | Tier 3 | Transformer only |  |  |  | 2453370 | Sus |  | CompanyInitiated¦Plannedmaintenance¦¦
24-0061452 | Company Initiated | Planned- maintenance |  |  | 2024 | Tier 2 | Transformer only |  |  |  | 2453432 | Sus |  | CompanyInitiated¦Plannedmaintenance¦¦
24-0059881 | Company Initiated | Planned- maintenance |  |  | 2024 | Tier 2 | Distribution Circuit |  |  |  | 2453846 | Sus |  | CompanyInitiated¦Plannedmaintenance¦¦
24-0059998 | Wildfire Mitigation | Planned - WSIP/System Hardening |  |  | 2024 | Tier 2 | Transformer only |  |  |  | 2453707 | Sus |  | WildfireMitigation¦PlannedWSIPSystemHardening¦¦
24-0061374 | Wildfire Mitigation | Planned - WSIP/System Hardening |  |  | 2024 | Tier 3 | Distribution Circuit |  |  |  | 2453678 | Sus |  | WildfireMitigation¦PlannedWSIPSystemHardening¦¦
24-0059900 | Company Initiated | Planned- maintenance |  |  | 2024 | Tier 2 | Distribution Circuit |  |  |  | 2454036 | Sus |  | CompanyInitiated¦Plannedmaintenance¦¦
24-0060342 | Company Initiated | Planned- maintenance |  |  | 2024 | Tier 2 | Distribution Circuit |  |  |  | 2454029 | Sus |  | CompanyInitiated¦Plannedmaintenance¦¦
24-0060595 | Wildfire Mitigation | Planned - WSIP/System Hardening |  |  | 2024 | Tier 2 | Distribution Circuit |  |  |  | 2454059 | Sus |  | WildfireMitigation¦PlannedWSIPSystemHardening¦¦
24-0066150 | 3rd Party | Fire- house or bldg. | Service conductor | Normal | 2024 | Tier 2 | Transformer only |  |  |  | 2454089 | Sus |  | 3rdParty¦Firehouseorbldg¦Serviceconductor¦Normal
24-0060509 | Company Initiated | Planned- capital |  |  | 2024 | Tier 2 | Distribution Circuit |  |  |  | 2454105 | Sus |  | CompanyInitiated¦Plannedcapital¦¦
24-0061599 | Wildfire Mitigation | Planned - WSIP/System Hardening |  |  | 2024 | Tier 3 | Transformer only |  |  |  | 2454336 | Sus |  | WildfireMitigation¦PlannedWSIPSystemHardening¦¦
24-0066308 | Equipment Failure/Involved | Underground | Secondary | Deteriorated | 2024 | Tier 3 | Distribution Circuit |  |  |  | 2454383 | Sus |  | EquipmentFailureInvolved¦Underground¦Secondary¦Deteriorated
24-0061617 | Wildfire Mitigation | Planned - WSIP/System Hardening |  |  | 2024 | Tier 3 | Transformer only |  |  |  | 2454246 | Sus |  | WildfireMitigation¦PlannedWSIPSystemHardening¦¦
24-0060265 | Company Initiated | Planned- maintenance |  |  | 2024 | Tier 2 | Distribution Circuit |  |  |  | 2454304 | Sus |  | CompanyInitiated¦Plannedmaintenance¦¦
24-0061603 | Wildfire Mitigation | Planned - WSIP/System Hardening |  |  | 2024 | Tier 3 | Distribution Circuit |  |  |  | 2454262 | Sus |  | WildfireMitigation¦PlannedWSIPSystemHardening¦¦
24-0061646 | Wildfire Mitigation | Planned - WSIP/System Hardening |  |  | 2024 | Tier 3 | Transformer only |  |  |  | 2454534 | Sus |  | WildfireMitigation¦PlannedWSIPSystemHardening¦¦
24-0060060 | Wildfire Mitigation | Planned - WSIP/System Hardening |  |  | 2024 | Tier 2 | Distribution Circuit |  |  |  | 2460437 | Sus |  | WildfireMitigation¦PlannedWSIPSystemHardening¦¦
24-0061713 | Wildfire Mitigation | Planned - WSIP/System Hardening |  |  | 2024 | Tier 3 | Transformer only |  |  |  | 2460739 | Sus |  | WildfireMitigation¦PlannedWSIPSystemHardening¦¦
24-0061663 | Wildfire Mitigation | Planned - WSIP/System Hardening |  |  | 2024 | Tier 3 | Transformer only |  |  |  | 2460775 | Sus |  | WildfireMitigation¦PlannedWSIPSystemHardening¦¦
24-0060266 | Wildfire Mitigation | Planned - WSIP/System Hardening |  |  | 2024 | Tier 2 | Distribution Circuit |  |  |  | 2460446 | Sus |  | WildfireMitigation¦PlannedWSIPSystemHardening¦¦
24-0061714 | Wildfire Mitigation | Planned - WSIP/System Hardening |  |  | 2024 | Tier 3 | Transformer only |  |  |  | 2460792 | Sus |  | WildfireMitigation¦PlannedWSIPSystemHardening¦¦
24-0061684 | Wildfire Mitigation | Planned - WSIP/System Hardening |  |  | 2024 | Tier 3 | Transformer only |  |  |  | 2460834 | Sus |  | WildfireMitigation¦PlannedWSIPSystemHardening¦¦
24-0066981 | Equipment Failure/Involved | Overhead | Transformer (OH) |  | 2024 | Tier 2 | Transformer only |  |  |  | 2460845 | Sus |  | EquipmentFailureInvolved¦Overhead¦Transformer(OH)¦
24-0058802 | Company Initiated | Planned- capital |  |  | 2024 | Tier 2 | Distribution Circuit |  |  |  | 2461242 | Sus |  | CompanyInitiated¦Plannedcapital¦¦
24-0061382 | Wildfire Mitigation | Planned - WSIP/System Hardening |  |  | 2024 | Tier 3 | Distribution Circuit |  |  |  | 2461648 | Sus |  | WildfireMitigation¦PlannedWSIPSystemHardening¦¦
24-0064388 | Wildfire Mitigation | Planned - WSIP/System Hardening |  |  | 2024 | Tier 2 | Transformer only |  |  |  | 2461484 | Sus |  | WildfireMitigation¦PlannedWSIPSystemHardening¦¦
24-0061735 | Wildfire Mitigation | Planned - WSIP/System Hardening |  |  | 2024 | Tier 3 | Transformer only |  |  |  | 2461553 | Sus |  | WildfireMitigation¦PlannedWSIPSystemHardening¦¦
24-0064712 | Company Initiated | Planned- maintenance |  |  | 2024 | Tier 2 | Transformer only |  |  |  | 2461558 | Sus |  | CompanyInitiated¦Plannedmaintenance¦¦
24-0061373 | Wildfire Mitigation | Planned - WSIP/System Hardening |  |  | 2024 | Tier 3 | Distribution Circuit |  |  |  | 2461607 | Sus |  | WildfireMitigation¦PlannedWSIPSystemHardening¦¦
24-0061778 | Wildfire Mitigation | Planned - WSIP/System Hardening |  |  | 2024 | Tier 3 | Transformer only |  |  |  | 2461619 | Sus |  | WildfireMitigation¦PlannedWSIPSystemHardening¦¦
24-0061740 | Wildfire Mitigation | Planned - WSIP/System Hardening |  |  | 2024 | Tier 3 | Transformer only |  |  |  | 2461629 | Sus |  | WildfireMitigation¦PlannedWSIPSystemHardening¦¦
24-0061786 | Wildfire Mitigation | Planned - WSIP/System Hardening |  |  | 2024 | Tier 3 | Transformer only |  |  |  | 2461677 | Sus |  | WildfireMitigation¦PlannedWSIPSystemHardening¦¦
24-0061742 | Wildfire Mitigation | Planned - WSIP/System Hardening |  |  | 2024 | Tier 3 | Transformer only |  |  |  | 2461683 | Sus |  | WildfireMitigation¦PlannedWSIPSystemHardening¦¦
24-0061790 | Wildfire Mitigation | Planned - WSIP/System Hardening |  |  | 2024 | Tier 3 | Distribution Circuit |  |  |  | 2461239 | Sus |  | WildfireMitigation¦PlannedWSIPSystemHardening¦¦
24-0061745 | Wildfire Mitigation | Planned - WSIP/System Hardening |  |  | 2024 | Tier 3 | Transformer only |  |  |  | 2461737 | Sus |  | WildfireMitigation¦PlannedWSIPSystemHardening¦¦
24-0008851 | Company Initiated | Planned- capital |  |  | 2024 | Tier 2 | Distribution Circuit |  |  |  | 2462503 | Sus |  | CompanyInitiated¦Plannedcapital¦¦
24-0067628 | 3rd Party | Vehicle | Transformer (UG) | Normal | 2024 | Tier 3 | Distribution Circuit |  |  |  | 2462621 | Sus |  | 3rdParty¦Vehicle¦Transformer(UG)¦Normal
24-0067690 | Equipment Failure/Involved | Overhead | Relay | Malfunctioning | 2024 | Tier 3 | Distribution Circuit |  |  |  | 2462817 | Sus |  | EquipmentFailureInvolved¦Overhead¦Relay¦Malfunctioning
24-0057935 | Wildfire Mitigation | Planned - WSIP/System Hardening |  |  | 2024 | Tier 3 | Distribution Circuit |  |  |  | 2462909 | Sus |  | WildfireMitigation¦PlannedWSIPSystemHardening¦¦
24-0062490 | Wildfire Mitigation | Planned - WSIP/System Hardening |  |  | 2024 | Tier 2 | Transformer only |  |  |  | 2462988 | Sus |  | WildfireMitigation¦PlannedWSIPSystemHardening¦¦
24-0062855 | Wildfire Mitigation | Planned - WSIP/System Hardening |  |  | 2024 | Tier 2 | Distribution Circuit |  |  |  | 2462941 | Sus |  | WildfireMitigation¦PlannedWSIPSystemHardening¦¦
24-0062456 | Company Initiated | Planned- maintenance |  |  | 2024 | Tier 2 | Transformer only |  |  |  | 2463051 | Sus |  | CompanyInitiated¦Plannedmaintenance¦¦
24-0048315 | Company Initiated | Planned- maintenance |  |  | 2024 | Tier 3 | Distribution Circuit |  |  |  | 2462831 | Sus |  | CompanyInitiated¦Plannedmaintenance¦¦
24-0064727 | Company Initiated | Planned- maintenance |  |  | 2024 | Tier 3 | Distribution Circuit |  |  |  | 2463054 | Sus |  | CompanyInitiated¦Plannedmaintenance¦¦
24-0064418 | Company Initiated | Planned- maintenance |  |  | 2024 | Tier 2 | Distribution Circuit |  |  |  | 2463059 | Sus |  | CompanyInitiated¦Plannedmaintenance¦¦
24-0062509 | Wildfire Mitigation | Planned - WSIP/System Hardening |  |  | 2024 | Tier 2 | Distribution Circuit |  |  |  | 2462891 | Sus |  | WildfireMitigation¦PlannedWSIPSystemHardening¦¦
24-0001755 | Company Initiated | Planned- maintenance |  |  | 2024 | Tier 2 | Distribution Circuit |  |  |  | 2463206 | Sus |  | CompanyInitiated¦Plannedmaintenance¦¦
24-0067857 | Equipment Failure/Involved | Overhead | Insulator | Broken | 2024 | Tier 2 | Distribution Circuit |  |  |  | 2463236 | Sus |  | EquipmentFailureInvolved¦Overhead¦Insulator¦Broken
24-0062516 | Wildfire Mitigation | Planned - WSIP/System Hardening |  |  | 2024 | Tier 3 | Transformer only |  |  |  | 2463291 | Sus |  | WildfireMitigation¦PlannedWSIPSystemHardening¦¦
24-0062548 | Wildfire Mitigation | Planned - WSIP/System Hardening |  |  | 2024 | Tier 2 | Distribution Circuit |  |  |  | 2462894 | Sus |  | WildfireMitigation¦PlannedWSIPSystemHardening¦¦
24-0063654 | Wildfire Mitigation | Planned - WSIP/System Hardening |  |  | 2024 | Tier 3 | Transformer only |  |  |  | 2464030 | Sus |  | WildfireMitigation¦PlannedWSIPSystemHardening¦¦
24-0063652 | Wildfire Mitigation | Planned - WSIP/System Hardening |  |  | 2024 | Tier 3 | Distribution Circuit |  |  |  | 2464240 | Sus |  | WildfireMitigation¦PlannedWSIPSystemHardening¦¦
24-0028306 | Company Initiated | Planned- maintenance |  |  | 2024 | Tier 2 | Distribution Circuit |  |  |  | 2463911 | Sus |  | CompanyInitiated¦Plannedmaintenance¦¦
24-0063647 | Wildfire Mitigation | Planned - WSIP/System Hardening |  |  | 2024 | Tier 3 | Transformer only |  |  |  | 2464057 | Sus |  | WildfireMitigation¦PlannedWSIPSystemHardening¦¦
24-0064134 | Wildfire Mitigation | Planned - WSIP/System Hardening |  |  | 2024 | Tier 2 | Transformer only |  |  |  | 2464414 | Sus |  | WildfireMitigation¦PlannedWSIPSystemHardening¦¦
24-0060949 | Company Initiated | Planned- maintenance |  |  | 2024 | Tier 2 | Transformer only |  |  |  | 2464413 | Sus |  | CompanyInitiated¦Plannedmaintenance¦¦
24-0063230 | Company Initiated | Planned- maintenance |  |  | 2024 | Tier 2 | Distribution Circuit |  |  |  | 2464123 | Sus |  | CompanyInitiated¦Plannedmaintenance¦¦
24-0062866 | Company Initiated | Planned- capital |  |  | 2024 | Tier 2 | Distribution Circuit |  |  |  | 2464193 | Sus |  | CompanyInitiated¦Plannedcapital¦¦
24-0061208 | Company Initiated | Planned- capital |  |  | 2024 | Tier 3 | Distribution Circuit |  |  |  | 2464198 | Sus |  | CompanyInitiated¦Plannedcapital¦¦
24-0064275 | Wildfire Mitigation | Planned - WSIP/System Hardening |  |  | 2024 | Tier 2 | Distribution Circuit |  |  |  | 2463933 | Sus |  | WildfireMitigation¦PlannedWSIPSystemHardening¦¦
24-0064275 | Wildfire Mitigation | Planned - WSIP/System Hardening |  |  | 2024 | Tier 2 | Distribution Circuit |  |  |  | 2463932 | Sus |  | WildfireMitigation¦PlannedWSIPSystemHardening¦¦
24-0064280 | Wildfire Mitigation | Planned - WSIP/System Hardening |  |  | 2024 | Tier 2 | Distribution Circuit |  |  |  | 2463934 | Sus |  | WildfireMitigation¦PlannedWSIPSystemHardening¦¦
24-0068556 | Unknown Cause | Patrol - found nothing |  |  | 2024 | Tier 2 | Distribution Circuit |  |  |  | 2464730 | Sus |  | UnknownCause¦Patrolfoundnothing¦¦
24-0058112 | Company Initiated | Planned- maintenance |  |  | 2024 | Tier 2 | Distribution Circuit |  |  |  | 2464805 | Sus |  | CompanyInitiated¦Plannedmaintenance¦¦
24-0061145 | Company Initiated | Planned- maintenance |  |  | 2024 | Tier 2 | Distribution Circuit |  |  |  | 2464770 | Sus |  | CompanyInitiated¦Plannedmaintenance¦¦
24-0063661 | Company Initiated | Planned- maintenance |  |  | 2024 | Tier 2 | Distribution Circuit |  |  |  | 2465182 | Sus |  | CompanyInitiated¦Plannedmaintenance¦¦
24-0061840 | Company Initiated | Planned- maintenance |  |  | 2024 | Tier 2 | Transformer only |  |  |  | 2464876 | Sus |  | CompanyInitiated¦Plannedmaintenance¦¦
24-0028329 | Company Initiated | Planned- maintenance |  |  | 2024 | Tier 2 | Distribution Circuit |  |  |  | 2464769 | Sus |  | CompanyInitiated¦Plannedmaintenance¦¦
24-0063109 | Company Initiated | Planned- maintenance |  |  | 2024 | Tier 3 | Distribution Circuit |  |  |  | 2465235 | Sus |  | CompanyInitiated¦Plannedmaintenance¦¦
24-0062971 | Wildfire Mitigation | Planned - WSIP/System Hardening |  |  | 2024 | Tier 2 | Transformer only |  |  |  | 2464911 | Sus |  | WildfireMitigation¦PlannedWSIPSystemHardening¦¦
24-0062862 | Wildfire Mitigation | Planned - WSIP/System Hardening |  |  | 2024 | Tier 2 | Distribution Circuit |  |  |  | 2464910 | Sus |  | WildfireMitigation¦PlannedWSIPSystemHardening¦¦
24-0062861 | Wildfire Mitigation | Planned - WSIP/System Hardening |  |  | 2024 | Tier 2 | Transformer only |  |  |  | 2464919 | Sus |  | WildfireMitigation¦PlannedWSIPSystemHardening¦¦
24-0055589 | Company Initiated | Planned- maintenance |  |  | 2024 | Tier 2 | Distribution Circuit |  |  |  | 2464824 | Sus |  | CompanyInitiated¦Plannedmaintenance¦¦
24-0063256 | Company Initiated | Planned- maintenance |  |  | 2024 | Tier 3 | Distribution Circuit |  |  |  | 2464927 | Sus |  | CompanyInitiated¦Plannedmaintenance¦¦
24-0062473 | Company Initiated | Planned- maintenance |  |  | 2024 | Tier 2 | Distribution Circuit |  |  |  | 2465006 | Sus |  | CompanyInitiated¦Plannedmaintenance¦¦
24-0064347 | Wildfire Mitigation | Planned - WSIP/System Hardening |  |  | 2024 | Tier 2 | Transformer only |  |  |  | 2465041 | Sus |  | WildfireMitigation¦PlannedWSIPSystemHardening¦¦
24-0068847 | 3rd Party | Tree - cutting- 3rd party | Conductor- Overhead | Broken | 2024 | Tier 2 | Distribution Circuit |  |  |  | 2465105 | Sus |  | 3rdParty¦Treecutting3rdparty¦ConductorOverhead¦Broken
24-0062869 | Wildfire Mitigation | Planned - WSIP/System Hardening |  |  | 2024 | Tier 2 | Transformer only |  |  |  | 2465086 | Sus |  | WildfireMitigation¦PlannedWSIPSystemHardening¦¦
24-0064349 | Wildfire Mitigation | Planned - WSIP/System Hardening |  |  | 2024 | Tier 2 | Transformer only |  |  |  | 2465107 | Sus |  | WildfireMitigation¦PlannedWSIPSystemHardening¦¦
24-0064357 | Wildfire Mitigation | Planned - WSIP/System Hardening |  |  | 2024 | Tier 2 | Transformer only |  |  |  | 2465156 | Sus |  | WildfireMitigation¦PlannedWSIPSystemHardening¦¦
24-0064375 | Wildfire Mitigation | Planned - WSIP/System Hardening |  |  | 2024 | Tier 2 | Transformer only |  |  |  | 2465220 | Sus |  | WildfireMitigation¦PlannedWSIPSystemHardening¦¦
24-0064386 | Wildfire Mitigation | Planned - WSIP/System Hardening |  |  | 2024 | Tier 2 | Transformer only |  |  |  | 2465258 | Sus |  | WildfireMitigation¦PlannedWSIPSystemHardening¦¦
24-0062925 | Wildfire Mitigation | Planned - WSIP/System Hardening |  |  | 2024 | Tier 2 | Distribution Circuit |  |  |  | 2465570 | Sus |  | WildfireMitigation¦PlannedWSIPSystemHardening¦¦
24-0063069 | Company Initiated | Planned- maintenance |  |  | 2024 | Tier 2 | Distribution Circuit |  |  |  | 2465597 | Sus |  | CompanyInitiated¦Plannedmaintenance¦¦
24-0063739 | Company Initiated | Planned- capital |  |  | 2024 | Tier 3 | Distribution Circuit |  |  |  | 2465594 | Sus |  | CompanyInitiated¦Plannedcapital¦¦
24-0063031 | Wildfire Mitigation | Planned - WSIP/System Hardening |  |  | 2024 | Tier 2 | Distribution Circuit |  |  |  | 2465588 | Sus |  | WildfireMitigation¦PlannedWSIPSystemHardening¦¦
24-0063544 | Wildfire Mitigation | Planned - WSIP/System Hardening |  |  | 2024 | Tier 2 | Distribution Circuit |  |  |  | 2465561 | Sus |  | WildfireMitigation¦PlannedWSIPSystemHardening¦¦
24-0061174 | Company Initiated | Planned- maintenance |  |  | 2024 | Tier 2 | Distribution Circuit |  |  |  | 2465637 | Sus |  | CompanyInitiated¦Plannedmaintenance¦¦
24-0062878 | Wildfire Mitigation | Planned - WSIP/System Hardening |  |  | 2024 | Tier 3 | Transformer only |  |  |  | 2465656 | Sus |  | WildfireMitigation¦PlannedWSIPSystemHardening¦¦
24-0064733 | Company Initiated | Planned- maintenance |  |  | 2024 | Tier 2 | Distribution Circuit |  |  |  | 2465685 | Sus |  | CompanyInitiated¦Plannedmaintenance¦¦
24-0064632 | Wildfire Mitigation | Planned - WSIP/System Hardening |  |  | 2024 | Tier 2 | Transformer only |  |  |  | 2465723 | Sus |  | WildfireMitigation¦PlannedWSIPSystemHardening¦¦
24-0059849 | Wildfire Mitigation | Planned - WSIP/System Hardening |  |  | 2024 | Tier 3 | Distribution Circuit |  |  |  | 2465728 | Sus |  | WildfireMitigation¦PlannedWSIPSystemHardening¦¦
24-0064647 | Wildfire Mitigation | Planned - WSIP/System Hardening |  |  | 2024 | Tier 2 | Transformer only |  |  |  | 2465801 | Sus |  | WildfireMitigation¦PlannedWSIPSystemHardening¦¦
24-0062886 | Wildfire Mitigation | Planned - WSIP/System Hardening |  |  | 2024 | Tier 2 | Distribution Circuit |  |  |  | 2465831 | Sus |  | WildfireMitigation¦PlannedWSIPSystemHardening¦¦
24-0064665 | Wildfire Mitigation | Planned - WSIP/System Hardening |  |  | 2024 | Tier 2 | Transformer only |  |  |  | 2465858 | Sus |  | WildfireMitigation¦PlannedWSIPSystemHardening¦¦
24-0064677 | Wildfire Mitigation | Planned - WSIP/System Hardening |  |  | 2024 | Tier 2 | Transformer only |  |  |  | 2465909 | Sus |  | WildfireMitigation¦PlannedWSIPSystemHardening¦¦
24-0064687 | Wildfire Mitigation | Planned - WSIP/System Hardening |  |  | 2024 | Tier 2 | Transformer only |  |  |  | 2465968 | Sus |  | WildfireMitigation¦PlannedWSIPSystemHardening¦¦
24-0069432 | Vegetation | Tree - branch fell on line | Conductor- Overhead | Normal | 2024 | Tier 3 | Distribution Circuit |  |  |  | 2466179 | Sus |  | Vegetation¦Treebranchfellonline¦ConductorOverhead¦Normal
24-0064359 | Wildfire Mitigation | Planned - WSIP/System Hardening |  |  | 2024 | Tier 2 | Distribution Circuit |  |  |  | 2466331 | Sus |  | WildfireMitigation¦PlannedWSIPSystemHardening¦¦
24-0064568 | Wildfire Mitigation | Planned - WSIP/System Hardening |  |  | 2024 | Tier 3 | Distribution Circuit |  |  |  | 2466450 | Sus |  | WildfireMitigation¦PlannedWSIPSystemHardening¦¦
24-0064534 | Wildfire Mitigation | Planned - WSIP/System Hardening |  |  | 2024 | Tier 2 | Distribution Circuit |  |  |  | 2466418 | Sus |  | WildfireMitigation¦PlannedWSIPSystemHardening¦¦
24-0065934 | Company Initiated | Planned- maintenance |  |  | 2024 | Tier 2 | Transformer only |  |  |  | 2466427 | Sus |  | CompanyInitiated¦Plannedmaintenance¦¦
24-0066312 | Company Initiated | Planned- maintenance |  |  | 2024 | Tier 3 | Transformer only |  |  |  | 2466469 | Sus |  | CompanyInitiated¦Plannedmaintenance¦¦
24-0064076 | Company Initiated | Planned- maintenance |  |  | 2024 | Tier 3 | Transformer only |  |  |  | 2466503 | Sus |  | CompanyInitiated¦Plannedmaintenance¦¦
24-0069985 | Unknown Cause | Patrol - found nothing |  |  | 2024 | Tier 3 | Transformer only |  |  |  | 2467302 | Sus |  | UnknownCause¦Patrolfoundnothing¦¦
24-0069976 | Equipment Failure/Involved | Overhead | Fuse | Broken | 2024 | Tier 3 | Transformer only |  |  |  | 2467306 | Sus |  | EquipmentFailureInvolved¦Overhead¦Fuse¦Broken
24-0070006 | Equipment Failure/Involved | Overhead | Transformer (OH) | Broken | 2024 | Tier 2 | Transformer only |  |  |  | 2467504 | Sus |  | EquipmentFailureInvolved¦Overhead¦Transformer(OH)¦Broken
24-0070185 | Unknown Cause | Patrol - found nothing |  |  | 2024 | Tier 3 | Distribution Circuit |  |  |  | 2468119 | Sus |  | UnknownCause¦Patrolfoundnothing¦¦
24-0065927 | Wildfire Mitigation | Planned - WSIP/System Hardening |  |  | 2024 | Tier 3 | Transformer only |  |  |  | 2468111 | Sus |  | WildfireMitigation¦PlannedWSIPSystemHardening¦¦
24-0070254 | Equipment Failure/Involved | Overhead | Insulator | Broken | 2024 | Tier 3 | Distribution Circuit |  |  |  | 2468408 | Sus |  | EquipmentFailureInvolved¦Overhead¦Insulator¦Broken
24-0065988 | Company Initiated | Planned- maintenance |  |  | 2024 | Tier 2 | Distribution Circuit |  |  |  | 2468477 | Sus |  | CompanyInitiated¦Plannedmaintenance¦¦
24-0064101 | Wildfire Mitigation | Planned - WSIP/System Hardening |  |  | 2024 | Tier 3 | Distribution Circuit |  |  |  | 2468552 | Sus |  | WildfireMitigation¦PlannedWSIPSystemHardening¦¦
24-0064657 | Company Initiated | Planned- maintenance |  |  | 2024 | Tier 3 | Transformer only |  |  |  | 2468559 | Sus |  | CompanyInitiated¦Plannedmaintenance¦¦
24-0064641 | Company Initiated | Planned- maintenance |  |  | 2024 | Tier 3 | Distribution Circuit |  |  |  | 2468553 | Sus |  | CompanyInitiated¦Plannedmaintenance¦¦
24-0064549 | Wildfire Mitigation | Planned - WSIP/System Hardening |  |  | 2024 | Tier 2 | Distribution Circuit |  |  |  | 2468606 | Sus |  | WildfireMitigation¦PlannedWSIPSystemHardening¦¦
24-0065700 | Company Initiated | Planned- maintenance |  |  | 2024 | Tier 3 | Distribution Circuit |  |  |  | 2468473 | Sus |  | CompanyInitiated¦Plannedmaintenance¦¦
24-0065700 | Company Initiated | Planned- maintenance |  |  | 2024 | Tier 3 | Distribution Circuit |  |  |  | 2468474 | Sus |  | CompanyInitiated¦Plannedmaintenance¦¦
24-0070369 | Equipment Failure/Involved | Overhead | Pole-Wood | Deteriorated | 2024 | Tier 2 | Distribution Circuit |  |  |  | 2468617 | Sus |  | EquipmentFailureInvolved¦Overhead¦PoleWood¦Deteriorated
24-0065728 | Company Initiated | Planned- maintenance |  |  | 2024 | Tier 2 | Transformer only |  |  |  | 2468683 | Sus |  | CompanyInitiated¦Plannedmaintenance¦¦
24-0070378 | Equipment Failure/Involved | Overhead | Connector or Splice (OH) | Broken | 2024 | Tier 3 | Distribution Circuit |  |  |  | 2468642 | Sus |  | EquipmentFailureInvolved¦Overhead¦ConnectororSplice(OH)¦Broken
24-0064385 | Company Initiated | Planned- maintenance |  |  | 2024 | Tier 3 | Distribution Circuit |  |  |  | 2468728 | Sus |  | CompanyInitiated¦Plannedmaintenance¦¦
24-0062938 | Wildfire Mitigation | Planned - WSIP/System Hardening |  |  | 2024 | Tier 3 | Transformer only |  |  |  | 2468863 | Sus |  | WildfireMitigation¦PlannedWSIPSystemHardening¦¦
24-0064106 | Wildfire Mitigation | Planned - WSIP/System Hardening |  |  | 2024 | Tier 3 | Distribution Circuit |  |  |  | 2468873 | Sus |  | WildfireMitigation¦PlannedWSIPSystemHardening¦¦
24-0062977 | Wildfire Mitigation | Planned - WSIP/System Hardening |  |  | 2024 | Tier 3 | Distribution Circuit |  |  |  | 2468920 | Sus |  | WildfireMitigation¦PlannedWSIPSystemHardening¦¦
24-0066727 | Company Initiated | Planned- maintenance |  |  | 2024 | Tier 3 | Distribution Circuit |  |  |  | 2469490 | Sus |  | CompanyInitiated¦Plannedmaintenance¦¦
24-0066523 | Wildfire Mitigation | Planned - WSIP/System Hardening |  |  | 2024 | Tier 2 | Distribution Circuit |  |  |  | 2469514 | Sus |  | WildfireMitigation¦PlannedWSIPSystemHardening¦¦
24-0064546 | Company Initiated | Planned- maintenance |  |  | 2024 | Tier 3 | Distribution Circuit |  |  |  | 2469605 | Sus |  | CompanyInitiated¦Plannedmaintenance¦¦
24-0065959 | Company Initiated | Planned- capital |  |  | 2024 | Tier 2 | Distribution Circuit |  |  |  | 2469687 | Sus |  | CompanyInitiated¦Plannedcapital¦¦
24-0066371 | Wildfire Mitigation | Planned - WSIP/System Hardening |  |  | 2024 | Tier 2 | Transformer only |  |  |  | 2469753 | Sus |  | WildfireMitigation¦PlannedWSIPSystemHardening¦¦
24-0064683 | Company Initiated | Planned- maintenance |  |  | 2024 | Tier 3 | Transformer only |  |  |  | 2469832 | Sus |  | CompanyInitiated¦Plannedmaintenance¦¦
24-0063009 | Wildfire Mitigation | Planned - WSIP/System Hardening |  |  | 2024 | Tier 3 | Distribution Circuit |  |  |  | 2469867 | Sus |  | WildfireMitigation¦PlannedWSIPSystemHardening¦¦
24-0066381 | Wildfire Mitigation | Planned - WSIP/System Hardening |  |  | 2024 | Tier 2 | Transformer only |  |  |  | 2469947 | Sus |  | WildfireMitigation¦PlannedWSIPSystemHardening¦¦
24-0071123 | Equipment Failure/Involved | Overhead | Transformer (OH) | Failed/Faulted | 2024 | Tier 2 | Transformer only |  |  |  | 2470110 | Sus |  | EquipmentFailureInvolved¦Overhead¦Transformer(OH)¦FailedFaulted
24-0055434 | Company Initiated | Planned- maintenance |  |  | 2024 | Tier 3 | Distribution Circuit |  |  |  | 2470570 | Sus |  | CompanyInitiated¦Plannedmaintenance¦¦
24-0066213 | Company Initiated | Planned- maintenance |  |  | 2024 | Tier 3 | Distribution Circuit |  |  |  | 2470550 | Sus |  | CompanyInitiated¦Plannedmaintenance¦¦
24-0066760 | Company Initiated | Planned- maintenance |  |  | 2024 | Tier 2 | Distribution Circuit |  |  |  | 2470961 | Sus |  | CompanyInitiated¦Plannedmaintenance¦¦
24-0065328 | Company Initiated | Planned- maintenance |  |  | 2024 | Tier 3 | Transformer only |  |  |  | 2470615 | Sus |  | CompanyInitiated¦Plannedmaintenance¦¦
24-0064389 | Company Initiated | Planned- maintenance |  |  | 2024 | Tier 2 | Distribution Circuit |  |  |  | 2470527 | Sus |  | CompanyInitiated¦Plannedmaintenance¦¦
24-0066654 | Wildfire Mitigation | Planned - WSIP/System Hardening |  |  | 2024 | Tier 2 | Distribution Circuit |  |  |  | 2470610 | Sus |  | WildfireMitigation¦PlannedWSIPSystemHardening¦¦
24-0067144 | Company Initiated | Planned- maintenance |  |  | 2024 | Tier 3 | Transformer only |  |  |  | 2470644 | Sus |  | CompanyInitiated¦Plannedmaintenance¦¦
24-0064530 | Wildfire Mitigation | Planned - WSIP/System Hardening |  |  | 2024 | Tier 2 | Distribution Circuit |  |  |  | 2470673 | Sus |  | WildfireMitigation¦PlannedWSIPSystemHardening¦¦
24-0065950 | Company Initiated | Planned- maintenance |  |  | 2024 | Tier 3 | Distribution Circuit |  |  |  | 2470688 | Sus |  | CompanyInitiated¦Plannedmaintenance¦¦
24-0067084 | Company Initiated | Planned- maintenance |  |  | 2024 | Tier 2 | Distribution Circuit |  |  |  | 2470629 | Sus |  | CompanyInitiated¦Plannedmaintenance¦¦
24-0067156 | Wildfire Mitigation | Planned - WSIP/System Hardening |  |  | 2024 | Tier 2 | Transformer only |  |  |  | 2470771 | Sus |  | WildfireMitigation¦PlannedWSIPSystemHardening¦¦
24-0071316 | Equipment Failure/Involved | Overhead | Fuse | Broken | 2024 | Tier 3 | Transformer only |  |  |  | 2470769 | Sus |  | EquipmentFailureInvolved¦Overhead¦Fuse¦Broken
24-0066437 | Wildfire Mitigation | Planned - WSIP/System Hardening |  |  | 2024 | Tier 3 | Distribution Circuit |  |  |  | 2470525 | Sus |  | WildfireMitigation¦PlannedWSIPSystemHardening¦¦
24-0071678 | Equipment Failure/Involved | Overhead | Pole-Wood | Broken | 2024 | Tier 3 | Distribution Circuit |  |  |  | 2471387 | Sus |  | EquipmentFailureInvolved¦Overhead¦PoleWood¦Broken
24-0071684 | Equipment Failure/Involved | Overhead | Transformer (OH) | Broken | 2024 | Tier 2 | Transformer only |  |  |  | 2471408 | Sus |  | EquipmentFailureInvolved¦Overhead¦Transformer(OH)¦Broken
24-0061572 | Company Initiated | Planned- maintenance |  |  | 2024 | Tier 2 | Distribution Circuit |  |  |  | 2471466 | Sus |  | CompanyInitiated¦Plannedmaintenance¦¦
24-0066221 | Company Initiated | Planned- maintenance |  |  | 2024 | Tier 3 | Distribution Circuit |  |  |  | 2471490 | Sus |  | CompanyInitiated¦Plannedmaintenance¦¦
24-0069661 | Company Initiated | Planned- maintenance |  |  | 2024 | Tier 2 | Transformer only |  |  |  | 2471826 | Sus |  | CompanyInitiated¦Plannedmaintenance¦¦
24-0071729 | 3rd Party | Other | Conductor- Overhead | Normal | 2024 | Tier 2 | Distribution Circuit |  |  |  | 2471501 | Sus |  | 3rdParty¦Other¦ConductorOverhead¦Normal
24-0065391 | Company Initiated | Planned- maintenance |  |  | 2024 | Tier 2 | Transformer only |  |  |  | 2471554 | Sus |  | CompanyInitiated¦Plannedmaintenance¦¦
24-0065932 | Wildfire Mitigation | Planned - WSIP/System Hardening |  |  | 2024 | Tier 2 | Transformer only |  |  |  | 2471552 | Sus |  | WildfireMitigation¦PlannedWSIPSystemHardening¦¦
24-0066849 | Wildfire Mitigation | Planned - WSIP/System Hardening |  |  | 2024 | Tier 2 | Transformer only |  |  |  | 2471583 | Sus |  | WildfireMitigation¦PlannedWSIPSystemHardening¦¦
24-0072035 | Equipment Failure/Involved | Overhead | Conductor- Overhead | Deteriorated | 2024 | Tier 3 | Distribution Circuit |  |  |  | 2472012 | Sus |  | EquipmentFailureInvolved¦Overhead¦ConductorOverhead¦Deteriorated
24-0072356 | Equipment Failure/Involved | Overhead | Switch (OH) | Broken | 2024 | Tier 2 | Distribution Circuit |  |  |  | 2473513 | Sus |  | EquipmentFailureInvolved¦Overhead¦Switch(OH)¦Broken
24-0066404 | Wildfire Mitigation | Planned - WSIP/System Hardening |  |  | 2024 | Tier 3 | Transformer only |  |  |  | 2473741 | Sus |  | WildfireMitigation¦PlannedWSIPSystemHardening¦¦
24-0057951 | Wildfire Mitigation | Planned - WSIP/System Hardening |  |  | 2024 | Tier 3 | Distribution Circuit |  |  |  | 2473677 | Sus |  | WildfireMitigation¦PlannedWSIPSystemHardening¦¦
24-0067764 | Company Initiated | Planned- maintenance |  |  | 2024 | Tier 2 | Distribution Circuit |  |  |  | 2473760 | Sus |  | CompanyInitiated¦Plannedmaintenance¦¦
24-0068579 | Wildfire Mitigation | Planned - WSIP/System Hardening |  |  | 2024 | Tier 2 | Transformer only |  |  |  | 2473958 | Sus |  | WildfireMitigation¦PlannedWSIPSystemHardening¦¦
24-0068576 | Wildfire Mitigation | Planned - WSIP/System Hardening |  |  | 2024 | Tier 2 | Transformer only |  |  |  | 2474121 | Sus |  | WildfireMitigation¦PlannedWSIPSystemHardening¦¦
24-0072790 | Equipment Failure/Involved | Overhead | Pole-Wood | Deteriorated | 2024 | Tier 2 | Distribution Circuit |  |  |  | 2474538 | Sus |  | EquipmentFailureInvolved¦Overhead¦PoleWood¦Deteriorated
24-0062692 | Company Initiated | Planned- capital |  |  | 2024 | Tier 2 | Distribution Circuit |  |  |  | 2474687 | Sus |  | CompanyInitiated¦Plannedcapital¦¦
24-0066908 | Wildfire Mitigation | Planned - WSIP/System Hardening |  |  | 2024 | Tier 2 | Transformer only |  |  |  | 2474719 | Sus |  | WildfireMitigation¦PlannedWSIPSystemHardening¦¦
24-0065761 | Company Initiated | Planned- maintenance |  |  | 2024 | Tier 2 | Distribution Circuit |  |  |  | 2474858 | Sus |  | CompanyInitiated¦Plannedmaintenance¦¦
24-0072941 | Equipment Failure/Involved | Electrical Overload | Transformer (OH) | Broken | 2024 | Tier 2 | Distribution Circuit |  |  |  | 2474893 | Sus |  | EquipmentFailureInvolved¦ElectricalOverload¦Transformer(OH)¦Broken
24-0066909 | Wildfire Mitigation | Planned - WSIP/System Hardening |  |  | 2024 | Tier 2 | Transformer only |  |  |  | 2475076 | Sus |  | WildfireMitigation¦PlannedWSIPSystemHardening¦¦
24-0073364 | Equipment Failure/Involved | Overhead | Transformer (OH) | Broken | 2024 | Tier 3 | Transformer only |  |  |  | 2475722 | Sus |  | EquipmentFailureInvolved¦Overhead¦Transformer(OH)¦Broken
24-0064009 | Company Initiated | Planned- maintenance |  |  | 2024 | Tier 3 | Distribution Circuit |  |  |  | 2475830 | Sus |  | CompanyInitiated¦Plannedmaintenance¦¦
24-0069093 | Wildfire Mitigation | Planned - WSIP/System Hardening |  |  | 2024 | Tier 2 | Transformer only |  |  |  | 2475929 | Sus |  | WildfireMitigation¦PlannedWSIPSystemHardening¦¦
24-0069194 | Company Initiated | Planned- maintenance |  |  | 2024 | Tier 2 | Distribution Circuit |  |  |  | 2476300 | Sus |  | CompanyInitiated¦Plannedmaintenance¦¦
24-0073557 | Equipment Failure/Involved | Overhead | Pole-Wood | Deteriorated | 2024 | Tier 2 | Distribution Circuit |  |  |  | 2476081 | Sus |  | EquipmentFailureInvolved¦Overhead¦PoleWood¦Deteriorated
24-0073708 | Equipment Failure/Involved | Overhead | Transformer (OH) | Failed/Faulted | 2024 | Tier 3 | Transformer only |  |  |  | 2476263 | Sus |  | EquipmentFailureInvolved¦Overhead¦Transformer(OH)¦FailedFaulted
24-0069097 | Wildfire Mitigation | Planned - WSIP/System Hardening |  |  | 2024 | Tier 2 | Transformer only |  |  |  | 2476221 | Sus |  | WildfireMitigation¦PlannedWSIPSystemHardening¦¦
24-0073644 | Unknown Cause | Patrol - found nothing |  |  | 2024 | Tier 3 | Distribution Circuit |  |  |  | 2476308 | Sus |  | UnknownCause¦Patrolfoundnothing¦¦
24-0073763 | Equipment Failure/Involved | Overhead | Crossarm- Steel | Broken | 2024 | Tier 2 | Distribution Circuit |  |  |  | 2476498 | Sus |  | EquipmentFailureInvolved¦Overhead¦CrossarmSteel¦Broken
24-0073583 | Company Initiated | Planned- capital |  |  | 2024 | Tier 3 | Distribution Circuit |  |  |  | 2477718 | Sus |  | CompanyInitiated¦Plannedcapital¦¦
24-0065997 | Company Initiated | Planned- capital |  |  | 2024 | Tier 3 | Distribution Circuit |  |  |  | 2477447 | Sus |  | CompanyInitiated¦Plannedcapital¦¦
24-0058475 | Company Initiated | Planned- capital |  |  | 2024 | Tier 2 | Distribution Circuit |  |  |  | 2477534 | Sus |  | CompanyInitiated¦Plannedcapital¦¦
24-0068306 | Company Initiated | Planned- maintenance |  |  | 2024 | Tier 2 | Distribution Circuit |  |  |  | 2477490 | Sus |  | CompanyInitiated¦Plannedmaintenance¦¦
24-0068934 | Company Initiated | Planned- maintenance |  |  | 2024 | Tier 2 | Distribution Circuit |  |  |  | 2477561 | Sus |  | CompanyInitiated¦Plannedmaintenance¦¦
24-0074030 | Equipment Failure/Involved | Overhead | Conductor- Overhead | Deteriorated | 2024 | Tier 3 | Distribution Circuit |  |  |  | 2477605 | Sus |  | EquipmentFailureInvolved¦Overhead¦ConductorOverhead¦Deteriorated
24-0074264 | Company Initiated | Personnel- company | Recloser | Normal | 2024 | Tier 3 | Distribution Circuit |  |  |  | 2478038 | Sus |  | CompanyInitiated¦Personnelcompany¦Recloser¦Normal
24-0074371 | Equipment Failure/Involved | Electrical Overload | Transformer (OH) | Failed/Faulted | 2024 | Tier 2 | Transformer only |  |  |  | 2478143 | Sus |  | EquipmentFailureInvolved¦ElectricalOverload¦Transformer(OH)¦FailedFaulted
24-0074634 | Company Initiated | Planned- customer | Transformer | Normal | 2024 | Tier 3 | Transformer only |  |  |  | 2478839 | Sus |  | CompanyInitiated¦Plannedcustomer¦Transformer¦Normal
24-0069106 | Company Initiated | Planned- maintenance |  |  | 2024 | Tier 2 | Distribution Circuit |  |  |  | 2478942 | Sus |  | CompanyInitiated¦Plannedmaintenance¦¦
24-0069851 | Company Initiated | Planned- maintenance |  |  | 2024 | Tier 3 | Distribution Circuit |  |  |  | 2478921 | Sus |  | CompanyInitiated¦Plannedmaintenance¦¦
24-0068428 | Company Initiated | Planned- maintenance |  |  | 2024 | Tier 2 | Distribution Circuit |  |  |  | 2479013 | Sus |  | CompanyInitiated¦Plannedmaintenance¦¦
24-0073401 | Company Initiated | Planned- maintenance |  |  | 2024 | Tier 3 | Transformer only |  |  |  | 2479060 | Sus |  | CompanyInitiated¦Plannedmaintenance¦¦
24-0074941 | Equipment Failure/Involved | Underground | Conductor- Underground | Burned/flashed | 2024 | Tier 3 | Transformer only |  |  |  | 2479910 | Sus |  | EquipmentFailureInvolved¦Underground¦ConductorUnderground¦Burnedflashed
24-0074961 | 3rd Party | Vehicle | Pole-Wood | Broken | 2024 | Tier 2 | Distribution Circuit |  |  |  | 2480074 | Sus |  | 3rdParty¦Vehicle¦PoleWood¦Broken
24-0075074 | Unknown Cause | Patrol - found nothing |  |  | 2024 | Tier 2 | Distribution Circuit |  |  |  | 2480473 | Sus |  | UnknownCause¦Patrolfoundnothing¦¦
24-0074031 | Wildfire Mitigation | Planned - WSIP/System Hardening |  |  | 2024 | Tier 2 | Distribution Circuit |  |  |  | 2480971 | Sus |  | WildfireMitigation¦PlannedWSIPSystemHardening¦¦
24-0067335 | Wildfire Mitigation | Planned - WSIP/System Hardening |  |  | 2024 | Tier 3 | Distribution Circuit |  |  |  | 2480869 | Sus |  | WildfireMitigation¦PlannedWSIPSystemHardening¦¦
24-0070103 | Wildfire Mitigation | Planned - WSIP/System Hardening |  |  | 2024 | Tier 3 | Transformer only |  |  |  | 2481058 | Sus |  | WildfireMitigation¦PlannedWSIPSystemHardening¦¦
24-0069867 | Company Initiated | Planned- maintenance |  |  | 2024 | Tier 2 | Transformer only |  |  |  | 2481161 | Sus |  | CompanyInitiated¦Plannedmaintenance¦¦
24-0070784 | Wildfire Mitigation | Planned - WSIP/System Hardening |  |  | 2024 | Tier 2 | Transformer only |  |  |  | 2481255 | Sus |  | WildfireMitigation¦PlannedWSIPSystemHardening¦¦
24-0071329 | Company Initiated | Planned- maintenance |  |  | 2024 | Tier 2 | Distribution Circuit |  |  |  | 2481922 | Sus |  | CompanyInitiated¦Plannedmaintenance¦¦
24-0070647 | Wildfire Mitigation | Planned - WSIP/System Hardening |  |  | 2024 | Tier 2 | Transformer only |  |  |  | 2481983 | Sus |  | WildfireMitigation¦PlannedWSIPSystemHardening¦¦
24-0067881 | Company Initiated | Planned- capital |  |  | 2024 | Tier 3 | Distribution Circuit |  |  |  | 2481984 | Sus |  | CompanyInitiated¦Plannedcapital¦¦
24-0070109 | Company Initiated | Planned- maintenance |  |  | 2024 | Tier 2 | Transformer only |  |  |  | 2481990 | Sus |  | CompanyInitiated¦Plannedmaintenance¦¦
24-0070107 | Company Initiated | Planned- maintenance |  |  | 2024 | Tier 2 | Distribution Circuit |  |  |  | 2482278 | Sus |  | CompanyInitiated¦Plannedmaintenance¦¦
24-0069567 | Company Initiated | Planned- maintenance |  |  | 2024 | Tier 2 | Distribution Circuit |  |  |  | 2482008 | Sus |  | CompanyInitiated¦Plannedmaintenance¦¦
24-0070354 | Company Initiated | Planned- maintenance |  |  | 2024 | Tier 3 | Distribution Circuit |  |  |  | 2482005 | Sus |  | CompanyInitiated¦Plannedmaintenance¦¦
24-0070353 | Wildfire Mitigation | Planned - WSIP/System Hardening |  |  | 2024 | Tier 2 | Transformer only |  |  |  | 2482042 | Sus |  | WildfireMitigation¦PlannedWSIPSystemHardening¦¦
24-0069321 | Wildfire Mitigation | Planned - WSIP/System Hardening |  |  | 2024 | Tier 2 | Transformer only |  |  |  | 2482037 | Sus |  | WildfireMitigation¦PlannedWSIPSystemHardening¦¦
24-0070920 | Wildfire Mitigation | Planned - WSIP/System Hardening |  |  | 2024 | Tier 3 | Distribution Circuit |  |  |  | 2481954 | Sus |  | WildfireMitigation¦PlannedWSIPSystemHardening¦¦
24-0069528 | Wildfire Mitigation | Planned - WSIP/System Hardening |  |  | 2024 | Tier 3 | Distribution Circuit |  |  |  | 2481916 | Sus |  | WildfireMitigation¦PlannedWSIPSystemHardening¦¦
24-0032012 | Company Initiated | Planned- capital |  |  | 2024 | Tier 2 | Distribution Circuit |  |  |  | 2482087 | Sus |  | CompanyInitiated¦Plannedcapital¦¦
24-0075899 | Equipment Failure/Involved | Overhead | Cutout- fuse holder | Broken | 2024 | Tier 2 | Transformer only |  |  |  | 2482119 | Sus |  | EquipmentFailureInvolved¦Overhead¦Cutoutfuseholder¦Broken
24-0052950 | Company Initiated | Planned- capital |  |  | 2024 | Tier 2 | Distribution Circuit |  |  |  | 2482110 | Sus |  | CompanyInitiated¦Plannedcapital¦¦
24-0069581 | Company Initiated | Planned- maintenance |  |  | 2024 | Tier 2 | Distribution Circuit |  |  |  | 2482147 | Sus |  | CompanyInitiated¦Plannedmaintenance¦¦
24-0070779 | Company Initiated | Planned- maintenance |  |  | 2024 | Tier 2 | Distribution Circuit |  |  |  | 2482178 | Sus |  | CompanyInitiated¦Plannedmaintenance¦¦
24-0075730 | Unknown Cause | Patrol - found nothing |  |  | 2024 | Tier 2 | Distribution Circuit |  |  |  | 2482251 | Sus |  | UnknownCause¦Patrolfoundnothing¦¦
24-0075795 | Equipment Failure/Involved | Overhead | Transformer (OH) | Failed/Faulted | 2024 | Tier 2 | Transformer only |  |  |  | 2482314 | Sus |  | EquipmentFailureInvolved¦Overhead¦Transformer(OH)¦FailedFaulted
24-0069531 | Wildfire Mitigation | Planned - WSIP/System Hardening |  |  | 2024 | Tier 3 | Transformer only |  |  |  | 2482324 | Sus |  | WildfireMitigation¦PlannedWSIPSystemHardening¦¦
24-0069324 | Wildfire Mitigation | Planned - WSIP/System Hardening |  |  | 2024 | Tier 2 | Transformer only |  |  |  | 2482327 | Sus |  | WildfireMitigation¦PlannedWSIPSystemHardening¦¦
24-0069826 | Wildfire Mitigation | Planned - WSIP/System Hardening |  |  | 2024 | Tier 3 | Transformer only |  |  |  | 2482457 | Sus |  | WildfireMitigation¦PlannedWSIPSystemHardening¦¦
24-0075991 | Unknown Cause | Patrol - found nothing |  |  | 2024 | Tier 2 | Distribution Circuit |  |  |  | 2482747 | Sus |  | UnknownCause¦Patrolfoundnothing¦¦
24-0075996 | Equipment Failure/Involved | Overhead | Crossarm- Wood | Deteriorated | 2024 | Tier 2 | Transformer only |  |  |  | 2482767 | Sus |  | EquipmentFailureInvolved¦Overhead¦CrossarmWood¦Deteriorated
24-0072982 | Company Initiated | Planned- maintenance |  |  | 2024 | Tier 2 | Distribution Circuit |  |  |  | 2483162 | Sus |  | CompanyInitiated¦Plannedmaintenance¦¦
24-0070652 | Wildfire Mitigation | Planned - WSIP/System Hardening |  |  | 2024 | Tier 2 | Transformer only |  |  |  | 2483258 | Sus |  | WildfireMitigation¦PlannedWSIPSystemHardening¦¦
24-0070115 | Company Initiated | Planned- maintenance |  |  | 2024 | Tier 2 | Distribution Circuit |  |  |  | 2483261 | Sus |  | CompanyInitiated¦Plannedmaintenance¦¦
24-0068423 | Company Initiated | Planned- capital |  |  | 2024 | Tier 2 | Distribution Circuit |  |  |  | 2483309 | Sus |  | CompanyInitiated¦Plannedcapital¦¦
24-0069058 | Company Initiated | Planned- capital |  |  | 2024 | Tier 3 | Distribution Circuit |  |  |  | 2483364 | Sus |  | CompanyInitiated¦Plannedcapital¦¦
24-0070654 | Wildfire Mitigation | Planned - WSIP/System Hardening |  |  | 2024 | Tier 2 | Transformer only |  |  |  | 2483568 | Sus |  | WildfireMitigation¦PlannedWSIPSystemHardening¦¦
24-0076243 | Vegetation | Tree - fell into line | Conductor- Overhead | Normal | 2024 | Tier 3 | Distribution Circuit |  |  |  | 2483600 | Sus |  | Vegetation¦Treefellintoline¦ConductorOverhead¦Normal
24-0076534 | 3rd Party | Vehicle | Pole-Wood | Broken- wire on ground | 2024 | Tier 2 | Distribution Circuit |  |  |  | 2484208 | Sus |  | 3rdParty¦Vehicle¦PoleWood¦Brokenwireonground
24-0070941 | Company Initiated | Planned- maintenance |  |  | 2024 | Tier 2 | Transformer only |  |  |  | 2484240 | Sus |  | CompanyInitiated¦Plannedmaintenance¦¦
24-0068714 | Company Initiated | Planned- capital |  |  | 2024 | Tier 2 | Distribution Circuit |  |  |  | 2484264 | Sus |  | CompanyInitiated¦Plannedcapital¦¦
24-0068733 | Company Initiated | Planned- maintenance |  |  | 2024 | Tier 2 | Transformer only |  |  |  | 2484285 | Sus |  | CompanyInitiated¦Plannedmaintenance¦¦
24-0070328 | Wildfire Mitigation | Planned - WSIP/System Hardening |  |  | 2024 | Tier 2 | Distribution Circuit |  |  |  | 2484174 | Sus |  | WildfireMitigation¦PlannedWSIPSystemHardening¦¦
24-0064142 | Company Initiated | Planned- maintenance |  |  | 2024 | Tier 2 | Distribution Circuit |  |  |  | 2484165 | Sus |  | CompanyInitiated¦Plannedmaintenance¦¦
24-0071549 | Company Initiated | Planned- maintenance |  |  | 2024 | Tier 2 | Transformer only |  |  |  | 2484378 | Sus |  | CompanyInitiated¦Plannedmaintenance¦¦
24-0069539 | Company Initiated | Planned- maintenance |  |  | 2024 | Tier 3 | Distribution Circuit |  |  |  | 2484191 | Sus |  | CompanyInitiated¦Plannedmaintenance¦¦
24-0076696 | Company Initiated | Personnel- company | Recloser | Normal | 2024 | Tier 3 | Distribution Circuit |  |  |  | 2484568 | Sus |  | CompanyInitiated¦Personnelcompany¦Recloser¦Normal
24-0076882 | Equipment Failure/Involved | Overhead | Cutout- fuse holder | Normal | 2024 | Tier 2 | Transformer only |  |  |  | 2484825 | Sus |  | EquipmentFailureInvolved¦Overhead¦Cutoutfuseholder¦Normal
24-0076918 | Equipment Failure/Involved | Overhead | Pole-Wood | Deteriorated | 2024 | Tier 2 | Distribution Circuit |  |  |  | 2485028 | Sus |  | EquipmentFailureInvolved¦Overhead¦PoleWood¦Deteriorated
24-0072379 | Company Initiated | Planned- capital |  |  | 2024 | Tier 2 | Distribution Circuit |  |  |  | 2485504 | Sus |  | CompanyInitiated¦Plannedcapital¦¦
24-0070675 | Wildfire Mitigation | Planned - WSIP/System Hardening |  |  | 2024 | Tier 2 | Distribution Circuit |  |  |  | 2485209 | Sus |  | WildfireMitigation¦PlannedWSIPSystemHardening¦¦
24-0070125 | Wildfire Mitigation | Planned - WSIP/System Hardening |  |  | 2024 | Tier 3 | Distribution Circuit |  |  |  | 2485284 | Sus |  | WildfireMitigation¦PlannedWSIPSystemHardening¦¦
24-0071478 | Company Initiated | Planned- maintenance |  |  | 2024 | Tier 2 | Distribution Circuit |  |  |  | 2485451 | Sus |  | CompanyInitiated¦Plannedmaintenance¦¦
24-0071212 | Wildfire Mitigation | Planned - WSIP/System Hardening |  |  | 2024 | Tier 2 | Transformer only |  |  |  | 2485303 | Sus |  | WildfireMitigation¦PlannedWSIPSystemHardening¦¦
24-0070389 | Wildfire Mitigation | Planned - WSIP/System Hardening |  |  | 2024 | Tier 3 | Transformer only |  |  |  | 2485317 | Sus |  | WildfireMitigation¦PlannedWSIPSystemHardening¦¦
24-0070124 | Wildfire Mitigation | Planned - WSIP/System Hardening |  |  | 2024 | Tier 3 | Distribution Circuit |  |  |  | 2485386 | Sus |  | WildfireMitigation¦PlannedWSIPSystemHardening¦¦
24-0077169 | 3rd Party | Vehicle | Conductor- Overhead | Together | 2024 | Tier 2 | Distribution Circuit |  |  |  | 2485690 | Sus |  | 3rdParty¦Vehicle¦ConductorOverhead¦Together
24-0077321 | Equipment Failure/Involved | Overhead | Transformer | Broken- wire on ground | 2024 | Tier 2 | Transformer only |  |  |  | 2486208 | Sus |  | EquipmentFailureInvolved¦Overhead¦Transformer¦Brokenwireonground
24-0072068 | Company Initiated | Planned- capital |  |  | 2024 | Tier 2 | Distribution Circuit |  |  |  | 2486431 | Sus |  | CompanyInitiated¦Plannedcapital¦¦
24-0077426 | Environmental/External | Fire- Forest/Grass | Insulator | Broken | 2024 | Tier 2 | Distribution Circuit |  |  |  | 2486820 | Sus |  | EnvironmentalExternal¦FireForestGrass¦Insulator¦Broken
24-0077454 | Equipment Failure/Involved | Overhead | Transformer | Failed/Faulted | 2024 | Tier 2 | Transformer only |  |  |  | 2486863 | Sus |  | EquipmentFailureInvolved¦Overhead¦Transformer¦FailedFaulted
24-0070849 | Company Initiated | Planned- maintenance |  |  | 2024 | Tier 2 | Transformer only |  |  |  | 2487562 | Sus |  | CompanyInitiated¦Plannedmaintenance¦¦
24-0072477 | Wildfire Mitigation | Planned - WSIP/System Hardening |  |  | 2024 | Tier 3 | Transformer only |  |  |  | 2487599 | Sus |  | WildfireMitigation¦PlannedWSIPSystemHardening¦¦
24-0072439 | Wildfire Mitigation | Planned - WSIP/System Hardening |  |  | 2024 | Tier 2 | Transformer only |  |  |  | 2487607 | Sus |  | WildfireMitigation¦PlannedWSIPSystemHardening¦¦
24-0077881 | Equipment Failure/Involved | Overhead | Transformer (OH) | Broken | 2024 | Tier 3 | Transformer only |  |  |  | 2488589 | Sus |  | EquipmentFailureInvolved¦Overhead¦Transformer(OH)¦Broken
24-0077934 | Unknown Cause | Patrol - found nothing |  |  | 2024 | Tier 3 | Transformer only |  |  |  | 2488838 | Sus |  | UnknownCause¦Patrolfoundnothing¦¦
24-0062540 | Company Initiated | Planned- maintenance |  |  | 2024 | Tier 2 | Distribution Circuit |  |  |  | 2488934 | Sus |  | CompanyInitiated¦Plannedmaintenance¦¦
24-0070202 | Company Initiated | Planned- maintenance |  |  | 2024 | Tier 2 | Distribution Circuit |  |  |  | 2488965 | Sus |  | CompanyInitiated¦Plannedmaintenance¦¦
24-0072498 | Company Initiated | Planned- maintenance |  |  | 2024 | Tier 2 | Distribution Circuit |  |  |  | 2488986 | Sus |  | CompanyInitiated¦Plannedmaintenance¦¦
24-0078356 | Equipment Failure/Involved | Overhead | Lightning Arrestor | Failed/Faulted | 2024 | Tier 3 | Transformer only |  |  |  | 2489724 | Sus |  | EquipmentFailureInvolved¦Overhead¦LightningArrestor¦FailedFaulted
24-0073445 | Company Initiated | Planned- maintenance |  |  | 2024 | Tier 2 | Distribution Circuit |  |  |  | 2489845 | Sus |  | CompanyInitiated¦Plannedmaintenance¦¦
24-0078405 | 3rd Party | Other | Conductor- Overhead | Normal | 2024 | Tier 3 | Distribution Circuit |  |  |  | 2489874 | Sus |  | 3rdParty¦Other¦ConductorOverhead¦Normal
24-0077034 | Company Initiated | Planned- maintenance |  |  | 2024 | Tier 2 | Distribution Circuit |  |  |  | 2489889 | Sus |  | CompanyInitiated¦Plannedmaintenance¦¦
24-0078419 | 3rd Party | Other | Conductor- Overhead | Normal | 2024 | Tier 3 | Distribution Circuit |  |  |  | 2489915 | Sus |  | 3rdParty¦Other¦ConductorOverhead¦Normal
24-0078481 | Unknown Cause | Patrol - found nothing |  |  | 2024 | Tier 2 | Distribution Circuit |  |  |  | 2490056 | Sus |  | UnknownCause¦Patrolfoundnothing¦¦
24-0078523 | Equipment Failure/Involved | Overhead | Crossarm- Wood | Broken | 2024 | Tier 2 | Transformer only |  |  |  | 2490266 | Sus |  | EquipmentFailureInvolved¦Overhead¦CrossarmWood¦Broken
24-0078528 | Equipment Failure/Involved | Overhead | Crossarm- Wood | Broken | 2024 | Tier 2 | Transformer only |  |  |  | 2490281 | Sus |  | EquipmentFailureInvolved¦Overhead¦CrossarmWood¦Broken
24-0078580 | Animal | Bird found | Transformer (OH) | Normal | 2024 | Tier 2 | Distribution Circuit |  |  |  | 2490587 | Sus |  | Animal¦Birdfound¦Transformer(OH)¦Normal
24-0078579 | Equipment Failure/Involved | Overhead | Connector or Splice (OH) | Broken | 2024 | Tier 3 | Distribution Circuit |  |  |  | 2490596 | Sus |  | EquipmentFailureInvolved¦Overhead¦ConnectororSplice(OH)¦Broken
24-0074551 | Company Initiated | Planned- maintenance |  |  | 2024 | Tier 2 | Transformer only |  |  |  | 2491332 | Sus |  | CompanyInitiated¦Plannedmaintenance¦¦
24-0073100 | Company Initiated | Planned- capital |  |  | 2024 | Tier 3 | Distribution Circuit |  |  |  | 2491365 | Sus |  | CompanyInitiated¦Plannedcapital¦¦
24-0073227 | Company Initiated | Planned- maintenance |  |  | 2024 | Tier 2 | Distribution Circuit |  |  |  | 2491331 | Sus |  | CompanyInitiated¦Plannedmaintenance¦¦
24-0072527 | Wildfire Mitigation | Planned - WSIP/System Hardening |  |  | 2024 | Tier 3 | Transformer only |  |  |  | 2491463 | Sus |  | WildfireMitigation¦PlannedWSIPSystemHardening¦¦
24-0078973 | Equipment Failure/Involved | Overhead | Conductor- Overhead | Broken | 2024 | Tier 2 | Transformer only |  |  |  | 2491486 | Sus |  | EquipmentFailureInvolved¦Overhead¦ConductorOverhead¦Broken
24-0072515 | Wildfire Mitigation | Planned - WSIP/System Hardening |  |  | 2024 | Tier 3 | Transformer only |  |  |  | 2491577 | Sus |  | WildfireMitigation¦PlannedWSIPSystemHardening¦¦
24-0063873 | Company Initiated | Personnel- company | Transformer (UG) | Normal | 2024 | Tier 3 | Distribution Circuit |  |  |  | 2491619 | Sus |  | CompanyInitiated¦Personnelcompany¦Transformer(UG)¦Normal
24-0072457 | Company Initiated | Planned- maintenance |  |  | 2024 | Tier 2 | Transformer only |  |  |  | 2491634 | Sus |  | CompanyInitiated¦Plannedmaintenance¦¦
24-0079411 | Equipment Failure/Involved | Overhead | Secondary | Broken- wire on ground | 2024 | Tier 2 | Transformer only |  |  |  | 2492368 | Sus |  | EquipmentFailureInvolved¦Overhead¦Secondary¦Brokenwireonground
24-0079380 | Animal | Other | Pole-Wood | Deteriorated | 2024 | Tier 3 | Distribution Circuit |  |  |  | 2492413 | Sus |  | Animal¦Other¦PoleWood¦Deteriorated
24-0079506 | 3rd Party | Vehicle | Transformer (OH) | Normal | 2024 | Tier 2 | Transformer only |  |  |  | 2492860 | Sus |  | 3rdParty¦Vehicle¦Transformer(OH)¦Normal
24-0079512 | 3rd Party | Tree - cutting- 3rd party | Pole-Wood | Broken | 2024 | Tier 2 | Distribution Circuit |  |  |  | 2492906 | Sus |  | 3rdParty¦Treecutting3rdparty¦PoleWood¦Broken
24-0077111 | Company Initiated | Planned- maintenance |  |  | 2024 | Tier 2 | Distribution Circuit |  |  |  | 2493372 | Sus |  | CompanyInitiated¦Plannedmaintenance¦¦
24-0072857 | Company Initiated | Planned- maintenance |  |  | 2024 | Tier 3 | Distribution Circuit |  |  |  | 2493396 | Sus |  | CompanyInitiated¦Plannedmaintenance¦¦
24-0078228 | Wildfire Mitigation | Planned - WSIP/System Hardening |  |  | 2024 | Tier 2 | Distribution Circuit |  |  |  | 2493393 | Sus |  | WildfireMitigation¦PlannedWSIPSystemHardening¦¦
24-0075959 | Wildfire Mitigation | Planned - WSIP/System Hardening |  |  | 2024 | Tier 2 | Transformer only |  |  |  | 2493462 | Sus |  | WildfireMitigation¦PlannedWSIPSystemHardening¦¦
24-0075738 | Company Initiated | Planned- maintenance |  |  | 2024 | Tier 3 | Distribution Circuit |  |  |  | 2493569 | Sus |  | CompanyInitiated¦Plannedmaintenance¦¦
24-0073386 | Company Initiated | Planned- maintenance |  |  | 2024 | Tier 2 | Transformer only |  |  |  | 2493546 | Sus |  | CompanyInitiated¦Plannedmaintenance¦¦
24-0079704 | Equipment Failure/Involved | Overhead | Jumper | Deteriorated | 2024 | Tier 3 | Distribution Circuit |  |  |  | 2493694 | Sus |  | EquipmentFailureInvolved¦Overhead¦Jumper¦Deteriorated
24-0071445 | Wildfire Mitigation | Planned - WSIP/System Hardening |  |  | 2024 | Tier 2 | Distribution Circuit |  |  |  | 2495028 | Sus |  | WildfireMitigation¦PlannedWSIPSystemHardening¦¦
24-0076108 | Company Initiated | Planned- maintenance |  |  | 2024 | Tier 2 | Distribution Circuit |  |  |  | 2495392 | Sus |  | CompanyInitiated¦Plannedmaintenance¦¦
24-0073649 | Company Initiated | Planned- capital |  |  | 2024 | Tier 3 | Distribution Circuit |  |  |  | 2495060 | Sus |  | CompanyInitiated¦Plannedcapital¦¦
24-0073992 | Company Initiated | Planned- maintenance |  |  | 2024 | Tier 2 | Distribution Circuit |  |  |  | 2494941 | Sus |  | CompanyInitiated¦Plannedmaintenance¦¦
24-0074574 | Company Initiated | Planned- maintenance |  |  | 2024 | Tier 3 | Distribution Circuit |  |  |  | 2494997 | Sus |  | CompanyInitiated¦Plannedmaintenance¦¦
24-0076405 | Wildfire Mitigation | Planned - WSIP/System Hardening |  |  | 2024 | Tier 2 | Transformer only |  |  |  | 2495107 | Sus |  | WildfireMitigation¦PlannedWSIPSystemHardening¦¦
24-0076351 | Wildfire Mitigation | Planned - WSIP/System Hardening |  |  | 2024 | Tier 2 | Transformer only |  |  |  | 2495112 | Sus |  | WildfireMitigation¦PlannedWSIPSystemHardening¦¦
24-0071322 | Company Initiated | Planned- capital |  |  | 2024 | Tier 3 | Distribution Circuit |  |  |  | 2495158 | Sus |  | CompanyInitiated¦Plannedcapital¦¦
24-0075944 | Company Initiated | Planned- maintenance |  |  | 2024 | Tier 2 | Transformer only |  |  |  | 2495208 | Sus |  | CompanyInitiated¦Plannedmaintenance¦¦
24-0076407 | Wildfire Mitigation | Planned - WSIP/System Hardening |  |  | 2024 | Tier 2 | Transformer only |  |  |  | 2495503 | Sus |  | WildfireMitigation¦PlannedWSIPSystemHardening¦¦
24-0080535 | Equipment Failure/Involved | Overhead | Crossarm- Wood | Deteriorated | 2024 | Tier 3 | Distribution Circuit |  |  |  | 2495819 | Sus |  | EquipmentFailureInvolved¦Overhead¦CrossarmWood¦Deteriorated
24-0072634 | Company Initiated | Planned- capital |  |  | 2024 | Tier 3 | Distribution Circuit |  |  |  | 2496364 | Sus |  | CompanyInitiated¦Plannedcapital¦¦
24-0080720 | Animal | Squirrel | Pothead(Riser Termination) | Normal | 2024 | Tier 3 | Distribution Circuit |  |  |  | 2496394 | Sus |  | Animal¦Squirrel¦Pothead(RiserTermination)¦Normal
24-0075690 | Wildfire Mitigation | Planned - WSIP/System Hardening |  |  | 2024 | Tier 2 | Distribution Circuit |  |  |  | 2496116 | Sus |  | WildfireMitigation¦PlannedWSIPSystemHardening¦¦
24-0075953 | Wildfire Mitigation | Planned - WSIP/System Hardening |  |  | 2024 | Tier 2 | Distribution Circuit |  |  |  | 2496307 | Sus |  | WildfireMitigation¦PlannedWSIPSystemHardening¦¦
24-0081033 | Equipment Failure/Involved | Overhead | Transformer (OH) | Broken | 2024 | Tier 2 | Distribution Circuit |  |  |  | 2497075 | Sus |  | EquipmentFailureInvolved¦Overhead¦Transformer(OH)¦Broken
24-0076662 | Wildfire Mitigation | Planned - WSIP/System Hardening |  |  | 2024 | Tier 2 | Distribution Circuit |  |  |  | 2497390 | Sus |  | WildfireMitigation¦PlannedWSIPSystemHardening¦¦
24-0077185 | Wildfire Mitigation | Planned - WSIP/System Hardening |  |  | 2024 | Tier 2 | Distribution Circuit |  |  |  | 2497357 | Sus |  | WildfireMitigation¦PlannedWSIPSystemHardening¦¦
24-0077872 | Wildfire Mitigation | Planned - WSIP/System Hardening |  |  | 2024 | Tier 2 | Distribution Circuit |  |  |  | 2497353 | Sus |  | WildfireMitigation¦PlannedWSIPSystemHardening¦¦
24-0076216 | Wildfire Mitigation | Planned - WSIP/System Hardening |  |  | 2024 | Tier 2 | Transformer only |  |  |  | 2497455 | Sus |  | WildfireMitigation¦PlannedWSIPSystemHardening¦¦
24-0073961 | Company Initiated | Planned- maintenance |  |  | 2024 | Tier 2 | Transformer only |  |  |  | 2497499 | Sus |  | CompanyInitiated¦Plannedmaintenance¦¦
24-0076815 | Company Initiated | Planned- maintenance |  |  | 2024 | Tier 2 | Transformer only |  |  |  | 2497514 | Sus |  | CompanyInitiated¦Plannedmaintenance¦¦
24-0073455 | Company Initiated | Planned- capital |  |  | 2024 | Tier 2 | Distribution Circuit |  |  |  | 2497518 | Sus |  | CompanyInitiated¦Plannedcapital¦¦
24-0076218 | Wildfire Mitigation | Planned - WSIP/System Hardening |  |  | 2024 | Tier 2 | Transformer only |  |  |  | 2497708 | Sus |  | WildfireMitigation¦PlannedWSIPSystemHardening¦¦
24-0081486 | Environmental/External | Fire- Forest/Grass | Conductor- Overhead | Normal | 2024 | Tier 2 | Distribution Circuit |  |  |  | 2497851 | Sus |  | EnvironmentalExternal¦FireForestGrass¦ConductorOverhead¦Normal
24-0081622 | Unknown Cause | Patrol - found nothing |  |  | 2024 | Tier 2 | Distribution Circuit |  |  |  | 2498211 | Sus |  | UnknownCause¦Patrolfoundnothing¦¦
24-0077192 | Wildfire Mitigation | Planned - WSIP/System Hardening |  |  | 2024 | Tier 2 | Transformer only |  |  |  | 2498305 | Sus |  | WildfireMitigation¦PlannedWSIPSystemHardening¦¦
24-0077203 | Wildfire Mitigation | Planned - WSIP/System Hardening |  |  | 2024 | Tier 3 | Transformer only |  |  |  | 2498309 | Sus |  | WildfireMitigation¦PlannedWSIPSystemHardening¦¦
24-0073375 | Company Initiated | Planned- maintenance |  |  | 2024 | Tier 3 | Distribution Circuit |  |  |  | 2498278 | Sus |  | CompanyInitiated¦Plannedmaintenance¦¦
24-0077526 | Company Initiated | Planned- maintenance |  |  | 2024 | Tier 2 | Distribution Circuit |  |  |  | 2498294 | Sus |  | CompanyInitiated¦Plannedmaintenance¦¦
24-0077157 | Wildfire Mitigation | Planned - WSIP/System Hardening |  |  | 2024 | Tier 2 | Transformer only |  |  |  | 2498320 | Sus |  | WildfireMitigation¦PlannedWSIPSystemHardening¦¦
24-0074677 | Company Initiated | Planned- capital |  |  | 2024 | Tier 3 | Distribution Circuit |  |  |  | 2498381 | Sus |  | CompanyInitiated¦Plannedcapital¦¦
24-0073464 | Wildfire Mitigation | Planned - WSIP/System Hardening |  |  | 2024 | Tier 2 | Distribution Circuit |  |  |  | 2498405 | Sus |  | WildfireMitigation¦PlannedWSIPSystemHardening¦¦
24-0081713 | Equipment Failure/Involved | Overhead | Fuse | Broken | 2024 | Tier 2 | Transformer only |  |  |  | 2498432 | Sus |  | EquipmentFailureInvolved¦Overhead¦Fuse¦Broken
24-0081714 | Equipment Failure/Involved | Overhead | Fuse | Broken | 2024 | Tier 2 | Transformer only |  |  |  | 2498441 | Sus |  | EquipmentFailureInvolved¦Overhead¦Fuse¦Broken
24-0081759 | Equipment Failure/Involved | Overhead | Fuse | Broken | 2024 | Tier 2 | Transformer only |  |  |  | 2498549 | Sus |  | EquipmentFailureInvolved¦Overhead¦Fuse¦Broken
24-0077196 | Wildfire Mitigation | Planned - WSIP/System Hardening |  |  | 2024 | Tier 2 | Transformer only |  |  |  | 2498593 | Sus |  | WildfireMitigation¦PlannedWSIPSystemHardening¦¦
24-0081811 | Equipment Failure/Involved | Overhead | Connector or Splice (OH) | Broken | 2024 | Tier 2 | Distribution Circuit |  |  |  | 2498659 | Sus |  | EquipmentFailureInvolved¦Overhead¦ConnectororSplice(OH)¦Broken
24-0081993 | Equipment Failure/Involved | Overhead | Crossarm- Wood | Broken | 2024 | Tier 2 | Distribution Circuit |  |  |  | 2499046 | Sus |  | EquipmentFailureInvolved¦Overhead¦CrossarmWood¦Broken
24-0082030 | Animal | Other | Pole-Wood | Deteriorated | 2024 | Tier 3 | Distribution Circuit |  |  |  | 2499223 | Sus |  | Animal¦Other¦PoleWood¦Deteriorated
24-0082163 | Animal | Squirrel | Transformer (OH) | Normal | 2024 | Tier 2 | Distribution Circuit |  |  |  | 2499639 | Sus |  | Animal¦Squirrel¦Transformer(OH)¦Normal
24-0078350 | Company Initiated | Planned- maintenance |  |  | 2024 | Tier 2 | Transformer only |  |  |  | 2500505 | Sus |  | CompanyInitiated¦Plannedmaintenance¦¦
24-0070356 | Wildfire Mitigation | Planned - WSIP/System Hardening |  |  | 2024 | Tier 3 | Distribution Circuit |  |  |  | 2500556 | Sus |  | WildfireMitigation¦PlannedWSIPSystemHardening¦¦
24-0080484 | Company Initiated | Planned- maintenance |  |  | 2024 | Tier 3 | Distribution Circuit |  |  |  | 2500582 | Sus |  | CompanyInitiated¦Plannedmaintenance¦¦
24-0077225 | Company Initiated | Planned- maintenance |  |  | 2024 | Tier 2 | Distribution Circuit |  |  |  | 2500608 | Sus |  | CompanyInitiated¦Plannedmaintenance¦¦
24-0082420 | 3rd Party | Vehicle | Pole-Wood | Normal | 2024 | Tier 3 | Transformer only |  |  |  | 2500653 | Sus |  | 3rdParty¦Vehicle¦PoleWood¦Normal
24-0077597 | Company Initiated | Planned- maintenance |  |  | 2024 | Tier 2 | Distribution Circuit |  |  |  | 2500685 | Sus |  | CompanyInitiated¦Plannedmaintenance¦¦
24-0082537 | Equipment Failure/Involved | Overhead | Secondary | Broken | 2024 | Tier 2 | Transformer only |  |  |  | 2500865 | Sus |  | EquipmentFailureInvolved¦Overhead¦Secondary¦Broken
24-0082657 | Equipment Failure/Involved | Overhead | Pole-Wood | Deteriorated | 2024 | Tier 2 | Distribution Circuit |  |  |  | 2501055 | Sus |  | EquipmentFailureInvolved¦Overhead¦PoleWood¦Deteriorated
24-0082717 | Equipment Failure/Involved | Underground | Transformer (UG) | Deteriorated | 2024 | Tier 2 | Distribution Circuit |  |  |  | 2501213 | Sus |  | EquipmentFailureInvolved¦Underground¦Transformer(UG)¦Deteriorated
24-0082476 | Wildfire Mitigation | Public Safety Power Shut-off | Conductor- Overhead | Normal | 2024 | Tier 3 | Distribution Circuit |  |  |  | 2501429 | Sus |  | WildfireMitigation¦PublicSafetyPowerShutoff¦ConductorOverhead¦Normal
24-0082476 | Wildfire Mitigation | Public Safety Power Shut-off | Conductor- Overhead | Normal | 2024 | Tier 3 | Distribution Circuit |  |  |  | 2501451 | Sus |  | WildfireMitigation¦PublicSafetyPowerShutoff¦ConductorOverhead¦Normal
24-0082476 | Wildfire Mitigation | Public Safety Power Shut-off | Conductor- Overhead | Normal | 2024 | Tier 2 | Distribution Circuit |  |  |  | 2501452 | Sus |  | WildfireMitigation¦PublicSafetyPowerShutoff¦ConductorOverhead¦Normal
24-0082476 | Wildfire Mitigation | Public Safety Power Shut-off | Insulator | Broken | 2024 | Tier 3 | Distribution Circuit |  |  |  | 2502810 | Sus |  | WildfireMitigation¦PublicSafetyPowerShutoff¦Insulator¦Broken
24-0082768 | Vegetation | Tree - branch fell on line | Conductor- Overhead | Normal | 2024 | Tier 2 | Distribution Circuit |  |  |  | 2501495 | Sus |  | Vegetation¦Treebranchfellonline¦ConductorOverhead¦Normal
24-0082459 | Wildfire Mitigation | Public Safety Power Shut-off | Conductor- Overhead | Normal | 2024 | Tier 2 | Distribution Circuit |  |  |  | 2501515 | Sus |  | WildfireMitigation¦PublicSafetyPowerShutoff¦ConductorOverhead¦Normal
24-0082459 | Wildfire Mitigation | Public Safety Power Shut-off | Conductor- Overhead | Normal | 2024 | Tier 2 | Distribution Circuit |  |  |  | 2501516 | Sus |  | WildfireMitigation¦PublicSafetyPowerShutoff¦ConductorOverhead¦Normal
24-0082459 | Wildfire Mitigation | Public Safety Power Shut-off | Conductor- Overhead | Normal | 2024 | Tier 2 | Distribution Circuit |  |  |  | 2501517 | Sus |  | WildfireMitigation¦PublicSafetyPowerShutoff¦ConductorOverhead¦Normal
24-0082531 | Wildfire Mitigation | Public Safety Power Shut-off | Conductor- Overhead | Normal | 2024 | Tier 2 | Distribution Circuit |  |  |  | 2501520 | Sus |  | WildfireMitigation¦PublicSafetyPowerShutoff¦ConductorOverhead¦Normal
24-0082531 | Wildfire Mitigation | Public Safety Power Shut-off | Conductor- Overhead | Normal | 2024 | Tier 2 | Distribution Circuit |  |  |  | 2501534 | Sus |  | WildfireMitigation¦PublicSafetyPowerShutoff¦ConductorOverhead¦Normal
24-0082531 | Wildfire Mitigation | Public Safety Power Shut-off | Conductor- Overhead | Normal | 2024 | Tier 2 | Distribution Circuit |  |  |  | 2501536 | Sus |  | WildfireMitigation¦PublicSafetyPowerShutoff¦ConductorOverhead¦Normal
24-0082531 | Wildfire Mitigation | Public Safety Power Shut-off | Conductor- Overhead | Normal | 2024 | Tier 2 | Distribution Circuit |  |  |  | 2501537 | Sus |  | WildfireMitigation¦PublicSafetyPowerShutoff¦ConductorOverhead¦Normal
24-0082531 | Wildfire Mitigation | Public Safety Power Shut-off | Conductor- Overhead | Normal | 2024 | Tier 2 | Distribution Circuit |  |  |  | 2501547 | Sus |  | WildfireMitigation¦PublicSafetyPowerShutoff¦ConductorOverhead¦Normal
24-0082531 | Wildfire Mitigation | Public Safety Power Shut-off | Conductor- Overhead | Normal | 2024 | Tier 2 | Distribution Circuit |  |  |  | 2501555 | Sus |  | WildfireMitigation¦PublicSafetyPowerShutoff¦ConductorOverhead¦Normal
24-0082878 | Unknown Cause | Patrol - found nothing |  |  | 2024 | Tier 2 | Distribution Circuit |  |  |  | 2501723 | Sus |  | UnknownCause¦Patrolfoundnothing¦¦
24-0083225 | Wildfire Mitigation | Public Safety Power Shut-off | Conductor- Overhead | Normal | 2024 | Tier 2 | Distribution Circuit |  |  |  | 2503306 | Sus |  | WildfireMitigation¦PublicSafetyPowerShutoff¦ConductorOverhead¦Normal
24-0083225 | Wildfire Mitigation | Public Safety Power Shut-off | Conductor- Overhead | Normal | 2024 | Tier 2 | Distribution Circuit |  |  |  | 2503311 | Sus |  | WildfireMitigation¦PublicSafetyPowerShutoff¦ConductorOverhead¦Normal
24-0083225 | Wildfire Mitigation | Public Safety Power Shut-off | Conductor- Overhead | Normal | 2024 | Tier 2 | Distribution Circuit |  |  |  | 2503323 | Sus |  | WildfireMitigation¦PublicSafetyPowerShutoff¦ConductorOverhead¦Normal
24-0083224 | Wildfire Mitigation | Public Safety Power Shut-off | Conductor- Overhead | Normal | 2024 | Tier 2 | Distribution Circuit |  |  |  | 2503327 | Sus |  | WildfireMitigation¦PublicSafetyPowerShutoff¦ConductorOverhead¦Normal
24-0083224 | Wildfire Mitigation | Public Safety Power Shut-off | Conductor- Overhead | Normal | 2024 | Tier 2 | Distribution Circuit |  |  |  | 2503348 | Sus |  | WildfireMitigation¦PublicSafetyPowerShutoff¦ConductorOverhead¦Normal
24-0083224 | Wildfire Mitigation | Public Safety Power Shut-off | Conductor- Overhead | Normal | 2024 | Tier 2 | Distribution Circuit |  |  |  | 2503351 | Sus |  | WildfireMitigation¦PublicSafetyPowerShutoff¦ConductorOverhead¦Normal
24-0083224 | Wildfire Mitigation | Public Safety Power Shut-off | Conductor- Overhead | Normal | 2024 | Tier 2 | Distribution Circuit |  |  |  | 2503355 | Sus |  | WildfireMitigation¦PublicSafetyPowerShutoff¦ConductorOverhead¦Normal
24-0083224 | Wildfire Mitigation | Public Safety Power Shut-off | Conductor- Overhead | Normal | 2024 | Tier 2 | Distribution Circuit |  |  |  | 2503357 | Sus |  | WildfireMitigation¦PublicSafetyPowerShutoff¦ConductorOverhead¦Normal
24-0083224 | Wildfire Mitigation | Public Safety Power Shut-off | Conductor- Overhead | Normal | 2024 | Tier 2 | Distribution Circuit |  |  |  | 2503366 | Sus |  | WildfireMitigation¦PublicSafetyPowerShutoff¦ConductorOverhead¦Normal
24-0083220 | Wildfire Mitigation | Public Safety Power Shut-off | Conductor- Overhead | Normal | 2024 | Tier 3 | Distribution Circuit |  |  |  | 2503364 | Sus |  | WildfireMitigation¦PublicSafetyPowerShutoff¦ConductorOverhead¦Normal
24-0083220 | Wildfire Mitigation | Public Safety Power Shut-off | Conductor- Overhead | Normal | 2024 | Tier 3 | Distribution Circuit |  |  |  | 2503377 | Sus |  | WildfireMitigation¦PublicSafetyPowerShutoff¦ConductorOverhead¦Normal
24-0083220 | Wildfire Mitigation | Public Safety Power Shut-off | Conductor- Overhead | Normal | 2024 | Tier 2 | Distribution Circuit |  |  |  | 2503378 | Sus |  | WildfireMitigation¦PublicSafetyPowerShutoff¦ConductorOverhead¦Normal
24-0083740 | Environmental/External | Fire- Forest/Grass | Pole-Wood | Burned/flashed | 2024 | Tier 2 | Distribution Circuit |  |  |  | 2504046 | Sus |  | EnvironmentalExternal¦FireForestGrass¦PoleWood¦Burnedflashed
24-0083611 | Equipment Failure/Involved | Overhead | Crossarm- Wood | Deteriorated | 2024 | Tier 2 | Distribution Circuit |  |  |  | 2504567 | Sus |  | EquipmentFailureInvolved¦Overhead¦CrossarmWood¦Deteriorated
24-0084094 | Unknown Cause | Patrol - found nothing |  |  | 2024 | Tier 2 | Distribution Circuit |  |  |  | 2505365 | Sus |  | UnknownCause¦Patrolfoundnothing¦¦
24-0084115 | Equipment Failure/Involved | Overhead | Transformer (OH) | Failed/Faulted | 2024 | Tier 2 | Distribution Circuit |  |  |  | 2505456 | Sus |  | EquipmentFailureInvolved¦Overhead¦Transformer(OH)¦FailedFaulted
24-0084127 | Environmental/External | Fire- Forest/Grass | Conductor- Overhead | Normal | 2024 | Tier 2 | Distribution Circuit |  |  |  | 2505517 | Sus |  | EnvironmentalExternal¦FireForestGrass¦ConductorOverhead¦Normal
24-0084180 | 3rd Party | Vehicle | Transformer (UG) | On Ground | 2024 | Tier 3 | Distribution Circuit |  |  |  | 2505622 | Sus |  | 3rdParty¦Vehicle¦Transformer(UG)¦OnGround
24-0084219 | Equipment Failure/Involved | Overhead | Pole-Wood | Broken | 2024 | Tier 3 | Transformer only |  |  |  | 2505741 | Sus |  | EquipmentFailureInvolved¦Overhead¦PoleWood¦Broken
24-0084417 | Equipment Failure/Involved | Electrical Overload | Recloser | Normal | 2024 | Tier 2 | Distribution Circuit |  |  |  | 2506467 | Sus |  | EquipmentFailureInvolved¦ElectricalOverload¦Recloser¦Normal
24-0084486 | Equipment Failure/Involved | Underground | Transformer (UG) | Failed/Faulted | 2024 | Tier 2 | Distribution Circuit |  |  |  | 2507022 | Sus |  | EquipmentFailureInvolved¦Underground¦Transformer(UG)¦FailedFaulted
24-0084450 | 3rd Party | Vehicle | Pole-Wood | Burned/flashed | 2024 | Tier 2 | Distribution Circuit |  |  |  | 2507030 | Sus |  | 3rdParty¦Vehicle¦PoleWood¦Burnedflashed
24-0084567 | Unknown Cause | Patrol - found nothing |  |  | 2024 | Tier 3 | Transformer only |  |  |  | 2507510 | Sus |  | UnknownCause¦Patrolfoundnothing¦¦
24-0084565 | Environmental/External | Fire- Forest/Grass | Pole-Wood | Burned/flashed | 2024 | Tier 2 | Distribution Circuit |  |  |  | 2507602 | Sus |  | EnvironmentalExternal¦FireForestGrass¦PoleWood¦Burnedflashed
24-0084636 | Equipment Failure/Involved | Overhead | Transformer (OH) | Failed/Faulted | 2024 | Tier 2 | Distribution Circuit |  |  |  | 2507677 | Sus |  | EquipmentFailureInvolved¦Overhead¦Transformer(OH)¦FailedFaulted
24-0084677 | Unknown Cause | Patrol - found nothing |  |  | 2024 | Tier 2 | Distribution Circuit |  |  |  | 2507985 | Sus |  | UnknownCause¦Patrolfoundnothing¦¦
24-0084768 | Unknown Cause | Patrol - found nothing |  |  | 2024 | Tier 3 | Distribution Circuit |  |  |  | 2508474 | Sus |  | UnknownCause¦Patrolfoundnothing¦¦
24-0084825 | Equipment Failure/Involved | Overhead | Transformer (OH) | Failed/Faulted | 2024 | Tier 2 | Transformer only |  |  |  | 2508762 | Sus |  | EquipmentFailureInvolved¦Overhead¦Transformer(OH)¦FailedFaulted
24-0084922 | Unknown Cause | Patrol - found nothing |  |  | 2024 | Tier 2 | Distribution Circuit |  |  |  | 2509251 | Sus |  | UnknownCause¦Patrolfoundnothing¦¦
24-0084956 | Equipment Failure/Involved | Electrical Overload | Conductor- Overhead | Normal | 2024 | Tier 2 | Distribution Circuit |  |  |  | 2509421 | Sus |  | EquipmentFailureInvolved¦ElectricalOverload¦ConductorOverhead¦Normal
24-0085034 | Equipment Failure/Involved | Electrical Overload | Transformer (OH) | Failed/Faulted | 2024 | Tier 2 | Transformer only |  |  |  | 2509592 | Sus |  | EquipmentFailureInvolved¦ElectricalOverload¦Transformer(OH)¦FailedFaulted
24-0085023 | 3rd Party | Fire- house or bldg. | Pole-Wood | Broken- wire on ground | 2024 | Tier 2 | Distribution Circuit |  |  |  | 2509607 | Sus |  | 3rdParty¦Firehouseorbldg¦PoleWood¦Brokenwireonground
24-0085042 | Unknown Cause | Patrol - found nothing |  |  | 2024 | Tier 2 | Distribution Circuit |  |  |  | 2509667 | Sus |  | UnknownCause¦Patrolfoundnothing¦¦
24-0081110 | Wildfire Mitigation | Planned - WSIP/System Hardening |  |  | 2024 | Tier 2 | Distribution Circuit |  |  |  | 2509785 | Sus |  | WildfireMitigation¦PlannedWSIPSystemHardening¦¦
24-0085197 | Environmental/External | Water | Transformer | Failed/Faulted | 2024 | Tier 3 | Transformer only |  |  |  | 2509858 | Sus |  | EnvironmentalExternal¦Water¦Transformer¦FailedFaulted
24-0070390 | Company Initiated | Planned- capital |  |  | 2024 | Tier 3 | Distribution Circuit |  |  |  | 2509886 | Sus |  | CompanyInitiated¦Plannedcapital¦¦
24-0077485 | Company Initiated | Planned- maintenance |  |  | 2024 | Zone 1 | Transformer only |  |  |  | 2509952 | Sus |  | CompanyInitiated¦Plannedmaintenance¦¦
24-0085139 | Unknown Cause | Patrol - found nothing |  |  | 2024 | Tier 3 | Transmission line |  |  |  | 2510036 | Sus |  | UnknownCause¦Patrolfoundnothing¦¦
24-0085139 | Unknown Cause | Patrol - found nothing |  |  | 2024 | Tier 2 | Distribution Circuit |  |  |  | 2510072 | Sus |  | UnknownCause¦Patrolfoundnothing¦¦
24-0081112 | Wildfire Mitigation | Planned - WSIP/System Hardening |  |  | 2024 | Tier 2 | Distribution Circuit |  |  |  | 2509787 | Sus |  | WildfireMitigation¦PlannedWSIPSystemHardening¦¦
24-0081114 | Wildfire Mitigation | Planned - WSIP/System Hardening |  |  | 2024 | Tier 2 | Distribution Circuit |  |  |  | 2509788 | Sus |  | WildfireMitigation¦PlannedWSIPSystemHardening¦¦
24-0085420 | Equipment Failure/Involved | Electrical Overload | Regulator | Malfunctioning | 2024 | Tier 2 | Transformer only |  |  |  | 2510659 | Sus |  | EquipmentFailureInvolved¦ElectricalOverload¦Regulator¦Malfunctioning
24-0085433 | Equipment Failure/Involved | Overhead | Transformer (OH) | Broken | 2024 | Tier 3 | Distribution Circuit |  |  |  | 2511030 | Sus |  | EquipmentFailureInvolved¦Overhead¦Transformer(OH)¦Broken
24-0081116 | Company Initiated | Planned- maintenance |  |  | 2024 | Tier 2 | Distribution Circuit |  |  |  | 2511153 | Sus |  | CompanyInitiated¦Plannedmaintenance¦¦
24-0079014 | Company Initiated | Planned- maintenance |  |  | 2024 | Tier 2 | Distribution Circuit |  |  |  | 2511175 | Sus |  | CompanyInitiated¦Plannedmaintenance¦¦
24-0070455 | Company Initiated | Planned- capital |  |  | 2024 | Tier 3 | Distribution Circuit |  |  |  | 2511236 | Sus |  | CompanyInitiated¦Plannedcapital¦¦
24-0079017 | Company Initiated | Planned- maintenance |  |  | 2024 | Tier 2 | Transformer only |  |  |  | 2511230 | Sus |  | CompanyInitiated¦Plannedmaintenance¦¦
24-0080436 | Company Initiated | Planned- capital |  |  | 2024 | Tier 2 | Distribution Circuit |  |  |  | 2511467 | Sus |  | CompanyInitiated¦Plannedcapital¦¦
24-0085545 | 3rd Party | Tree - cutting- 3rd party | Conductor- Overhead | Normal | 2024 | Tier 3 | Distribution Circuit |  |  |  | 2511375 | Sus |  | 3rdParty¦Treecutting3rdparty¦ConductorOverhead¦Normal
24-0085553 | Vegetation | Tree - grew into line | Conductor- Overhead | Normal | 2024 | Tier 2 | Distribution Circuit |  |  |  | 2511258 | Sus |  | Vegetation¦Treegrewintoline¦ConductorOverhead¦Normal
24-0085631 | Equipment Failure/Involved | Overhead | Switch (OH) | Broken | 2024 | Tier 2 | Distribution Circuit |  |  |  | 2511525 | Sus |  | EquipmentFailureInvolved¦Overhead¦Switch(OH)¦Broken
24-0085709 | 3rd Party | Other | Generator | Normal | 2024 | Tier 2 | Distribution Circuit |  |  |  | 2511620 | Sus |  | 3rdParty¦Other¦Generator¦Normal
24-0085818 | Equipment Failure/Involved | Overhead | Conductor- Overhead | Broken- wire on ground | 2024 | Tier 2 | Distribution Circuit |  |  |  | 2511846 | Sus |  | EquipmentFailureInvolved¦Overhead¦ConductorOverhead¦Brokenwireonground
24-0085846 | Unknown Cause | Patrol - found nothing |  |  | 2024 | Tier 2 | Distribution Circuit |  |  |  | 2511964 | Sus |  | UnknownCause¦Patrolfoundnothing¦¦
24-0085849 | Equipment Failure/Involved | Overhead | Pole-Wood | Broken | 2024 | Tier 2 | Distribution Circuit |  |  |  | 2511969 | Sus |  | EquipmentFailureInvolved¦Overhead¦PoleWood¦Broken
24-0073666 | Company Initiated | Planned- capital |  |  | 2024 | Tier 3 | Distribution Circuit |  |  |  | 2512088 | Sus |  | CompanyInitiated¦Plannedcapital¦¦
24-0082484 | Company Initiated | Planned- maintenance |  |  | 2024 | Tier 2 | Transformer only |  |  |  | 2512121 | Sus |  | CompanyInitiated¦Plannedmaintenance¦¦
24-0085940 | Equipment Failure/Involved | Overhead | Pole-Wood | Deteriorated | 2024 | Tier 3 | Distribution Circuit |  |  |  | 2512131 | Sus |  | EquipmentFailureInvolved¦Overhead¦PoleWood¦Deteriorated
24-0080715 | Wildfire Mitigation | Planned - WSIP/System Hardening |  |  | 2024 | Tier 2 | Transformer only |  |  |  | 2512158 | Sus |  | WildfireMitigation¦PlannedWSIPSystemHardening¦¦
24-0070871 | Company Initiated | Planned- capital |  |  | 2024 | Tier 3 | Distribution Circuit |  |  |  | 2512165 | Sus |  | CompanyInitiated¦Plannedcapital¦¦
24-0085980 | Unknown Cause | Patrol - found nothing |  |  | 2024 | Tier 2 | Distribution Circuit |  |  |  | 2512262 | Sus |  | UnknownCause¦Patrolfoundnothing¦¦
24-0080488 | Wildfire Mitigation | Planned - WSIP/System Hardening |  |  | 2024 | Tier 2 | Distribution Circuit |  |  |  | 2512317 | Sus |  | WildfireMitigation¦PlannedWSIPSystemHardening¦¦
24-0086294 | Company Initiated | Construction Activity/equip- company | Conductor- Overhead | Normal | 2024 | Tier 2 | Distribution Circuit |  |  |  | 2512690 | Sus |  | CompanyInitiated¦ConstructionActivityequipcompany¦ConductorOverhead¦Normal
24-0086294 | Company Initiated | Construction Activity/equip- company | Conductor- Overhead | Normal | 2024 | Tier 2 | Distribution Circuit |  |  |  | 2512751 | Sus |  | CompanyInitiated¦ConstructionActivityequipcompany¦ConductorOverhead¦Normal
24-0086457 | Equipment Failure/Involved | Overhead | Conductor- Overhead | Deteriorated | 2024 | Tier 2 | Distribution Circuit |  |  |  | 2513031 | Sus |  | EquipmentFailureInvolved¦Overhead¦ConductorOverhead¦Deteriorated
24-0078033 | Company Initiated | Planned- maintenance |  |  | 2024 | Zone 1 | Distribution Circuit |  |  |  | 2513206 | Sus |  | CompanyInitiated¦Plannedmaintenance¦¦
24-0080757 | Wildfire Mitigation | Planned - WSIP/System Hardening |  |  | 2024 | Tier 2 | Transformer only |  |  |  | 2513315 | Sus |  | WildfireMitigation¦PlannedWSIPSystemHardening¦¦
24-0080738 | Company Initiated | Planned- maintenance |  |  | 2024 | Tier 2 | Distribution Circuit |  |  |  | 2513323 | Sus |  | CompanyInitiated¦Plannedmaintenance¦¦
24-0080499 | Company Initiated | Planned- maintenance |  |  | 2024 | Tier 2 | Distribution Circuit |  |  |  | 2513568 | Sus |  | CompanyInitiated¦Plannedmaintenance¦¦
24-0080766 | Wildfire Mitigation | Planned - WSIP/System Hardening |  |  | 2024 | Tier 2 | Transformer only |  |  |  | 2513689 | Sus |  | WildfireMitigation¦PlannedWSIPSystemHardening¦¦
24-0086890 | Environmental/External | Fire- Forest/Grass | Conductor- Overhead | Normal | 2024 | Tier 2 | Distribution Circuit |  |  |  | 2514052 | Sus |  | EnvironmentalExternal¦FireForestGrass¦ConductorOverhead¦Normal
24-0086559 | Wildfire Mitigation | Planned - WSIP/System Hardening |  |  | 2024 | Tier 2 | Transformer only |  |  |  | 2514743 | Sus |  | WildfireMitigation¦PlannedWSIPSystemHardening¦¦
24-0080910 | Wildfire Mitigation | Planned - WSIP/System Hardening |  |  | 2024 | Tier 2 | Distribution Circuit |  |  |  | 2514714 | Sus |  | WildfireMitigation¦PlannedWSIPSystemHardening¦¦
24-0081634 | Wildfire Mitigation | Planned - WSIP/System Hardening |  |  | 2024 | Tier 3 | Transformer only |  |  |  | 2514754 | Sus |  | WildfireMitigation¦PlannedWSIPSystemHardening¦¦
24-0077727 | Company Initiated | Planned- maintenance |  |  | 2024 | Tier 2 | Transformer only |  |  |  | 2514827 | Sus |  | CompanyInitiated¦Plannedmaintenance¦¦
24-0080507 | Company Initiated | Planned- maintenance |  |  | 2024 | Tier 2 | Distribution Circuit |  |  |  | 2514913 | Sus |  | CompanyInitiated¦Plannedmaintenance¦¦
24-0087292 | Company Initiated | Construction Activity/equip- company | Conductor- Overhead | Normal | 2024 | Tier 2 | Distribution Circuit |  |  |  | 2515209 | Sus |  | CompanyInitiated¦ConstructionActivityequipcompany¦ConductorOverhead¦Normal
24-0087344 | Company Initiated | Construction Activity/equip- company | Conductor- Overhead | Normal | 2024 | Tier 2 | Distribution Circuit |  |  |  | 2515269 | Sus |  | CompanyInitiated¦ConstructionActivityequipcompany¦ConductorOverhead¦Normal
24-0087461 | Unknown Cause | Patrol - found nothing |  |  | 2024 | Tier 3 | Transmission line |  |  |  | 2515712 | Sus |  | UnknownCause¦Patrolfoundnothing¦¦
24-0070885 | Company Initiated | Planned- capital |  |  | 2024 | Tier 3 | Distribution Circuit |  |  |  | 2515822 | Sus |  | CompanyInitiated¦Plannedcapital¦¦
24-0087484 | Company Initiated | Construction Activity/equip- company | Transformer (OH) | Normal | 2024 | Tier 2 | Transformer only |  |  |  | 2515835 | Sus |  | CompanyInitiated¦ConstructionActivityequipcompany¦Transformer(OH)¦Normal
24-0087485 | Company Initiated | Construction Activity/equip- company | Transformer (OH) | Normal | 2024 | Tier 2 | Transformer only |  |  |  | 2515838 | Sus |  | CompanyInitiated¦ConstructionActivityequipcompany¦Transformer(OH)¦Normal
24-0087685 | Vegetation | Tree - fell into line | Conductor- Overhead | Contaminated | 2024 | Tier 2 | Distribution Circuit |  |  |  | 2516530 | Sus |  | Vegetation¦Treefellintoline¦ConductorOverhead¦Contaminated
24-0087697 | Equipment Failure/Involved | Overhead | Transformer (OH) | Normal | 2024 | Tier 2 | Transformer only |  |  |  | 2516553 | Sus |  | EquipmentFailureInvolved¦Overhead¦Transformer(OH)¦Normal
24-0087728 | Animal | Squirrel | Pole-Wood | Normal | 2024 | Tier 2 | Distribution Circuit |  |  |  | 2516672 | Sus |  | Animal¦Squirrel¦PoleWood¦Normal
24-0087752 | Vegetation | Tree - branch fell on line | Conductor- Overhead | Normal | 2024 | Tier 2 | Transformer only |  |  |  | 2516766 | Sus |  | Vegetation¦Treebranchfellonline¦ConductorOverhead¦Normal
24-0082567 | Wildfire Mitigation | Planned - WSIP/System Hardening |  |  | 2024 | Tier 2 | Transformer only |  |  |  | 2516972 | Sus |  | WildfireMitigation¦PlannedWSIPSystemHardening¦¦
24-0083431 | Wildfire Mitigation | Planned - WSIP/System Hardening |  |  | 2024 | Tier 2 | Distribution Circuit |  |  |  | 2516906 | Sus |  | WildfireMitigation¦PlannedWSIPSystemHardening¦¦
24-0070386 | Wildfire Mitigation | Planned - WSIP/System Hardening |  |  | 2024 | Tier 3 | Distribution Circuit |  |  |  | 2517021 | Sus |  | WildfireMitigation¦PlannedWSIPSystemHardening¦¦
24-0080324 | Company Initiated | Planned- maintenance |  |  | 2024 | Tier 2 | Distribution Circuit |  |  |  | 2517059 | Sus |  | CompanyInitiated¦Plannedmaintenance¦¦
24-0081656 | Company Initiated | Planned- maintenance |  |  | 2024 | Tier 2 | Distribution Circuit |  |  |  | 2517077 | Sus |  | CompanyInitiated¦Plannedmaintenance¦¦
24-0082440 | Company Initiated | Planned- maintenance |  |  | 2024 | Tier 2 | Transformer only |  |  |  | 2517097 | Sus |  | CompanyInitiated¦Plannedmaintenance¦¦
24-0082616 | Wildfire Mitigation | Planned - WSIP/System Hardening |  |  | 2024 | Tier 2 | Transformer only |  |  |  | 2517177 | Sus |  | WildfireMitigation¦PlannedWSIPSystemHardening¦¦
24-0080165 | Wildfire Mitigation | Planned - WSIP/System Hardening |  |  | 2024 | Tier 3 | Transformer only |  |  |  | 2517219 | Sus |  | WildfireMitigation¦PlannedWSIPSystemHardening¦¦
24-0087930 | Equipment Failure/Involved | Overhead | Other | Broken | 2024 | Tier 3 | Distribution Circuit |  |  |  | 2517348 | Sus |  | EquipmentFailureInvolved¦Overhead¦Other¦Broken
24-0082628 | Wildfire Mitigation | Planned - WSIP/System Hardening |  |  | 2024 | Tier 2 | Transformer only |  |  |  | 2517353 | Sus |  | WildfireMitigation¦PlannedWSIPSystemHardening¦¦
24-0085491 | Wildfire Mitigation | Planned - WSIP/System Hardening |  |  | 2024 | Tier 2 | Transformer only |  |  |  | 2517418 | Sus |  | WildfireMitigation¦PlannedWSIPSystemHardening¦¦
24-0082672 | Wildfire Mitigation | Planned - WSIP/System Hardening |  |  | 2024 | Tier 2 | Transformer only |  |  |  | 2517527 | Sus |  | WildfireMitigation¦PlannedWSIPSystemHardening¦¦
24-0080990 | Wildfire Mitigation | Planned - WSIP/System Hardening |  |  | 2024 | Tier 2 | Distribution Circuit |  |  |  | 2517910 | Sus |  | WildfireMitigation¦PlannedWSIPSystemHardening¦¦
24-0080990 | Wildfire Mitigation | Planned - WSIP/System Hardening |  |  | 2024 | Tier 2 | Distribution Circuit |  |  |  | 2517911 | Sus |  | WildfireMitigation¦PlannedWSIPSystemHardening¦¦
24-0002358 | Company Initiated | Planned- capital |  |  | 2024 | Tier 2 | Distribution Circuit |  |  |  | 2518023 | Sus |  | CompanyInitiated¦Plannedcapital¦¦
24-0081010 | Company Initiated | Planned- maintenance |  |  | 2024 | Tier 2 | Distribution Circuit |  |  |  | 2518072 | Sus |  | CompanyInitiated¦Plannedmaintenance¦¦
24-0082486 | Company Initiated | Planned- maintenance |  |  | 2024 | Tier 2 | Distribution Circuit |  |  |  | 2518063 | Sus |  | CompanyInitiated¦Plannedmaintenance¦¦
24-0083751 | Wildfire Mitigation | Planned - WSIP/System Hardening |  |  | 2024 | Tier 3 | Transformer only |  |  |  | 2518246 | Sus |  | WildfireMitigation¦PlannedWSIPSystemHardening¦¦
24-0084575 | Company Initiated | Planned- maintenance |  |  | 2024 | Tier 2 | Distribution Circuit |  |  |  | 2519047 | Sus |  | CompanyInitiated¦Plannedmaintenance¦¦
24-0085160 | Wildfire Mitigation | Planned - WSIP/System Hardening |  |  | 2024 | Tier 2 | Distribution Circuit |  |  |  | 2519046 | Sus |  | WildfireMitigation¦PlannedWSIPSystemHardening¦¦
24-0085162 | Wildfire Mitigation | Planned - WSIP/System Hardening |  |  | 2024 | Tier 2 | Transformer only |  |  |  | 2519076 | Sus |  | WildfireMitigation¦PlannedWSIPSystemHardening¦¦
24-0084303 | Company Initiated | Planned- maintenance |  |  | 2024 | Tier 2 | Distribution Circuit |  |  |  | 2519536 | Sus |  | CompanyInitiated¦Plannedmaintenance¦¦
24-0084306 | Company Initiated | Planned- maintenance |  |  | 2024 | Tier 2 | Distribution Circuit |  |  |  | 2519099 | Sus |  | CompanyInitiated¦Plannedmaintenance¦¦
24-0078816 | Company Initiated | Planned- maintenance | Transformer (OH) |  | 2024 | Tier 3 | Distribution Circuit |  |  |  | 2519117 | Sus |  | CompanyInitiated¦Plannedmaintenance¦Transformer(OH)¦
24-0085150 | Wildfire Mitigation | Planned - WSIP/System Hardening |  |  | 2024 | Tier 2 | Transformer only |  |  |  | 2519143 | Sus |  | WildfireMitigation¦PlannedWSIPSystemHardening¦¦
24-0088773 | Equipment Failure/Involved | Overhead | Pole-Wood | Deteriorated | 2024 | Tier 2 | Distribution Circuit |  |  |  | 2519274 | Sus |  | EquipmentFailureInvolved¦Overhead¦PoleWood¦Deteriorated
24-0081914 | Company Initiated | Planned- maintenance |  |  | 2024 | Tier 2 | Distribution Circuit |  |  |  | 2519492 | Sus |  | CompanyInitiated¦Plannedmaintenance¦¦
24-0084569 | Wildfire Mitigation | Planned - WSIP/System Hardening |  |  | 2024 | Tier 2 | Distribution Circuit |  |  |  | 2519045 | Sus |  | WildfireMitigation¦PlannedWSIPSystemHardening¦¦
24-0085957 | Company Initiated | Planned- maintenance |  |  | 2024 | Tier 3 | Distribution Circuit |  |  |  | 2519696 | Sus |  | CompanyInitiated¦Plannedmaintenance¦¦
24-0089087 | Equipment Failure/Involved | Overhead | Pole-Wood | Deteriorated | 2024 | Tier 3 | Distribution Circuit |  |  |  | 2519871 | Sus |  | EquipmentFailureInvolved¦Overhead¦PoleWood¦Deteriorated
24-0084784 | Wildfire Mitigation | Planned - WSIP/System Hardening |  |  | 2024 | Tier 2 | Distribution Circuit |  |  |  | 2519986 | Sus |  | WildfireMitigation¦PlannedWSIPSystemHardening¦¦
24-0085481 | Company Initiated | Planned- maintenance |  |  | 2024 | Tier 2 | Transformer only |  |  |  | 2520034 | Sus |  | CompanyInitiated¦Plannedmaintenance¦¦
24-0085032 | Company Initiated | Planned- maintenance |  |  | 2024 | Tier 2 | Distribution Circuit |  |  |  | 2520748 | Sus |  | CompanyInitiated¦Plannedmaintenance¦¦
24-0085033 | Wildfire Mitigation | Planned - WSIP/System Hardening |  |  | 2024 | Tier 2 | Distribution Circuit |  |  |  | 2520753 | Sus |  | WildfireMitigation¦PlannedWSIPSystemHardening¦¦
24-0082776 | Wildfire Mitigation | Planned - WSIP/System Hardening |  |  | 2024 | Tier 2 | Transformer only |  |  |  | 2520826 | Sus |  | WildfireMitigation¦PlannedWSIPSystemHardening¦¦
24-0081636 | Company Initiated | Planned- maintenance |  |  | 2024 | Tier 3 | Transformer only |  |  |  | 2520825 | Sus |  | CompanyInitiated¦Plannedmaintenance¦¦
24-0089925 | Equipment Failure/Involved | Overhead | Crossarm- Wood | Broken | 2024 | Tier 2 | Distribution Circuit |  |  |  | 2521482 | Sus |  | EquipmentFailureInvolved¦Overhead¦CrossarmWood¦Broken
24-0090010 | Animal | Squirrel | Fuse | Failed/Faulted | 2024 | Tier 2 | Transformer only |  |  |  | 2521650 | Sus |  | Animal¦Squirrel¦Fuse¦FailedFaulted
24-0086108 | Company Initiated | Planned- capital |  |  | 2024 | Tier 2 | Distribution Circuit |  |  |  | 2522261 | Sus |  | CompanyInitiated¦Plannedcapital¦¦
24-0090149 | Equipment Failure/Involved | Overhead | Crossarm- Wood | Deteriorated | 2024 | Tier 2 | Transformer only |  |  |  | 2522349 | Sus |  | EquipmentFailureInvolved¦Overhead¦CrossarmWood¦Deteriorated
24-0086415 | Company Initiated | Planned- maintenance |  |  | 2024 | Tier 2 | Distribution Circuit |  |  |  | 2522797 | Sus |  | CompanyInitiated¦Plannedmaintenance¦¦
24-0085766 | Wildfire Mitigation | Planned - WSIP/System Hardening |  |  | 2024 | Tier 2 | Distribution Circuit |  |  |  | 2522863 | Sus |  | WildfireMitigation¦PlannedWSIPSystemHardening¦¦
24-0081701 | Company Initiated | Planned- maintenance |  |  | 2024 | Tier 2 | Distribution Circuit |  |  |  | 2522994 | Sus |  | CompanyInitiated¦Plannedmaintenance¦¦
24-0090323 | Equipment Failure/Involved | Overhead | Pole-Wood | Deteriorated | 2024 | Tier 3 | Distribution Circuit |  |  |  | 2522982 | Sus |  | EquipmentFailureInvolved¦Overhead¦PoleWood¦Deteriorated
24-0081935 | Wildfire Mitigation | Planned - WSIP/System Hardening |  |  | 2024 | Tier 2 | Transformer only |  |  |  | 2523024 | Sus |  | WildfireMitigation¦PlannedWSIPSystemHardening¦¦
24-0086450 | Wildfire Mitigation | Planned - WSIP/System Hardening |  |  | 2024 | Tier 2 | Distribution Circuit |  |  |  | 2522799 | Sus |  | WildfireMitigation¦PlannedWSIPSystemHardening¦¦
24-0086965 | Wildfire Mitigation | Planned - WSIP/System Hardening |  |  | 2024 | Tier 2 | Transformer only |  |  |  | 2523280 | Sus |  | WildfireMitigation¦PlannedWSIPSystemHardening¦¦
24-0090737 | Unknown Cause | Patrol - found nothing |  |  | 2024 | Tier 2 | Distribution Circuit |  |  |  | 2523904 | Sus |  | UnknownCause¦Patrolfoundnothing¦¦
24-0085521 | Wildfire Mitigation | Planned - WSIP/System Hardening |  |  | 2024 | Tier 2 | Transformer only |  |  |  | 2523976 | Sus |  | WildfireMitigation¦PlannedWSIPSystemHardening¦¦
24-0085113 | Company Initiated | Planned- maintenance |  |  | 2024 | Tier 3 | Distribution Circuit |  |  |  | 2523974 | Sus |  | CompanyInitiated¦Plannedmaintenance¦¦
24-0085821 | Company Initiated | Planned- maintenance |  |  | 2024 | Tier 3 | Distribution Circuit |  |  |  | 2523985 | Sus |  | CompanyInitiated¦Plannedmaintenance¦¦
24-0083958 | Wildfire Mitigation | Planned - WSIP/System Hardening |  |  | 2024 | Tier 2 | Distribution Circuit |  |  |  | 2523886 | Sus |  | WildfireMitigation¦PlannedWSIPSystemHardening¦¦
24-0085957 | Company Initiated | Return Circuit Normal | Conductor- Underground | Normal | 2024 | Tier 3 | Distribution Circuit |  |  |  | 2524209 | Sus |  | CompanyInitiated¦ReturnCircuitNormal¦ConductorUnderground¦Normal
24-0084540 | Company Initiated | Planned- capital |  |  | 2024 | Tier 2 | Distribution Circuit |  |  |  | 2524227 | Sus |  | CompanyInitiated¦Plannedcapital¦¦
24-0089131 | Wildfire Mitigation | Planned - WSIP/System Hardening |  |  | 2024 | Tier 2 | Transformer only |  |  |  | 2524302 | Sus |  | WildfireMitigation¦PlannedWSIPSystemHardening¦¦
24-0089132 | Wildfire Mitigation | Planned - WSIP/System Hardening |  |  | 2024 | Tier 2 | Transformer only |  |  |  | 2524413 | Sus |  | WildfireMitigation¦PlannedWSIPSystemHardening¦¦
24-0086041 | Wildfire Mitigation | Planned - WSIP/System Hardening |  |  | 2024 | Tier 2 | Distribution Circuit |  |  |  | 2525211 | Sus |  | WildfireMitigation¦PlannedWSIPSystemHardening¦¦
24-0089127 | Company Initiated | Planned- maintenance |  |  | 2024 | Tier 2 | Distribution Circuit |  |  |  | 2525203 | Sus |  | CompanyInitiated¦Plannedmaintenance¦¦
24-0086288 | Wildfire Mitigation | Planned - WSIP/System Hardening |  |  | 2024 | Tier 2 | Distribution Circuit |  |  |  | 2525213 | Sus |  | WildfireMitigation¦PlannedWSIPSystemHardening¦¦
24-0087072 | Wildfire Mitigation | Planned - WSIP/System Hardening |  |  | 2024 | Tier 2 | Transformer only |  |  |  | 2525324 | Sus |  | WildfireMitigation¦PlannedWSIPSystemHardening¦¦
24-0082796 | Company Initiated | Planned- maintenance |  |  | 2024 | Tier 3 | Transformer only |  |  |  | 2525292 | Sus |  | CompanyInitiated¦Plannedmaintenance¦¦
24-0083319 | Company Initiated | Planned- capital |  |  | 2024 | Tier 2 | Distribution Circuit |  |  |  | 2525316 | Sus |  | CompanyInitiated¦Plannedcapital¦¦
24-0086675 | Wildfire Mitigation | Planned - WSIP/System Hardening |  |  | 2024 | Tier 2 | Transformer only |  |  |  | 2525347 | Sus |  | WildfireMitigation¦PlannedWSIPSystemHardening¦¦
24-0085132 | Wildfire Mitigation | Planned - WSIP/System Hardening |  |  | 2024 | Tier 2 | Distribution Circuit |  |  |  | 2525297 | Sus |  | WildfireMitigation¦PlannedWSIPSystemHardening¦¦
24-0080281 | Company Initiated | Planned- capital |  |  | 2024 | Tier 2 | Distribution Circuit |  |  |  | 2525445 | Sus |  | CompanyInitiated¦Plannedcapital¦¦
24-0085824 | Company Initiated | Planned- maintenance |  |  | 2024 | Tier 2 | Distribution Circuit |  |  |  | 2525414 | Sus |  | CompanyInitiated¦Plannedmaintenance¦¦
24-0086681 | Wildfire Mitigation | Planned - WSIP/System Hardening |  |  | 2024 | Tier 2 | Transformer only |  |  |  | 2525551 | Sus |  | WildfireMitigation¦PlannedWSIPSystemHardening¦¦
24-0086679 | Wildfire Mitigation | Planned - WSIP/System Hardening |  |  | 2024 | Tier 2 | Transformer only |  |  |  | 2525554 | Sus |  | WildfireMitigation¦PlannedWSIPSystemHardening¦¦
24-0086683 | Wildfire Mitigation | Planned - WSIP/System Hardening |  |  | 2024 | Tier 2 | Transformer only |  |  |  | 2525557 | Sus |  | WildfireMitigation¦PlannedWSIPSystemHardening¦¦
24-0086678 | Wildfire Mitigation | Planned - WSIP/System Hardening |  |  | 2024 | Tier 2 | Transformer only |  |  |  | 2525610 | Sus |  | WildfireMitigation¦PlannedWSIPSystemHardening¦¦
24-0085957 | Company Initiated | Planned- capital |  |  | 2024 | Tier 3 | Distribution Circuit |  |  |  | 2525945 | Sus |  | CompanyInitiated¦Plannedcapital¦¦
24-0085957 | Company Initiated | Planned- capital |  |  | 2024 | Tier 3 | Distribution Circuit |  |  |  | 2525962 | Sus |  | CompanyInitiated¦Plannedcapital¦¦
24-0087649 | Company Initiated | Planned- maintenance |  |  | 2024 | Tier 2 | Transformer only |  |  |  | 2526351 | Sus |  | CompanyInitiated¦Plannedmaintenance¦¦
24-0087653 | Company Initiated | Planned- maintenance |  |  | 2024 | Tier 2 | Transformer only |  |  |  | 2526353 | Sus |  | CompanyInitiated¦Plannedmaintenance¦¦
24-0087123 | Wildfire Mitigation | Planned - WSIP/System Hardening |  |  | 2024 | Tier 2 | Distribution Circuit |  |  |  | 2526352 | Sus |  | WildfireMitigation¦PlannedWSIPSystemHardening¦¦
24-0086985 | Company Initiated | Planned- maintenance |  |  | 2024 | Tier 3 | Transformer only |  |  |  | 2526396 | Sus |  | CompanyInitiated¦Plannedmaintenance¦¦
24-0077819 | Company Initiated | Planned- capital |  |  | 2024 | Tier 2 | Distribution Circuit |  |  |  | 2526434 | Sus |  | CompanyInitiated¦Plannedcapital¦¦
24-0086703 | Wildfire Mitigation | Planned - WSIP/System Hardening |  |  | 2024 | Tier 2 | Transformer only |  |  |  | 2526437 | Sus |  | WildfireMitigation¦PlannedWSIPSystemHardening¦¦
24-0091876 | Equipment Failure/Involved | Overhead | Pole-Wood | Deteriorated | 2024 | Tier 2 | Distribution Circuit |  |  |  | 2526595 | Sus |  | EquipmentFailureInvolved¦Overhead¦PoleWood¦Deteriorated
24-0085074 | Company Initiated | Planned- maintenance |  |  | 2024 | Tier 2 | Distribution Circuit |  |  |  | 2526568 | Sus |  | CompanyInitiated¦Plannedmaintenance¦¦
24-0087650 | Company Initiated | Planned- maintenance |  |  | 2024 | Tier 2 | Transformer only |  |  |  | 2526678 | Sus |  | CompanyInitiated¦Plannedmaintenance¦¦
24-0092869 | Environmental/External | Fire- Forest/Grass | Transformer (OH) | Burned/flashed | 2024 | Tier 3 | Transformer only |  |  |  | 2528686 | Sus |  | EnvironmentalExternal¦FireForestGrass¦Transformer(OH)¦Burnedflashed
24-0092437 | Unknown Cause | Patrol - found nothing |  |  | 2024 | Tier 2 | Distribution Circuit |  |  |  | 2527555 | Sus |  | UnknownCause¦Patrolfoundnothing¦¦
24-0092727 | Unknown Cause | Patrol - found nothing |  |  | 2024 | Tier 2 | Distribution Circuit |  |  |  | 2528168 | Sus |  | UnknownCause¦Patrolfoundnothing¦¦
24-0087950 | Company Initiated | Planned- maintenance |  |  | 2024 | Tier 2 | Distribution Circuit |  |  |  | 2528860 | Sus |  | CompanyInitiated¦Plannedmaintenance¦¦
24-0086731 | Company Initiated | Planned- capital |  |  | 2024 | Tier 2 | Distribution Circuit |  |  |  | 2529014 | Sus |  | CompanyInitiated¦Plannedcapital¦¦
24-0086731 | Company Initiated | Planned- capital |  |  | 2024 | Tier 2 | Distribution Circuit |  |  |  | 2529259 | Sus |  | CompanyInitiated¦Plannedcapital¦¦
24-0093430 | Environmental/External | Fire- Forest/Grass | Pole-Wood | Burned/flashed | 2024 | Tier 2 | Distribution Circuit |  |  |  | 2529692 | Sus |  | EnvironmentalExternal¦FireForestGrass¦PoleWood¦Burnedflashed
24-0093402 | Environmental/External | Fire- Forest/Grass | Pole-Wood | Burned/flashed | 2024 | Tier 2 | Distribution Circuit |  |  |  | 2529863 | Sus |  | EnvironmentalExternal¦FireForestGrass¦PoleWood¦Burnedflashed
24-0087963 | Company Initiated | Planned- maintenance |  |  | 2024 | Tier 2 | Distribution Circuit |  |  |  | 2529951 | Sus |  | CompanyInitiated¦Plannedmaintenance¦¦
24-0088698 | Company Initiated | Planned- maintenance |  |  | 2024 | Tier 2 | Transformer only |  |  |  | 2529996 | Sus |  | CompanyInitiated¦Plannedmaintenance¦¦
24-0086752 | Company Initiated | Planned- capital |  |  | 2024 | Tier 2 | Distribution Circuit |  |  |  | 2530018 | Sus |  | CompanyInitiated¦Plannedcapital¦¦
24-0085733 | Company Initiated | Planned- capital |  |  | 2024 | Tier 2 | Distribution Circuit |  |  |  | 2530074 | Sus |  | CompanyInitiated¦Plannedcapital¦¦
24-0093954 | Equipment Failure/Involved | Overhead | Secondary | Broken | 2024 | Tier 2 | Transformer only |  |  |  | 2530680 | Sus |  | EquipmentFailureInvolved¦Overhead¦Secondary¦Broken
24-0093976 | Equipment Failure/Involved | Overhead | Pole-Wood | Deteriorated | 2024 | Tier 2 | Transformer only |  |  |  | 2530722 | Sus |  | EquipmentFailureInvolved¦Overhead¦PoleWood¦Deteriorated
24-0086756 | Wildfire Mitigation | Planned - WSIP/System Hardening |  |  | 2024 | Tier 2 | Transformer only |  |  |  | 2530870 | Sus |  | WildfireMitigation¦PlannedWSIPSystemHardening¦¦
24-0076755 | Company Initiated | Planned- capital |  |  | 2024 | Tier 2 | Distribution Circuit |  |  |  | 2530898 | Sus |  | CompanyInitiated¦Plannedcapital¦¦
24-0088704 | Company Initiated | Planned- maintenance |  |  | 2024 | Tier 2 | Transformer only |  |  |  | 2530925 | Sus |  | CompanyInitiated¦Plannedmaintenance¦¦
24-0086763 | Wildfire Mitigation | Planned - WSIP/System Hardening |  |  | 2024 | Tier 2 | Transformer only |  |  |  | 2531044 | Sus |  | WildfireMitigation¦PlannedWSIPSystemHardening¦¦
24-0086777 | Wildfire Mitigation | Planned - WSIP/System Hardening |  |  | 2024 | Tier 2 | Transformer only |  |  |  | 2531205 | Sus |  | WildfireMitigation¦PlannedWSIPSystemHardening¦¦
24-0091680 | Unknown Cause | Patrol - found nothing |  |  | 2024 | Tier 3 | Distribution Circuit |  |  |  | 2531240 | Sus |  | UnknownCause¦Patrolfoundnothing¦¦
24-0091573 | Company Initiated | Planned- maintenance |  |  | 2024 | Tier 2 | Distribution Circuit |  |  |  | 2531640 | Sus |  | CompanyInitiated¦Plannedmaintenance¦¦
24-0094750 | Equipment Failure/Involved | Overhead | Secondary | Deteriorated | 2024 | Tier 2 | Transformer only |  |  |  | 2532066 | Sus |  | EquipmentFailureInvolved¦Overhead¦Secondary¦Deteriorated
24-0092585 | Company Initiated | Planned- maintenance |  |  | 2024 | Tier 2 | Distribution Circuit |  |  |  | 2532626 | Sus |  | CompanyInitiated¦Plannedmaintenance¦¦
24-0090240 | Company Initiated | Planned- maintenance |  |  | 2024 | Tier 2 | Distribution Circuit |  |  |  | 2532610 | Sus |  | CompanyInitiated¦Plannedmaintenance¦¦
24-0094985 | Company Initiated | Planned- capital |  |  | 2024 | Tier 2 | Distribution Circuit |  |  |  | 2532705 | Sus |  | CompanyInitiated¦Plannedcapital¦¦
24-0090238 | Company Initiated | Planned- maintenance |  |  | 2024 | Tier 2 | Distribution Circuit |  |  |  | 2533086 | Sus |  | CompanyInitiated¦Plannedmaintenance¦¦
24-0088139 | Wildfire Mitigation | Planned - WSIP/System Hardening |  |  | 2024 | Tier 3 | Transformer only |  |  |  | 2533572 | Sus |  | WildfireMitigation¦PlannedWSIPSystemHardening¦¦
24-0088134 | Wildfire Mitigation | Planned - WSIP/System Hardening |  |  | 2024 | Tier 3 | Transformer only |  |  |  | 2533601 | Sus |  | WildfireMitigation¦PlannedWSIPSystemHardening¦¦
24-0095464 | Unknown Cause | Patrol - found nothing |  |  | 2024 | Tier 3 | Distribution Circuit |  |  |  | 2533922 | Sus |  | UnknownCause¦Patrolfoundnothing¦¦
24-0095488 | Vegetation | Tree - branch fell on line | Pole-Wood | Broken | 2024 | Tier 2 | Distribution Circuit |  |  |  | 2533924 | Sus |  | Vegetation¦Treebranchfellonline¦PoleWood¦Broken
24-0095503 | Vegetation | Tree - fell into line | Conductor- Overhead | Broken- wire on ground | 2024 | Tier 2 | Distribution Circuit |  |  |  | 2534040 | Sus |  | Vegetation¦Treefellintoline¦ConductorOverhead¦Brokenwireonground
24-0092051 | Company Initiated | Planned- maintenance |  |  | 2024 | Tier 2 | Transformer only |  |  |  | 2534102 | Sus |  | CompanyInitiated¦Plannedmaintenance¦¦
24-0095583 | 3rd Party | Fire- house or bldg. | Transformer (UG) | Normal | 2024 | Tier 2 | Distribution Circuit |  |  |  | 2534334 | Sus |  | 3rdParty¦Firehouseorbldg¦Transformer(UG)¦Normal
24-0095623 | Equipment Failure/Involved | Overhead | Crossarm- Wood | Broken | 2024 | Tier 2 | Distribution Circuit |  |  |  | 2534462 | Sus |  | EquipmentFailureInvolved¦Overhead¦CrossarmWood¦Broken
24-0091444 | Company Initiated | Planned- maintenance |  |  | 2024 | Tier 2 | Distribution Circuit |  |  |  | 2534630 | Sus |  | CompanyInitiated¦Plannedmaintenance¦¦
24-0091803 | Company Initiated | Planned- maintenance |  |  | 2024 | Tier 2 | Distribution Circuit |  |  |  | 2534629 | Sus |  | CompanyInitiated¦Plannedmaintenance¦¦
24-0093748 | Company Initiated | Planned- maintenance |  |  | 2024 | Tier 2 | Transformer only |  |  |  | 2534966 | Sus |  | CompanyInitiated¦Plannedmaintenance¦¦
24-0091680 | Company Initiated | Return Circuit Normal | Conductor- Overhead | Normal | 2024 | Tier 3 | Distribution Circuit |  |  |  | 2535302 | Sus |  | CompanyInitiated¦ReturnCircuitNormal¦ConductorOverhead¦Normal
24-0091869 | Company Initiated | Planned- maintenance |  |  | 2024 | Tier 2 | Transformer only |  |  |  | 2535561 | Sus |  | CompanyInitiated¦Plannedmaintenance¦¦
24-0091644 | Company Initiated | Planned- maintenance |  |  | 2024 | Tier 2 | Transformer only |  |  |  | 2535607 | Sus |  | CompanyInitiated¦Plannedmaintenance¦¦
24-0096540 | Equipment Failure/Involved | Overhead | Fuse | Failed/Faulted | 2024 | Tier 2 | Transformer only |  |  |  | 2535862 | Sus |  | EquipmentFailureInvolved¦Overhead¦Fuse¦FailedFaulted
24-0094269 | Company Initiated | Planned- maintenance |  |  | 2024 | Tier 2 | Transformer only |  |  |  | 2536438 | Sus |  | CompanyInitiated¦Plannedmaintenance¦¦
24-0096660 | Unknown Cause | Patrol - found nothing |  |  | 2024 | Tier 2 | Distribution Circuit |  |  |  | 2536503 | Sus |  | UnknownCause¦Patrolfoundnothing¦¦
24-0091648 | Company Initiated | Planned- maintenance |  |  | 2024 | Tier 3 | Distribution Circuit |  |  |  | 2536686 | Sus |  | CompanyInitiated¦Plannedmaintenance¦¦
24-0094286 | Company Initiated | Planned- maintenance |  |  | 2024 | Tier 2 | Transformer only |  |  |  | 2536714 | Sus |  | CompanyInitiated¦Plannedmaintenance¦¦
24-0094257 | Company Initiated | Planned- maintenance |  |  | 2024 | Tier 2 | Distribution Circuit |  |  |  | 2536388 | Sus |  | CompanyInitiated¦Plannedmaintenance¦¦
24-0097069 | 3rd Party | Vehicle | Anchor or Guy | Broken | 2024 | Tier 2 | Distribution Circuit |  |  |  | 2537319 | Sus |  | 3rdParty¦Vehicle¦AnchororGuy¦Broken
24-0092850 | Company Initiated | Planned- maintenance |  |  | 2024 | Tier 2 | Distribution Circuit |  |  |  | 2537293 | Sus |  | CompanyInitiated¦Plannedmaintenance¦¦
24-0097252 | Company Initiated | Construction Activity/equip- company | Transformer (OH) | Leaking | 2024 | Zone 1 | Transformer only |  |  |  | 2537802 | Sus |  | CompanyInitiated¦ConstructionActivityequipcompany¦Transformer(OH)¦Leaking
24-0092954 | Company Initiated | Planned- maintenance |  |  | 2024 | Tier 2 | Distribution Circuit |  |  |  | 2538445 | Sus |  | CompanyInitiated¦Plannedmaintenance¦¦
24-0094830 | Company Initiated | Planned- maintenance |  |  | 2024 | Tier 2 | Distribution Circuit |  |  |  | 2538451 | Sus |  | CompanyInitiated¦Plannedmaintenance¦¦
24-0091337 | Company Initiated | Planned- capital |  |  | 2024 | Tier 3 | Distribution Circuit |  |  |  | 2538496 | Sus |  | CompanyInitiated¦Plannedcapital¦¦
24-0097550 | Unknown Cause | Patrol - found nothing |  |  | 2024 | Tier 2 | Distribution Circuit |  |  |  | 2538495 | Sus |  | UnknownCause¦Patrolfoundnothing¦¦
24-0091908 | Wildfire Mitigation | Planned - WSIP/System Hardening |  |  | 2024 | Tier 2 | Transformer only |  |  |  | 2538542 | Sus |  | WildfireMitigation¦PlannedWSIPSystemHardening¦¦
24-0097759 | Environmental/External | Fire- Forest/Grass | Pole-Wood | Burned/flashed | 2024 | Tier 2 | Distribution Circuit |  |  |  | 2538794 | Sus |  | EnvironmentalExternal¦FireForestGrass¦PoleWood¦Burnedflashed
24-0097894 | Equipment Failure/Involved | Overhead | Pole-Wood | Broken | 2024 | Tier 3 | Distribution Circuit |  |  |  | 2538996 | Sus |  | EquipmentFailureInvolved¦Overhead¦PoleWood¦Broken
24-0093462 | Company Initiated | Planned- maintenance |  |  | 2024 | Tier 2 | Distribution Circuit |  |  |  | 2539165 | Sus |  | CompanyInitiated¦Plannedmaintenance¦¦
24-0097971 | Equipment Failure/Involved | Overhead | Pole-Wood | Broken | 2024 | Tier 3 | Distribution Circuit |  |  |  | 2539266 | Sus |  | EquipmentFailureInvolved¦Overhead¦PoleWood¦Broken
24-0097997 | Company Initiated | Planned- capital |  |  | 2024 | Tier 2 | Distribution Circuit |  |  |  | 2539393 | Sus |  | CompanyInitiated¦Plannedcapital¦¦
24-0098022 | Environmental/External | Fire- Forest/Grass | Conductor- Overhead | Normal | 2024 | Tier 3 | Distribution Circuit |  |  |  | 2539564 | Sus |  | EnvironmentalExternal¦FireForestGrass¦ConductorOverhead¦Normal
24-0098023 | Environmental/External | Fire- Forest/Grass | Conductor- Overhead | Normal | 2024 | Tier 3 | Distribution Circuit |  |  |  | 2539526 | Sus |  | EnvironmentalExternal¦FireForestGrass¦ConductorOverhead¦Normal
24-0094820 | Company Initiated | Planned- maintenance |  |  | 2024 | Tier 2 | Distribution Circuit |  |  |  | 2539692 | Sus |  | CompanyInitiated¦Plannedmaintenance¦¦
24-0098095 | Unknown Cause | Patrol - found nothing |  |  | 2024 | Tier 2 | Transformer only |  |  |  | 2539815 | Sus |  | UnknownCause¦Patrolfoundnothing¦¦
24-0098156 | Equipment Failure/Involved | Overhead | Pole-Wood | Broken | 2024 | Tier 2 | Distribution Circuit |  |  |  | 2540031 | Sus |  | EquipmentFailureInvolved¦Overhead¦PoleWood¦Broken
24-0091576 | Wildfire Mitigation | Planned - WSIP/System Hardening |  |  | 2024 | Tier 3 | Transformer only |  |  |  | 2540118 | Sus |  | WildfireMitigation¦PlannedWSIPSystemHardening¦¦
24-0091544 | Wildfire Mitigation | Planned - WSIP/System Hardening |  |  | 2024 | Tier 3 | Transformer only |  |  |  | 2540123 | Sus |  | WildfireMitigation¦PlannedWSIPSystemHardening¦¦
24-0094306 | Company Initiated | Planned- maintenance |  |  | 2024 | Tier 2 | Distribution Circuit |  |  |  | 2540001 | Sus |  | CompanyInitiated¦Plannedmaintenance¦¦
24-0091522 | Company Initiated | Planned- capital |  |  | 2024 | Tier 3 | Distribution Circuit |  |  |  | 2540306 | Sus |  | CompanyInitiated¦Plannedcapital¦¦
24-0098279 | 3rd Party | Fire- house or bldg. | Secondary | Burned/flashed | 2024 | Tier 2 | Distribution Circuit |  |  |  | 2540363 | Sus |  | 3rdParty¦Firehouseorbldg¦Secondary¦Burnedflashed
24-0094860 | Company Initiated | Planned- maintenance |  |  | 2024 | Tier 2 | Distribution Circuit |  |  |  | 2540877 | Sus |  | CompanyInitiated¦Plannedmaintenance¦¦
24-0009155 | Company Initiated | Planned- maintenance |  |  | 2024 | Tier 2 | Distribution Circuit |  |  |  | 2540887 | Sus |  | CompanyInitiated¦Plannedmaintenance¦¦
24-0091897 | Company Initiated | Planned- capital |  |  | 2024 | Tier 3 | Distribution Circuit |  |  |  | 2540957 | Sus |  | CompanyInitiated¦Plannedcapital¦¦
24-0091904 | Company Initiated | Planned- capital |  |  | 2024 | Tier 2 | Distribution Circuit |  |  |  | 2541075 | Sus |  | CompanyInitiated¦Plannedcapital¦¦
24-0094867 | Company Initiated | Planned- maintenance |  |  | 2024 | Tier 2 | Transformer only |  |  |  | 2541281 | Sus |  | CompanyInitiated¦Plannedmaintenance¦¦
24-0098808 | Equipment Failure/Involved | Overhead | Pole-Wood | Broken | 2024 | Tier 3 | Distribution Circuit |  |  |  | 2541222 | Sus |  | EquipmentFailureInvolved¦Overhead¦PoleWood¦Broken
24-0098966 | Vegetation | Tree - fell into line | Connector or Splice (OH) | Normal | 2024 | Tier 2 | Distribution Circuit |  |  |  | 2541404 | Sus |  | Vegetation¦Treefellintoline¦ConnectororSplice(OH)¦Normal
24-0099092 | Equipment Failure/Involved | Overhead | Fuse | Broken | 2024 | Tier 2 | Transformer only |  |  |  | 2541592 | Sus |  | EquipmentFailureInvolved¦Overhead¦Fuse¦Broken
24-0094868 | Company Initiated | Planned- maintenance |  |  | 2024 | Tier 2 | Distribution Circuit |  |  |  | 2541713 | Sus |  | CompanyInitiated¦Plannedmaintenance¦¦
24-0094861 | Company Initiated | Planned- maintenance |  |  | 2024 | Tier 2 | Distribution Circuit |  |  |  | 2541708 | Sus |  | CompanyInitiated¦Plannedmaintenance¦¦
24-0009174 | Company Initiated | Planned- maintenance |  |  | 2024 | Tier 2 | Transformer only |  |  |  | 2541882 | Sus |  | CompanyInitiated¦Plannedmaintenance¦¦
24-0094871 | Company Initiated | Planned- maintenance |  |  | 2024 | Tier 2 | Transformer only |  |  |  | 2542119 | Sus |  | CompanyInitiated¦Plannedmaintenance¦¦
24-0099472 | Equipment Failure/Involved | Overhead | Pole-Wood | Deteriorated | 2024 | Tier 2 | Distribution Circuit |  |  |  | 2542333 | Sus |  | EquipmentFailureInvolved¦Overhead¦PoleWood¦Deteriorated
24-0096941 | Company Initiated | Planned- maintenance |  |  | 2024 | Tier 2 | Distribution Circuit |  |  |  | 2542703 | Sus |  | CompanyInitiated¦Plannedmaintenance¦¦
24-0096886 | Company Initiated | Planned- maintenance |  |  | 2024 | Tier 2 | Distribution Circuit |  |  |  | 2542705 | Sus |  | CompanyInitiated¦Plannedmaintenance¦¦
24-0094525 | Wildfire Mitigation | Planned - WSIP/System Hardening |  |  | 2024 | Tier 3 | Distribution Circuit |  |  |  | 2542730 | Sus |  | WildfireMitigation¦PlannedWSIPSystemHardening¦¦
24-0094535 | Wildfire Mitigation | Planned - WSIP/System Hardening |  |  | 2024 | Tier 3 | Transformer only |  |  |  | 2542769 | Sus |  | WildfireMitigation¦PlannedWSIPSystemHardening¦¦
24-0094761 | Wildfire Mitigation | Planned - WSIP/System Hardening |  |  | 2024 | Tier 3 | Transformer only |  |  |  | 2542807 | Sus |  | WildfireMitigation¦PlannedWSIPSystemHardening¦¦
24-0094872 | Company Initiated | Planned- maintenance |  |  | 2024 | Tier 2 | Transformer only |  |  |  | 2543432 | Sus |  | CompanyInitiated¦Plannedmaintenance¦¦
24-0094873 | Company Initiated | Planned- maintenance |  |  | 2024 | Tier 2 | Transformer only |  |  |  | 2543478 | Sus |  | CompanyInitiated¦Plannedmaintenance¦¦
24-0091371 | Company Initiated | Planned- capital |  |  | 2024 | Tier 2 | Distribution Circuit |  |  |  | 2543648 | Sus |  | CompanyInitiated¦Plannedcapital¦¦
24-0094875 | Company Initiated | Planned- maintenance |  |  | 2024 | Tier 2 | Transformer only |  |  |  | 2543704 | Sus |  | CompanyInitiated¦Plannedmaintenance¦¦
24-0100059 | Equipment Failure/Involved | Underground | Transformer (UG) | Leaking | 2024 | Tier 3 | Distribution Circuit |  |  |  | 2543715 | Sus |  | EquipmentFailureInvolved¦Underground¦Transformer(UG)¦Leaking
24-0100223 | Unknown Cause | Patrol - found nothing |  |  | 2024 | Tier 2 | Distribution Circuit |  |  |  | 2544167 | Sus |  | UnknownCause¦Patrolfoundnothing¦¦
24-0094895 | Company Initiated | Planned- maintenance |  |  | 2024 | Tier 2 | Distribution Circuit |  |  |  | 2544130 | Sus |  | CompanyInitiated¦Plannedmaintenance¦¦
24-0096482 | Company Initiated | Planned- maintenance |  |  | 2024 | Tier 2 | Distribution Circuit |  |  |  | 2544182 | Sus |  | CompanyInitiated¦Plannedmaintenance¦¦
24-0100251 | Unknown Cause | Patrol - found nothing |  |  | 2024 | Tier 2 | Distribution Circuit |  |  |  | 2544287 | Sus |  | UnknownCause¦Patrolfoundnothing¦¦
24-0100314 | Unknown Cause | Patrol - found nothing |  |  | 2024 | Tier 2 | Transmission line |  |  |  | 2544510 | Sus |  | UnknownCause¦Patrolfoundnothing¦¦
24-0094901 | Company Initiated | Planned- maintenance |  |  | 2024 | Tier 2 | Distribution Circuit |  |  |  | 2545011 | Sus |  | CompanyInitiated¦Plannedmaintenance¦¦
24-0094960 | Wildfire Mitigation | Planned - WSIP/System Hardening |  |  | 2024 | Tier 2 | Transformer only |  |  |  | 2545699 | Sus |  | WildfireMitigation¦PlannedWSIPSystemHardening¦¦
24-0094976 | Company Initiated | Planned- maintenance |  |  | 2024 | Tier 2 | Distribution Circuit |  |  |  | 2546057 | Sus |  | CompanyInitiated¦Plannedmaintenance¦¦
24-0095721 | Company Initiated | Planned- maintenance |  |  | 2024 | Tier 2 | Distribution Circuit |  |  |  | 2546257 | Sus |  | CompanyInitiated¦Plannedmaintenance¦¦
24-0095150 | Company Initiated | Planned- maintenance |  |  | 2024 | Tier 2 | Distribution Circuit |  |  |  | 2546913 | Sus |  | CompanyInitiated¦Plannedmaintenance¦¦
24-0101314 | Company Initiated | Planned- maintenance |  |  | 2024 | Tier 2 | Transformer only |  |  |  | 2547021 | Sus |  | CompanyInitiated¦Plannedmaintenance¦¦
24-0096183 | Wildfire Mitigation | Planned - WSIP/System Hardening |  |  | 2024 | Tier 2 | Distribution Circuit |  |  |  | 2547121 | Sus |  | WildfireMitigation¦PlannedWSIPSystemHardening¦¦
24-0095738 | Company Initiated | Planned- maintenance |  |  | 2024 | Tier 2 | Transformer only |  |  |  | 2547129 | Sus |  | CompanyInitiated¦Plannedmaintenance¦¦
24-0101516 | Animal | Squirrel | Transformer (OH) | Normal | 2024 | Tier 3 | Distribution Circuit |  |  |  | 2547253 | Sus |  | Animal¦Squirrel¦Transformer(OH)¦Normal
24-0092625 | Company Initiated | Return Circuit Normal | Conductor- Overhead | Normal | 2024 | Tier 2 | Distribution Circuit |  |  |  | 2547620 | Sus |  | CompanyInitiated¦ReturnCircuitNormal¦ConductorOverhead¦Normal
24-0092625 | Company Initiated | Return Circuit Normal | Conductor- Overhead | Normal | 2024 | Tier 2 | Distribution Circuit |  |  |  | 2547662 | Sus |  | CompanyInitiated¦ReturnCircuitNormal¦ConductorOverhead¦Normal
24-0095156 | Company Initiated | Planned- maintenance |  |  | 2024 | Tier 2 | Distribution Circuit |  |  |  | 2547777 | Sus |  | CompanyInitiated¦Plannedmaintenance¦¦
24-0095176 | Company Initiated | Planned- maintenance |  |  | 2024 | Tier 2 | Transformer only |  |  |  | 2549304 | Sus |  | CompanyInitiated¦Plannedmaintenance¦¦
24-0098154 | Wildfire Mitigation | Planned - WSIP/System Hardening |  |  | 2024 | Tier 2 | Distribution Circuit |  |  |  | 2547778 | Sus |  | WildfireMitigation¦PlannedWSIPSystemHardening¦¦
24-0102165 | Equipment Failure/Involved | Overhead | Pole-Wood | Broken | 2024 | Tier 2 | Transformer only |  |  |  | 2548599 | Sus |  | EquipmentFailureInvolved¦Overhead¦PoleWood¦Broken
24-0102161 | Equipment Failure/Involved | Overhead | Cutout- fuse holder | Arcing | 2024 | Tier 3 | Transformer only |  |  |  | 2548596 | Sus |  | EquipmentFailureInvolved¦Overhead¦Cutoutfuseholder¦Arcing
24-0102176 | Equipment Failure/Involved | Overhead | Pole-Wood | Broken | 2024 | Tier 2 | Distribution Circuit |  |  |  | 2548611 | Sus |  | EquipmentFailureInvolved¦Overhead¦PoleWood¦Broken
24-0102172 | Equipment Failure/Involved | Overhead | Pole-Wood | Broken | 2024 | Tier 2 | Transformer only |  |  |  | 2548607 | Sus |  | EquipmentFailureInvolved¦Overhead¦PoleWood¦Broken
24-0095726 | Equipment Failure/Involved | Overhead | Cutout- fuse holder | Broken | 2024 | Tier 2 | Distribution Circuit |  |  |  | 2548779 | Sus |  | EquipmentFailureInvolved¦Overhead¦Cutoutfuseholder¦Broken
24-0102265 | Animal | Bird found | Conductor- Overhead | Normal | 2024 | Tier 3 | Distribution Circuit |  |  |  | 2548837 | Sus |  | Animal¦Birdfound¦ConductorOverhead¦Normal
24-0095227 | Company Initiated | Planned- maintenance |  |  | 2024 | Tier 2 | Distribution Circuit |  |  |  | 2548832 | Sus |  | CompanyInitiated¦Plannedmaintenance¦¦
24-0095233 | Company Initiated | Planned- maintenance |  |  | 2024 | Tier 2 | Transformer only |  |  |  | 2548887 | Sus |  | CompanyInitiated¦Plannedmaintenance¦¦
24-0078259 | Company Initiated | Planned- capital |  |  | 2024 | Tier 2 | Distribution Circuit |  |  |  | 2548996 | Sus |  | CompanyInitiated¦Plannedcapital¦¦
24-0095229 | Wildfire Mitigation | Planned - WSIP/System Hardening |  |  | 2024 | Tier 2 | Transformer only |  |  |  | 2549294 | Sus |  | WildfireMitigation¦PlannedWSIPSystemHardening¦¦
24-0096813 | Company Initiated | Planned- maintenance |  |  | 2024 | Tier 2 | Distribution Circuit |  |  |  | 2549846 | Sus |  | CompanyInitiated¦Plannedmaintenance¦¦
24-0096297 | Wildfire Mitigation | Planned - WSIP/System Hardening |  |  | 2024 | Tier 3 | Transformer only |  |  |  | 2550018 | Sus |  | WildfireMitigation¦PlannedWSIPSystemHardening¦¦
24-0099379 | Company Initiated | Planned- capital |  |  | 2024 | Tier 3 | Distribution Circuit |  |  |  | 2550027 | Sus |  | CompanyInitiated¦Plannedcapital¦¦
24-0102746 | Company Initiated | Personnel- company | Recloser | Normal | 2024 | Tier 2 | Distribution Circuit |  |  |  | 2550073 | Sus |  | CompanyInitiated¦Personnelcompany¦Recloser¦Normal
24-0102756 | Environmental/External | Lightning | Conductor- Overhead | Normal | 2024 | Tier 2 | Distribution Circuit |  |  |  | 2550101 | Sus |  | EnvironmentalExternal¦Lightning¦ConductorOverhead¦Normal
24-0102766 | Unknown Cause | Patrol - not conducted |  |  | 2024 | Tier 3 | Transmission line |  |  |  | 2550127 | Sus |  | UnknownCause¦Patrolnotconducted¦¦
24-0102810 | Equipment Failure/Involved | Overhead | Transformer (OH) | Failed/Faulted | 2024 | Tier 2 | Distribution Circuit |  |  |  | 2550319 | Sus |  | EquipmentFailureInvolved¦Overhead¦Transformer(OH)¦FailedFaulted
24-0102813 | Environmental/External | Lightning | Lightning Arrestor | Burned/flashed | 2024 | Tier 2 | Distribution Circuit |  |  |  | 2550328 | Sus |  | EnvironmentalExternal¦Lightning¦LightningArrestor¦Burnedflashed
24-0071708 | Company Initiated | Planned- capital |  |  | 2024 | Tier 3 | Distribution Circuit |  |  |  | 2550617 | Sus |  | CompanyInitiated¦Plannedcapital¦¦
24-0102868 | Company Initiated | Personnel- company | Recloser | Normal | 2024 | Tier 2 | Distribution Circuit |  |  |  | 2550676 | Sus |  | CompanyInitiated¦Personnelcompany¦Recloser¦Normal
24-0102885 | Unknown Cause | Patrol - found nothing |  |  | 2024 | Tier 2 | Distribution Circuit |  |  |  | 2550756 | Sus |  | UnknownCause¦Patrolfoundnothing¦¦
24-0097504 | Company Initiated | Planned- maintenance |  |  | 2024 | Tier 2 | Distribution Circuit |  |  |  | 2550694 | Sus |  | CompanyInitiated¦Plannedmaintenance¦¦
24-0102948 | Equipment Failure/Involved | Underground | Fuse | Failed/Faulted | 2024 | Tier 2 | Transformer only |  |  |  | 2550961 | Sus |  | EquipmentFailureInvolved¦Underground¦Fuse¦FailedFaulted
24-0102950 | Unknown Cause | Patrol - found nothing |  |  | 2024 | Tier 3 | Distribution Circuit |  |  |  | 2550971 | Sus |  | UnknownCause¦Patrolfoundnothing¦¦
24-0102960 | Unknown Cause | Patrol - found nothing |  |  | 2024 | Tier 2 | Distribution Circuit |  |  |  | 2551025 | Sus |  | UnknownCause¦Patrolfoundnothing¦¦
24-0096346 | Company Initiated | Planned- maintenance |  |  | 2024 | Tier 2 | Distribution Circuit |  |  |  | 2551095 | Sus |  | CompanyInitiated¦Plannedmaintenance¦¦
24-0080741 | Company Initiated | Planned- capital |  |  | 2024 | Tier 3 | Distribution Circuit |  |  |  | 2551178 | Sus |  | CompanyInitiated¦Plannedcapital¦¦
24-0093368 | Company Initiated | Planned- maintenance |  |  | 2024 | Tier 2 | Transformer only |  |  |  | 2551200 | Sus |  | CompanyInitiated¦Plannedmaintenance¦¦
24-0098667 | Wildfire Mitigation | Planned - WSIP/System Hardening |  |  | 2024 | Tier 3 | Transformer only |  |  |  | 2551228 | Sus |  | WildfireMitigation¦PlannedWSIPSystemHardening¦¦
24-0098748 | Company Initiated | Planned- capital |  |  | 2024 | Tier 3 | Distribution Circuit |  |  |  | 2551268 | Sus |  | CompanyInitiated¦Plannedcapital¦¦
24-0098142 | Company Initiated | Planned- maintenance |  |  | 2024 | Tier 2 | Transformer only |  |  |  | 2551411 | Sus |  | CompanyInitiated¦Plannedmaintenance¦¦
24-0103298 | Equipment Failure/Involved | Overhead | Booster | Malfunctioning | 2024 | Tier 2 | Distribution Circuit |  |  |  | 2552108 | Sus |  | EquipmentFailureInvolved¦Overhead¦Booster¦Malfunctioning
24-0080895 | Company Initiated | Planned- capital |  |  | 2024 | Tier 3 | Distribution Circuit |  |  |  | 2552501 | Sus |  | CompanyInitiated¦Plannedcapital¦¦
24-0096170 | Company Initiated | Planned- maintenance |  |  | 2024 | Tier 3 | Distribution Circuit |  |  |  | 2552414 | Sus |  | CompanyInitiated¦Plannedmaintenance¦¦
24-0096383 | Wildfire Mitigation | Planned - WSIP/System Hardening |  |  | 2024 | Tier 3 | Transformer only |  |  |  | 2552426 | Sus |  | WildfireMitigation¦PlannedWSIPSystemHardening¦¦
24-0093523 | Company Initiated | Planned- maintenance |  |  | 2024 | Tier 2 | Transformer only |  |  |  | 2552480 | Sus |  | CompanyInitiated¦Plannedmaintenance¦¦
24-0099374 | Wildfire Mitigation | Planned - WSIP/System Hardening |  |  | 2024 | Tier 2 | Transformer only |  |  |  | 2552493 | Sus |  | WildfireMitigation¦PlannedWSIPSystemHardening¦¦
24-0091478 | Company Initiated | Planned- capital |  |  | 2024 | Tier 2 | Distribution Circuit |  |  |  | 2553464 | Sus |  | CompanyInitiated¦Plannedcapital¦¦
24-0099220 | Company Initiated | Planned- capital |  |  | 2024 | Tier 2 | Distribution Circuit |  |  |  | 2553723 | Sus |  | CompanyInitiated¦Plannedcapital¦¦
24-0081005 | Company Initiated | Planned- capital |  |  | 2024 | Tier 3 | Distribution Circuit |  |  |  | 2553499 | Sus |  | CompanyInitiated¦Plannedcapital¦¦
24-0098711 | Company Initiated | Planned- maintenance |  |  | 2024 | Tier 3 | Transformer only |  |  |  | 2553455 | Sus |  | CompanyInitiated¦Plannedmaintenance¦¦
24-0098593 | Wildfire Mitigation | Planned - WSIP/System Hardening |  |  | 2024 | Tier 3 | Distribution Circuit |  |  |  | 2553498 | Sus |  | WildfireMitigation¦PlannedWSIPSystemHardening¦¦
24-0099406 | Wildfire Mitigation | Planned - WSIP/System Hardening |  |  | 2024 | Tier 2 | Transformer only |  |  |  | 2553587 | Sus |  | WildfireMitigation¦PlannedWSIPSystemHardening¦¦
24-0096656 | Wildfire Mitigation | Planned - WSIP/System Hardening |  |  | 2024 | Tier 3 | Transformer only |  |  |  | 2553601 | Sus |  | WildfireMitigation¦PlannedWSIPSystemHardening¦¦
24-0096658 | Wildfire Mitigation | Planned - WSIP/System Hardening |  |  | 2024 | Tier 3 | Transformer only |  |  |  | 2553609 | Sus |  | WildfireMitigation¦PlannedWSIPSystemHardening¦¦
24-0099310 | Wildfire Mitigation | Planned - WSIP/System Hardening |  |  | 2024 | Tier 2 | Transformer only |  |  |  | 2553674 | Sus |  | WildfireMitigation¦PlannedWSIPSystemHardening¦¦
24-0098237 | Company Initiated | Planned- maintenance |  |  | 2024 | Tier 2 | Distribution Circuit |  |  |  | 2554534 | Sus |  | CompanyInitiated¦Plannedmaintenance¦¦
24-0098701 | Company Initiated | Planned- maintenance |  |  | 2024 | Tier 3 | Distribution Circuit |  |  |  | 2554502 | Sus |  | CompanyInitiated¦Plannedmaintenance¦¦
24-0081421 | Company Initiated | Planned- capital |  |  | 2024 | Tier 3 | Distribution Circuit |  |  |  | 2554544 | Sus |  | CompanyInitiated¦Plannedcapital¦¦
24-0085937 | Company Initiated | Planned- capital |  |  | 2024 | Tier 3 | Distribution Circuit |  |  |  | 2554518 | Sus |  | CompanyInitiated¦Plannedcapital¦¦
24-0099973 | Company Initiated | Planned- capital |  |  | 2024 | Tier 2 | Distribution Circuit |  |  |  | 2554670 | Sus |  | CompanyInitiated¦Plannedcapital¦¦
24-0098766 | Wildfire Mitigation | Planned - WSIP/System Hardening |  |  | 2024 | Tier 3 | Distribution Circuit |  |  |  | 2554550 | Sus |  | WildfireMitigation¦PlannedWSIPSystemHardening¦¦
24-0077625 | Company Initiated | Planned- capital |  |  | 2024 | Tier 3 | Distribution Circuit |  |  |  | 2554592 | Sus |  | CompanyInitiated¦Plannedcapital¦¦
24-0096254 | Company Initiated | Planned- maintenance |  |  | 2024 | Tier 2 | Distribution Circuit |  |  |  | 2554474 | Sus |  | CompanyInitiated¦Plannedmaintenance¦¦
24-0089600 | Wildfire Mitigation | Planned - WSIP/System Hardening |  |  | 2024 | Tier 2 | Distribution Circuit |  |  |  | 2554481 | Sus |  | WildfireMitigation¦PlannedWSIPSystemHardening¦¦
24-0097503 | Wildfire Mitigation | Planned - WSIP/System Hardening |  |  | 2024 | Tier 2 | Transformer only |  |  |  | 2554671 | Sus |  | WildfireMitigation¦PlannedWSIPSystemHardening¦¦
24-0099511 | Company Initiated | Planned- maintenance |  |  | 2024 | Tier 2 | Transformer only |  |  |  | 2554713 | Sus |  | CompanyInitiated¦Plannedmaintenance¦¦
24-0104672 | Equipment Failure/Involved | Overhead | Transformer (OH) | Failed/Faulted | 2024 | Tier 2 | Transformer only |  |  |  | 2554715 | Sus |  | EquipmentFailureInvolved¦Overhead¦Transformer(OH)¦FailedFaulted
24-0099557 | Company Initiated | Planned- maintenance |  |  | 2024 | Tier 2 | Transformer only |  |  |  | 2554732 | Sus |  | CompanyInitiated¦Plannedmaintenance¦¦
24-0094784 | Company Initiated | Planned- capital |  |  | 2024 | Tier 3 | Distribution Circuit |  |  |  | 2555660 | Sus |  | CompanyInitiated¦Plannedcapital¦¦
24-0098760 | Wildfire Mitigation | Planned - WSIP/System Hardening |  |  | 2024 | Tier 3 | Distribution Circuit |  |  |  | 2555670 | Sus |  | WildfireMitigation¦PlannedWSIPSystemHardening¦¦
24-0099143 | Wildfire Mitigation | Planned - WSIP/System Hardening |  |  | 2024 | Tier 3 | Distribution Circuit |  |  |  | 2555804 | Sus |  | WildfireMitigation¦PlannedWSIPSystemHardening¦¦
24-0100690 | Company Initiated | Planned- capital |  |  | 2024 | Tier 2 | Distribution Circuit |  |  |  | 2555856 | Sus |  | CompanyInitiated¦Plannedcapital¦¦
24-0097552 | Company Initiated | Planned- maintenance |  |  | 2024 | Tier 2 | Transformer only |  |  |  | 2555757 | Sus |  | CompanyInitiated¦Plannedmaintenance¦¦
24-0100038 | Wildfire Mitigation | Planned - WSIP/System Hardening |  |  | 2024 | Tier 2 | Transformer only |  |  |  | 2555937 | Sus |  | WildfireMitigation¦PlannedWSIPSystemHardening¦¦
24-0099993 | Wildfire Mitigation | Planned - WSIP/System Hardening |  |  | 2024 | Tier 2 | Transformer only |  |  |  | 2556043 | Sus |  | WildfireMitigation¦PlannedWSIPSystemHardening¦¦
24-0105492 | Unknown Cause | Patrol - found nothing |  |  | 2024 | Tier 3 | Transformer only |  |  |  | 2556113 | Sus |  | UnknownCause¦Patrolfoundnothing¦¦
24-0105669 | Unknown Cause | Patrol - found nothing |  |  | 2024 | Tier 2 | Distribution Circuit |  |  |  | 2557009 | Sus |  | UnknownCause¦Patrolfoundnothing¦¦
24-0105715 | Unknown Cause | Patrol - found nothing |  |  | 2024 | Tier 3 | Distribution Circuit |  |  |  | 2557183 | Sus |  | UnknownCause¦Patrolfoundnothing¦¦
24-0105835 | Equipment Failure/Involved | Electrical Overload | Transformer (OH) | Failed/Faulted | 2024 | Tier 2 | Transformer only |  |  |  | 2557536 | Sus |  | EquipmentFailureInvolved¦ElectricalOverload¦Transformer(OH)¦FailedFaulted
24-0105851 | Environmental/External | Fire- Forest/Grass | Conductor- Overhead | Normal | 2024 | Tier 2 | Distribution Circuit |  |  |  | 2557700 | Sus |  | EnvironmentalExternal¦FireForestGrass¦ConductorOverhead¦Normal
24-0105906 | Unknown Cause | Patrol - found nothing |  |  | 2024 | Tier 3 | Distribution Circuit |  |  |  | 2557877 | Sus |  | UnknownCause¦Patrolfoundnothing¦¦
24-0097096 | Company Initiated | Planned- maintenance |  |  | 2024 | Tier 2 | Transformer only |  |  |  | 2557904 | Sus |  | CompanyInitiated¦Plannedmaintenance¦¦
24-0100958 | Wildfire Mitigation | Planned - WSIP/System Hardening |  |  | 2024 | Tier 2 | Distribution Circuit |  |  |  | 2557888 | Sus |  | WildfireMitigation¦PlannedWSIPSystemHardening¦¦
24-0101687 | Wildfire Mitigation | Planned - WSIP/System Hardening |  |  | 2024 | Tier 2 | Transformer only |  |  |  | 2557915 | Sus |  | WildfireMitigation¦PlannedWSIPSystemHardening¦¦
24-0101473 | Wildfire Mitigation | Planned - WSIP/System Hardening |  |  | 2024 | Tier 2 | Distribution Circuit |  |  |  | 2557872 | Sus |  | WildfireMitigation¦PlannedWSIPSystemHardening¦¦
24-0101389 | Company Initiated | Planned- maintenance |  |  | 2024 | Tier 2 | Distribution Circuit |  |  |  | 2557924 | Sus |  | CompanyInitiated¦Plannedmaintenance¦¦
24-0099145 | Wildfire Mitigation | Planned - WSIP/System Hardening |  |  | 2024 | Tier 3 | Distribution Circuit |  |  |  | 2557912 | Sus |  | WildfireMitigation¦PlannedWSIPSystemHardening¦¦
24-0105940 | Equipment Failure/Involved | Overhead | Pole-Wood | Deteriorated | 2024 | Tier 2 | Distribution Circuit |  |  |  | 2557948 | Sus |  | EquipmentFailureInvolved¦Overhead¦PoleWood¦Deteriorated
24-0095802 | Company Initiated | Planned- maintenance |  |  | 2024 | Tier 3 | Distribution Circuit |  |  |  | 2558154 | Sus |  | CompanyInitiated¦Plannedmaintenance¦¦
24-0099146 | Wildfire Mitigation | Planned - WSIP/System Hardening |  |  | 2024 | Tier 3 | Distribution Circuit |  |  |  | 2558231 | Sus |  | WildfireMitigation¦PlannedWSIPSystemHardening¦¦
24-0093593 | Wildfire Mitigation | Planned - WSIP/System Hardening |  |  | 2024 | Tier 2 | Transformer only |  |  |  | 2558424 | Sus |  | WildfireMitigation¦PlannedWSIPSystemHardening¦¦
24-0106450 | Equipment Failure/Involved | Overhead | Pole-Wood | Burned/flashed | 2024 | Tier 2 | Distribution Circuit |  |  |  | 2558859 | Sus |  | EquipmentFailureInvolved¦Overhead¦PoleWood¦Burnedflashed
24-0097101 | Company Initiated | Planned- maintenance |  |  | 2024 | Tier 2 | Distribution Circuit |  |  |  | 2558890 | Sus |  | CompanyInitiated¦Plannedmaintenance¦¦
24-0101690 | Wildfire Mitigation | Planned - WSIP/System Hardening |  |  | 2024 | Tier 2 | Distribution Circuit |  |  |  | 2558937 | Sus |  | WildfireMitigation¦PlannedWSIPSystemHardening¦¦
24-0101580 | Wildfire Mitigation | Planned - WSIP/System Hardening |  |  | 2024 | Tier 3 | Transformer only |  |  |  | 2559001 | Sus |  | WildfireMitigation¦PlannedWSIPSystemHardening¦¦
24-0101340 | Company Initiated | Planned- capital |  |  | 2024 | Tier 2 | Distribution Circuit |  |  |  | 2559055 | Sus |  | CompanyInitiated¦Plannedcapital¦¦
24-0101472 | Wildfire Mitigation | Planned - WSIP/System Hardening |  |  | 2024 | Tier 2 | Distribution Circuit |  |  |  | 2559005 | Sus |  | WildfireMitigation¦PlannedWSIPSystemHardening¦¦
24-0100962 | Wildfire Mitigation | Planned - WSIP/System Hardening |  |  | 2024 | Tier 2 | Transformer only |  |  |  | 2559022 | Sus |  | WildfireMitigation¦PlannedWSIPSystemHardening¦¦
24-0101476 | Company Initiated | Planned- maintenance |  |  | 2024 | Tier 2 | Distribution Circuit |  |  |  | 2559025 | Sus |  | CompanyInitiated¦Plannedmaintenance¦¦
24-0101576 | Wildfire Mitigation | Planned - WSIP/System Hardening |  |  | 2024 | Tier 3 | Transformer only |  |  |  | 2559031 | Sus |  | WildfireMitigation¦PlannedWSIPSystemHardening¦¦
24-0101758 | Wildfire Mitigation | Planned - WSIP/System Hardening |  |  | 2024 | Tier 2 | Distribution Circuit |  |  |  | 2559071 | Sus |  | WildfireMitigation¦PlannedWSIPSystemHardening¦¦
24-0101610 | Company Initiated | Planned- maintenance |  |  | 2024 | Tier 2 | Distribution Circuit |  |  |  | 2559131 | Sus |  | CompanyInitiated¦Plannedmaintenance¦¦
24-0101344 | Company Initiated | Planned- capital |  |  | 2024 | Tier 2 | Distribution Circuit |  |  |  | 2559293 | Sus |  | CompanyInitiated¦Plannedcapital¦¦
24-0101345 | Company Initiated | Planned- capital |  |  | 2024 | Tier 2 | Distribution Circuit |  |  |  | 2559348 | Sus |  | CompanyInitiated¦Plannedcapital¦¦
24-0101344 | Company Initiated | Planned- capital |  |  | 2024 | Tier 2 | Distribution Circuit |  |  |  | 2559350 | Sus |  | CompanyInitiated¦Plannedcapital¦¦
24-0101347 | Company Initiated | Planned- capital |  |  | 2024 | Tier 2 | Distribution Circuit |  |  |  | 2559454 | Sus |  | CompanyInitiated¦Plannedcapital¦¦
24-0106867 | Equipment Failure/Involved | Overhead | Jumper |  | 2024 | Tier 2 | Transformer only |  |  |  | 2559534 | Sus |  | EquipmentFailureInvolved¦Overhead¦Jumper¦
24-0101350 | Company Initiated | Planned- capital |  |  | 2024 | Tier 2 | Distribution Circuit |  |  |  | 2559511 | Sus |  | CompanyInitiated¦Plannedcapital¦¦
24-0101350 | Company Initiated | Planned- capital |  |  | 2024 | Tier 2 | Distribution Circuit |  |  |  | 2559614 | Sus |  | CompanyInitiated¦Plannedcapital¦¦
24-0097117 | Company Initiated | Planned- maintenance |  |  | 2024 | Tier 2 | Transformer only |  |  |  | 2559886 | Sus |  | CompanyInitiated¦Plannedmaintenance¦¦
24-0101631 | Wildfire Mitigation | Planned - WSIP/System Hardening |  |  | 2024 | Tier 2 | Distribution Circuit |  |  |  | 2559877 | Sus |  | WildfireMitigation¦PlannedWSIPSystemHardening¦¦
24-0101942 | Wildfire Mitigation | Planned - WSIP/System Hardening |  |  | 2024 | Tier 3 | Transformer only |  |  |  | 2559900 | Sus |  | WildfireMitigation¦PlannedWSIPSystemHardening¦¦
24-0102093 | Wildfire Mitigation | Planned - WSIP/System Hardening |  |  | 2024 | Tier 3 | Transformer only |  |  |  | 2559909 | Sus |  | WildfireMitigation¦PlannedWSIPSystemHardening¦¦
24-0101953 | Wildfire Mitigation | Planned - WSIP/System Hardening |  |  | 2024 | Tier 3 | Transformer only |  |  |  | 2559920 | Sus |  | WildfireMitigation¦PlannedWSIPSystemHardening¦¦
24-0101948 | Wildfire Mitigation | Planned - WSIP/System Hardening |  |  | 2024 | Tier 3 | Transformer only |  |  |  | 2559922 | Sus |  | WildfireMitigation¦PlannedWSIPSystemHardening¦¦
24-0101955 | Wildfire Mitigation | Planned - WSIP/System Hardening |  |  | 2024 | Tier 3 | Transformer only |  |  |  | 2559927 | Sus |  | WildfireMitigation¦PlannedWSIPSystemHardening¦¦
24-0101495 | Company Initiated | Planned- maintenance |  |  | 2024 | Tier 3 | Distribution Circuit |  |  |  | 2559934 | Sus |  | CompanyInitiated¦Plannedmaintenance¦¦
24-0101105 | Company Initiated | Planned- capital |  |  | 2024 | Tier 2 | Distribution Circuit |  |  |  | 2560055 | Sus |  | CompanyInitiated¦Plannedcapital¦¦
24-0089840 | Company Initiated | Planned- capital |  |  | 2024 | Tier 2 | Distribution Circuit |  |  |  | 2560021 | Sus |  | CompanyInitiated¦Plannedcapital¦¦
24-0100782 | Company Initiated | Planned- maintenance |  |  | 2024 | Tier 2 | Transformer only |  |  |  | 2560025 | Sus |  | CompanyInitiated¦Plannedmaintenance¦¦
24-0103080 | Company Initiated | Planned- maintenance |  |  | 2024 | Tier 2 | Distribution Circuit |  |  |  | 2560028 | Sus |  | CompanyInitiated¦Plannedmaintenance¦¦
24-0099566 | Wildfire Mitigation | Planned - WSIP/System Hardening |  |  | 2024 | Tier 3 | Distribution Circuit |  |  |  | 2560037 | Sus |  | WildfireMitigation¦PlannedWSIPSystemHardening¦¦
24-0107092 | Equipment Failure/Involved | Overhead | Crossarm- Wood | Broken | 2024 | Tier 3 | Distribution Circuit |  |  |  | 2560061 | Sus |  | EquipmentFailureInvolved¦Overhead¦CrossarmWood¦Broken
24-0107167 | Equipment Failure/Involved | Overhead | Pole-Wood | Broken | 2024 | Tier 3 | Distribution Circuit |  |  |  | 2560165 | Sus |  | EquipmentFailureInvolved¦Overhead¦PoleWood¦Broken
24-0100787 | Company Initiated | Planned- maintenance |  |  | 2024 | Tier 2 | Distribution Circuit |  |  |  | 2560292 | Sus |  | CompanyInitiated¦Plannedmaintenance¦¦
24-0107405 | Unknown Cause | Patrol - found nothing |  |  | 2024 | Tier 3 | Distribution Circuit |  |  |  | 2560355 | Sus |  | UnknownCause¦Patrolfoundnothing¦¦
24-0097116 | Wildfire Mitigation | Planned - WSIP/System Hardening |  |  | 2024 | Tier 2 | Transformer only |  |  |  | 2560363 | Sus |  | WildfireMitigation¦PlannedWSIPSystemHardening¦¦
24-0107603 | Equipment Failure/Involved | Overhead | Pole-Wood | Broken | 2024 | Tier 2 | Distribution Circuit |  |  |  | 2560717 | Sus |  | EquipmentFailureInvolved¦Overhead¦PoleWood¦Broken
24-0097434 | Company Initiated | Planned- maintenance |  |  | 2024 | Tier 2 | Distribution Circuit |  |  |  | 2560744 | Sus |  | CompanyInitiated¦Plannedmaintenance¦¦
24-0097435 | Company Initiated | Planned- maintenance |  |  | 2024 | Tier 2 | Transformer only |  |  |  | 2560806 | Sus |  | CompanyInitiated¦Plannedmaintenance¦¦
24-0097538 | Company Initiated | Planned- maintenance |  |  | 2024 | Tier 2 | Transformer only |  |  |  | 2560810 | Sus |  | CompanyInitiated¦Plannedmaintenance¦¦
24-0101641 | Wildfire Mitigation | Planned - WSIP/System Hardening |  |  | 2024 | Tier 2 | Transformer only |  |  |  | 2560832 | Sus |  | WildfireMitigation¦PlannedWSIPSystemHardening¦¦
24-0102101 | Wildfire Mitigation | Planned - WSIP/System Hardening |  |  | 2024 | Tier 3 | Transformer only |  |  |  | 2560833 | Sus |  | WildfireMitigation¦PlannedWSIPSystemHardening¦¦
24-0102345 | Wildfire Mitigation | Planned - WSIP/System Hardening |  |  | 2024 | Tier 3 | Transformer only |  |  |  | 2560834 | Sus |  | WildfireMitigation¦PlannedWSIPSystemHardening¦¦
24-0102356 | Wildfire Mitigation | Planned - WSIP/System Hardening |  |  | 2024 | Tier 3 | Transformer only |  |  |  | 2560859 | Sus |  | WildfireMitigation¦PlannedWSIPSystemHardening¦¦
24-0099624 | Wildfire Mitigation | Planned - WSIP/System Hardening |  |  | 2024 | Tier 2 | Distribution Circuit |  |  |  | 2560895 | Sus |  | WildfireMitigation¦PlannedWSIPSystemHardening¦¦
24-0101767 | Company Initiated | Planned- maintenance |  |  | 2024 | Tier 2 | Transformer only |  |  |  | 2560942 | Sus |  | CompanyInitiated¦Plannedmaintenance¦¦
24-0097541 | Company Initiated | Planned- maintenance |  |  | 2024 | Tier 2 | Transformer only |  |  |  | 2561167 | Sus |  | CompanyInitiated¦Plannedmaintenance¦¦
24-0097539 | Company Initiated | Planned- maintenance |  |  | 2024 | Tier 2 | Transformer only |  |  |  | 2561171 | Sus |  | CompanyInitiated¦Plannedmaintenance¦¦
24-0108106 | 3rd Party | Fire- house or bldg. | Pole-Wood | Burned/flashed | 2024 | Tier 2 | Distribution Circuit |  |  |  | 2561503 | Sus |  | 3rdParty¦Firehouseorbldg¦PoleWood¦Burnedflashed
24-0104172 | Company Initiated | Planned- capital |  |  | 2024 | Tier 3 | Distribution Circuit |  |  |  | 2561821 | Sus |  | CompanyInitiated¦Plannedcapital¦¦
24-0098180 | Company Initiated | Planned- maintenance |  |  | 2024 | Tier 3 | Distribution Circuit |  |  |  | 2562943 | Sus |  | CompanyInitiated¦Plannedmaintenance¦¦
24-0103753 | Wildfire Mitigation | Planned - WSIP/System Hardening |  |  | 2024 | Tier 2 | Transformer only |  |  |  | 2563027 | Sus |  | WildfireMitigation¦PlannedWSIPSystemHardening¦¦
24-0103414 | Wildfire Mitigation | Planned - WSIP/System Hardening |  |  | 2024 | Tier 3 | Distribution Circuit |  |  |  | 2563087 | Sus |  | WildfireMitigation¦PlannedWSIPSystemHardening¦¦
24-0108504 | Equipment Failure/Involved | Overhead | Transformer (OH) | Broken | 2024 | Tier 2 | Transformer only |  |  |  | 2563125 | Sus |  | EquipmentFailureInvolved¦Overhead¦Transformer(OH)¦Broken
24-0103016 | Company Initiated | Planned- maintenance |  |  | 2024 | Tier 2 | Distribution Circuit |  |  |  | 2563051 | Sus |  | CompanyInitiated¦Plannedmaintenance¦¦
24-0098353 | Wildfire Mitigation | Planned - WSIP/System Hardening |  |  | 2024 | Tier 2 | Transformer only |  |  |  | 2563442 | Sus |  | WildfireMitigation¦PlannedWSIPSystemHardening¦¦
24-0098362 | Wildfire Mitigation | Planned - WSIP/System Hardening |  |  | 2024 | Tier 2 | Distribution Circuit |  |  |  | 2562956 | Sus |  | WildfireMitigation¦PlannedWSIPSystemHardening¦¦
24-0108912 | Unknown Cause | Patrol - found nothing |  |  | 2024 | Tier 2 | Distribution Circuit |  |  |  | 2563780 | Sus |  | UnknownCause¦Patrolfoundnothing¦¦
24-0098292 | Company Initiated | Planned- maintenance |  |  | 2024 | Tier 2 | Distribution Circuit |  |  |  | 2564028 | Sus |  | CompanyInitiated¦Plannedmaintenance¦¦
24-0101647 | Wildfire Mitigation | Planned - WSIP/System Hardening |  |  | 2024 | Tier 2 | Transformer only |  |  |  | 2564131 | Sus |  | WildfireMitigation¦PlannedWSIPSystemHardening¦¦
24-0098368 | Company Initiated | Planned- maintenance |  |  | 2024 | Tier 2 | Distribution Circuit |  |  |  | 2564041 | Sus |  | CompanyInitiated¦Plannedmaintenance¦¦
24-0102408 | Wildfire Mitigation | Planned - WSIP/System Hardening |  |  | 2024 | Tier 3 | Transformer only |  |  |  | 2564140 | Sus |  | WildfireMitigation¦PlannedWSIPSystemHardening¦¦
24-0103948 | Company Initiated | Planned- maintenance |  |  | 2024 | Tier 2 | Transformer only |  |  |  | 2564148 | Sus |  | CompanyInitiated¦Plannedmaintenance¦¦
24-0098215 | Company Initiated | Planned- capital |  |  | 2024 | Tier 3 | Distribution Circuit |  |  |  | 2564155 | Sus |  | CompanyInitiated¦Plannedcapital¦¦
24-0103578 | Company Initiated | Planned- maintenance |  |  | 2024 | Tier 2 | Distribution Circuit |  |  |  | 2564513 | Sus |  | CompanyInitiated¦Plannedmaintenance¦¦
24-0098249 | Company Initiated | Planned- capital |  |  | 2024 | Tier 2 | Distribution Circuit |  |  |  | 2564178 | Sus |  | CompanyInitiated¦Plannedcapital¦¦
24-0097433 | Wildfire Mitigation | Planned - WSIP/System Hardening |  |  | 2024 | Tier 2 | Distribution Circuit |  |  |  | 2564089 | Sus |  | WildfireMitigation¦PlannedWSIPSystemHardening¦¦
24-0087144 | Company Initiated | Planned- capital |  |  | 2024 | Tier 3 | Distribution Circuit |  |  |  | 2564268 | Sus |  | CompanyInitiated¦Plannedcapital¦¦
24-0100866 | Company Initiated | Planned- capital |  |  | 2024 | Tier 3 | Distribution Circuit |  |  |  | 2564442 | Sus |  | CompanyInitiated¦Plannedcapital¦¦
24-0098338 | Company Initiated | Planned- maintenance |  |  | 2024 | Tier 2 | Distribution Circuit |  |  |  | 2564029 | Sus |  | CompanyInitiated¦Plannedmaintenance¦¦
24-0109372 | Equipment Failure/Involved | Overhead | Conductor- Overhead | Annealed | 2024 | Tier 3 | Distribution Circuit |  |  |  | 2564797 | Sus |  | EquipmentFailureInvolved¦Overhead¦ConductorOverhead¦Annealed
24-0100957 | Company Initiated | Planned- capital |  |  | 2024 | Tier 2 | Distribution Circuit |  |  |  | 2565088 | Sus |  | CompanyInitiated¦Plannedcapital¦¦
24-0099405 | Company Initiated | Planned- maintenance |  |  | 2024 | Tier 2 | Transformer only |  |  |  | 2565075 | Sus |  | CompanyInitiated¦Plannedmaintenance¦¦
24-0101662 | Wildfire Mitigation | Planned - WSIP/System Hardening |  |  | 2024 | Tier 2 | Distribution Circuit |  |  |  | 2565008 | Sus |  | WildfireMitigation¦PlannedWSIPSystemHardening¦¦
24-0105450 | Wildfire Mitigation | Planned - WSIP/System Hardening |  |  | 2024 | Tier 3 | Transformer only |  |  |  | 2565098 | Sus |  | WildfireMitigation¦PlannedWSIPSystemHardening¦¦
24-0101173 | Company Initiated | Planned- maintenance |  |  | 2024 | Tier 3 | Distribution Circuit |  |  |  | 2565085 | Sus |  | CompanyInitiated¦Plannedmaintenance¦¦
24-0103115 | Wildfire Mitigation | Planned - WSIP/System Hardening |  |  | 2024 | Tier 3 | Transformer only |  |  |  | 2565103 | Sus |  | WildfireMitigation¦PlannedWSIPSystemHardening¦¦
24-0103157 | Wildfire Mitigation | Planned - WSIP/System Hardening |  |  | 2024 | Tier 3 | Transformer only |  |  |  | 2565131 | Sus |  | WildfireMitigation¦PlannedWSIPSystemHardening¦¦
24-0103105 | Wildfire Mitigation | Planned - WSIP/System Hardening |  |  | 2024 | Tier 3 | Transformer only |  |  |  | 2565593 | Sus |  | WildfireMitigation¦PlannedWSIPSystemHardening¦¦
24-0109558 | Unknown Cause | Patrol - not conducted |  |  | 2024 | Tier 3 | Transformer only |  |  |  | 2565148 | Sus |  | UnknownCause¦Patrolnotconducted¦¦
24-0105224 | Company Initiated | Planned- maintenance |  |  | 2024 | Tier 2 | Transformer only |  |  |  | 2565168 | Sus |  | CompanyInitiated¦Plannedmaintenance¦¦
24-0105213 | Company Initiated | Planned- maintenance |  |  | 2024 | Tier 2 | Distribution Circuit |  |  |  | 2565155 | Sus |  | CompanyInitiated¦Plannedmaintenance¦¦
24-0046462 | Company Initiated | Planned- maintenance |  |  | 2024 | Tier 3 | Distribution Circuit |  |  |  | 2565247 | Sus |  | CompanyInitiated¦Plannedmaintenance¦¦
24-0103893 | Company Initiated | Planned- maintenance |  |  | 2024 | Tier 2 | Transformer only |  |  |  | 2565250 | Sus |  | CompanyInitiated¦Plannedmaintenance¦¦
24-0101181 | Company Initiated | Planned- maintenance |  |  | 2024 | Tier 3 | Transformer only |  |  |  | 2565257 | Sus |  | CompanyInitiated¦Plannedmaintenance¦¦
24-0109608 | Equipment Failure/Involved | Overhead | Cutout- fuse holder | Broken | 2024 | Tier 2 | Transformer only |  |  |  | 2565352 | Sus |  | EquipmentFailureInvolved¦Overhead¦Cutoutfuseholder¦Broken
24-0105233 | Company Initiated | Planned- maintenance |  |  | 2024 | Tier 2 | Transformer only |  |  |  | 2565432 | Sus |  | CompanyInitiated¦Plannedmaintenance¦¦
24-0099398 | Wildfire Mitigation | Planned - WSIP/System Hardening |  |  | 2024 | Tier 2 | Transformer only |  |  |  | 2565565 | Sus |  | WildfireMitigation¦PlannedWSIPSystemHardening¦¦
24-0109762 | Animal | Bird found | Cutout- fuse holder | Broken | 2024 | Tier 2 | Distribution Circuit |  |  |  | 2565555 | Sus |  | Animal¦Birdfound¦Cutoutfuseholder¦Broken
24-0109749 | Equipment Failure/Involved | Overhead | Crossarm- Wood | Burned/flashed | 2024 | Tier 2 | Distribution Circuit |  |  |  | 2565605 | Sus |  | EquipmentFailureInvolved¦Overhead¦CrossarmWood¦Burnedflashed
24-0109947 | Vegetation | Tree - branch fell on line | Conductor- Overhead | Normal | 2024 | Tier 2 | Distribution Circuit |  |  |  | 2565697 | Sus |  | Vegetation¦Treebranchfellonline¦ConductorOverhead¦Normal
24-0109999 | Equipment Failure/Involved | Overhead | Pole-Wood | Broken | 2024 | Tier 3 | Transformer only |  |  |  | 2566102 | Sus |  | EquipmentFailureInvolved¦Overhead¦PoleWood¦Broken
24-0101080 | Company Initiated | Planned- maintenance |  |  | 2024 | Tier 2 | Distribution Circuit |  |  |  | 2566141 | Sus |  | CompanyInitiated¦Plannedmaintenance¦¦
24-0105277 | Company Initiated | Planned- maintenance |  |  | 2024 | Tier 2 | Transformer only |  |  |  | 2566262 | Sus |  | CompanyInitiated¦Plannedmaintenance¦¦
24-0046463 | Company Initiated | Planned- maintenance |  |  | 2024 | Tier 3 | Distribution Circuit |  |  |  | 2566293 | Sus |  | CompanyInitiated¦Plannedmaintenance¦¦
24-0103203 | Wildfire Mitigation | Planned - WSIP/System Hardening |  |  | 2024 | Tier 3 | Transformer only |  |  |  | 2566292 | Sus |  | WildfireMitigation¦PlannedWSIPSystemHardening¦¦
24-0101198 | Company Initiated | Planned- maintenance |  |  | 2024 | Tier 3 | Distribution Circuit |  |  |  | 2566204 | Sus |  | CompanyInitiated¦Plannedmaintenance¦¦
24-0110113 | Equipment Failure/Involved | Overhead | Pole-Wood | Broken | 2024 | Tier 2 | Distribution Circuit |  |  |  | 2566342 | Sus |  | EquipmentFailureInvolved¦Overhead¦PoleWood¦Broken
24-0105348 | Company Initiated | Planned- maintenance |  |  | 2024 | Tier 2 | Distribution Circuit |  |  |  | 2566583 | Sus |  | CompanyInitiated¦Plannedmaintenance¦¦
24-0110154 | Unknown Cause | Patrol - found nothing |  |  | 2024 | Tier 2 | Distribution Circuit |  |  |  | 2566445 | Sus |  | UnknownCause¦Patrolfoundnothing¦¦
24-0102082 | Company Initiated | Planned- maintenance |  |  | 2024 | Tier 2 | Transformer only |  |  |  | 2566609 | Sus |  | CompanyInitiated¦Plannedmaintenance¦¦
24-0099564 | Company Initiated | Planned- maintenance |  |  | 2024 | Tier 2 | Distribution Circuit |  |  |  | 2567083 | Sus |  | CompanyInitiated¦Plannedmaintenance¦¦
24-0105460 | Wildfire Mitigation | Planned - WSIP/System Hardening |  |  | 2024 | Tier 3 | Transformer only |  |  |  | 2567166 | Sus |  | WildfireMitigation¦PlannedWSIPSystemHardening¦¦
24-0103247 | Wildfire Mitigation | Planned - WSIP/System Hardening |  |  | 2024 | Tier 3 | Transformer only |  |  |  | 2567172 | Sus |  | WildfireMitigation¦PlannedWSIPSystemHardening¦¦
24-0105414 | Wildfire Mitigation | Planned - WSIP/System Hardening |  |  | 2024 | Tier 2 | Transformer only |  |  |  | 2567180 | Sus |  | WildfireMitigation¦PlannedWSIPSystemHardening¦¦
24-0097443 | Wildfire Mitigation | Planned - WSIP/System Hardening |  |  | 2024 | Tier 2 | Transformer only |  |  |  | 2567199 | Sus |  | WildfireMitigation¦PlannedWSIPSystemHardening¦¦
24-0103262 | Wildfire Mitigation | Planned - WSIP/System Hardening |  |  | 2024 | Tier 3 | Transformer only |  |  |  | 2567224 | Sus |  | WildfireMitigation¦PlannedWSIPSystemHardening¦¦
24-0105235 | Company Initiated | Planned- maintenance |  |  | 2024 | Tier 2 | Transformer only |  |  |  | 2567241 | Sus |  | CompanyInitiated¦Plannedmaintenance¦¦
24-0105462 | Wildfire Mitigation | Planned - WSIP/System Hardening |  |  | 2024 | Tier 3 | Transformer only |  |  |  | 2567501 | Sus |  | WildfireMitigation¦PlannedWSIPSystemHardening¦¦
24-0105278 | Wildfire Mitigation | Planned - WSIP/System Hardening |  |  | 2024 | Tier 2 | Transformer only |  |  |  | 2567274 | Sus |  | WildfireMitigation¦PlannedWSIPSystemHardening¦¦
24-0105388 | Company Initiated | Planned- maintenance |  |  | 2024 | Tier 2 | Transformer only |  |  |  | 2567304 | Sus |  | CompanyInitiated¦Plannedmaintenance¦¦
24-0101064 | Company Initiated | Planned- maintenance |  |  | 2024 | Tier 2 | Transformer only |  |  |  | 2567519 | Sus |  | CompanyInitiated¦Plannedmaintenance¦¦
24-0101285 | Wildfire Mitigation | Planned - WSIP/System Hardening |  |  | 2024 | Tier 2 | Distribution Circuit |  |  |  | 2567066 | Sus |  | WildfireMitigation¦PlannedWSIPSystemHardening¦¦
24-0101286 | Company Initiated | Planned- maintenance |  |  | 2024 | Tier 2 | Distribution Circuit |  |  |  | 2567976 | Sus |  | CompanyInitiated¦Plannedmaintenance¦¦
24-0104340 | Company Initiated | Planned- capital |  |  | 2024 | Tier 3 | Distribution Circuit |  |  |  | 2568079 | Sus |  | CompanyInitiated¦Plannedcapital¦¦
24-0101025 | Company Initiated | Planned- maintenance |  |  | 2024 | Tier 2 | Distribution Circuit |  |  |  | 2568674 | Sus |  | CompanyInitiated¦Plannedmaintenance¦¦
24-0111201 | Environmental/External | Lightning | Conductor- Overhead | Normal | 2024 | Tier 2 | Distribution Circuit |  |  |  | 2568911 | Sus |  | EnvironmentalExternal¦Lightning¦ConductorOverhead¦Normal
24-0111202 | Environmental/External | Lightning | Capacitor | Burned/flashed | 2024 | Tier 2 | Distribution Circuit |  |  |  | 2568925 | Sus |  | EnvironmentalExternal¦Lightning¦Capacitor¦Burnedflashed
24-0111208 | Unknown Cause | Patrol - found nothing |  |  | 2024 | Tier 2 | Distribution Circuit |  |  |  | 2568961 | Sus |  | UnknownCause¦Patrolfoundnothing¦¦
24-0111252 | Environmental/External | Lightning | Transformer (OH) | Burned/flashed | 2024 | Tier 2 | Distribution Circuit |  |  |  | 2569120 | Sus |  | EnvironmentalExternal¦Lightning¦Transformer(OH)¦Burnedflashed
24-0111289 | Unknown Cause | Patrol - found nothing |  |  | 2024 | Tier 2 | Distribution Circuit |  |  |  | 2569197 | Sus |  | UnknownCause¦Patrolfoundnothing¦¦
24-0111297 | Equipment Failure/Involved | Overhead | Lightning Arrestor | Burned/flashed | 2024 | Tier 2 | Distribution Circuit |  |  |  | 2569219 | Sus |  | EquipmentFailureInvolved¦Overhead¦LightningArrestor¦Burnedflashed
24-0111410 | Environmental/External | Lightning | Transformer | Failed/Faulted | 2024 | Tier 2 | Transformer only |  |  |  | 2569263 | Sus |  | EnvironmentalExternal¦Lightning¦Transformer¦FailedFaulted
24-0098410 | Company Initiated | Planned- maintenance |  |  | 2024 | Tier 2 | Transformer only |  |  |  | 2569275 | Sus |  | CompanyInitiated¦Plannedmaintenance¦¦
24-0103418 | Wildfire Mitigation | Planned - WSIP/System Hardening |  |  | 2024 | Tier 3 | Distribution Circuit |  |  |  | 2569247 | Sus |  | WildfireMitigation¦PlannedWSIPSystemHardening¦¦
24-0111355 | Animal | Squirrel | Fuse | Normal | 2024 | Tier 3 | Distribution Circuit |  |  |  | 2569372 | Sus |  | Animal¦Squirrel¦Fuse¦Normal
24-0111454 | Environmental/External | Lightning | Transformer (OH) | Burned/flashed | 2024 | Tier 2 | Transformer only |  |  |  | 2569407 | Sus |  | EnvironmentalExternal¦Lightning¦Transformer(OH)¦Burnedflashed
24-0111531 | Environmental/External | Lightning | Transformer (OH) | Failed/Faulted | 2024 | Tier 2 | Transformer only |  |  |  | 2569508 | Sus |  | EnvironmentalExternal¦Lightning¦Transformer(OH)¦FailedFaulted
24-0111624 | Unknown Cause | Patrol - found nothing |  |  | 2024 | Tier 2 | Transformer only |  |  |  | 2569762 | Sus |  | UnknownCause¦Patrolfoundnothing¦¦
24-0111639 | Unknown Cause | Patrol - found nothing |  |  | 2024 | Tier 3 | Distribution Circuit |  |  |  | 2569868 | Sus |  | UnknownCause¦Patrolfoundnothing¦¦
24-0111786 | Environmental/External | Lightning | Transformer (OH) | Failed/Faulted | 2024 | Tier 2 | Distribution Circuit |  |  |  | 2570077 | Sus |  | EnvironmentalExternal¦Lightning¦Transformer(OH)¦FailedFaulted
24-0111788 | Equipment Failure/Involved | Overhead | Pole-Wood | Broken | 2024 | Tier 3 | Distribution Circuit |  |  |  | 2570187 | Sus |  | EquipmentFailureInvolved¦Overhead¦PoleWood¦Broken
24-0098460 | Company Initiated | Planned- maintenance |  |  | 2024 | Tier 2 | Transformer only |  |  |  | 2570296 | Sus |  | CompanyInitiated¦Plannedmaintenance¦¦
24-0104842 | Company Initiated | Planned- capital |  |  | 2024 | Tier 2 | Distribution Circuit |  |  |  | 2570442 | Sus |  | CompanyInitiated¦Plannedcapital¦¦
24-0106084 | Wildfire Mitigation | Planned - WSIP/System Hardening |  |  | 2024 | Tier 2 | Transformer only |  |  |  | 2570355 | Sus |  | WildfireMitigation¦PlannedWSIPSystemHardening¦¦
24-0101805 | Company Initiated | Planned- maintenance |  |  | 2024 | Tier 2 | Distribution Circuit |  |  |  | 2570276 | Sus |  | CompanyInitiated¦Plannedmaintenance¦¦
24-0104865 | Company Initiated | Planned- capital |  |  | 2024 | Tier 2 | Distribution Circuit |  |  |  | 2570462 | Sus |  | CompanyInitiated¦Plannedcapital¦¦
24-0106004 | Company Initiated | Planned- maintenance |  |  | 2024 | Tier 2 | Distribution Circuit |  |  |  | 2570352 | Sus |  | CompanyInitiated¦Plannedmaintenance¦¦
24-0095128 | Company Initiated | Planned- capital |  |  | 2024 | Tier 2 | Distribution Circuit |  |  |  | 2570606 | Sus |  | CompanyInitiated¦Plannedcapital¦¦
24-0106944 | Company Initiated | Planned- maintenance |  |  | 2024 | Tier 2 | Transformer only |  |  |  | 2570788 | Sus |  | CompanyInitiated¦Plannedmaintenance¦¦
24-0112203 | Equipment Failure/Involved | Overhead | Pole-Wood | Broken | 2024 | Tier 2 | Transformer only |  |  |  | 2571106 | Sus |  | EquipmentFailureInvolved¦Overhead¦PoleWood¦Broken
24-0112207 | Equipment Failure/Involved | Overhead | Pole-Wood | Broken | 2024 | Tier 3 | Distribution Circuit |  |  |  | 2571116 | Sus |  | EquipmentFailureInvolved¦Overhead¦PoleWood¦Broken
24-0106689 | Company Initiated | Planned- maintenance |  |  | 2024 | Tier 2 | Transformer only |  |  |  | 2571203 | Sus |  | CompanyInitiated¦Plannedmaintenance¦¦
24-0106632 | Company Initiated | Planned- maintenance |  |  | 2024 | Tier 2 | Transformer only |  |  |  | 2571207 | Sus |  | CompanyInitiated¦Plannedmaintenance¦¦
24-0110846 | Company Initiated | Planned- maintenance |  |  | 2024 | Tier 2 | Transformer only |  |  |  | 2571209 | Sus |  | CompanyInitiated¦Plannedmaintenance¦¦
24-0101519 | Company Initiated | Planned- maintenance |  |  | 2024 | Tier 2 | Distribution Circuit |  |  |  | 2571227 | Sus |  | CompanyInitiated¦Plannedmaintenance¦¦
24-0104874 | Company Initiated | Planned- capital |  |  | 2024 | Tier 2 | Distribution Circuit |  |  |  | 2571540 | Sus |  | CompanyInitiated¦Plannedcapital¦¦
24-0102506 | Wildfire Mitigation | Planned - WSIP/System Hardening |  |  | 2024 | Tier 2 | Transformer only |  |  |  | 2571261 | Sus |  | WildfireMitigation¦PlannedWSIPSystemHardening¦¦
24-0102516 | Wildfire Mitigation | Planned - WSIP/System Hardening |  |  | 2024 | Tier 2 | Transformer only |  |  |  | 2571302 | Sus |  | WildfireMitigation¦PlannedWSIPSystemHardening¦¦
24-0106038 | Company Initiated | Planned- maintenance |  |  | 2024 | Tier 2 | Distribution Circuit |  |  |  | 2571202 | Sus |  | CompanyInitiated¦Plannedmaintenance¦¦
24-0102514 | Wildfire Mitigation | Planned - WSIP/System Hardening |  |  | 2024 | Tier 2 | Transformer only |  |  |  | 2571314 | Sus |  | WildfireMitigation¦PlannedWSIPSystemHardening¦¦
24-0105134 | Company Initiated | Planned- capital |  |  | 2024 | Tier 2 | Distribution Circuit |  |  |  | 2571531 | Sus |  | CompanyInitiated¦Plannedcapital¦¦
24-0107699 | Company Initiated | Planned- maintenance |  |  | 2024 | Tier 2 | Distribution Circuit |  |  |  | 2571369 | Sus |  | CompanyInitiated¦Plannedmaintenance¦¦
24-0102515 | Wildfire Mitigation | Planned - WSIP/System Hardening |  |  | 2024 | Tier 2 | Transformer only |  |  |  | 2571388 | Sus |  | WildfireMitigation¦PlannedWSIPSystemHardening¦¦
24-0102509 | Wildfire Mitigation | Planned - WSIP/System Hardening |  |  | 2024 | Tier 2 | Transformer only |  |  |  | 2571445 | Sus |  | WildfireMitigation¦PlannedWSIPSystemHardening¦¦
24-0102507 | Wildfire Mitigation | Planned - WSIP/System Hardening |  |  | 2024 | Tier 2 | Transformer only |  |  |  | 2571532 | Sus |  | WildfireMitigation¦PlannedWSIPSystemHardening¦¦
24-0102508 | Wildfire Mitigation | Planned - WSIP/System Hardening |  |  | 2024 | Tier 2 | Transformer only |  |  |  | 2571581 | Sus |  | WildfireMitigation¦PlannedWSIPSystemHardening¦¦
24-0102513 | Wildfire Mitigation | Planned - WSIP/System Hardening |  |  | 2024 | Tier 2 | Transformer only |  |  |  | 2571662 | Sus |  | WildfireMitigation¦PlannedWSIPSystemHardening¦¦
24-0102512 | Wildfire Mitigation | Planned - WSIP/System Hardening |  |  | 2024 | Tier 2 | Transformer only |  |  |  | 2571663 | Sus |  | WildfireMitigation¦PlannedWSIPSystemHardening¦¦
24-0106042 | Company Initiated | Planned- maintenance |  |  | 2024 | Tier 2 | Distribution Circuit |  |  |  | 2571617 | Sus |  | CompanyInitiated¦Plannedmaintenance¦¦
24-0106697 | Wildfire Mitigation | Planned - WSIP/System Hardening |  |  | 2024 | Tier 2 | Distribution Circuit |  |  |  | 2571601 | Sus |  | WildfireMitigation¦PlannedWSIPSystemHardening¦¦
24-0112733 | Environmental/External | Lightning | Conductor- Overhead | Normal | 2024 | Tier 2 | Distribution Circuit |  |  |  | 2571938 | Sus |  | EnvironmentalExternal¦Lightning¦ConductorOverhead¦Normal
24-0112751 | Environmental/External | Lightning | Conductor- Overhead | Normal | 2024 | Tier 2 | Distribution Circuit |  |  |  | 2571971 | Sus |  | EnvironmentalExternal¦Lightning¦ConductorOverhead¦Normal
24-0112745 | Equipment Failure/Involved | Overhead | Pole-Wood | Deteriorated | 2024 | Tier 2 | Distribution Circuit |  |  |  | 2571958 | Sus |  | EquipmentFailureInvolved¦Overhead¦PoleWood¦Deteriorated
24-0112784 | Unknown Cause | Patrol - found nothing |  |  | 2024 | Tier 3 | Distribution Circuit |  |  |  | 2572030 | Sus |  | UnknownCause¦Patrolfoundnothing¦¦
24-0112796 | Environmental/External | Lightning | Transformer (OH) | Failed/Faulted | 2024 | Tier 3 | Transformer only |  |  |  | 2572095 | Sus |  | EnvironmentalExternal¦Lightning¦Transformer(OH)¦FailedFaulted
24-0112909 | Environmental/External | Lightning | Transformer (OH) | Failed/Faulted | 2024 | Tier 3 | Transformer only |  |  |  | 2572229 | Sus |  | EnvironmentalExternal¦Lightning¦Transformer(OH)¦FailedFaulted
24-0113063 | Equipment Failure/Involved | Overhead | Transformer (OH) | Failed/Faulted | 2024 | Tier 2 | Transformer only |  |  |  | 2572409 | Sus |  | EquipmentFailureInvolved¦Overhead¦Transformer(OH)¦FailedFaulted
24-0106728 | Wildfire Mitigation | Planned - WSIP/System Hardening |  |  | 2024 | Tier 2 | Distribution Circuit |  |  |  | 2572185 | Sus |  | WildfireMitigation¦PlannedWSIPSystemHardening¦¦
24-0103964 | Company Initiated | Planned- maintenance |  |  | 2024 | Tier 2 | Distribution Circuit |  |  |  | 2572162 | Sus |  | CompanyInitiated¦Plannedmaintenance¦¦
24-0107105 | Company Initiated | Planned- maintenance |  |  | 2024 | Tier 2 | Distribution Circuit |  |  |  | 2572226 | Sus |  | CompanyInitiated¦Plannedmaintenance¦¦
24-0101523 | Company Initiated | Planned- maintenance |  |  | 2024 | Tier 2 | Transformer only |  |  |  | 2572248 | Sus |  | CompanyInitiated¦Plannedmaintenance¦¦
24-0102994 | Wildfire Mitigation | Planned - WSIP/System Hardening |  |  | 2024 | Tier 2 | Transformer only |  |  |  | 2572250 | Sus |  | WildfireMitigation¦PlannedWSIPSystemHardening¦¦
24-0102996 | Wildfire Mitigation | Planned - WSIP/System Hardening |  |  | 2024 | Tier 2 | Transformer only |  |  |  | 2572264 | Sus |  | WildfireMitigation¦PlannedWSIPSystemHardening¦¦
24-0107775 | Company Initiated | Planned- maintenance |  |  | 2024 | Tier 2 | Distribution Circuit |  |  |  | 2572268 | Sus |  | CompanyInitiated¦Plannedmaintenance¦¦
24-0102998 | Wildfire Mitigation | Planned - WSIP/System Hardening |  |  | 2024 | Tier 2 | Transformer only |  |  |  | 2572267 | Sus |  | WildfireMitigation¦PlannedWSIPSystemHardening¦¦
24-0102395 | Company Initiated | Planned- maintenance |  |  | 2024 | Tier 2 | Transformer only |  |  |  | 2572276 | Sus |  | CompanyInitiated¦Plannedmaintenance¦¦
24-0108847 | Company Initiated | Planned- maintenance |  |  | 2024 | Tier 2 | Transformer only |  |  |  | 2572299 | Sus |  | CompanyInitiated¦Plannedmaintenance¦¦
24-0107114 | Wildfire Mitigation | Planned - WSIP/System Hardening |  |  | 2024 | Tier 2 | Transformer only |  |  |  | 2572447 | Sus |  | WildfireMitigation¦PlannedWSIPSystemHardening¦¦
24-0102995 | Wildfire Mitigation | Planned - WSIP/System Hardening |  |  | 2024 | Tier 2 | Transformer only |  |  |  | 2572525 | Sus |  | WildfireMitigation¦PlannedWSIPSystemHardening¦¦
24-0106733 | Company Initiated | Planned- maintenance |  |  | 2024 | Tier 2 | Distribution Circuit |  |  |  | 2572505 | Sus |  | CompanyInitiated¦Plannedmaintenance¦¦
24-0102991 | Wildfire Mitigation | Planned - WSIP/System Hardening |  |  | 2024 | Tier 2 | Transformer only |  |  |  | 2572570 | Sus |  | WildfireMitigation¦PlannedWSIPSystemHardening¦¦
24-0102398 | Company Initiated | Planned- maintenance |  |  | 2024 | Tier 2 | Transformer only |  |  |  | 2572633 | Sus |  | CompanyInitiated¦Plannedmaintenance¦¦
24-0102399 | Company Initiated | Planned- maintenance |  |  | 2024 | Tier 2 | Transformer only |  |  |  | 2572751 | Sus |  | CompanyInitiated¦Plannedmaintenance¦¦
24-0113465 | Animal | Squirrel | Transformer (OH) | Normal | 2024 | Tier 3 | Distribution Circuit |  |  |  | 2573134 | Sus |  | Animal¦Squirrel¦Transformer(OH)¦Normal
24-0105154 | Company Initiated | Planned- capital |  |  | 2024 | Tier 3 | Distribution Circuit |  |  |  | 2573338 | Sus |  | CompanyInitiated¦Plannedcapital¦¦
24-0107684 | Wildfire Mitigation | Planned - WSIP/System Hardening |  |  | 2024 | Zone 1 | Transformer only |  |  |  | 2573199 | Sus |  | WildfireMitigation¦PlannedWSIPSystemHardening¦¦
24-0107336 | Company Initiated | Planned- maintenance |  |  | 2024 | Tier 2 | Distribution Circuit |  |  |  | 2573291 | Sus |  | CompanyInitiated¦Plannedmaintenance¦¦
24-0105132 | Company Initiated | Planned- maintenance |  |  | 2024 | Tier 3 | Transformer only |  |  |  | 2573327 | Sus |  | CompanyInitiated¦Plannedmaintenance¦¦
24-0102066 | Company Initiated | Planned- capital |  |  | 2024 | Tier 2 | Distribution Circuit |  |  |  | 2573406 | Sus |  | CompanyInitiated¦Plannedcapital¦¦
24-0102340 | Company Initiated | Planned- maintenance |  |  | 2024 | Tier 2 | Transformer only |  |  |  | 2573509 | Sus |  | CompanyInitiated¦Plannedmaintenance¦¦
24-0102341 | Company Initiated | Planned- maintenance |  |  | 2024 | Tier 2 | Transformer only |  |  |  | 2573517 | Sus |  | CompanyInitiated¦Plannedmaintenance¦¦
24-0095262 | Company Initiated | Planned- capital |  |  | 2024 | Tier 2 | Distribution Circuit |  |  |  | 2573850 | Sus |  | CompanyInitiated¦Plannedcapital¦¦
24-0106911 | Company Initiated | Planned- maintenance |  |  | 2024 | Tier 2 | Transformer only |  |  |  | 2573854 | Sus |  | CompanyInitiated¦Plannedmaintenance¦¦
24-0106852 | Company Initiated | Planned- maintenance |  |  | 2024 | Tier 2 | Distribution Circuit |  |  |  | 2573855 | Sus |  | CompanyInitiated¦Plannedmaintenance¦¦
24-0106296 | Company Initiated | Planned- maintenance |  |  | 2024 | Tier 2 | Distribution Circuit |  |  |  | 2573831 | Sus |  | CompanyInitiated¦Plannedmaintenance¦¦
24-0102607 | Company Initiated | Planned- capital |  |  | 2024 | Tier 2 | Distribution Circuit |  |  |  | 2574124 | Sus |  | CompanyInitiated¦Plannedcapital¦¦
24-0113913 | Unknown Cause | Patrol - found nothing |  |  | 2024 | Tier 3 | Distribution Circuit |  |  |  | 2573891 | Sus |  | UnknownCause¦Patrolfoundnothing¦¦
24-0106909 | Company Initiated | Planned- maintenance |  |  | 2024 | Tier 2 | Transformer only |  |  |  | 2574055 | Sus |  | CompanyInitiated¦Plannedmaintenance¦¦
24-0114089 | 3rd Party | Vehicle | Transformer (UG) | On Ground | 2024 | Tier 2 | Distribution Circuit |  |  |  | 2574338 | Sus |  | 3rdParty¦Vehicle¦Transformer(UG)¦OnGround
24-0106940 | Company Initiated | Planned- maintenance |  |  | 2024 | Tier 2 | Distribution Circuit |  |  |  | 2574379 | Sus |  | CompanyInitiated¦Plannedmaintenance¦¦
24-0109630 | Company Initiated | Planned- maintenance |  |  | 2024 | Tier 2 | Distribution Circuit |  |  |  | 2574384 | Sus |  | CompanyInitiated¦Plannedmaintenance¦¦
24-0106918 | Wildfire Mitigation | Planned - WSIP/System Hardening |  |  | 2024 | Tier 2 | Transformer only |  |  |  | 2574540 | Sus |  | WildfireMitigation¦PlannedWSIPSystemHardening¦¦
24-0109626 | Company Initiated | Planned- maintenance |  |  | 2024 | Tier 2 | Distribution Circuit |  |  |  | 2574548 | Sus |  | CompanyInitiated¦Plannedmaintenance¦¦
24-0106923 | Company Initiated | Planned- maintenance |  |  | 2024 | Tier 2 | Transformer only |  |  |  | 2574550 | Sus |  | CompanyInitiated¦Plannedmaintenance¦¦
24-0114089 | 3rd Party | Vehicle | Transformer (UG) | On Ground | 2024 | Tier 2 | Distribution Circuit |  |  |  | 2574574 | Sus |  | 3rdParty¦Vehicle¦Transformer(UG)¦OnGround
24-0106938 | Wildfire Mitigation | Planned - WSIP/System Hardening |  |  | 2024 | Tier 2 | Transformer only |  |  |  | 2574578 | Sus |  | WildfireMitigation¦PlannedWSIPSystemHardening¦¦
24-0114166 | Vegetation | Tree - branch fell on line | Conductor- Overhead | Broken- wire on ground | 2024 | Tier 3 | Distribution Circuit |  |  |  | 2574792 | Sus |  | Vegetation¦Treebranchfellonline¦ConductorOverhead¦Brokenwireonground
24-0114180 | Unknown Cause | Patrol - found nothing |  |  | 2024 | Tier 2 | Distribution Circuit |  |  |  | 2574856 | Sus |  | UnknownCause¦Patrolfoundnothing¦¦
24-0114205 | Equipment Failure/Involved | Overhead | Transformer (OH) | Failed/Faulted | 2024 | Tier 2 | Distribution Circuit |  |  |  | 2574912 | Sus |  | EquipmentFailureInvolved¦Overhead¦Transformer(OH)¦FailedFaulted
24-0108382 | Company Initiated | Planned- maintenance |  |  | 2024 | Tier 2 | Distribution Circuit |  |  |  | 2574893 | Sus |  | CompanyInitiated¦Plannedmaintenance¦¦
24-0108383 | Company Initiated | Planned- maintenance |  |  | 2024 | Tier 2 | Distribution Circuit |  |  |  | 2574957 | Sus |  | CompanyInitiated¦Plannedmaintenance¦¦
24-0106430 | Company Initiated | Planned- maintenance |  |  | 2024 | Tier 2 | Distribution Circuit |  |  |  | 2574915 | Sus |  | CompanyInitiated¦Plannedmaintenance¦¦
24-0108381 | Company Initiated | Planned- maintenance |  |  | 2024 | Tier 2 | Distribution Circuit |  |  |  | 2574867 | Sus |  | CompanyInitiated¦Plannedmaintenance¦¦
24-0103426 | Wildfire Mitigation | Planned - WSIP/System Hardening |  |  | 2024 | Tier 3 | Distribution Circuit |  |  |  | 2574894 | Sus |  | WildfireMitigation¦PlannedWSIPSystemHardening¦¦
24-0103419 | Company Initiated | Planned- maintenance |  |  | 2024 | Tier 2 | Transformer only |  |  |  | 2574983 | Sus |  | CompanyInitiated¦Plannedmaintenance¦¦
24-0109633 | Company Initiated | Planned- maintenance |  |  | 2024 | Tier 2 | Distribution Circuit |  |  |  | 2574976 | Sus |  | CompanyInitiated¦Plannedmaintenance¦¦
24-0109247 | Company Initiated | Planned- maintenance |  |  | 2024 | Tier 2 | Distribution Circuit |  |  |  | 2575020 | Sus |  | CompanyInitiated¦Plannedmaintenance¦¦
24-0108526 | Company Initiated | Planned- maintenance |  |  | 2024 | Tier 2 | Distribution Circuit |  |  |  | 2575094 | Sus |  | CompanyInitiated¦Plannedmaintenance¦¦
24-0107441 | Company Initiated | Planned- maintenance |  |  | 2024 | Tier 2 | Distribution Circuit |  |  |  | 2575150 | Sus |  | CompanyInitiated¦Plannedmaintenance¦¦
24-0103420 | Company Initiated | Planned- maintenance |  |  | 2024 | Tier 2 | Transformer only |  |  |  | 2575244 | Sus |  | CompanyInitiated¦Plannedmaintenance¦¦
24-0103421 | Company Initiated | Planned- maintenance |  |  | 2024 | Tier 2 | Transformer only |  |  |  | 2575372 | Sus |  | CompanyInitiated¦Plannedmaintenance¦¦
24-0109638 | Wildfire Mitigation | Planned - WSIP/System Hardening |  |  | 2024 | Tier 2 | Distribution Circuit |  |  |  | 2575459 | Sus |  | WildfireMitigation¦PlannedWSIPSystemHardening¦¦
24-0114447 | 3rd Party | Vandalism | Pole-Wood | Broken | 2024 | Tier 2 | Distribution Circuit |  |  |  | 2575833 | Sus |  | 3rdParty¦Vandalism¦PoleWood¦Broken
24-0114768 | Vegetation | Tree - branch fell on line | Conductor- Overhead | Normal | 2024 | Tier 3 | Distribution Circuit |  |  |  | 2575914 | Sus |  | Vegetation¦Treebranchfellonline¦ConductorOverhead¦Normal
24-0108387 | Company Initiated | Planned- maintenance |  |  | 2024 | Tier 2 | Distribution Circuit |  |  |  | 2575887 | Sus |  | CompanyInitiated¦Plannedmaintenance¦¦
24-0108393 | Company Initiated | Planned- maintenance |  |  | 2024 | Tier 2 | Distribution Circuit |  |  |  | 2575916 | Sus |  | CompanyInitiated¦Plannedmaintenance¦¦
24-0109959 | Company Initiated | Planned- maintenance |  |  | 2024 | Tier 2 | Distribution Circuit |  |  |  | 2575975 | Sus |  | CompanyInitiated¦Plannedmaintenance¦¦
24-0108391 | Company Initiated | Planned- maintenance |  |  | 2024 | Tier 3 | Distribution Circuit |  |  |  | 2575982 | Sus |  | CompanyInitiated¦Plannedmaintenance¦¦
24-0103440 | Company Initiated | Planned- capital |  |  | 2024 | Tier 2 | Distribution Circuit |  |  |  | 2576798 | Sus |  | CompanyInitiated¦Plannedcapital¦¦
24-0098341 | Company Initiated | Planned- maintenance |  |  | 2024 | Tier 2 | Distribution Circuit |  |  |  | 2576019 | Sus |  | CompanyInitiated¦Plannedmaintenance¦¦
24-0106434 | Company Initiated | Planned- maintenance |  |  | 2024 | Tier 2 | Transformer only |  |  |  | 2576044 | Sus |  | CompanyInitiated¦Plannedmaintenance¦¦
24-0109955 | Company Initiated | Planned- maintenance |  |  | 2024 | Tier 2 | Distribution Circuit |  |  |  | 2576064 | Sus |  | CompanyInitiated¦Plannedmaintenance¦¦
24-0114888 | Company Initiated | Planned- capital |  |  | 2024 | Tier 2 | Distribution Circuit |  |  |  | 2576399 | Sus |  | CompanyInitiated¦Plannedcapital¦¦
24-0113120 | Company Initiated | Planned- maintenance |  |  | 2024 | Tier 2 | Distribution Circuit |  |  |  | 2576155 | Sus |  | CompanyInitiated¦Plannedmaintenance¦¦
24-0108390 | Company Initiated | Planned- maintenance |  |  | 2024 | Tier 2 | Distribution Circuit |  |  |  | 2575891 | Sus |  | CompanyInitiated¦Plannedmaintenance¦¦
24-0108385 | Company Initiated | Planned- maintenance |  |  | 2024 | Tier 3 | Transformer only |  |  |  | 2576468 | Sus |  | CompanyInitiated¦Plannedmaintenance¦¦
24-0110511 | Company Initiated | Planned- maintenance |  |  | 2024 | Tier 2 | Distribution Circuit |  |  |  | 2576462 | Sus |  | CompanyInitiated¦Plannedmaintenance¦¦
24-0106435 | Wildfire Mitigation | Planned - WSIP/System Hardening |  |  | 2024 | Tier 2 | Distribution Circuit |  |  |  | 2576555 | Sus |  | WildfireMitigation¦PlannedWSIPSystemHardening¦¦
24-0109905 | Wildfire Mitigation | Planned - WSIP/System Hardening |  |  | 2024 | Tier 2 | Transformer only |  |  |  | 2576562 | Sus |  | WildfireMitigation¦PlannedWSIPSystemHardening¦¦
24-0108384 | Company Initiated | Planned- maintenance |  |  | 2024 | Tier 3 | Distribution Circuit |  |  |  | 2576569 | Sus |  | CompanyInitiated¦Plannedmaintenance¦¦
24-0112995 | Company Initiated | Planned- maintenance |  |  | 2024 | Tier 2 | Distribution Circuit |  |  |  | 2576985 | Sus |  | CompanyInitiated¦Plannedmaintenance¦¦
24-0110133 | Company Initiated | Planned- maintenance |  |  | 2024 | Tier 2 | Distribution Circuit |  |  |  | 2576980 | Sus |  | CompanyInitiated¦Plannedmaintenance¦¦
24-0110150 | Company Initiated | Planned- maintenance |  |  | 2024 | Tier 2 | Distribution Circuit |  |  |  | 2577016 | Sus |  | CompanyInitiated¦Plannedmaintenance¦¦
24-0105173 | Company Initiated | Planned- capital |  |  | 2024 | Tier 2 | Distribution Circuit |  |  |  | 2577103 | Sus |  | CompanyInitiated¦Plannedcapital¦¦
24-0094814 | Company Initiated | Planned- capital |  |  | 2024 | Tier 2 | Distribution Circuit |  |  |  | 2577056 | Sus |  | CompanyInitiated¦Plannedcapital¦¦
24-0103464 | Company Initiated | Planned- capital |  |  | 2024 | Tier 2 | Distribution Circuit |  |  |  | 2577348 | Sus |  | CompanyInitiated¦Plannedcapital¦¦
24-0108396 | Company Initiated | Planned- maintenance |  |  | 2024 | Tier 2 | Transformer only |  |  |  | 2577070 | Sus |  | CompanyInitiated¦Plannedmaintenance¦¦
24-0107707 | Company Initiated | Planned- maintenance |  |  | 2024 | Tier 2 | Distribution Circuit |  |  |  | 2577069 | Sus |  | CompanyInitiated¦Plannedmaintenance¦¦
24-0092129 | Company Initiated | Planned- capital |  |  | 2024 | Tier 2 | Distribution Circuit |  |  |  | 2577081 | Sus |  | CompanyInitiated¦Plannedcapital¦¦
24-0113225 | Wildfire Mitigation | Planned - WSIP/System Hardening |  |  | 2024 | Tier 3 | Distribution Circuit |  |  |  | 2577097 | Sus |  | WildfireMitigation¦PlannedWSIPSystemHardening¦¦
24-0109517 | Wildfire Mitigation | Planned - WSIP/System Hardening |  |  | 2024 | Tier 2 | Distribution Circuit |  |  |  | 2577101 | Sus |  | WildfireMitigation¦PlannedWSIPSystemHardening¦¦
24-0109698 | Wildfire Mitigation | Planned - WSIP/System Hardening |  |  | 2024 | Tier 2 | Transformer only |  |  |  | 2577123 | Sus |  | WildfireMitigation¦PlannedWSIPSystemHardening¦¦
24-0106105 | Company Initiated | Planned- maintenance |  |  | 2024 | Tier 2 | Distribution Circuit |  |  |  | 2577125 | Sus |  | CompanyInitiated¦Plannedmaintenance¦¦
24-0115269 | 3rd Party | Vehicle | Pole-Wood | Broken- wire on ground | 2024 | Tier 2 | Distribution Circuit |  |  |  | 2577145 | Sus |  | 3rdParty¦Vehicle¦PoleWood¦Brokenwireonground
24-0109585 | Company Initiated | Planned- capital |  |  | 2024 | Tier 2 | Distribution Circuit |  |  |  | 2577158 | Sus |  | CompanyInitiated¦Plannedcapital¦¦
24-0109017 | Company Initiated | Planned- capital |  |  | 2024 | Tier 3 | Distribution Circuit |  |  |  | 2577204 | Sus |  | CompanyInitiated¦Plannedcapital¦¦
24-0109702 | Wildfire Mitigation | Planned - WSIP/System Hardening |  |  | 2024 | Tier 2 | Transformer only |  |  |  | 2577291 | Sus |  | WildfireMitigation¦PlannedWSIPSystemHardening¦¦
24-0112938 | Company Initiated | Planned- maintenance |  |  | 2024 | Tier 2 | Transformer only |  |  |  | 2577292 | Sus |  | CompanyInitiated¦Plannedmaintenance¦¦
24-0110141 | Company Initiated | Planned- maintenance |  |  | 2024 | Tier 2 | Distribution Circuit |  |  |  | 2577418 | Sus |  | CompanyInitiated¦Plannedmaintenance¦¦
24-0110101 | Company Initiated | Planned- maintenance |  |  | 2024 | Tier 2 | Distribution Circuit |  |  |  | 2577466 | Sus |  | CompanyInitiated¦Plannedmaintenance¦¦
24-0115595 | Equipment Failure/Involved | Overhead | Pole-Wood | Broken | 2024 | Tier 3 | Distribution Circuit |  |  |  | 2577620 | Sus |  | EquipmentFailureInvolved¦Overhead¦PoleWood¦Broken
24-0110138 | Company Initiated | Planned- maintenance |  |  | 2024 | Tier 2 | Transformer only |  |  |  | 2577679 | Sus |  | CompanyInitiated¦Plannedmaintenance¦¦
24-0115722 | Equipment Failure/Involved | Overhead | Pole-Wood | Broken | 2024 | Tier 3 | Distribution Circuit |  |  |  | 2577856 | Sus |  | EquipmentFailureInvolved¦Overhead¦PoleWood¦Broken
24-0110349 | Company Initiated | Planned- maintenance |  |  | 2024 | Tier 2 | Distribution Circuit |  |  |  | 2577957 | Sus |  | CompanyInitiated¦Plannedmaintenance¦¦
24-0105180 | Company Initiated | Planned- capital |  |  | 2024 | Tier 2 | Distribution Circuit |  |  |  | 2578001 | Sus |  | CompanyInitiated¦Plannedcapital¦¦
24-0103588 | Company Initiated | Planned- capital |  |  | 2024 | Tier 2 | Distribution Circuit |  |  |  | 2578100 | Sus |  | CompanyInitiated¦Plannedcapital¦¦
24-0106514 | Wildfire Mitigation | Planned - WSIP/System Hardening |  |  | 2024 | Tier 2 | Distribution Circuit |  |  |  | 2577895 | Sus |  | WildfireMitigation¦PlannedWSIPSystemHardening¦¦
24-0115786 | Equipment Failure/Involved | Overhead | Transformer (OH) | Leaking | 2024 | Tier 3 | Transformer only |  |  |  | 2577976 | Sus |  | EquipmentFailureInvolved¦Overhead¦Transformer(OH)¦Leaking
24-0113482 | Wildfire Mitigation | Planned - WSIP/System Hardening |  |  | 2024 | Tier 2 | Distribution Circuit |  |  |  | 2578028 | Sus |  | WildfireMitigation¦PlannedWSIPSystemHardening¦¦
24-0108069 | Company Initiated | Planned- capital |  |  | 2024 | Tier 2 | Distribution Circuit |  |  |  | 2578107 | Sus |  | CompanyInitiated¦Plannedcapital¦¦
24-0105967 | Wildfire Mitigation | Planned - WSIP/System Hardening |  |  | 2024 | Tier 2 | Distribution Circuit |  |  |  | 2577901 | Sus |  | WildfireMitigation¦PlannedWSIPSystemHardening¦¦
24-0115804 | Company Initiated | Personnel- company | Conductor- Overhead | Normal | 2024 | Tier 2 | Distribution Circuit |  |  |  | 2578063 | Sus |  | CompanyInitiated¦Personnelcompany¦ConductorOverhead¦Normal
24-0106854 | Company Initiated | Planned- capital |  |  | 2024 | Zone 1 | Distribution Circuit |  |  |  | 2578076 | Sus |  | CompanyInitiated¦Plannedcapital¦¦
24-0109179 | Company Initiated | Planned- maintenance |  |  | 2024 | Tier 2 | Distribution Circuit |  |  |  | 2578082 | Sus |  | CompanyInitiated¦Plannedmaintenance¦¦
24-0109864 | Company Initiated | Planned- maintenance |  |  | 2024 | Tier 2 | Distribution Circuit |  |  |  | 2578057 | Sus |  | CompanyInitiated¦Plannedmaintenance¦¦
24-0115826 | Equipment Failure/Involved | Overhead | Transformer (OH) | Broken | 2024 | Tier 2 | Transformer only |  |  |  | 2578143 | Sus |  | EquipmentFailureInvolved¦Overhead¦Transformer(OH)¦Broken
24-0108012 | Wildfire Mitigation | Planned - WSIP/System Hardening |  |  | 2024 | Tier 3 | Transformer only |  |  |  | 2578187 | Sus |  | WildfireMitigation¦PlannedWSIPSystemHardening¦¦
24-0108029 | Wildfire Mitigation | Planned - WSIP/System Hardening |  |  | 2024 | Tier 3 | Transformer only |  |  |  | 2578344 | Sus |  | WildfireMitigation¦PlannedWSIPSystemHardening¦¦
24-0113535 | Company Initiated | Planned- maintenance |  |  | 2024 | Tier 2 | Transformer only |  |  |  | 2578403 | Sus |  | CompanyInitiated¦Plannedmaintenance¦¦
24-0110344 | Wildfire Mitigation | Planned - WSIP/System Hardening |  |  | 2024 | Tier 3 | Distribution Circuit |  |  |  | 2578425 | Sus |  | WildfireMitigation¦PlannedWSIPSystemHardening¦¦
24-0116127 | Unknown Cause | Patrol - found nothing |  |  | 2024 | Tier 2 | Distribution Circuit |  |  |  | 2578495 | Sus |  | UnknownCause¦Patrolfoundnothing¦¦
24-0116226 | Vegetation | Tree - fell into line | Conductor- Overhead | Normal | 2024 | Tier 2 | Distribution Circuit |  |  |  | 2578595 | Sus |  | Vegetation¦Treefellintoline¦ConductorOverhead¦Normal
24-0109892 | Company Initiated | Planned- capital |  |  | 2024 | Tier 2 | Distribution Circuit |  |  |  | 2578859 | Sus |  | CompanyInitiated¦Plannedcapital¦¦
24-0108523 | Company Initiated | Planned- maintenance |  |  | 2024 | Tier 2 | Distribution Circuit |  |  |  | 2579039 | Sus |  | CompanyInitiated¦Plannedmaintenance¦¦
24-0042932 | Company Initiated | Planned- capital |  |  | 2024 | Tier 2 | Distribution Circuit |  |  |  | 2579132 | Sus |  | CompanyInitiated¦Plannedcapital¦¦
24-0103641 | Company Initiated | Planned- capital |  |  | 2024 | Tier 2 | Distribution Circuit |  |  |  | 2579164 | Sus |  | CompanyInitiated¦Plannedcapital¦¦
24-0109200 | Wildfire Mitigation | Planned - WSIP/System Hardening |  |  | 2024 | Tier 3 | Transformer only |  |  |  | 2579173 | Sus |  | WildfireMitigation¦PlannedWSIPSystemHardening¦¦
24-0110417 | Company Initiated | Planned- maintenance |  |  | 2024 | Tier 3 | Distribution Circuit |  |  |  | 2579116 | Sus |  | CompanyInitiated¦Plannedmaintenance¦¦
24-0106924 | Company Initiated | Planned- maintenance |  |  | 2024 | Tier 2 | Transformer only |  |  |  | 2579197 | Sus |  | CompanyInitiated¦Plannedmaintenance¦¦
24-0106476 | Company Initiated | Planned- maintenance |  |  | 2024 | Tier 2 | Distribution Circuit |  |  |  | 2579161 | Sus |  | CompanyInitiated¦Plannedmaintenance¦¦
24-0113551 | Company Initiated | Planned- maintenance |  |  | 2024 | Tier 2 | Transformer only |  |  |  | 2579246 | Sus |  | CompanyInitiated¦Plannedmaintenance¦¦
24-0114948 | Company Initiated | Planned- maintenance |  |  | 2024 | Tier 2 | Transformer only |  |  |  | 2579301 | Sus |  | CompanyInitiated¦Plannedmaintenance¦¦
24-0109187 | Wildfire Mitigation | Planned - WSIP/System Hardening |  |  | 2024 | Tier 3 | Transformer only |  |  |  | 2579363 | Sus |  | WildfireMitigation¦PlannedWSIPSystemHardening¦¦
24-0116628 | Environmental/External | Lightning | Transformer (OH) | Failed/Faulted | 2024 | Tier 2 | Transformer only |  |  |  | 2579383 | Sus |  | EnvironmentalExternal¦Lightning¦Transformer(OH)¦FailedFaulted
24-0108462 | Wildfire Mitigation | Planned - WSIP/System Hardening |  |  | 2024 | Tier 2 | Transformer only |  |  |  | 2579431 | Sus |  | WildfireMitigation¦PlannedWSIPSystemHardening¦¦
24-0110389 | Company Initiated | Planned- maintenance |  |  | 2024 | Tier 2 | Distribution Circuit |  |  |  | 2579439 | Sus |  | CompanyInitiated¦Plannedmaintenance¦¦
24-0110396 | Company Initiated | Planned- maintenance |  |  | 2024 | Tier 3 | Distribution Circuit |  |  |  | 2579447 | Sus |  | CompanyInitiated¦Plannedmaintenance¦¦
24-0108480 | Wildfire Mitigation | Planned - WSIP/System Hardening |  |  | 2024 | Tier 2 | Distribution Circuit |  |  |  | 2579419 | Sus |  | WildfireMitigation¦PlannedWSIPSystemHardening¦¦
24-0108525 | Wildfire Mitigation | Planned - WSIP/System Hardening |  |  | 2024 | Tier 2 | Distribution Circuit |  |  |  | 2579530 | Sus |  | WildfireMitigation¦PlannedWSIPSystemHardening¦¦
24-0110385 | Wildfire Mitigation | Planned - WSIP/System Hardening |  |  | 2024 | Tier 2 | Transformer only |  |  |  | 2579616 | Sus |  | WildfireMitigation¦PlannedWSIPSystemHardening¦¦
24-0116816 | Equipment Failure/Involved | Overhead | Transformer (OH) | Leaking | 2024 | Tier 2 | Transformer only |  |  |  | 2579648 | Sus |  | EquipmentFailureInvolved¦Overhead¦Transformer(OH)¦Leaking
24-0113561 | Company Initiated | Planned- maintenance |  |  | 2024 | Tier 2 | Transformer only |  |  |  | 2579679 | Sus |  | CompanyInitiated¦Plannedmaintenance¦¦
24-0110841 | Company Initiated | Planned- maintenance |  |  | 2024 | Tier 2 | Distribution Circuit |  |  |  | 2579834 | Sus |  | CompanyInitiated¦Plannedmaintenance¦¦
24-0111021 | Company Initiated | Planned- maintenance |  |  | 2024 | Tier 2 | Distribution Circuit |  |  |  | 2579819 | Sus |  | CompanyInitiated¦Plannedmaintenance¦¦
24-0114193 | Company Initiated | Planned- maintenance |  |  | 2024 | Tier 3 | Transformer only |  |  |  | 2579923 | Sus |  | CompanyInitiated¦Plannedmaintenance¦¦
24-0111016 | Company Initiated | Planned- maintenance |  |  | 2024 | Tier 2 | Transformer only |  |  |  | 2579933 | Sus |  | CompanyInitiated¦Plannedmaintenance¦¦
24-0111012 | Company Initiated | Planned- maintenance |  |  | 2024 | Tier 2 | Distribution Circuit |  |  |  | 2579935 | Sus |  | CompanyInitiated¦Plannedmaintenance¦¦
24-0111027 | Company Initiated | Planned- maintenance |  |  | 2024 | Tier 2 | Distribution Circuit |  |  |  | 2580066 | Sus |  | CompanyInitiated¦Plannedmaintenance¦¦
24-0111006 | Wildfire Mitigation | Planned - WSIP/System Hardening |  |  | 2024 | Tier 2 | Distribution Circuit |  |  |  | 2580060 | Sus |  | WildfireMitigation¦PlannedWSIPSystemHardening¦¦
24-0111004 | Company Initiated | Planned- maintenance |  |  | 2024 | Tier 2 | Distribution Circuit |  |  |  | 2580067 | Sus |  | CompanyInitiated¦Plannedmaintenance¦¦
24-0114194 | Company Initiated | Planned- maintenance |  |  | 2024 | Tier 3 | Distribution Circuit |  |  |  | 2579976 | Sus |  | CompanyInitiated¦Plannedmaintenance¦¦
24-0114201 | Wildfire Mitigation | Planned - WSIP/System Hardening |  |  | 2024 | Tier 3 | Transformer only |  |  |  | 2580287 | Sus |  | WildfireMitigation¦PlannedWSIPSystemHardening¦¦
24-0116961 | 3rd Party | Customer Equipment | Customer Equipment | Normal | 2024 | Tier 3 | Distribution Circuit |  |  |  | 2580318 | Sus |  | 3rdParty¦CustomerEquipment¦CustomerEquipment¦Normal
24-0111046 | Wildfire Mitigation | Planned - WSIP/System Hardening |  |  | 2024 | Tier 2 | Distribution Circuit |  |  |  | 2580484 | Sus |  | WildfireMitigation¦PlannedWSIPSystemHardening¦¦
24-0111036 | Company Initiated | Planned- maintenance |  |  | 2024 | Tier 2 | Distribution Circuit |  |  |  | 2580488 | Sus |  | CompanyInitiated¦Plannedmaintenance¦¦
24-0111044 | Company Initiated | Planned- maintenance |  |  | 2024 | Tier 2 | Distribution Circuit |  |  |  | 2580474 | Sus |  | CompanyInitiated¦Plannedmaintenance¦¦
24-0108761 | Company Initiated | Planned- maintenance |  |  | 2024 | Tier 2 | Distribution Circuit |  |  |  | 2580727 | Sus |  | CompanyInitiated¦Plannedmaintenance¦¦
24-0111028 | Company Initiated | Planned- maintenance |  |  | 2024 | Tier 2 | Distribution Circuit |  |  |  | 2580547 | Sus |  | CompanyInitiated¦Plannedmaintenance¦¦
24-0117024 | Equipment Failure/Involved | Overhead | Pole-Wood | Deteriorated | 2024 | Tier 2 | Distribution Circuit |  |  |  | 2580594 | Sus |  | EquipmentFailureInvolved¦Overhead¦PoleWood¦Deteriorated
24-0117029 | Equipment Failure/Involved | Overhead | Pole-Wood | Deteriorated | 2024 | Tier 2 | Distribution Circuit |  |  |  | 2580598 | Sus |  | EquipmentFailureInvolved¦Overhead¦PoleWood¦Deteriorated
24-0117046 | Equipment Failure/Involved | Overhead | Transformer (OH) | Broken | 2024 | Tier 2 | Transformer only |  |  |  | 2580604 | Sus |  | EquipmentFailureInvolved¦Overhead¦Transformer(OH)¦Broken
24-0117039 | Equipment Failure/Involved | Overhead | Fuse | Normal | 2024 | Tier 2 | Transformer only |  |  |  | 2580616 | Sus |  | EquipmentFailureInvolved¦Overhead¦Fuse¦Normal
24-0117041 | Equipment Failure/Involved | Overhead | Pole-Wood | Deteriorated | 2024 | Tier 2 | Transformer only |  |  |  | 2580617 | Sus |  | EquipmentFailureInvolved¦Overhead¦PoleWood¦Deteriorated
24-0117044 | Equipment Failure/Involved | Overhead | Pole-Wood | Broken | 2024 | Tier 2 | Distribution Circuit |  |  |  | 2580621 | Sus |  | EquipmentFailureInvolved¦Overhead¦PoleWood¦Broken
24-0117051 | Equipment Failure/Involved | Overhead | Pole-Wood | Deteriorated | 2024 | Tier 2 | Distribution Circuit |  |  |  | 2580640 | Sus |  | EquipmentFailureInvolved¦Overhead¦PoleWood¦Deteriorated
24-0117053 | Equipment Failure/Involved | Overhead | Pole-Wood | Deteriorated | 2024 | Tier 2 | Distribution Circuit |  |  |  | 2580642 | Sus |  | EquipmentFailureInvolved¦Overhead¦PoleWood¦Deteriorated
24-0108759 | Wildfire Mitigation | Planned - WSIP/System Hardening |  |  | 2024 | Tier 2 | Transformer only |  |  |  | 2580708 | Sus |  | WildfireMitigation¦PlannedWSIPSystemHardening¦¦
24-0111033 | Company Initiated | Planned- maintenance |  |  | 2024 | Tier 2 | Transformer only |  |  |  | 2580722 | Sus |  | CompanyInitiated¦Plannedmaintenance¦¦
24-0117067 | Equipment Failure/Involved | Overhead | Pole-Wood | Broken | 2024 | Tier 2 | Distribution Circuit |  |  |  | 2580721 | Sus |  | EquipmentFailureInvolved¦Overhead¦PoleWood¦Broken
24-0117091 | Equipment Failure/Involved | Overhead | Pole-Wood | Broken | 2024 | Tier 2 | Distribution Circuit |  |  |  | 2580773 | Sus |  | EquipmentFailureInvolved¦Overhead¦PoleWood¦Broken
24-0117115 | Equipment Failure/Involved | Overhead | Pole-Wood | Broken | 2024 | Tier 2 | Distribution Circuit |  |  |  | 2580796 | Sus |  | EquipmentFailureInvolved¦Overhead¦PoleWood¦Broken
24-0117131 | Unknown Cause | Patrol - found nothing |  |  | 2024 | Tier 2 | Transformer only |  |  |  | 2580821 | Sus |  | UnknownCause¦Patrolfoundnothing¦¦
24-0117129 | Equipment Failure/Involved | Overhead | Pole-Wood | Broken | 2024 | Tier 2 | Distribution Circuit |  |  |  | 2580838 | Sus |  | EquipmentFailureInvolved¦Overhead¦PoleWood¦Broken
24-0117093 | Equipment Failure/Involved | Overhead | Pole-Wood | Broken | 2024 | Tier 3 | Distribution Circuit |  |  |  | 2580853 | Sus |  | EquipmentFailureInvolved¦Overhead¦PoleWood¦Broken
24-0117068 | Wildfire Mitigation | Public Safety Power Shut-off | Conductor- Overhead | Normal | 2024 | Tier 3 | Distribution Circuit |  |  |  | 2580922 | Sus |  | WildfireMitigation¦PublicSafetyPowerShutoff¦ConductorOverhead¦Normal
24-0117077 | Wildfire Mitigation | Public Safety Power Shut-off | Conductor- Overhead | Normal | 2024 | Tier 3 | Distribution Circuit |  |  |  | 2580923 | Sus |  | WildfireMitigation¦PublicSafetyPowerShutoff¦ConductorOverhead¦Normal
24-0117077 | Wildfire Mitigation | Public Safety Power Shut-off | Conductor- Overhead | Normal | 2024 | Tier 2 | Distribution Circuit |  |  |  | 2580950 | Sus |  | WildfireMitigation¦PublicSafetyPowerShutoff¦ConductorOverhead¦Normal
24-0117073 | Wildfire Mitigation | Public Safety Power Shut-off | Conductor- Overhead | Normal | 2024 | Tier 2 | Distribution Circuit |  |  |  | 2580924 | Sus |  | WildfireMitigation¦PublicSafetyPowerShutoff¦ConductorOverhead¦Normal
24-0117073 | Wildfire Mitigation | Public Safety Power Shut-off | Conductor- Overhead | Normal | 2024 | Tier 3 | Distribution Circuit |  |  |  | 2580925 | Sus |  | WildfireMitigation¦PublicSafetyPowerShutoff¦ConductorOverhead¦Normal
24-0117050 | Wildfire Mitigation | Public Safety Power Shut-off | Conductor- Overhead | Normal | 2024 | Tier 3 | Distribution Circuit |  |  |  | 2580946 | Sus |  | WildfireMitigation¦PublicSafetyPowerShutoff¦ConductorOverhead¦Normal
24-0117050 | Wildfire Mitigation | Public Safety Power Shut-off | Conductor- Overhead | Normal | 2024 | Tier 2 | Distribution Circuit |  |  |  | 2580947 | Sus |  | WildfireMitigation¦PublicSafetyPowerShutoff¦ConductorOverhead¦Normal
24-0117050 | Wildfire Mitigation | Public Safety Power Shut-off | Conductor- Overhead | Normal | 2024 | Tier 2 | Distribution Circuit |  |  |  | 2580948 | Sus |  | WildfireMitigation¦PublicSafetyPowerShutoff¦ConductorOverhead¦Normal
24-0117063 | Wildfire Mitigation | Public Safety Power Shut-off | Conductor- Overhead | Normal | 2024 | Tier 3 | Distribution Circuit |  |  |  | 2580984 | Sus |  | WildfireMitigation¦PublicSafetyPowerShutoff¦ConductorOverhead¦Normal
24-0106585 | Wildfire Mitigation | Planned - WSIP/System Hardening |  |  | 2024 | Tier 2 | Distribution Circuit |  |  |  | 2581025 | Sus |  | WildfireMitigation¦PlannedWSIPSystemHardening¦¦
24-0117075 | Wildfire Mitigation | Public Safety Power Shut-off | Conductor- Overhead | Normal | 2024 | Tier 2 | Distribution Circuit |  |  |  | 2581173 | Sus |  | WildfireMitigation¦PublicSafetyPowerShutoff¦ConductorOverhead¦Normal
24-0117075 | Wildfire Mitigation | Public Safety Power Shut-off | Conductor- Overhead | Normal | 2024 | Tier 2 | Distribution Circuit |  |  |  | 2581176 | Sus |  | WildfireMitigation¦PublicSafetyPowerShutoff¦ConductorOverhead¦Normal
24-0117075 | Wildfire Mitigation | Public Safety Power Shut-off | Conductor- Overhead | Normal | 2024 | Tier 2 | Distribution Circuit |  |  |  | 2581177 | Sus |  | WildfireMitigation¦PublicSafetyPowerShutoff¦ConductorOverhead¦Normal
24-0117075 | Wildfire Mitigation | Public Safety Power Shut-off | Conductor- Overhead | Normal | 2024 | Tier 2 | Distribution Circuit |  |  |  | 2581180 | Sus |  | WildfireMitigation¦PublicSafetyPowerShutoff¦ConductorOverhead¦Normal
24-0117075 | Wildfire Mitigation | Public Safety Power Shut-off | Conductor- Overhead | Normal | 2024 | Tier 2 | Distribution Circuit |  |  |  | 2581337 | Sus |  | WildfireMitigation¦PublicSafetyPowerShutoff¦ConductorOverhead¦Normal
24-0117070 | Wildfire Mitigation | Public Safety Power Shut-off | Recloser | Normal | 2024 | Tier 2 | Distribution Circuit |  |  |  | 2581087 | Sus |  | WildfireMitigation¦PublicSafetyPowerShutoff¦Recloser¦Normal
24-0117078 | Wildfire Mitigation | Public Safety Power Shut-off | Conductor- Overhead | Normal | 2024 | Tier 2 | Distribution Circuit |  |  |  | 2581166 | Sus |  | WildfireMitigation¦PublicSafetyPowerShutoff¦ConductorOverhead¦Normal
24-0117078 | Wildfire Mitigation | Public Safety Power Shut-off | Conductor- Overhead | Normal | 2024 | Tier 2 | Distribution Circuit |  |  |  | 2581168 | Sus |  | WildfireMitigation¦PublicSafetyPowerShutoff¦ConductorOverhead¦Normal
24-0117072 | Wildfire Mitigation | Public Safety Power Shut-off | Recloser | Normal | 2024 | Tier 2 | Distribution Circuit |  |  |  | 2581096 | Sus |  | WildfireMitigation¦PublicSafetyPowerShutoff¦Recloser¦Normal
24-0117087 | Wildfire Mitigation | Public Safety Power Shut-off | Conductor- Overhead | Normal | 2024 | Tier 3 | Distribution Circuit |  |  |  | 2581234 | Sus |  | WildfireMitigation¦PublicSafetyPowerShutoff¦ConductorOverhead¦Normal
24-0117082 | Wildfire Mitigation | Public Safety Power Shut-off | Conductor- Overhead | Normal | 2024 | Tier 2 | Distribution Circuit |  |  |  | 2581276 | Sus |  | WildfireMitigation¦PublicSafetyPowerShutoff¦ConductorOverhead¦Normal
24-0117082 | Wildfire Mitigation | Public Safety Power Shut-off | Conductor- Overhead | Normal | 2024 | Tier 3 | Distribution Circuit |  |  |  | 2581279 | Sus |  | WildfireMitigation¦PublicSafetyPowerShutoff¦ConductorOverhead¦Normal
24-0117082 | Wildfire Mitigation | Public Safety Power Shut-off | Conductor- Overhead | Normal | 2024 | Tier 3 | Distribution Circuit |  |  |  | 2581284 | Sus |  | WildfireMitigation¦PublicSafetyPowerShutoff¦ConductorOverhead¦Normal
24-0117082 | Wildfire Mitigation | Public Safety Power Shut-off | Conductor- Overhead | Normal | 2024 | Tier 2 | Distribution Circuit |  |  |  | 2581289 | Sus |  | WildfireMitigation¦PublicSafetyPowerShutoff¦ConductorOverhead¦Normal
24-0117082 | Wildfire Mitigation | Public Safety Power Shut-off | Conductor- Overhead | Normal | 2024 | Tier 2 | Distribution Circuit |  |  |  | 2581293 | Sus |  | WildfireMitigation¦PublicSafetyPowerShutoff¦ConductorOverhead¦Normal
24-0117090 | Wildfire Mitigation | Public Safety Power Shut-off | Conductor- Overhead | Normal | 2024 | Tier 2 | Distribution Circuit |  |  |  | 2581414 | Sus |  | WildfireMitigation¦PublicSafetyPowerShutoff¦ConductorOverhead¦Normal
24-0117080 | Wildfire Mitigation | Public Safety Power Shut-off | Conductor- Overhead | Normal | 2024 | Tier 2 | Distribution Circuit |  |  |  | 2581235 | Sus |  | WildfireMitigation¦PublicSafetyPowerShutoff¦ConductorOverhead¦Normal
24-0117094 | Wildfire Mitigation | Public Safety Power Shut-off | Switch (UG) | Normal | 2024 | Tier 2 | Distribution Circuit |  |  |  | 2581254 | Sus |  | WildfireMitigation¦PublicSafetyPowerShutoff¦Switch(UG)¦Normal
24-0117384 | Equipment Failure/Involved | Overhead | Transformer (OH) | Leaking | 2024 | Tier 3 | Distribution Circuit |  |  |  | 2581528 | Sus |  | EquipmentFailureInvolved¦Overhead¦Transformer(OH)¦Leaking
24-0117539 | Equipment Failure/Involved | Overhead | Secondary | Broken | 2024 | Tier 2 | Transformer only |  |  |  | 2581756 | Sus |  | EquipmentFailureInvolved¦Overhead¦Secondary¦Broken
24-0117574 | Unknown Cause | Patrol - found nothing |  |  | 2024 | Tier 2 | Distribution Circuit |  |  |  | 2581855 | Sus |  | UnknownCause¦Patrolfoundnothing¦¦
24-0112558 | Company Initiated | Planned- maintenance |  |  | 2024 | Tier 2 | Distribution Circuit |  |  |  | 2581923 | Sus |  | CompanyInitiated¦Plannedmaintenance¦¦
24-0112607 | Company Initiated | Planned- maintenance |  |  | 2024 | Tier 2 | Distribution Circuit |  |  |  | 2581933 | Sus |  | CompanyInitiated¦Plannedmaintenance¦¦
24-0112625 | Company Initiated | Planned- maintenance |  |  | 2024 | Tier 2 | Transformer only |  |  |  | 2581995 | Sus |  | CompanyInitiated¦Plannedmaintenance¦¦
24-0110085 | Wildfire Mitigation | Planned - WSIP/System Hardening |  |  | 2024 | Tier 2 | Transformer only |  |  |  | 2582020 | Sus |  | WildfireMitigation¦PlannedWSIPSystemHardening¦¦
24-0112063 | Company Initiated | Planned- maintenance |  |  | 2024 | Tier 2 | Transformer only |  |  |  | 2582085 | Sus |  | CompanyInitiated¦Plannedmaintenance¦¦
24-0112451 | Company Initiated | Planned- maintenance |  |  | 2024 | Tier 2 | Distribution Circuit |  |  |  | 2582159 | Sus |  | CompanyInitiated¦Plannedmaintenance¦¦
24-0112618 | Company Initiated | Planned- maintenance |  |  | 2024 | Tier 2 | Transformer only |  |  |  | 2582402 | Sus |  | CompanyInitiated¦Plannedmaintenance¦¦
24-0112630 | Wildfire Mitigation | Planned - WSIP/System Hardening |  |  | 2024 | Tier 3 | Distribution Circuit |  |  |  | 2582426 | Sus |  | WildfireMitigation¦PlannedWSIPSystemHardening¦¦
24-0118009 | Company Initiated | Coordination failure | Conductor- Overhead | Normal | 2024 | Tier 3 | Distribution Circuit |  |  |  | 2582733 | Sus |  | CompanyInitiated¦Coordinationfailure¦ConductorOverhead¦Normal
24-0118100 | Unknown Cause | Patrol - found nothing |  |  | 2024 | Tier 2 | Distribution Circuit |  |  |  | 2582930 | Sus |  | UnknownCause¦Patrolfoundnothing¦¦
24-0113803 | Wildfire Mitigation | Planned - WSIP/System Hardening |  |  | 2024 | Tier 3 | Distribution Circuit |  |  |  | 2583119 | Sus |  | WildfireMitigation¦PlannedWSIPSystemHardening¦¦
24-0112101 | Company Initiated | Planned- capital |  |  | 2024 | Tier 3 | Distribution Circuit |  |  |  | 2583116 | Sus |  | CompanyInitiated¦Plannedcapital¦¦
24-0112498 | Company Initiated | Planned- maintenance |  |  | 2024 | Tier 3 | Distribution Circuit |  |  |  | 2583134 | Sus |  | CompanyInitiated¦Plannedmaintenance¦¦
24-0114495 | Company Initiated | Planned- maintenance |  |  | 2024 | Tier 3 | Transformer only |  |  |  | 2583198 | Sus |  | CompanyInitiated¦Plannedmaintenance¦¦
24-0109500 | Wildfire Mitigation | Planned - WSIP/System Hardening |  |  | 2024 | Tier 3 | Distribution Circuit |  |  |  | 2583184 | Sus |  | WildfireMitigation¦PlannedWSIPSystemHardening¦¦
24-0112371 | Company Initiated | Planned- maintenance |  |  | 2024 | Tier 2 | Transformer only |  |  |  | 2583232 | Sus |  | CompanyInitiated¦Plannedmaintenance¦¦
24-0111861 | Company Initiated | Planned- maintenance |  |  | 2024 | Tier 2 | Distribution Circuit |  |  |  | 2583217 | Sus |  | CompanyInitiated¦Plannedmaintenance¦¦
24-0114255 | Wildfire Mitigation | Planned - WSIP/System Hardening |  |  | 2024 | Tier 2 | Transformer only |  |  |  | 2583553 | Sus |  | WildfireMitigation¦PlannedWSIPSystemHardening¦¦
24-0112636 | Wildfire Mitigation | Planned - WSIP/System Hardening |  |  | 2024 | Tier 2 | Transformer only |  |  |  | 2583438 | Sus |  | WildfireMitigation¦PlannedWSIPSystemHardening¦¦
24-0116799 | Equipment Failure/Involved | Overhead | Pole-Wood | Deteriorated | 2024 | Tier 3 | Distribution Circuit |  |  |  | 2583533 | Sus |  | EquipmentFailureInvolved¦Overhead¦PoleWood¦Deteriorated
24-0114268 | Wildfire Mitigation | Planned - WSIP/System Hardening |  |  | 2024 | Tier 2 | Transformer only |  |  |  | 2583555 | Sus |  | WildfireMitigation¦PlannedWSIPSystemHardening¦¦
24-0114265 | Wildfire Mitigation | Planned - WSIP/System Hardening |  |  | 2024 | Tier 3 | Distribution Circuit |  |  |  | 2583004 | Sus |  | WildfireMitigation¦PlannedWSIPSystemHardening¦¦
24-0118665 | Equipment Failure/Involved | Overhead | Pole-Wood | Broken | 2024 | Tier 3 | Distribution Circuit |  |  |  | 2584197 | Sus |  | EquipmentFailureInvolved¦Overhead¦PoleWood¦Broken
24-0112671 | Wildfire Mitigation | Planned - WSIP/System Hardening |  |  | 2024 | Tier 3 | Transformer only |  |  |  | 2584433 | Sus |  | WildfireMitigation¦PlannedWSIPSystemHardening¦¦
24-0114288 | Company Initiated | Planned- maintenance |  |  | 2024 | Tier 2 | Transformer only |  |  |  | 2584465 | Sus |  | CompanyInitiated¦Plannedmaintenance¦¦
24-0113463 | Wildfire Mitigation | Planned - WSIP/System Hardening |  |  | 2024 | Tier 3 | Transformer only |  |  |  | 2584466 | Sus |  | WildfireMitigation¦PlannedWSIPSystemHardening¦¦
24-0114532 | Wildfire Mitigation | Planned - WSIP/System Hardening |  |  | 2024 | Tier 3 | Distribution Circuit |  |  |  | 2584436 | Sus |  | WildfireMitigation¦PlannedWSIPSystemHardening¦¦
24-0109546 | Wildfire Mitigation | Planned - WSIP/System Hardening |  |  | 2024 | Tier 3 | Distribution Circuit |  |  |  | 2584564 | Sus |  | WildfireMitigation¦PlannedWSIPSystemHardening¦¦
24-0118899 | Vegetation | Tree - fell into line | Conductor- Overhead | Normal | 2024 | Tier 2 | Distribution Circuit |  |  |  | 2584731 | Sus |  | Vegetation¦Treefellintoline¦ConductorOverhead¦Normal
24-0114299 | Company Initiated | Planned- maintenance |  |  | 2024 | Tier 2 | Transformer only |  |  |  | 2584814 | Sus |  | CompanyInitiated¦Plannedmaintenance¦¦
24-0109534 | Wildfire Mitigation | Planned - WSIP/System Hardening |  |  | 2024 | Tier 3 | Transformer only |  |  |  | 2584943 | Sus |  | WildfireMitigation¦PlannedWSIPSystemHardening¦¦
24-0119240 | Equipment Failure/Involved | Overhead | Cutout- fuse holder | Normal | 2024 | Tier 2 | Transformer only |  |  |  | 2585219 | Sus |  | EquipmentFailureInvolved¦Overhead¦Cutoutfuseholder¦Normal
24-0111847 | Wildfire Mitigation | Planned - WSIP/System Hardening |  |  | 2024 | Tier 2 | Transformer only |  |  |  | 2585512 | Sus |  | WildfireMitigation¦PlannedWSIPSystemHardening¦¦
24-0113054 | Wildfire Mitigation | Planned - WSIP/System Hardening |  |  | 2024 | Tier 2 | Distribution Circuit |  |  |  | 2585521 | Sus |  | WildfireMitigation¦PlannedWSIPSystemHardening¦¦
24-0113618 | Company Initiated | Planned- capital |  |  | 2024 | Tier 3 | Distribution Circuit |  |  |  | 2588452 | Sus |  | CompanyInitiated¦Plannedcapital¦¦
24-0114553 | Company Initiated | Planned- maintenance |  |  | 2024 | Tier 3 | Distribution Circuit |  |  |  | 2585486 | Sus |  | CompanyInitiated¦Plannedmaintenance¦¦
24-0113608 | Company Initiated | Planned- capital |  |  | 2024 | Tier 3 | Distribution Circuit |  |  |  | 2588454 | Sus |  | CompanyInitiated¦Plannedcapital¦¦
24-0119611 | Unknown Cause | Patrol - found nothing |  |  | 2024 | Tier 2 | Transformer only |  |  |  | 2585775 | Sus |  | UnknownCause¦Patrolfoundnothing¦¦
24-0113596 | Company Initiated | Planned- capital |  |  | 2024 | Tier 3 | Distribution Circuit |  |  |  | 2588450 | Sus |  | CompanyInitiated¦Plannedcapital¦¦
24-0119736 | Equipment Failure/Involved | Electrical Overload | Fuse | Failed/Faulted | 2024 | Tier 2 | Distribution Circuit |  |  |  | 2586545 | Sus |  | EquipmentFailureInvolved¦ElectricalOverload¦Fuse¦FailedFaulted
24-0114651 | Company Initiated | Planned- maintenance |  |  | 2024 | Tier 3 | Distribution Circuit |  |  |  | 2586571 | Sus |  | CompanyInitiated¦Plannedmaintenance¦¦
24-0114967 | Company Initiated | Planned- maintenance |  |  | 2024 | Tier 2 | Distribution Circuit |  |  |  | 2586534 | Sus |  | CompanyInitiated¦Plannedmaintenance¦¦
24-0114657 | Wildfire Mitigation | Planned - WSIP/System Hardening |  |  | 2024 | Tier 3 | Distribution Circuit |  |  |  | 2586573 | Sus |  | WildfireMitigation¦PlannedWSIPSystemHardening¦¦
24-0115019 | Company Initiated | Planned- maintenance |  |  | 2024 | Tier 2 | Distribution Circuit |  |  |  | 2586535 | Sus |  | CompanyInitiated¦Plannedmaintenance¦¦
24-0112695 | Company Initiated | Planned- maintenance |  |  | 2024 | Tier 2 | Distribution Circuit |  |  |  | 2587153 | Sus |  | CompanyInitiated¦Plannedmaintenance¦¦
24-0112662 | Company Initiated | Planned- maintenance |  |  | 2024 | Tier 3 | Distribution Circuit |  |  |  | 2587163 | Sus |  | CompanyInitiated¦Plannedmaintenance¦¦
24-0112652 | Company Initiated | Planned- maintenance |  |  | 2024 | Tier 2 | Distribution Circuit |  |  |  | 2587158 | Sus |  | CompanyInitiated¦Plannedmaintenance¦¦
24-0114829 | Company Initiated | Planned- maintenance |  |  | 2024 | Tier 3 | Transformer only |  |  |  | 2587300 | Sus |  | CompanyInitiated¦Plannedmaintenance¦¦
24-0115373 | Company Initiated | Planned- maintenance |  |  | 2024 | Tier 2 | Distribution Circuit |  |  |  | 2587157 | Sus |  | CompanyInitiated¦Plannedmaintenance¦¦
24-0112689 | Company Initiated | Planned- maintenance |  |  | 2024 | Tier 3 | Distribution Circuit |  |  |  | 2587406 | Sus |  | CompanyInitiated¦Plannedmaintenance¦¦
24-0115382 | Company Initiated | Planned- maintenance |  |  | 2024 | Tier 2 | Distribution Circuit |  |  |  | 2587161 | Sus |  | CompanyInitiated¦Plannedmaintenance¦¦
24-0113969 | Company Initiated | Planned- maintenance |  |  | 2024 | Tier 2 | Distribution Circuit |  |  |  | 2587965 | Sus |  | CompanyInitiated¦Plannedmaintenance¦¦
24-0113973 | Company Initiated | Planned- maintenance |  |  | 2024 | Tier 3 | Distribution Circuit |  |  |  | 2587975 | Sus |  | CompanyInitiated¦Plannedmaintenance¦¦
24-0113428 | Wildfire Mitigation | Planned - WSIP/System Hardening |  |  | 2024 | Tier 2 | Distribution Circuit |  |  |  | 2588006 | Sus |  | WildfireMitigation¦PlannedWSIPSystemHardening¦¦
24-0108835 | Wildfire Mitigation | Planned - WSIP/System Hardening |  |  | 2024 | Tier 3 | Transformer only |  |  |  | 2588013 | Sus |  | WildfireMitigation¦PlannedWSIPSystemHardening¦¦
24-0113807 | Company Initiated | Planned- maintenance |  |  | 2024 | Tier 2 | Transformer only |  |  |  | 2588031 | Sus |  | CompanyInitiated¦Plannedmaintenance¦¦
24-0108803 | Wildfire Mitigation | Planned - WSIP/System Hardening |  |  | 2024 | Tier 3 | Transformer only |  |  |  | 2588046 | Sus |  | WildfireMitigation¦PlannedWSIPSystemHardening¦¦
24-0113667 | Company Initiated | Planned- capital |  |  | 2024 | Tier 3 | Distribution Circuit |  |  |  | 2588446 | Sus |  | CompanyInitiated¦Plannedcapital¦¦
24-0116076 | Company Initiated | Planned- maintenance |  |  | 2024 | Tier 3 | Transformer only |  |  |  | 2588485 | Sus |  | CompanyInitiated¦Plannedmaintenance¦¦
24-0110398 | Wildfire Mitigation | Planned - WSIP/System Hardening |  |  | 2024 | Tier 3 | Distribution Circuit |  |  |  | 2588045 | Sus |  | WildfireMitigation¦PlannedWSIPSystemHardening¦¦
24-0111359 | Wildfire Mitigation | Planned - WSIP/System Hardening |  |  | 2024 | Tier 2 | Distribution Circuit |  |  |  | 2588064 | Sus |  | WildfireMitigation¦PlannedWSIPSystemHardening¦¦
24-0108791 | Wildfire Mitigation | Planned - WSIP/System Hardening |  |  | 2024 | Tier 3 | Transformer only |  |  |  | 2588153 | Sus |  | WildfireMitigation¦PlannedWSIPSystemHardening¦¦
24-0108826 | Wildfire Mitigation | Planned - WSIP/System Hardening |  |  | 2024 | Tier 3 | Transformer only |  |  |  | 2588166 | Sus |  | WildfireMitigation¦PlannedWSIPSystemHardening¦¦
24-0108852 | Wildfire Mitigation | Planned - WSIP/System Hardening |  |  | 2024 | Tier 3 | Transformer only |  |  |  | 2588174 | Sus |  | WildfireMitigation¦PlannedWSIPSystemHardening¦¦
24-0110816 | Wildfire Mitigation | Planned - WSIP/System Hardening |  |  | 2024 | Tier 3 | Transformer only |  |  |  | 2588274 | Sus |  | WildfireMitigation¦PlannedWSIPSystemHardening¦¦
24-0120281 | Animal | Bird found | Conductor- Overhead | Normal | 2024 | Tier 2 | Distribution Circuit |  |  |  | 2588400 | Sus |  | Animal¦Birdfound¦ConductorOverhead¦Normal
24-0113698 | Company Initiated | Planned- maintenance |  |  | 2024 | Tier 2 | Transformer only |  |  |  | 2588459 | Sus |  | CompanyInitiated¦Plannedmaintenance¦¦
24-0113979 | Company Initiated | Planned- maintenance |  |  | 2024 | Tier 2 | Distribution Circuit |  |  |  | 2588444 | Sus |  | CompanyInitiated¦Plannedmaintenance¦¦
24-0113965 | Wildfire Mitigation | Planned - WSIP/System Hardening |  |  | 2024 | Tier 3 | Distribution Circuit |  |  |  | 2588406 | Sus |  | WildfireMitigation¦PlannedWSIPSystemHardening¦¦
24-0115421 | Company Initiated | Planned- maintenance |  |  | 2024 | Tier 2 | Transformer only |  |  |  | 2588691 | Sus |  | CompanyInitiated¦Plannedmaintenance¦¦
24-0117328 | Company Initiated | Planned- capital |  |  | 2024 | Tier 2 | Distribution Circuit |  |  |  | 2589110 | Sus |  | CompanyInitiated¦Plannedcapital¦¦
24-0113938 | Company Initiated | Planned- maintenance |  |  | 2024 | Tier 2 | Distribution Circuit |  |  |  | 2589069 | Sus |  | CompanyInitiated¦Plannedmaintenance¦¦
24-0112286 | Company Initiated | Planned- maintenance |  |  | 2024 | Tier 2 | Transformer only |  |  |  | 2589213 | Sus |  | CompanyInitiated¦Plannedmaintenance¦¦
24-0113934 | Company Initiated | Planned- maintenance |  |  | 2024 | Tier 2 | Distribution Circuit |  |  |  | 2589058 | Sus |  | CompanyInitiated¦Plannedmaintenance¦¦
24-0113982 | Company Initiated | Planned- maintenance |  |  | 2024 | Tier 3 | Transformer only |  |  |  | 2589162 | Sus |  | CompanyInitiated¦Plannedmaintenance¦¦
24-0109025 | Wildfire Mitigation | Planned - WSIP/System Hardening |  |  | 2024 | Tier 3 | Transformer only |  |  |  | 2589164 | Sus |  | WildfireMitigation¦PlannedWSIPSystemHardening¦¦
24-0109016 | Wildfire Mitigation | Planned - WSIP/System Hardening |  |  | 2024 | Tier 3 | Transformer only |  |  |  | 2589178 | Sus |  | WildfireMitigation¦PlannedWSIPSystemHardening¦¦
24-0109009 | Wildfire Mitigation | Planned - WSIP/System Hardening |  |  | 2024 | Tier 3 | Transformer only |  |  |  | 2589195 | Sus |  | WildfireMitigation¦PlannedWSIPSystemHardening¦¦
24-0113205 | Wildfire Mitigation | Planned - WSIP/System Hardening |  |  | 2024 | Tier 2 | Distribution Circuit |  |  |  | 2589190 | Sus |  | WildfireMitigation¦PlannedWSIPSystemHardening¦¦
24-0115635 | Company Initiated | Planned- maintenance |  |  | 2024 | Tier 3 | Distribution Circuit |  |  |  | 2589309 | Sus |  | CompanyInitiated¦Plannedmaintenance¦¦
24-0120571 | Unknown Cause | Patrol - found nothing |  |  | 2024 | Tier 2 | Distribution Circuit |  |  |  | 2589328 | Sus |  | UnknownCause¦Patrolfoundnothing¦¦
24-0109001 | Wildfire Mitigation | Planned - WSIP/System Hardening |  |  | 2024 | Tier 3 | Transformer only |  |  |  | 2589350 | Sus |  | WildfireMitigation¦PlannedWSIPSystemHardening¦¦
24-0111294 | Wildfire Mitigation | Planned - WSIP/System Hardening |  |  | 2024 | Tier 3 | Distribution Circuit |  |  |  | 2589339 | Sus |  | WildfireMitigation¦PlannedWSIPSystemHardening¦¦
24-0115806 | Wildfire Mitigation | Planned - WSIP/System Hardening |  |  | 2024 | Tier 3 | Transformer only |  |  |  | 2589464 | Sus |  | WildfireMitigation¦PlannedWSIPSystemHardening¦¦
24-0113704 | Wildfire Mitigation | Planned - WSIP/System Hardening |  |  | 2024 | Tier 3 | Transformer only |  |  |  | 2589536 | Sus |  | WildfireMitigation¦PlannedWSIPSystemHardening¦¦
24-0113713 | Wildfire Mitigation | Planned - WSIP/System Hardening |  |  | 2024 | Tier 3 | Transformer only |  |  |  | 2589558 | Sus |  | WildfireMitigation¦PlannedWSIPSystemHardening¦¦
24-0120916 | Equipment Failure/Involved | Overhead | Transformer (OH) | Leaking | 2024 | Tier 2 | Transformer only |  |  |  | 2589854 | Sus |  | EquipmentFailureInvolved¦Overhead¦Transformer(OH)¦Leaking
24-0113941 | Company Initiated | Planned- maintenance |  |  | 2024 | Tier 2 | Distribution Circuit |  |  |  | 2590179 | Sus |  | CompanyInitiated¦Plannedmaintenance¦¦
24-0113995 | Company Initiated | Planned- maintenance |  |  | 2024 | Tier 3 | Distribution Circuit |  |  |  | 2590236 | Sus |  | CompanyInitiated¦Plannedmaintenance¦¦
24-0113990 | Company Initiated | Planned- maintenance |  |  | 2024 | Tier 2 | Transformer only |  |  |  | 2590251 | Sus |  | CompanyInitiated¦Plannedmaintenance¦¦
24-0112386 | Company Initiated | Planned- maintenance |  |  | 2024 | Tier 2 | Distribution Circuit |  |  |  | 2590157 | Sus |  | CompanyInitiated¦Plannedmaintenance¦¦
24-0110644 | Company Initiated | Planned- capital |  |  | 2024 | Tier 3 | Distribution Circuit |  |  |  | 2590291 | Sus |  | CompanyInitiated¦Plannedcapital¦¦
24-0116659 | Wildfire Mitigation | Planned - WSIP/System Hardening |  |  | 2024 | Tier 2 | Transformer only |  |  |  | 2590285 | Sus |  | WildfireMitigation¦PlannedWSIPSystemHardening¦¦
24-0111858 | Company Initiated | Planned- capital |  |  | 2024 | Zone 1 | Distribution Circuit |  |  |  | 2590277 | Sus |  | CompanyInitiated¦Plannedcapital¦¦
24-0109146 | Wildfire Mitigation | Planned - WSIP/System Hardening |  |  | 2024 | Tier 3 | Transformer only |  |  |  | 2590307 | Sus |  | WildfireMitigation¦PlannedWSIPSystemHardening¦¦
24-0121085 | 3rd Party | Vehicle | Pole-Wood | Broken | 2024 | Tier 3 | Distribution Circuit |  |  |  | 2590326 | Sus |  | 3rdParty¦Vehicle¦PoleWood¦Broken
24-0116422 | Company Initiated | Planned- maintenance |  |  | 2024 | Tier 3 | Transformer only |  |  |  | 2590382 | Sus |  | CompanyInitiated¦Plannedmaintenance¦¦
24-0113790 | Company Initiated | Planned- capital |  |  | 2024 | Tier 3 | Distribution Circuit |  |  |  | 2590437 | Sus |  | CompanyInitiated¦Plannedcapital¦¦
24-0109102 | Wildfire Mitigation | Planned - WSIP/System Hardening |  |  | 2024 | Tier 3 | Transformer only |  |  |  | 2590409 | Sus |  | WildfireMitigation¦PlannedWSIPSystemHardening¦¦
24-0116065 | Wildfire Mitigation | Planned - WSIP/System Hardening |  |  | 2024 | Tier 2 | Transformer only |  |  |  | 2590411 | Sus |  | WildfireMitigation¦PlannedWSIPSystemHardening¦¦
24-0109096 | Wildfire Mitigation | Planned - WSIP/System Hardening |  |  | 2024 | Tier 3 | Transformer only |  |  |  | 2590430 | Sus |  | WildfireMitigation¦PlannedWSIPSystemHardening¦¦
24-0109084 | Wildfire Mitigation | Planned - WSIP/System Hardening |  |  | 2024 | Tier 3 | Transformer only |  |  |  | 2590440 | Sus |  | WildfireMitigation¦PlannedWSIPSystemHardening¦¦
24-0115083 | Company Initiated | Planned- maintenance |  |  | 2024 | Tier 2 | Transformer only |  |  |  | 2590442 | Sus |  | CompanyInitiated¦Plannedmaintenance¦¦
24-0121136 | Equipment Failure/Involved | Overhead | Pole-Wood | Deteriorated | 2024 | Tier 3 | Distribution Circuit |  |  |  | 2590464 | Sus |  | EquipmentFailureInvolved¦Overhead¦PoleWood¦Deteriorated
24-0121236 | Vegetation | Tree - branch fell on line | Fuse | Failed/Faulted | 2024 | Tier 3 | Distribution Circuit |  |  |  | 2590527 | Sus |  | Vegetation¦Treebranchfellonline¦Fuse¦FailedFaulted
24-0121284 | Company Initiated | Construction Activity/equip- company | Fuse | Normal | 2024 | Tier 2 | Distribution Circuit |  |  |  | 2590682 | Sus |  | CompanyInitiated¦ConstructionActivityequipcompany¦Fuse¦Normal
24-0056000 | Company Initiated | Planned- capital |  |  | 2024 | Tier 2 | Transmission line |  |  |  | 2590787 | Sus |  | CompanyInitiated¦Plannedcapital¦¦
24-0121566 | Equipment Failure/Involved | Overhead | Pole-Wood | Deteriorated | 2024 | Tier 2 | Distribution Circuit |  |  |  | 2591137 | Sus |  | EquipmentFailureInvolved¦Overhead¦PoleWood¦Deteriorated
24-0114046 | Company Initiated | Planned- maintenance |  |  | 2024 | Tier 3 | Distribution Circuit |  |  |  | 2591214 | Sus |  | CompanyInitiated¦Plannedmaintenance¦¦
24-0114399 | Wildfire Mitigation | Planned - WSIP/System Hardening |  |  | 2024 | Tier 2 | Distribution Circuit |  |  |  | 2591237 | Sus |  | WildfireMitigation¦PlannedWSIPSystemHardening¦¦
24-0114037 | Company Initiated | Planned- maintenance |  |  | 2024 | Tier 2 | Distribution Circuit |  |  |  | 2591185 | Sus |  | CompanyInitiated¦Plannedmaintenance¦¦
24-0114037 | Company Initiated | Planned- maintenance |  |  | 2024 | Tier 2 | Distribution Circuit |  |  |  | 2591186 | Sus |  | CompanyInitiated¦Plannedmaintenance¦¦
24-0109177 | Wildfire Mitigation | Planned - WSIP/System Hardening |  |  | 2024 | Tier 3 | Transformer only |  |  |  | 2591270 | Sus |  | WildfireMitigation¦PlannedWSIPSystemHardening¦¦
24-0110717 | Company Initiated | Planned- capital |  |  | 2024 | Tier 3 | Distribution Circuit |  |  |  | 2591255 | Sus |  | CompanyInitiated¦Plannedcapital¦¦
24-0116656 | Wildfire Mitigation | Planned - WSIP/System Hardening |  |  | 2024 | Tier 2 | Distribution Circuit |  |  |  | 2591285 | Sus |  | WildfireMitigation¦PlannedWSIPSystemHardening¦¦
24-0114026 | Company Initiated | Planned- maintenance |  |  | 2024 | Tier 2 | Transformer only |  |  |  | 2591299 | Sus |  | CompanyInitiated¦Plannedmaintenance¦¦
24-0116424 | Company Initiated | Planned- maintenance |  |  | 2024 | Tier 2 | Transformer only |  |  |  | 2591377 | Sus |  | CompanyInitiated¦Plannedmaintenance¦¦
24-0116756 | Wildfire Mitigation | Planned - WSIP/System Hardening |  |  | 2024 | Tier 2 | Transformer only |  |  |  | 2591488 | Sus |  | WildfireMitigation¦PlannedWSIPSystemHardening¦¦
24-0121729 | Equipment Failure/Involved | Overhead | Pole-Wood | Deteriorated | 2024 | Tier 2 | Distribution Circuit |  |  |  | 2591471 | Sus |  | EquipmentFailureInvolved¦Overhead¦PoleWood¦Deteriorated
24-0114029 | Wildfire Mitigation | Planned - WSIP/System Hardening |  |  | 2024 | Tier 2 | Transformer only |  |  |  | 2591555 | Sus |  | WildfireMitigation¦PlannedWSIPSystemHardening¦¦
24-0114039 | Company Initiated | Planned- maintenance |  |  | 2024 | Tier 2 | Distribution Circuit |  |  |  | 2591188 | Sus |  | CompanyInitiated¦Plannedmaintenance¦¦
24-0122003 | Equipment Failure/Involved | Overhead | Pole-Wood | Deteriorated | 2024 | Tier 2 | Distribution Circuit |  |  |  | 2591866 | Sus |  | EquipmentFailureInvolved¦Overhead¦PoleWood¦Deteriorated
24-0114061 | Company Initiated | Planned- maintenance |  |  | 2024 | Tier 2 | Transformer only |  |  |  | 2592016 | Sus |  | CompanyInitiated¦Plannedmaintenance¦¦
24-0115767 | Wildfire Mitigation | Planned - WSIP/System Hardening |  |  | 2024 | Tier 2 | Transformer only |  |  |  | 2592049 | Sus |  | WildfireMitigation¦PlannedWSIPSystemHardening¦¦
24-0109218 | Company Initiated | Planned- capital |  |  | 2024 | Tier 3 | Distribution Circuit |  |  |  | 2592055 | Sus |  | CompanyInitiated¦Plannedcapital¦¦
24-0110763 | Company Initiated | Planned- capital |  |  | 2024 | Tier 3 | Distribution Circuit |  |  |  | 2592117 | Sus |  | CompanyInitiated¦Plannedcapital¦¦
24-0031177 | Company Initiated | Planned- capital |  |  | 2024 | Tier 2 | Distribution Circuit |  |  |  | 2592036 | Sus |  | CompanyInitiated¦Plannedcapital¦¦
24-0114674 | Company Initiated | Planned- maintenance |  |  | 2024 | Tier 2 | Distribution Circuit |  |  |  | 2592090 | Sus |  | CompanyInitiated¦Plannedmaintenance¦¦
24-0113157 | Company Initiated | Planned- maintenance |  |  | 2024 | Tier 2 | Transformer only |  |  |  | 2592109 | Sus |  | CompanyInitiated¦Plannedmaintenance¦¦
24-0117415 | Company Initiated | Planned- maintenance |  |  | 2024 | Tier 2 | Distribution Circuit |  |  |  | 2592007 | Sus |  | CompanyInitiated¦Plannedmaintenance¦¦
24-0117413 | Company Initiated | Planned- maintenance |  |  | 2024 | Tier 2 | Distribution Circuit |  |  |  | 2592008 | Sus |  | CompanyInitiated¦Plannedmaintenance¦¦
24-0111379 | Wildfire Mitigation | Planned - WSIP/System Hardening |  |  | 2024 | Tier 3 | Transformer only |  |  |  | 2592216 | Sus |  | WildfireMitigation¦PlannedWSIPSystemHardening¦¦
24-0109244 | Company Initiated | Planned- capital |  |  | 2024 | Tier 3 | Distribution Circuit |  |  |  | 2592770 | Sus |  | CompanyInitiated¦Plannedcapital¦¦
24-0114718 | Wildfire Mitigation | Planned - WSIP/System Hardening |  |  | 2024 | Tier 2 | Transformer only |  |  |  | 2592786 | Sus |  | WildfireMitigation¦PlannedWSIPSystemHardening¦¦
24-0114735 | Wildfire Mitigation | Planned - WSIP/System Hardening |  |  | 2024 | Tier 2 | Transformer only |  |  |  | 2592987 | Sus |  | WildfireMitigation¦PlannedWSIPSystemHardening¦¦
24-0117605 | Company Initiated | Planned- maintenance |  |  | 2024 | Tier 2 | Distribution Circuit |  |  |  | 2593048 | Sus |  | CompanyInitiated¦Plannedmaintenance¦¦
24-0117611 | Company Initiated | Planned- maintenance |  |  | 2024 | Tier 2 | Transformer only |  |  |  | 2593065 | Sus |  | CompanyInitiated¦Plannedmaintenance¦¦
24-0122620 | Unknown Cause | Patrol - found nothing |  |  | 2024 | Tier 2 | Distribution Circuit |  |  |  | 2593233 | Sus |  | UnknownCause¦Patrolfoundnothing¦¦
24-0114750 | Wildfire Mitigation | Planned - WSIP/System Hardening |  |  | 2024 | Tier 3 | Distribution Circuit |  |  |  | 2593410 | Sus |  | WildfireMitigation¦PlannedWSIPSystemHardening¦¦
24-0115506 | Company Initiated | Planned- maintenance |  |  | 2024 | Tier 2 | Distribution Circuit |  |  |  | 2593440 | Sus |  | CompanyInitiated¦Plannedmaintenance¦¦
24-0092178 | Company Initiated | Planned- capital |  |  | 2024 | Tier 2 | Distribution Circuit |  |  |  | 2593488 | Sus |  | CompanyInitiated¦Plannedcapital¦¦
24-0118830 | Wildfire Mitigation | Planned - WSIP/System Hardening |  |  | 2024 | Tier 3 | Transformer only |  |  |  | 2593521 | Sus |  | WildfireMitigation¦PlannedWSIPSystemHardening¦¦
24-0116779 | Wildfire Mitigation | Planned - WSIP/System Hardening |  |  | 2024 | Tier 3 | Transformer only |  |  |  | 2593556 | Sus |  | WildfireMitigation¦PlannedWSIPSystemHardening¦¦
24-0115502 | Wildfire Mitigation | Planned - WSIP/System Hardening |  |  | 2024 | Tier 2 | Transformer only |  |  |  | 2593850 | Sus |  | WildfireMitigation¦PlannedWSIPSystemHardening¦¦
24-0122730 | Unknown Cause | Patrol - found nothing |  |  | 2024 | Tier 2 | Distribution Circuit |  |  |  | 2593763 | Sus |  | UnknownCause¦Patrolfoundnothing¦¦
24-0115522 | Company Initiated | Planned- maintenance |  |  | 2024 | Tier 2 | Distribution Circuit |  |  |  | 2593836 | Sus |  | CompanyInitiated¦Plannedmaintenance¦¦
24-0113509 | Wildfire Mitigation | Planned - WSIP/System Hardening |  |  | 2024 | Tier 3 | Distribution Circuit |  |  |  | 2593944 | Sus |  | WildfireMitigation¦PlannedWSIPSystemHardening¦¦
24-0118258 | Wildfire Mitigation | Planned - WSIP/System Hardening |  |  | 2024 | Tier 3 | Transformer only |  |  |  | 2593947 | Sus |  | WildfireMitigation¦PlannedWSIPSystemHardening¦¦
24-0122794 | Equipment Failure/Involved | Overhead | Pole-Wood | Deteriorated | 2024 | Tier 2 | Distribution Circuit |  |  |  | 2593984 | Sus |  | EquipmentFailureInvolved¦Overhead¦PoleWood¦Deteriorated
24-0113513 | Wildfire Mitigation | Planned - WSIP/System Hardening |  |  | 2024 | Tier 3 | Distribution Circuit |  |  |  | 2594014 | Sus |  | WildfireMitigation¦PlannedWSIPSystemHardening¦¦
24-0119005 | Company Initiated | Planned- maintenance |  |  | 2024 | Tier 3 | Transformer only |  |  |  | 2594021 | Sus |  | CompanyInitiated¦Plannedmaintenance¦¦
24-0115207 | Company Initiated | Planned- maintenance |  |  | 2024 | Tier 3 | Distribution Circuit |  |  |  | 2593998 | Sus |  | CompanyInitiated¦Plannedmaintenance¦¦
24-0103622 | Company Initiated | Planned- capital |  |  | 2024 | Tier 3 | Distribution Circuit |  |  |  | 2594054 | Sus |  | CompanyInitiated¦Plannedcapital¦¦
24-0117409 | Company Initiated | Planned- maintenance |  |  | 2024 | Tier 2 | Transformer only |  |  |  | 2594136 | Sus |  | CompanyInitiated¦Plannedmaintenance¦¦
24-0123071 | Equipment Failure/Involved | Overhead | Pole-Wood | Broken | 2024 | Tier 2 | Distribution Circuit |  |  |  | 2594550 | Sus |  | EquipmentFailureInvolved¦Overhead¦PoleWood¦Broken
24-0123073 | Equipment Failure/Involved | Overhead | Insulator | Broken | 2024 | Tier 3 | Transformer only |  |  |  | 2594553 | Sus |  | EquipmentFailureInvolved¦Overhead¦Insulator¦Broken
24-0123175 | Company Initiated | Coordination failure | Conductor- Overhead | Normal | 2024 | Tier 3 | Transmission line |  |  |  | 2594819 | Sus |  | CompanyInitiated¦Coordinationfailure¦ConductorOverhead¦Normal
24-0123175 | Unknown Cause | Patrol - found nothing |  |  | 2024 | Tier 2 | Distribution Circuit |  |  |  | 2594814 | Sus |  | UnknownCause¦Patrolfoundnothing¦¦
24-0115930 | Company Initiated | Planned- maintenance |  |  | 2024 | Tier 2 | Distribution Circuit |  |  |  | 2594870 | Sus |  | CompanyInitiated¦Plannedmaintenance¦¦
24-0115670 | Company Initiated | Planned- maintenance |  |  | 2024 | Tier 2 | Distribution Circuit |  |  |  | 2594785 | Sus |  | CompanyInitiated¦Plannedmaintenance¦¦
24-0118281 | Wildfire Mitigation | Planned - WSIP/System Hardening |  |  | 2024 | Tier 3 | Distribution Circuit |  |  |  | 2594898 | Sus |  | WildfireMitigation¦PlannedWSIPSystemHardening¦¦
24-0103670 | Company Initiated | Planned- capital |  |  | 2024 | Tier 3 | Distribution Circuit |  |  |  | 2594911 | Sus |  | CompanyInitiated¦Plannedcapital¦¦
24-0113530 | Wildfire Mitigation | Planned - WSIP/System Hardening |  |  | 2024 | Tier 3 | Transformer only |  |  |  | 2594913 | Sus |  | WildfireMitigation¦PlannedWSIPSystemHardening¦¦
24-0115528 | Company Initiated | Planned- maintenance |  |  | 2024 | Tier 3 | Transformer only |  |  |  | 2594938 | Sus |  | CompanyInitiated¦Plannedmaintenance¦¦
24-0117198 | Wildfire Mitigation | Planned - WSIP/System Hardening |  |  | 2024 | Tier 2 | Transformer only |  |  |  | 2594956 | Sus |  | WildfireMitigation¦PlannedWSIPSystemHardening¦¦
24-0116369 | Company Initiated | Planned- capital |  |  | 2024 | Tier 2 | Distribution Circuit |  |  |  | 2595035 | Sus |  | CompanyInitiated¦Plannedcapital¦¦
24-0115247 | Wildfire Mitigation | Planned - WSIP/System Hardening |  |  | 2024 | Tier 3 | Distribution Circuit |  |  |  | 2595046 | Sus |  | WildfireMitigation¦PlannedWSIPSystemHardening¦¦
24-0119072 | Wildfire Mitigation | Planned - WSIP/System Hardening |  |  | 2024 | Tier 2 | Distribution Circuit |  |  |  | 2595230 | Sus |  | WildfireMitigation¦PlannedWSIPSystemHardening¦¦
24-0118015 | Company Initiated | Planned- maintenance |  |  | 2024 | Tier 2 | Transformer only |  |  |  | 2595086 | Sus |  | CompanyInitiated¦Plannedmaintenance¦¦
24-0116434 | Company Initiated | Planned- maintenance |  |  | 2024 | Tier 2 | Distribution Circuit |  |  |  | 2595789 | Sus |  | CompanyInitiated¦Plannedmaintenance¦¦
24-0116384 | Company Initiated | Planned- maintenance |  |  | 2024 | Tier 2 | Transformer only |  |  |  | 2595813 | Sus |  | CompanyInitiated¦Plannedmaintenance¦¦
24-0118533 | Company Initiated | Planned- capital |  |  | 2024 | Tier 2 | Distribution Circuit |  |  |  | 2595843 | Sus |  | CompanyInitiated¦Plannedcapital¦¦
24-0116781 | Wildfire Mitigation | Planned - WSIP/System Hardening |  |  | 2024 | Tier 2 | Transformer only |  |  |  | 2595849 | Sus |  | WildfireMitigation¦PlannedWSIPSystemHardening¦¦
24-0116430 | Company Initiated | Planned- maintenance |  |  | 2024 | Tier 2 | Distribution Circuit |  |  |  | 2595869 | Sus |  | CompanyInitiated¦Plannedmaintenance¦¦
24-0115188 | Wildfire Mitigation | Planned - WSIP/System Hardening |  |  | 2024 | Tier 3 | Distribution Circuit |  |  |  | 2595951 | Sus |  | WildfireMitigation¦PlannedWSIPSystemHardening¦¦
24-0122336 | Wildfire Mitigation | Planned - WSIP/System Hardening |  |  | 2024 | Tier 2 | Distribution Circuit |  |  |  | 2596031 | Sus |  | WildfireMitigation¦PlannedWSIPSystemHardening¦¦
24-0124177 | Equipment Failure/Involved | Overhead | Crossarm- Wood | Broken | 2024 | Tier 2 | Distribution Circuit |  |  |  | 2596453 | Sus |  | EquipmentFailureInvolved¦Overhead¦CrossarmWood¦Broken
24-0124222 | Equipment Failure/Involved | Overhead | Service conductor | Deteriorated | 2024 | Tier 3 | Transformer only |  |  |  | 2596573 | Sus |  | EquipmentFailureInvolved¦Overhead¦Serviceconductor¦Deteriorated
24-0124228 | Wildfire Mitigation | Public Safety Power Shut-off | Conductor- Overhead | Normal | 2024 | Tier 2 | Distribution Circuit |  |  |  | 2596581 | Sus |  | WildfireMitigation¦PublicSafetyPowerShutoff¦ConductorOverhead¦Normal
24-0124284 | Wildfire Mitigation | Public Safety Power Shut-off | Transformer (UG) | Normal | 2024 | Tier 2 | Distribution Circuit |  |  |  | 2596694 | Sus |  | WildfireMitigation¦PublicSafetyPowerShutoff¦Transformer(UG)¦Normal
24-0124458 | Unknown Cause | Patrol - found nothing |  |  | 2024 | Tier 2 | Distribution Circuit |  |  |  | 2597004 | Sus |  | UnknownCause¦Patrolfoundnothing¦¦
24-0124568 | Unknown Cause | Patrol - found nothing |  |  | 2024 | Tier 2 | Distribution Circuit |  |  |  | 2597125 | Sus |  | UnknownCause¦Patrolfoundnothing¦¦
24-0124715 | Vegetation | Tree - cutting- PG&E contractor | Conductor- Overhead | Normal | 2024 | Tier 2 | Distribution Circuit |  |  |  | 2597472 | Sus |  | Vegetation¦TreecuttingPG&Econtractor¦ConductorOverhead¦Normal
24-0124837 | Vegetation | Tree - branch fell on line | Conductor- Overhead | Normal | 2024 | Tier 3 | Distribution Circuit |  |  |  | 2598143 | Sus |  | Vegetation¦Treebranchfellonline¦ConductorOverhead¦Normal
24-0124954 | Equipment Failure/Involved | Overhead | Pole-Wood | Deteriorated | 2024 | Tier 2 | Distribution Circuit |  |  |  | 2598651 | Sus |  | EquipmentFailureInvolved¦Overhead¦PoleWood¦Deteriorated
24-0125279 | Equipment Failure/Involved | Overhead | Pole-Wood | Deteriorated | 2024 | Tier 2 | Distribution Circuit |  |  |  | 2599043 | Sus |  | EquipmentFailureInvolved¦Overhead¦PoleWood¦Deteriorated
24-0119106 | Company Initiated | Planned- maintenance |  |  | 2024 | Tier 2 | Distribution Circuit |  |  |  | 2599130 | Sus |  | CompanyInitiated¦Plannedmaintenance¦¦
24-0119106 | Company Initiated | Planned- maintenance |  |  | 2024 | Tier 2 | Distribution Circuit |  |  |  | 2599131 | Sus |  | CompanyInitiated¦Plannedmaintenance¦¦
24-0118470 | Company Initiated | Planned- maintenance |  |  | 2024 | Tier 3 | Distribution Circuit |  |  |  | 2599112 | Sus |  | CompanyInitiated¦Plannedmaintenance¦¦
24-0118417 | Company Initiated | Planned- maintenance |  |  | 2024 | Tier 2 | Transformer only |  |  |  | 2599676 | Sus |  | CompanyInitiated¦Plannedmaintenance¦¦
24-0119118 | Wildfire Mitigation | Planned - WSIP/System Hardening |  |  | 2024 | Tier 3 | Distribution Circuit |  |  |  | 2599644 | Sus |  | WildfireMitigation¦PlannedWSIPSystemHardening¦¦
24-0119112 | Company Initiated | Planned- maintenance |  |  | 2024 | Tier 2 | Distribution Circuit |  |  |  | 2599651 | Sus |  | CompanyInitiated¦Plannedmaintenance¦¦
24-0121764 | Company Initiated | Planned- maintenance |  |  | 2024 | Tier 3 | Distribution Circuit |  |  |  | 2599702 | Sus |  | CompanyInitiated¦Plannedmaintenance¦¦
24-0125518 | Wildfire Mitigation | Public Safety Power Shut-off |  |  | 2024 | Tier 2 | Distribution Circuit |  |  |  | 2599740 | Sus |  | WildfireMitigation¦PublicSafetyPowerShutoff¦¦
24-0125582 | Equipment Failure/Involved | Overhead | Pole-Wood | Broken | 2024 | Tier 2 | Distribution Circuit |  |  |  | 2599965 | Sus |  | EquipmentFailureInvolved¦Overhead¦PoleWood¦Broken
24-0119138 | Company Initiated | Planned- maintenance |  |  | 2024 | Tier 2 | Distribution Circuit |  |  |  | 2600006 | Sus |  | CompanyInitiated¦Plannedmaintenance¦¦
24-0118481 | Company Initiated | Planned- maintenance |  |  | 2024 | Tier 2 | Distribution Circuit |  |  |  | 2600042 | Sus |  | CompanyInitiated¦Plannedmaintenance¦¦
24-0124680 | Company Initiated | Planned- maintenance |  |  | 2024 | Tier 2 | Distribution Circuit |  |  |  | 2600109 | Sus |  | CompanyInitiated¦Plannedmaintenance¦¦
24-0125664 | Equipment Failure/Involved | Overhead | Transformer (OH) | Broken | 2024 | Tier 2 | Distribution Circuit |  |  |  | 2600167 | Sus |  | EquipmentFailureInvolved¦Overhead¦Transformer(OH)¦Broken
24-0116646 | Wildfire Mitigation | Planned - WSIP/System Hardening |  |  | 2024 | Tier 3 | Distribution Circuit |  |  |  | 2600096 | Sus |  | WildfireMitigation¦PlannedWSIPSystemHardening¦¦
24-0122773 | Company Initiated | Planned- maintenance |  |  | 2024 | Tier 2 | Distribution Circuit |  |  |  | 2600043 | Sus |  | CompanyInitiated¦Plannedmaintenance¦¦
24-0122785 | Company Initiated | Planned- maintenance |  |  | 2024 | Tier 2 | Transformer only |  |  |  | 2600190 | Sus |  | CompanyInitiated¦Plannedmaintenance¦¦
24-0117655 | Company Initiated | Planned- capital |  |  | 2024 | Tier 2 | Distribution Circuit |  |  |  | 2600208 | Sus |  | CompanyInitiated¦Plannedcapital¦¦
24-0120101 | Company Initiated | Planned- maintenance |  |  | 2024 | Tier 2 | Transformer only |  |  |  | 2600211 | Sus |  | CompanyInitiated¦Plannedmaintenance¦¦
24-0120171 | Wildfire Mitigation | Planned - WSIP/System Hardening |  |  | 2024 | Tier 2 | Distribution Circuit |  |  |  | 2600195 | Sus |  | WildfireMitigation¦PlannedWSIPSystemHardening¦¦
24-0118494 | Company Initiated | Planned- maintenance |  |  | 2024 | Tier 2 | Distribution Circuit |  |  |  | 2600853 | Sus |  | CompanyInitiated¦Plannedmaintenance¦¦
24-0115794 | Wildfire Mitigation | Planned - WSIP/System Hardening |  |  | 2024 | Tier 2 | Transformer only |  |  |  | 2600907 | Sus |  | WildfireMitigation¦PlannedWSIPSystemHardening¦¦
24-0117955 | Company Initiated | Planned- maintenance |  |  | 2024 | Tier 2 | Transformer only |  |  |  | 2600909 | Sus |  | CompanyInitiated¦Plannedmaintenance¦¦
24-0121441 | Company Initiated | Planned- maintenance |  |  | 2024 | Tier 3 | Transformer only |  |  |  | 2600913 | Sus |  | CompanyInitiated¦Plannedmaintenance¦¦
24-0111756 | Company Initiated | Planned- capital |  |  | 2024 | Tier 2 | Distribution Circuit |  |  |  | 2600931 | Sus |  | CompanyInitiated¦Plannedcapital¦¦
24-0120813 | Wildfire Mitigation | Planned - WSIP/System Hardening |  |  | 2024 | Tier 3 | Distribution Circuit |  |  |  | 2600974 | Sus |  | WildfireMitigation¦PlannedWSIPSystemHardening¦¦
24-0118912 | Wildfire Mitigation | Planned - WSIP/System Hardening |  |  | 2024 | Tier 2 | Distribution Circuit |  |  |  | 2600864 | Sus |  | WildfireMitigation¦PlannedWSIPSystemHardening¦¦
24-0101708 | Company Initiated | Planned- maintenance |  |  | 2024 | Tier 2 | Distribution Circuit |  |  |  | 2600984 | Sus |  | CompanyInitiated¦Plannedmaintenance¦¦
24-0067801 | Company Initiated | Planned- capital |  |  | 2024 | Tier 2 | Distribution Circuit |  |  |  | 2601023 | Sus |  | CompanyInitiated¦Plannedcapital¦¦
24-0120822 | Wildfire Mitigation | Planned - WSIP/System Hardening |  |  | 2024 | Tier 3 | Transformer only |  |  |  | 2601042 | Sus |  | WildfireMitigation¦PlannedWSIPSystemHardening¦¦
24-0120564 | Wildfire Mitigation | Planned - WSIP/System Hardening |  |  | 2024 | Tier 3 | Distribution Circuit |  |  |  | 2600847 | Sus |  | WildfireMitigation¦PlannedWSIPSystemHardening¦¦
24-0120120 | Company Initiated | Planned- capital |  |  | 2024 | Tier 2 | Distribution Circuit |  |  |  | 2601102 | Sus |  | CompanyInitiated¦Plannedcapital¦¦
24-0117960 | Company Initiated | Planned- maintenance |  |  | 2024 | Tier 2 | Distribution Circuit |  |  |  | 2600834 | Sus |  | CompanyInitiated¦Plannedmaintenance¦¦
24-0119287 | Company Initiated | Planned- maintenance |  |  | 2024 | Tier 2 | Distribution Circuit |  |  |  | 2601416 | Sus |  | CompanyInitiated¦Plannedmaintenance¦¦
24-0117276 | Wildfire Mitigation | Planned - WSIP/System Hardening |  |  | 2024 | Tier 2 | Distribution Circuit |  |  |  | 2601435 | Sus |  | WildfireMitigation¦PlannedWSIPSystemHardening¦¦
24-0126623 | Vegetation | Tree - fell into line | Conductor- Overhead | Broken- wire on ground | 2024 | Tier 2 | Distribution Circuit |  |  |  | 2601724 | Sus |  | Vegetation¦Treefellintoline¦ConductorOverhead¦Brokenwireonground
24-0126649 | Animal | Bird found | Conductor- Overhead | Normal | 2024 | Tier 2 | Distribution Circuit |  |  |  | 2601770 | Sus |  | Animal¦Birdfound¦ConductorOverhead¦Normal
24-0121004 | Company Initiated | Planned- capital |  |  | 2024 | Tier 2 | Distribution Circuit |  |  |  | 2601974 | Sus |  | CompanyInitiated¦Plannedcapital¦¦
24-0113950 | Company Initiated | Planned- maintenance |  |  | 2024 | Tier 2 | Distribution Circuit |  |  |  | 2601796 | Sus |  | CompanyInitiated¦Plannedmaintenance¦¦
24-0067896 | Company Initiated | Planned- capital |  |  | 2024 | Tier 2 | Distribution Circuit |  |  |  | 2601824 | Sus |  | CompanyInitiated¦Plannedcapital¦¦
24-0115823 | Company Initiated | Planned- maintenance |  |  | 2024 | Tier 2 | Transformer only |  |  |  | 2601839 | Sus |  | CompanyInitiated¦Plannedmaintenance¦¦
24-0122185 | Company Initiated | Planned- capital |  |  | 2024 | Tier 3 | Distribution Circuit |  |  |  | 2601856 | Sus |  | CompanyInitiated¦Plannedcapital¦¦
24-0121042 | Company Initiated | Planned- capital |  |  | 2024 | Tier 2 | Distribution Circuit |  |  |  | 2601837 | Sus |  | CompanyInitiated¦Plannedcapital¦¦
24-0120298 | Company Initiated | Planned- maintenance |  |  | 2024 | Tier 2 | Transformer only |  |  |  | 2601871 | Sus |  | CompanyInitiated¦Plannedmaintenance¦¦
24-0116731 | Wildfire Mitigation | Planned - WSIP/System Hardening |  |  | 2024 | Tier 2 | Distribution Circuit |  |  |  | 2601870 | Sus |  | WildfireMitigation¦PlannedWSIPSystemHardening¦¦
24-0116443 | Wildfire Mitigation | Planned - WSIP/System Hardening |  |  | 2024 | Tier 3 | Distribution Circuit |  |  |  | 2601810 | Sus |  | WildfireMitigation¦PlannedWSIPSystemHardening¦¦
24-0120179 | Wildfire Mitigation | Planned - WSIP/System Hardening |  |  | 2024 | Tier 2 | Distribution Circuit |  |  |  | 2601924 | Sus |  | WildfireMitigation¦PlannedWSIPSystemHardening¦¦
24-0120637 | Wildfire Mitigation | Planned - WSIP/System Hardening |  |  | 2024 | Tier 2 | Transformer only |  |  |  | 2602002 | Sus |  | WildfireMitigation¦PlannedWSIPSystemHardening¦¦
24-0118522 | Company Initiated | Planned- maintenance |  |  | 2024 | Tier 3 | Distribution Circuit |  |  |  | 2602000 | Sus |  | CompanyInitiated¦Plannedmaintenance¦¦
24-0116447 | Wildfire Mitigation | Planned - WSIP/System Hardening |  |  | 2024 | Tier 3 | Transformer only |  |  |  | 2602215 | Sus |  | WildfireMitigation¦PlannedWSIPSystemHardening¦¦
24-0119340 | Company Initiated | Planned- capital |  |  | 2024 | Tier 2 | Distribution Circuit |  |  |  | 2602327 | Sus |  | CompanyInitiated¦Plannedcapital¦¦
24-0120250 | Wildfire Mitigation | Planned - WSIP/System Hardening |  |  | 2024 | Tier 2 | Transformer only |  |  |  | 2602337 | Sus |  | WildfireMitigation¦PlannedWSIPSystemHardening¦¦
24-0127086 | Equipment Failure/Involved | Overhead | Secondary | Deteriorated | 2024 | Tier 2 | Transformer only |  |  |  | 2602533 | Sus |  | EquipmentFailureInvolved¦Overhead¦Secondary¦Deteriorated
24-0120324 | Company Initiated | Planned- maintenance |  |  | 2024 | Tier 2 | Distribution Circuit |  |  |  | 2602696 | Sus |  | CompanyInitiated¦Plannedmaintenance¦¦
24-0118275 | Company Initiated | Planned- capital |  |  | 2024 | Tier 2 | Distribution Circuit |  |  |  | 2602780 | Sus |  | CompanyInitiated¦Plannedcapital¦¦
24-0120584 | Company Initiated | Planned- capital |  |  | 2024 | Tier 3 | Distribution Circuit |  |  |  | 2602728 | Sus |  | CompanyInitiated¦Plannedcapital¦¦
24-0067950 | Company Initiated | Planned- capital |  |  | 2024 | Tier 2 | Distribution Circuit |  |  |  | 2602727 | Sus |  | CompanyInitiated¦Plannedcapital¦¦
24-0115847 | Company Initiated | Planned- maintenance |  |  | 2024 | Tier 3 | Transformer only |  |  |  | 2602777 | Sus |  | CompanyInitiated¦Plannedmaintenance¦¦
24-0119023 | Wildfire Mitigation | Planned - WSIP/System Hardening |  |  | 2024 | Tier 2 | Distribution Circuit |  |  |  | 2602695 | Sus |  | WildfireMitigation¦PlannedWSIPSystemHardening¦¦
24-0121217 | Wildfire Mitigation | Planned - WSIP/System Hardening |  |  | 2024 | Tier 2 | Transformer only |  |  |  | 2602796 | Sus |  | WildfireMitigation¦PlannedWSIPSystemHardening¦¦
24-0121400 | Company Initiated | Planned- maintenance |  |  | 2024 | Tier 2 | Transformer only |  |  |  | 2602873 | Sus |  | CompanyInitiated¦Plannedmaintenance¦¦
24-0118710 | Wildfire Mitigation | Planned - WSIP/System Hardening |  |  | 2024 | Tier 3 | Transformer only |  |  |  | 2602970 | Sus |  | WildfireMitigation¦PlannedWSIPSystemHardening¦¦
24-0117649 | Company Initiated | Planned- maintenance |  |  | 2024 | Tier 3 | Distribution Circuit |  |  |  | 2603048 | Sus |  | CompanyInitiated¦Plannedmaintenance¦¦
24-0120320 | Company Initiated | Planned- maintenance |  |  | 2024 | Tier 2 | Transformer only |  |  |  | 2603100 | Sus |  | CompanyInitiated¦Plannedmaintenance¦¦
24-0127386 | Unknown Cause | Patrol - found nothing |  |  | 2024 | Tier 2 | Distribution Circuit |  |  |  | 2603118 | Sus |  | UnknownCause¦Patrolfoundnothing¦¦
24-0127651 | Equipment Failure/Involved | Overhead | Pole-Wood | Deteriorated | 2024 | Tier 2 | Transformer only |  |  |  | 2603455 | Sus |  | EquipmentFailureInvolved¦Overhead¦PoleWood¦Deteriorated
24-0120267 | Company Initiated | Planned- capital |  |  | 2024 | Tier 2 | Distribution Circuit |  |  |  | 2603627 | Sus |  | CompanyInitiated¦Plannedcapital¦¦
24-0120274 | Wildfire Mitigation | Planned - WSIP/System Hardening |  |  | 2024 | Tier 2 | Transformer only |  |  |  | 2603605 | Sus |  | WildfireMitigation¦PlannedWSIPSystemHardening¦¦
24-0120539 | Company Initiated | Planned- maintenance |  |  | 2024 | Tier 3 | Distribution Circuit |  |  |  | 2603584 | Sus |  | CompanyInitiated¦Plannedmaintenance¦¦
24-0119327 | Company Initiated | Planned- capital |  |  | 2024 | Tier 2 | Distribution Circuit |  |  |  | 2603854 | Sus |  | CompanyInitiated¦Plannedcapital¦¦
24-0120831 | Wildfire Mitigation | Planned - WSIP/System Hardening |  |  | 2024 | Tier 3 | Distribution Circuit |  |  |  | 2603765 | Sus |  | WildfireMitigation¦PlannedWSIPSystemHardening¦¦
24-0120348 | Wildfire Mitigation | Planned - WSIP/System Hardening |  |  | 2024 | Tier 3 | Distribution Circuit |  |  |  | 2603884 | Sus |  | WildfireMitigation¦PlannedWSIPSystemHardening¦¦
24-0122823 | Company Initiated | Planned- maintenance |  |  | 2024 | Tier 2 | Distribution Circuit |  |  |  | 2604484 | Sus |  | CompanyInitiated¦Plannedmaintenance¦¦
24-0120550 | Company Initiated | Planned- capital |  |  | 2024 | Tier 2 | Distribution Circuit |  |  |  | 2604621 | Sus |  | CompanyInitiated¦Plannedcapital¦¦
24-0106309 | Company Initiated | Planned- maintenance |  |  | 2024 | Tier 3 | Distribution Circuit |  |  |  | 2604571 | Sus |  | CompanyInitiated¦Plannedmaintenance¦¦
24-0121679 | Company Initiated | Planned- maintenance |  |  | 2024 | Tier 2 | Distribution Circuit |  |  |  | 2604598 | Sus |  | CompanyInitiated¦Plannedmaintenance¦¦
24-0124429 | Company Initiated | Planned- capital |  |  | 2024 | Tier 3 | Distribution Circuit |  |  |  | 2604619 | Sus |  | CompanyInitiated¦Plannedcapital¦¦
24-0121166 | Company Initiated | Planned- maintenance |  |  | 2024 | Tier 3 | Distribution Circuit |  |  |  | 2604488 | Sus |  | CompanyInitiated¦Plannedmaintenance¦¦
24-0128164 | Equipment Failure/Involved | Overhead | Pole-Wood | Broken- wire on ground | 2024 | Tier 3 | Distribution Circuit |  |  |  | 2604803 | Sus |  | EquipmentFailureInvolved¦Overhead¦PoleWood¦Brokenwireonground
24-0121618 | Wildfire Mitigation | Planned - WSIP/System Hardening |  |  | 2024 | Tier 2 | Transformer only |  |  |  | 2604905 | Sus |  | WildfireMitigation¦PlannedWSIPSystemHardening¦¦
24-0128194 | Equipment Failure/Involved | Overhead | Conductor- Overhead | Bent or Twisted | 2024 | Tier 2 | Distribution Circuit |  |  |  | 2604910 | Sus |  | EquipmentFailureInvolved¦Overhead¦ConductorOverhead¦BentorTwisted
24-0122875 | Company Initiated | Planned- maintenance |  |  | 2024 | Tier 2 | Transformer only |  |  |  | 2604934 | Sus |  | CompanyInitiated¦Plannedmaintenance¦¦
24-0128204 | Unknown Cause | Patrol - found nothing |  |  | 2024 | Tier 2 | Distribution Circuit |  |  |  | 2604949 | Sus |  | UnknownCause¦Patrolfoundnothing¦¦
24-0128211 | Equipment Failure/Involved | Overhead | Pole-Wood | Broken | 2024 | Tier 3 | Distribution Circuit |  |  |  | 2604989 | Sus |  | EquipmentFailureInvolved¦Overhead¦PoleWood¦Broken
24-0128227 | 3rd Party | Vehicle | Conductor- Overhead | Broken- wire on ground | 2024 | Tier 2 | Transmission line |  |  |  | 2605056 | Sus |  | 3rdParty¦Vehicle¦ConductorOverhead¦Brokenwireonground
24-0128255 | Equipment Failure/Involved | Overhead | Crossarm- Wood | Broken | 2024 | Tier 2 | Distribution Circuit |  |  |  | 2605243 | Sus |  | EquipmentFailureInvolved¦Overhead¦CrossarmWood¦Broken
24-0123023 | Company Initiated | Planned- maintenance |  |  | 2024 | Tier 3 | Distribution Circuit |  |  |  | 2605225 | Sus |  | CompanyInitiated¦Plannedmaintenance¦¦
24-0106313 | Company Initiated | Planned- maintenance |  |  | 2024 | Tier 3 | Distribution Circuit |  |  |  | 2605286 | Sus |  | CompanyInitiated¦Plannedmaintenance¦¦
24-0121686 | Company Initiated | Planned- maintenance |  |  | 2024 | Tier 3 | Distribution Circuit |  |  |  | 2605291 | Sus |  | CompanyInitiated¦Plannedmaintenance¦¦
24-0122882 | Wildfire Mitigation | Planned - WSIP/System Hardening |  |  | 2024 | Tier 3 | Transformer only |  |  |  | 2605410 | Sus |  | WildfireMitigation¦PlannedWSIPSystemHardening¦¦
24-0120658 | Company Initiated | Planned- capital |  |  | 2024 | Tier 2 | Distribution Circuit |  |  |  | 2605828 | Sus |  | CompanyInitiated¦Plannedcapital¦¦
24-0121689 | Company Initiated | Planned- maintenance |  |  | 2024 | Tier 3 | Transformer only |  |  |  | 2605818 | Sus |  | CompanyInitiated¦Plannedmaintenance¦¦
24-0120744 | Wildfire Mitigation | Planned - WSIP/System Hardening |  |  | 2024 | Tier 2 | Distribution Circuit |  |  |  | 2605783 | Sus |  | WildfireMitigation¦PlannedWSIPSystemHardening¦¦
24-0121031 | Company Initiated | Planned- maintenance |  |  | 2024 | Tier 2 | Transformer only |  |  |  | 2605876 | Sus |  | CompanyInitiated¦Plannedmaintenance¦¦
24-0123859 | Wildfire Mitigation | Planned - WSIP/System Hardening |  |  | 2024 | Tier 2 | Distribution Circuit |  |  |  | 2605990 | Sus |  | WildfireMitigation¦PlannedWSIPSystemHardening¦¦
24-0116363 | Wildfire Mitigation | Planned - WSIP/System Hardening |  |  | 2024 | Tier 3 | Transformer only |  |  |  | 2606000 | Sus |  | WildfireMitigation¦PlannedWSIPSystemHardening¦¦
24-0116359 | Wildfire Mitigation | Planned - WSIP/System Hardening |  |  | 2024 | Tier 3 | Transformer only |  |  |  | 2606008 | Sus |  | WildfireMitigation¦PlannedWSIPSystemHardening¦¦
24-0122980 | Company Initiated | Planned- maintenance |  |  | 2024 | Tier 2 | Distribution Circuit |  |  |  | 2605661 | Sus |  | CompanyInitiated¦Plannedmaintenance¦¦
24-0123821 | Wildfire Mitigation | Planned - WSIP/System Hardening |  |  | 2024 | Tier 2 | Distribution Circuit |  |  |  | 2606055 | Sus |  | WildfireMitigation¦PlannedWSIPSystemHardening¦¦
24-0120656 | Company Initiated | Planned- capital |  |  | 2024 | Tier 2 | Distribution Circuit |  |  |  | 2606078 | Sus |  | CompanyInitiated¦Plannedcapital¦¦
24-0123278 | Company Initiated | Planned- maintenance |  |  | 2024 | Tier 2 | Distribution Circuit |  |  |  | 2605664 | Sus |  | CompanyInitiated¦Plannedmaintenance¦¦
24-0120663 | Company Initiated | Planned- capital |  |  | 2024 | Tier 2 | Distribution Circuit |  |  |  | 2606244 | Sus |  | CompanyInitiated¦Plannedcapital¦¦
24-0120649 | Wildfire Mitigation | Planned - WSIP/System Hardening |  |  | 2024 | Tier 2 | Transformer only |  |  |  | 2606380 | Sus |  | WildfireMitigation¦PlannedWSIPSystemHardening¦¦
24-0128889 | Unknown Cause | Patrol - not conducted |  |  | 2024 | Tier 2 | Transformer only |  |  |  | 2606870 | Sus |  | UnknownCause¦Patrolnotconducted¦¦
24-0116459 | Company Initiated | Planned- capital |  |  | 2024 | Tier 2 | Distribution Circuit |  |  |  | 2606905 | Sus |  | CompanyInitiated¦Plannedcapital¦¦
24-0122059 | Company Initiated | Planned- capital |  |  | 2024 | Tier 2 | Distribution Circuit |  |  |  | 2606931 | Sus |  | CompanyInitiated¦Plannedcapital¦¦
24-0123174 | Company Initiated | Planned- maintenance |  |  | 2024 | Tier 2 | Transformer only |  |  |  | 2606921 | Sus |  | CompanyInitiated¦Plannedmaintenance¦¦
24-0124124 | Company Initiated | Planned- maintenance |  |  | 2024 | Tier 2 | Transformer only |  |  |  | 2606955 | Sus |  | CompanyInitiated¦Plannedmaintenance¦¦
24-0128876 | Company Initiated | Coordination failure | Circuit Breaker | Normal | 2024 | Tier 3 | Distribution Circuit |  |  |  | 2606964 | Sus |  | CompanyInitiated¦Coordinationfailure¦CircuitBreaker¦Normal
24-0123908 | Wildfire Mitigation | Planned - WSIP/System Hardening |  |  | 2024 | Tier 2 | Distribution Circuit |  |  |  | 2606992 | Sus |  | WildfireMitigation¦PlannedWSIPSystemHardening¦¦
24-0124315 | Wildfire Mitigation | Planned - WSIP/System Hardening |  |  | 2024 | Tier 2 | Distribution Circuit |  |  |  | 2606799 | Sus |  | WildfireMitigation¦PlannedWSIPSystemHardening¦¦
24-0120984 | Company Initiated | Planned- maintenance |  |  | 2024 | Tier 3 | Distribution Circuit |  |  |  | 2606906 | Sus |  | CompanyInitiated¦Plannedmaintenance¦¦
24-0116478 | Company Initiated | Planned- capital |  |  | 2024 | Tier 2 | Distribution Circuit |  |  |  | 2607153 | Sus |  | CompanyInitiated¦Plannedcapital¦¦
24-0128890 | 3rd Party | Tree - cutting- 3rd party | Conductor- Overhead | Normal | 2024 | Tier 3 | Distribution Circuit |  |  |  | 2607068 | Sus |  | 3rdParty¦Treecutting3rdparty¦ConductorOverhead¦Normal
24-0121767 | Wildfire Mitigation | Planned - WSIP/System Hardening |  |  | 2024 | Tier 2 | Transformer only |  |  |  | 2607088 | Sus |  | WildfireMitigation¦PlannedWSIPSystemHardening¦¦
24-0124610 | Company Initiated | Planned- maintenance |  |  | 2024 | Tier 3 | Distribution Circuit |  |  |  | 2606781 | Sus |  | CompanyInitiated¦Plannedmaintenance¦¦
24-0122072 | Company Initiated | Planned- capital |  |  | 2024 | Tier 2 | Distribution Circuit |  |  |  | 2607182 | Sus |  | CompanyInitiated¦Plannedcapital¦¦
24-0121768 | Wildfire Mitigation | Planned - WSIP/System Hardening |  |  | 2024 | Tier 2 | Transformer only |  |  |  | 2607326 | Sus |  | WildfireMitigation¦PlannedWSIPSystemHardening¦¦
24-0122079 | Wildfire Mitigation | Planned - WSIP/System Hardening |  |  | 2024 | Tier 2 | Transformer only |  |  |  | 2607347 | Sus |  | WildfireMitigation¦PlannedWSIPSystemHardening¦¦
24-0124613 | Company Initiated | Planned- maintenance |  |  | 2024 | Tier 3 | Transformer only |  |  |  | 2607446 | Sus |  | CompanyInitiated¦Plannedmaintenance¦¦
24-0129167 | 3rd Party | Customer Equipment | CT | Failed/Faulted | 2024 | Tier 2 | Distribution Circuit |  |  |  | 2607627 | Sus |  | 3rdParty¦CustomerEquipment¦CT¦FailedFaulted
24-0129238 | Equipment Failure/Involved | Overhead | Transformer (OH) | Failed/Faulted | 2024 | Tier 2 | Transformer only |  |  |  | 2607693 | Sus |  | EquipmentFailureInvolved¦Overhead¦Transformer(OH)¦FailedFaulted
24-0129256 | Equipment Failure/Involved | Overhead | Fuse | Failed/Faulted | 2024 | Tier 2 | Transformer only |  |  |  | 2607750 | Sus |  | EquipmentFailureInvolved¦Overhead¦Fuse¦FailedFaulted
24-0129253 | Equipment Failure/Involved | Overhead | Lightning Arrestor | Failed/Faulted | 2024 | Tier 2 | Transformer only |  |  |  | 2607751 | Sus |  | EquipmentFailureInvolved¦Overhead¦LightningArrestor¦FailedFaulted
24-0121430 | Wildfire Mitigation | Planned - WSIP/System Hardening |  |  | 2024 | Tier 3 | Distribution Circuit |  |  |  | 2607928 | Sus |  | WildfireMitigation¦PlannedWSIPSystemHardening¦¦
24-0110723 | Company Initiated | Planned- capital |  |  | 2024 | Tier 3 | Distribution Circuit |  |  |  | 2607932 | Sus |  | CompanyInitiated¦Plannedcapital¦¦
24-0116514 | Company Initiated | Planned- capital |  |  | 2024 | Tier 2 | Distribution Circuit |  |  |  | 2608230 | Sus |  | CompanyInitiated¦Plannedcapital¦¦
24-0123447 | Company Initiated | Planned- capital |  |  | 2024 | Tier 2 | Distribution Circuit |  |  |  | 2608068 | Sus |  | CompanyInitiated¦Plannedcapital¦¦
24-0123183 | Company Initiated | Planned- maintenance |  |  | 2024 | Tier 2 | Distribution Circuit |  |  |  | 2607887 | Sus |  | CompanyInitiated¦Plannedmaintenance¦¦
24-0124155 | Company Initiated | Planned- maintenance |  |  | 2024 | Tier 2 | Transformer only |  |  |  | 2608439 | Sus |  | CompanyInitiated¦Plannedmaintenance¦¦
24-0119042 | Company Initiated | Planned- maintenance |  |  | 2024 | Tier 2 | Distribution Circuit |  |  |  | 2607914 | Sus |  | CompanyInitiated¦Plannedmaintenance¦¦
24-0124318 | Wildfire Mitigation | Planned - WSIP/System Hardening |  |  | 2024 | Tier 2 | Distribution Circuit |  |  |  | 2607910 | Sus |  | WildfireMitigation¦PlannedWSIPSystemHardening¦¦
24-0123201 | Wildfire Mitigation | Planned - WSIP/System Hardening |  |  | 2024 | Tier 2 | Distribution Circuit |  |  |  | 2608033 | Sus |  | WildfireMitigation¦PlannedWSIPSystemHardening¦¦
24-0124606 | Company Initiated | Planned- maintenance |  |  | 2024 | Tier 2 | Distribution Circuit |  |  |  | 2607902 | Sus |  | CompanyInitiated¦Plannedmaintenance¦¦
24-0121809 | Wildfire Mitigation | Planned - WSIP/System Hardening |  |  | 2024 | Tier 3 | Distribution Circuit |  |  |  | 2607912 | Sus |  | WildfireMitigation¦PlannedWSIPSystemHardening¦¦
24-0121100 | Wildfire Mitigation | Planned - WSIP/System Hardening |  |  | 2024 | Tier 3 | Transformer only |  |  |  | 2608168 | Sus |  | WildfireMitigation¦PlannedWSIPSystemHardening¦¦
24-0120835 | Wildfire Mitigation | Planned - WSIP/System Hardening |  |  | 2024 | Tier 2 | Distribution Circuit |  |  |  | 2607915 | Sus |  | WildfireMitigation¦PlannedWSIPSystemHardening¦¦
24-0121600 | Wildfire Mitigation | Planned - WSIP/System Hardening |  |  | 2024 | Tier 3 | Distribution Circuit |  |  |  | 2608196 | Sus |  | WildfireMitigation¦PlannedWSIPSystemHardening¦¦
24-0123470 | Company Initiated | Planned- capital |  |  | 2024 | Tier 2 | Distribution Circuit |  |  |  | 2608298 | Sus |  | CompanyInitiated¦Plannedcapital¦¦
24-0124149 | Company Initiated | Planned- maintenance |  |  | 2024 | Tier 2 | Transformer only |  |  |  | 2608441 | Sus |  | CompanyInitiated¦Plannedmaintenance¦¦
24-0126935 | Company Initiated | Planned- capital |  |  | 2024 | Tier 2 | Distribution Circuit |  |  |  | 2608385 | Sus |  | CompanyInitiated¦Plannedcapital¦¦
24-0123204 | Wildfire Mitigation | Planned - WSIP/System Hardening |  |  | 2024 | Tier 3 | Transformer only |  |  |  | 2609136 | Sus |  | WildfireMitigation¦PlannedWSIPSystemHardening¦¦
24-0123521 | Wildfire Mitigation | Planned - WSIP/System Hardening |  |  | 2024 | Tier 2 | Transformer only |  |  |  | 2609170 | Sus |  | WildfireMitigation¦PlannedWSIPSystemHardening¦¦
24-0124163 | Company Initiated | Planned- maintenance |  |  | 2024 | Tier 2 | Distribution Circuit |  |  |  | 2609196 | Sus |  | CompanyInitiated¦Plannedmaintenance¦¦
24-0121857 | Company Initiated | Planned- capital |  |  | 2024 | Tier 2 | Distribution Circuit |  |  |  | 2609290 | Sus |  | CompanyInitiated¦Plannedcapital¦¦
24-0129994 | Company Initiated | Planned- capital |  |  | 2024 | Tier 2 | Distribution Circuit |  |  |  | 2609388 | Sus |  | CompanyInitiated¦Plannedcapital¦¦
24-0123751 | Company Initiated | Planned- capital |  |  | 2024 | Tier 2 | Distribution Circuit |  |  |  | 2609525 | Sus |  | CompanyInitiated¦Plannedcapital¦¦
24-0130200 | Equipment Failure/Involved | Overhead | Conductor- Overhead | Broken- wire on ground | 2024 | Tier 2 | Distribution Circuit |  |  |  | 2609705 | Sus |  | EquipmentFailureInvolved¦Overhead¦ConductorOverhead¦Brokenwireonground
24-0127279 | Wildfire Mitigation | Planned - WSIP/System Hardening |  |  | 2024 | Tier 3 | Transformer only |  |  |  | 2609754 | Sus |  | WildfireMitigation¦PlannedWSIPSystemHardening¦¦
24-0130095 | Company Initiated | Planned- capital |  |  | 2024 | Tier 2 | Distribution Circuit |  |  |  | 2609919 | Sus |  | CompanyInitiated¦Plannedcapital¦¦
24-0120531 | Company Initiated | Planned- maintenance |  |  | 2024 | Tier 2 | Distribution Circuit |  |  |  | 2610011 | Sus |  | CompanyInitiated¦Plannedmaintenance¦¦
24-0123665 | Company Initiated | Planned- maintenance |  |  | 2024 | Tier 3 | Distribution Circuit |  |  |  | 2610001 | Sus |  | CompanyInitiated¦Plannedmaintenance¦¦
24-0123662 | Company Initiated | Planned- maintenance |  |  | 2024 | Tier 3 | Transformer only |  |  |  | 2610061 | Sus |  | CompanyInitiated¦Plannedmaintenance¦¦
24-0125057 | Company Initiated | Planned- maintenance |  |  | 2024 | Tier 2 | Transformer only |  |  |  | 2610114 | Sus |  | CompanyInitiated¦Plannedmaintenance¦¦
24-0109821 | Company Initiated | Planned- capital |  |  | 2024 | Tier 2 | Distribution Circuit |  |  |  | 2610187 | Sus |  | CompanyInitiated¦Plannedcapital¦¦
24-0121613 | Wildfire Mitigation | Planned - WSIP/System Hardening |  |  | 2024 | Tier 3 | Distribution Circuit |  |  |  | 2610127 | Sus |  | WildfireMitigation¦PlannedWSIPSystemHardening¦¦
24-0130460 | Equipment Failure/Involved | Overhead | Pole-Wood | Deteriorated | 2024 | Tier 2 | Transformer only |  |  |  | 2610203 | Sus |  | EquipmentFailureInvolved¦Overhead¦PoleWood¦Deteriorated
24-0126759 | Company Initiated | Planned- maintenance |  |  | 2024 | Tier 3 | Transformer only |  |  |  | 2610209 | Sus |  | CompanyInitiated¦Plannedmaintenance¦¦
24-0130471 | Equipment Failure/Involved | Overhead | Bushing | Broken | 2024 | Zone 1 | Transformer only |  |  |  | 2610226 | Sus |  | EquipmentFailureInvolved¦Overhead¦Bushing¦Broken
24-0130571 | Unknown Cause | Patrol - found nothing |  |  | 2024 | Tier 3 | Distribution Circuit |  |  |  | 2610407 | Sus |  | UnknownCause¦Patrolfoundnothing¦¦
24-0130741 | Unknown Cause | Patrol - found nothing |  |  | 2024 | Tier 2 | Distribution Circuit |  |  |  | 2610739 | Sus |  | UnknownCause¦Patrolfoundnothing¦¦
24-0124300 | Wildfire Mitigation | Planned - WSIP/System Hardening |  |  | 2024 | Tier 2 | Distribution Circuit |  |  |  | 2611279 | Sus |  | WildfireMitigation¦PlannedWSIPSystemHardening¦¦
24-0125107 | Wildfire Mitigation | Planned - WSIP/System Hardening |  |  | 2024 | Tier 2 | Distribution Circuit |  |  |  | 2611266 | Sus |  | WildfireMitigation¦PlannedWSIPSystemHardening¦¦
24-0121687 | Wildfire Mitigation | Planned - WSIP/System Hardening |  |  | 2024 | Tier 3 | Transformer only |  |  |  | 2611417 | Sus |  | WildfireMitigation¦PlannedWSIPSystemHardening¦¦
24-0123688 | Company Initiated | Planned- maintenance |  |  | 2024 | Tier 3 | Distribution Circuit |  |  |  | 2611440 | Sus |  | CompanyInitiated¦Plannedmaintenance¦¦
24-0130921 | Equipment Failure/Involved | Overhead | Lightning Arrestor | Failed/Faulted | 2024 | Tier 2 | Transformer only |  |  |  | 2611690 | Sus |  | EquipmentFailureInvolved¦Overhead¦LightningArrestor¦FailedFaulted
24-0126730 | Wildfire Mitigation | Planned - WSIP/System Hardening |  |  | 2024 | Tier 2 | Distribution Circuit |  |  |  | 2611245 | Sus |  | WildfireMitigation¦PlannedWSIPSystemHardening¦¦
24-0123683 | Company Initiated | Planned- maintenance |  |  | 2024 | Tier 2 | Distribution Circuit |  |  |  | 2611276 | Sus |  | CompanyInitiated¦Plannedmaintenance¦¦
24-0130924 | Animal | Squirrel | Bushing | Burned/flashed | 2024 | Tier 2 | Distribution Circuit |  |  |  | 2611570 | Sus |  | Animal¦Squirrel¦Bushing¦Burnedflashed
24-0126021 | Wildfire Mitigation | Planned - WSIP/System Hardening |  |  | 2024 | Tier 3 | Distribution Circuit |  |  |  | 2611346 | Sus |  | WildfireMitigation¦PlannedWSIPSystemHardening¦¦
24-0125112 | Wildfire Mitigation | Planned - WSIP/System Hardening |  |  | 2024 | Tier 2 | Distribution Circuit |  |  |  | 2611530 | Sus |  | WildfireMitigation¦PlannedWSIPSystemHardening¦¦
24-0112595 | Company Initiated | Planned- capital |  |  | 2024 | Tier 3 | Distribution Circuit |  |  |  | 2611781 | Sus |  | CompanyInitiated¦Plannedcapital¦¦
24-0125933 | Company Initiated | Planned- maintenance |  |  | 2024 | Tier 2 | Distribution Circuit |  |  |  | 2612178 | Sus |  | CompanyInitiated¦Plannedmaintenance¦¦
24-0125933 | Company Initiated | Planned- maintenance |  |  | 2024 | Tier 2 | Distribution Circuit |  |  |  | 2612179 | Sus |  | CompanyInitiated¦Plannedmaintenance¦¦
24-0000464 | Company Initiated | Planned- capital |  |  | 2024 | Tier 2 | Distribution Circuit |  |  |  | 2612198 | Sus |  | CompanyInitiated¦Plannedcapital¦¦
24-0125196 | Wildfire Mitigation | Planned - WSIP/System Hardening |  |  | 2024 | Tier 2 | Distribution Circuit |  |  |  | 2612161 | Sus |  | WildfireMitigation¦PlannedWSIPSystemHardening¦¦
24-0125196 | Wildfire Mitigation | Planned - WSIP/System Hardening |  |  | 2024 | Tier 2 | Distribution Circuit |  |  |  | 2612162 | Sus |  | WildfireMitigation¦PlannedWSIPSystemHardening¦¦
24-0123710 | Company Initiated | Planned- maintenance |  |  | 2024 | Tier 2 | Distribution Circuit |  |  |  | 2612195 | Sus |  | CompanyInitiated¦Plannedmaintenance¦¦
24-0126303 | Company Initiated | Planned- maintenance |  |  | 2024 | Tier 3 | Distribution Circuit |  |  |  | 2612221 | Sus |  | CompanyInitiated¦Plannedmaintenance¦¦
24-0127182 | Company Initiated | Planned- maintenance |  |  | 2024 | Tier 2 | Distribution Circuit |  |  |  | 2612260 | Sus |  | CompanyInitiated¦Plannedmaintenance¦¦
24-0131225 | Equipment Failure/Involved | Overhead | Conductor- Overhead | Together | 2024 | Tier 3 | Distribution Circuit |  |  |  | 2612813 | Sus |  | EquipmentFailureInvolved¦Overhead¦ConductorOverhead¦Together
24-0131234 | Equipment Failure/Involved | Underground | Elbow | Failed/Faulted | 2024 | Tier 2 | Distribution Circuit |  |  |  | 2612900 | Sus |  | EquipmentFailureInvolved¦Underground¦Elbow¦FailedFaulted
24-0123717 | Company Initiated | Planned- maintenance |  |  | 2024 | Tier 2 | Transformer only |  |  |  | 2612956 | Sus |  | CompanyInitiated¦Plannedmaintenance¦¦
24-0123713 | Wildfire Mitigation | Planned - WSIP/System Hardening |  |  | 2024 | Tier 2 | Distribution Circuit |  |  |  | 2612952 | Sus |  | WildfireMitigation¦PlannedWSIPSystemHardening¦¦
24-0121712 | Company Initiated | Planned- capital |  |  | 2024 | Tier 3 | Distribution Circuit |  |  |  | 2612965 | Sus |  | CompanyInitiated¦Plannedcapital¦¦
24-0126737 | Company Initiated | Planned- maintenance |  |  | 2024 | Tier 2 | Distribution Circuit |  |  |  | 2612928 | Sus |  | CompanyInitiated¦Plannedmaintenance¦¦
24-0127011 | Wildfire Mitigation | Planned - WSIP/System Hardening |  |  | 2024 | Tier 2 | Distribution Circuit |  |  |  | 2613058 | Sus |  | WildfireMitigation¦PlannedWSIPSystemHardening¦¦
24-0126502 | Company Initiated | Planned- maintenance |  |  | 2024 | Tier 3 | Distribution Circuit |  |  |  | 2612924 | Sus |  | CompanyInitiated¦Plannedmaintenance¦¦
24-0121718 | Wildfire Mitigation | Planned - WSIP/System Hardening |  |  | 2024 | Tier 3 | Transformer only |  |  |  | 2613126 | Sus |  | WildfireMitigation¦PlannedWSIPSystemHardening¦¦
24-0125599 | Company Initiated | Planned- maintenance |  |  | 2024 | Tier 2 | Transformer only |  |  |  | 2613193 | Sus |  | CompanyInitiated¦Plannedmaintenance¦¦
24-0131689 | Equipment Failure/Involved | Overhead | Pole-Wood | Deteriorated | 2024 | Tier 2 | Transformer only |  |  |  | 2613705 | Sus |  | EquipmentFailureInvolved¦Overhead¦PoleWood¦Deteriorated
24-0131856 | Unknown Cause | Patrol - found nothing |  |  | 2024 | Tier 2 | Distribution Circuit |  |  |  | 2613909 | Sus |  | UnknownCause¦Patrolfoundnothing¦¦
24-0123732 | Company Initiated | Planned- maintenance |  |  | 2024 | Tier 3 | Distribution Circuit |  |  |  | 2613878 | Sus |  | CompanyInitiated¦Plannedmaintenance¦¦
24-0123720 | Wildfire Mitigation | Planned - WSIP/System Hardening |  |  | 2024 | Tier 2 | Transformer only |  |  |  | 2613950 | Sus |  | WildfireMitigation¦PlannedWSIPSystemHardening¦¦
24-0121445 | Company Initiated | Planned- maintenance |  |  | 2024 | Tier 2 | Distribution Circuit |  |  |  | 2613990 | Sus |  | CompanyInitiated¦Plannedmaintenance¦¦
24-0123836 | Company Initiated | Planned- maintenance |  |  | 2024 | Tier 3 | Distribution Circuit |  |  |  | 2614007 | Sus |  | CompanyInitiated¦Plannedmaintenance¦¦
24-0114264 | Company Initiated | Planned- capital |  |  | 2024 | Tier 2 | Distribution Circuit |  |  |  | 2614141 | Sus |  | CompanyInitiated¦Plannedcapital¦¦
24-0131929 | Equipment Failure/Involved | Overhead | Lightning Arrestor | Failed/Faulted | 2024 | Tier 2 | Distribution Circuit |  |  |  | 2614063 | Sus |  | EquipmentFailureInvolved¦Overhead¦LightningArrestor¦FailedFaulted
24-0127889 | Wildfire Mitigation | Planned - WSIP/System Hardening |  |  | 2024 | Tier 2 | Distribution Circuit |  |  |  | 2613929 | Sus |  | WildfireMitigation¦PlannedWSIPSystemHardening¦¦
24-0121695 | Wildfire Mitigation | Planned - WSIP/System Hardening |  |  | 2024 | Tier 3 | Transformer only |  |  |  | 2614108 | Sus |  | WildfireMitigation¦PlannedWSIPSystemHardening¦¦
24-0117666 | Company Initiated | Planned- capital |  |  | 2024 | Tier 2 | Distribution Circuit |  |  |  | 2614224 | Sus |  | CompanyInitiated¦Plannedcapital¦¦
24-0129398 | Company Initiated | Planned- maintenance |  |  | 2024 | Tier 2 | Transformer only |  |  |  | 2614248 | Sus |  | CompanyInitiated¦Plannedmaintenance¦¦
24-0125609 | Wildfire Mitigation | Planned - WSIP/System Hardening |  |  | 2024 | Tier 2 | Distribution Circuit |  |  |  | 2616260 | Sus |  | WildfireMitigation¦PlannedWSIPSystemHardening¦¦
24-0132662 | Unknown Cause | Patrol - found nothing |  |  | 2024 | Tier 2 | Distribution Circuit |  |  |  | 2616791 | Sus |  | UnknownCause¦Patrolfoundnothing¦¦
24-0125949 | Company Initiated | Planned- maintenance |  |  | 2024 | Tier 2 | Transformer only |  |  |  | 2617503 | Sus |  | CompanyInitiated¦Plannedmaintenance¦¦
24-0125982 | Company Initiated | Planned- maintenance |  |  | 2024 | Tier 2 | Distribution Circuit |  |  |  | 2617373 | Sus |  | CompanyInitiated¦Plannedmaintenance¦¦
24-0124969 | Wildfire Mitigation | Planned - WSIP/System Hardening |  |  | 2024 | Tier 2 | Distribution Circuit |  |  |  | 2617534 | Sus |  | WildfireMitigation¦PlannedWSIPSystemHardening¦¦
24-0126831 | Company Initiated | Planned- maintenance |  |  | 2024 | Tier 2 | Distribution Circuit |  |  |  | 2617389 | Sus |  | CompanyInitiated¦Plannedmaintenance¦¦
24-0128263 | Wildfire Mitigation | Planned - WSIP/System Hardening |  |  | 2024 | Tier 3 | Distribution Circuit |  |  |  | 2617450 | Sus |  | WildfireMitigation¦PlannedWSIPSystemHardening¦¦
24-0127286 | Wildfire Mitigation | Planned - WSIP/System Hardening |  |  | 2024 | Tier 3 | Distribution Circuit |  |  |  | 2617628 | Sus |  | WildfireMitigation¦PlannedWSIPSystemHardening¦¦
24-0126829 | Company Initiated | Planned- maintenance |  |  | 2024 | Tier 2 | Transformer only |  |  |  | 2617707 | Sus |  | CompanyInitiated¦Plannedmaintenance¦¦
24-0125624 | Company Initiated | Planned- maintenance |  |  | 2024 | Tier 2 | Distribution Circuit |  |  |  | 2617725 | Sus |  | CompanyInitiated¦Plannedmaintenance¦¦
24-0133150 | Company Initiated | Coordination failure | Circuit Breaker | Normal | 2024 | Tier 3 | Distribution Circuit |  |  |  | 2617971 | Sus |  | CompanyInitiated¦Coordinationfailure¦CircuitBreaker¦Normal
24-0126813 | Company Initiated | Planned- maintenance |  |  | 2024 | Tier 2 | Distribution Circuit |  |  |  | 2617399 | Sus |  | CompanyInitiated¦Plannedmaintenance¦¦
24-0126816 | Company Initiated | Planned- maintenance |  |  | 2024 | Tier 2 | Transformer only |  |  |  | 2618110 | Sus |  | CompanyInitiated¦Plannedmaintenance¦¦
24-0133358 | Equipment Failure/Involved | Overhead | Pole-Wood | Broken | 2024 | Tier 2 | Distribution Circuit |  |  |  | 2618323 | Sus |  | EquipmentFailureInvolved¦Overhead¦PoleWood¦Broken
24-0129141 | Company Initiated | Planned- maintenance |  |  | 2024 | Tier 2 | Distribution Circuit |  |  |  | 2618488 | Sus |  | CompanyInitiated¦Plannedmaintenance¦¦
24-0130082 | Company Initiated | Planned- maintenance |  |  | 2024 | Tier 2 | Distribution Circuit |  |  |  | 2618434 | Sus |  | CompanyInitiated¦Plannedmaintenance¦¦
24-0129585 | Company Initiated | Planned- maintenance |  |  | 2024 | Tier 2 | Distribution Circuit |  |  |  | 2618499 | Sus |  | CompanyInitiated¦Plannedmaintenance¦¦
24-0128409 | Company Initiated | Planned- maintenance |  |  | 2024 | Tier 3 | Distribution Circuit |  |  |  | 2618531 | Sus |  | CompanyInitiated¦Plannedmaintenance¦¦
24-0126680 | Company Initiated | Planned- maintenance |  |  | 2024 | Tier 2 | Distribution Circuit |  |  |  | 2618369 | Sus |  | CompanyInitiated¦Plannedmaintenance¦¦
24-0126911 | Company Initiated | Planned- maintenance |  |  | 2024 | Tier 3 | Distribution Circuit |  |  |  | 2619217 | Sus |  | CompanyInitiated¦Plannedmaintenance¦¦
24-0124090 | Wildfire Mitigation | Planned - WSIP/System Hardening |  |  | 2024 | Tier 2 | Distribution Circuit |  |  |  | 2618586 | Sus |  | WildfireMitigation¦PlannedWSIPSystemHardening¦¦
24-0125958 | Company Initiated | Planned- maintenance |  |  | 2024 | Tier 3 | Distribution Circuit |  |  |  | 2618502 | Sus |  | CompanyInitiated¦Plannedmaintenance¦¦
24-0127601 | Wildfire Mitigation | Planned - WSIP/System Hardening |  |  | 2024 | Tier 2 | Distribution Circuit |  |  |  | 2619020 | Sus |  | WildfireMitigation¦PlannedWSIPSystemHardening¦¦
24-0133435 | 3rd Party | Vehicle | Pole-Wood | Broken | 2024 | Tier 3 | Distribution Circuit |  |  |  | 2618554 | Sus |  | 3rdParty¦Vehicle¦PoleWood¦Broken
24-0129001 | Wildfire Mitigation | Planned - WSIP/System Hardening |  |  | 2024 | Tier 2 | Distribution Circuit |  |  |  | 2619031 | Sus |  | WildfireMitigation¦PlannedWSIPSystemHardening¦¦
24-0129139 | Wildfire Mitigation | Planned - WSIP/System Hardening |  |  | 2024 | Tier 2 | Distribution Circuit |  |  |  | 2619085 | Sus |  | WildfireMitigation¦PlannedWSIPSystemHardening¦¦
24-0129602 | Company Initiated | Planned- maintenance |  |  | 2024 | Tier 2 | Distribution Circuit |  |  |  | 2619419 | Sus |  | CompanyInitiated¦Plannedmaintenance¦¦
24-0117760 | Company Initiated | Planned- maintenance |  |  | 2024 | Tier 2 | Distribution Circuit |  |  |  | 2619531 | Sus |  | CompanyInitiated¦Plannedmaintenance¦¦
24-0074335 | Company Initiated | Planned- capital |  |  | 2024 | Tier 2 | Distribution Circuit |  |  |  | 2619567 | Sus |  | CompanyInitiated¦Plannedcapital¦¦
24-0131268 | Company Initiated | Planned- maintenance |  |  | 2024 | Tier 3 | Distribution Circuit |  |  |  | 2619555 | Sus |  | CompanyInitiated¦Plannedmaintenance¦¦
24-0129615 | Company Initiated | Planned- maintenance |  |  | 2024 | Tier 3 | Distribution Circuit |  |  |  | 2619648 | Sus |  | CompanyInitiated¦Plannedmaintenance¦¦
24-0133824 | Unknown Cause | Patrol - found nothing |  |  | 2024 | Tier 2 | Distribution Circuit |  |  |  | 2619712 | Sus |  | UnknownCause¦Patrolfoundnothing¦¦
24-0133840 | 3rd Party | Tree - cutting- 3rd party | Conductor- Overhead | Broken- wire on ground | 2024 | Tier 3 | Distribution Circuit |  |  |  | 2619854 | Sus |  | 3rdParty¦Treecutting3rdparty¦ConductorOverhead¦Brokenwireonground
24-0133851 | 3rd Party | Kite | Conductor- Overhead | Normal | 2024 | Tier 2 | Distribution Circuit |  |  |  | 2619908 | Sus |  | 3rdParty¦Kite¦ConductorOverhead¦Normal
24-0126891 | Company Initiated | Planned- maintenance |  |  | 2024 | Tier 2 | Distribution Circuit |  |  |  | 2620023 | Sus |  | CompanyInitiated¦Plannedmaintenance¦¦
24-0134092 | Equipment Failure/Involved | Overhead | Pole-Wood | Broken | 2024 | Tier 2 | Distribution Circuit |  |  |  | 2620861 | Sus |  | EquipmentFailureInvolved¦Overhead¦PoleWood¦Broken
24-0134466 | Equipment Failure/Involved | Overhead | Fuse | Normal | 2024 | Tier 3 | Transformer only |  |  |  | 2622261 | Sus |  | EquipmentFailureInvolved¦Overhead¦Fuse¦Normal
24-0130407 | Company Initiated | Planned- maintenance |  |  | 2024 | Tier 2 | Distribution Circuit |  |  |  | 2622429 | Sus |  | CompanyInitiated¦Plannedmaintenance¦¦
24-0121732 | Company Initiated | Planned- capital |  |  | 2024 | Tier 3 | Distribution Circuit |  |  |  | 2622497 | Sus |  | CompanyInitiated¦Plannedcapital¦¦
24-0113467 | Company Initiated | Planned- capital |  |  | 2024 | Tier 2 | Distribution Circuit |  |  |  | 2622537 | Sus |  | CompanyInitiated¦Plannedcapital¦¦
24-0128451 | Company Initiated | Planned- maintenance |  |  | 2024 | Tier 2 | Distribution Circuit |  |  |  | 2622381 | Sus |  | CompanyInitiated¦Plannedmaintenance¦¦
24-0126135 | Wildfire Mitigation | Planned - WSIP/System Hardening |  |  | 2024 | Tier 2 | Distribution Circuit |  |  |  | 2622493 | Sus |  | WildfireMitigation¦PlannedWSIPSystemHardening¦¦
24-0134516 | Equipment Failure/Involved | Overhead | Secondary | Normal | 2024 | Tier 2 | Transformer only |  |  |  | 2622656 | Sus |  | EquipmentFailureInvolved¦Overhead¦Secondary¦Normal
24-0127200 | Company Initiated | Planned- maintenance |  |  | 2024 | Tier 2 | Distribution Circuit |  |  |  | 2622699 | Sus |  | CompanyInitiated¦Plannedmaintenance¦¦
24-0129927 | Company Initiated | Planned- maintenance |  |  | 2024 | Tier 2 | Transformer only |  |  |  | 2622704 | Sus |  | CompanyInitiated¦Plannedmaintenance¦¦
24-0133374 | Company Initiated | Planned- maintenance |  |  | 2024 | Tier 3 | Transformer only |  |  |  | 2622738 | Sus |  | CompanyInitiated¦Plannedmaintenance¦¦
24-0129455 | Wildfire Mitigation | Planned - WSIP/System Hardening |  |  | 2024 | Tier 3 | Distribution Circuit |  |  |  | 2623671 | Sus |  | WildfireMitigation¦PlannedWSIPSystemHardening¦¦
24-0129964 | Company Initiated | Planned- maintenance |  |  | 2024 | Tier 2 | Transformer only |  |  |  | 2623682 | Sus |  | CompanyInitiated¦Plannedmaintenance¦¦
24-0125596 | Wildfire Mitigation | Planned - WSIP/System Hardening |  |  | 2024 | Tier 3 | Transformer only |  |  |  | 2623836 | Sus |  | WildfireMitigation¦PlannedWSIPSystemHardening¦¦
24-0124303 | Company Initiated | Planned- capital |  |  | 2024 | Tier 3 | Distribution Circuit |  |  |  | 2623929 | Sus |  | CompanyInitiated¦Plannedcapital¦¦
24-0130935 | Wildfire Mitigation | Planned - WSIP/System Hardening |  |  | 2024 | Tier 2 | Distribution Circuit |  |  |  | 2624639 | Sus |  | WildfireMitigation¦PlannedWSIPSystemHardening¦¦
24-0130092 | Company Initiated | Planned- capital |  |  | 2024 | Tier 3 | Distribution Circuit |  |  |  | 2624708 | Sus |  | CompanyInitiated¦Plannedcapital¦¦
24-0129990 | Company Initiated | Planned- maintenance |  |  | 2024 | Tier 2 | Distribution Circuit |  |  |  | 2624776 | Sus |  | CompanyInitiated¦Plannedmaintenance¦¦
24-0126700 | Wildfire Mitigation | Planned - WSIP/System Hardening |  |  | 2024 | Tier 2 | Distribution Circuit |  |  |  | 2624863 | Sus |  | WildfireMitigation¦PlannedWSIPSystemHardening¦¦
24-0130591 | Company Initiated | Planned- maintenance |  |  | 2024 | Tier 3 | Distribution Circuit |  |  |  | 2624858 | Sus |  | CompanyInitiated¦Plannedmaintenance¦¦
24-0127025 | Company Initiated | Planned- maintenance |  |  | 2024 | Tier 2 | Transformer only |  |  |  | 2624880 | Sus |  | CompanyInitiated¦Plannedmaintenance¦¦
24-0129977 | Wildfire Mitigation | Planned - WSIP/System Hardening |  |  | 2024 | Tier 2 | Distribution Circuit |  |  |  | 2624945 | Sus |  | WildfireMitigation¦PlannedWSIPSystemHardening¦¦
24-0135547 | Equipment Failure/Involved | Overhead | Transformer (OH) | Broken | 2024 | Tier 2 | Transformer only |  |  |  | 2625060 | Sus |  | EquipmentFailureInvolved¦Overhead¦Transformer(OH)¦Broken
24-0131315 | Company Initiated | Planned- maintenance |  |  | 2024 | Tier 2 | Distribution Circuit |  |  |  | 2625610 | Sus |  | CompanyInitiated¦Plannedmaintenance¦¦
24-0131297 | Company Initiated | Planned- maintenance |  |  | 2024 | Tier 2 | Distribution Circuit |  |  |  | 2625687 | Sus |  | CompanyInitiated¦Plannedmaintenance¦¦
24-0125744 | Company Initiated | Planned- maintenance |  |  | 2024 | Tier 2 | Transformer only |  |  |  | 2625749 | Sus |  | CompanyInitiated¦Plannedmaintenance¦¦
24-0131292 | Company Initiated | Planned- maintenance |  |  | 2024 | Tier 2 | Transformer only |  |  |  | 2625760 | Sus |  | CompanyInitiated¦Plannedmaintenance¦¦
24-0130294 | Company Initiated | Planned- maintenance |  |  | 2024 | Tier 2 | Distribution Circuit |  |  |  | 2625603 | Sus |  | CompanyInitiated¦Plannedmaintenance¦¦
24-0008954 | Company Initiated | Planned- capital |  |  | 2024 | Tier 2 | Distribution Circuit |  |  |  | 2625855 | Sus |  | CompanyInitiated¦Plannedcapital¦¦
24-0129617 | Company Initiated | Planned- capital |  |  | 2024 | Tier 3 | Distribution Circuit |  |  |  | 2625895 | Sus |  | CompanyInitiated¦Plannedcapital¦¦
24-0127287 | Company Initiated | Planned- maintenance |  |  | 2024 | Tier 2 | Transformer only |  |  |  | 2625880 | Sus |  | CompanyInitiated¦Plannedmaintenance¦¦
24-0128542 | Company Initiated | Planned- capital |  |  | 2024 | Tier 2 | Distribution Circuit |  |  |  | 2625904 | Sus |  | CompanyInitiated¦Plannedcapital¦¦
24-0127864 | Wildfire Mitigation | Planned - WSIP/System Hardening |  |  | 2024 | Tier 3 | Distribution Circuit |  |  |  | 2625737 | Sus |  | WildfireMitigation¦PlannedWSIPSystemHardening¦¦
24-0136020 | Equipment Failure/Involved | Underground | Transformer | Broken | 2024 | Tier 2 | Transformer only |  |  |  | 2626117 | Sus |  | EquipmentFailureInvolved¦Underground¦Transformer¦Broken
24-0131406 | Company Initiated | Planned- maintenance |  |  | 2024 | Tier 2 | Distribution Circuit |  |  |  | 2626539 | Sus |  | CompanyInitiated¦Plannedmaintenance¦¦
24-0119101 | Company Initiated | Planned- capital |  |  | 2024 | Tier 3 | Distribution Circuit |  |  |  | 2626809 | Sus |  | CompanyInitiated¦Plannedcapital¦¦
24-0134126 | Company Initiated | Planned- maintenance |  |  | 2024 | Tier 2 | Distribution Circuit |  |  |  | 2626525 | Sus |  | CompanyInitiated¦Plannedmaintenance¦¦
24-0131355 | Wildfire Mitigation | Planned - WSIP/System Hardening |  |  | 2024 | Tier 3 | Distribution Circuit |  |  |  | 2626882 | Sus |  | WildfireMitigation¦PlannedWSIPSystemHardening¦¦
24-0132467 | Company Initiated | Planned- maintenance |  |  | 2024 | Tier 2 | Distribution Circuit |  |  |  | 2627242 | Sus |  | CompanyInitiated¦Plannedmaintenance¦¦
24-0132693 | Company Initiated | Planned- maintenance |  |  | 2024 | Tier 3 | Distribution Circuit |  |  |  | 2627336 | Sus |  | CompanyInitiated¦Plannedmaintenance¦¦
24-0132669 | Company Initiated | Planned- maintenance |  |  | 2024 | Tier 2 | Distribution Circuit |  |  |  | 2627337 | Sus |  | CompanyInitiated¦Plannedmaintenance¦¦
24-0133204 | Company Initiated | Planned- maintenance |  |  | 2024 | Tier 2 | Transformer only |  |  |  | 2627368 | Sus |  | CompanyInitiated¦Plannedmaintenance¦¦
24-0132731 | Wildfire Mitigation | Planned - WSIP/System Hardening |  |  | 2024 | Tier 2 | Distribution Circuit |  |  |  | 2627823 | Sus |  | WildfireMitigation¦PlannedWSIPSystemHardening¦¦
24-0132788 | Company Initiated | Planned- maintenance |  |  | 2024 | Tier 2 | Distribution Circuit |  |  |  | 2627880 | Sus |  | CompanyInitiated¦Plannedmaintenance¦¦
24-0135484 | Wildfire Mitigation | Planned - WSIP/System Hardening |  |  | 2024 | Tier 2 | Distribution Circuit |  |  |  | 2627826 | Sus |  | WildfireMitigation¦PlannedWSIPSystemHardening¦¦
24-0118734 | Company Initiated | Planned- maintenance |  |  | 2024 | Tier 2 | Distribution Circuit |  |  |  | 2627886 | Sus |  | CompanyInitiated¦Plannedmaintenance¦¦
24-0130432 | Wildfire Mitigation | Planned - WSIP/System Hardening |  |  | 2024 | Tier 2 | Distribution Circuit |  |  |  | 2627840 | Sus |  | WildfireMitigation¦PlannedWSIPSystemHardening¦¦
24-0132710 | Company Initiated | Planned- maintenance |  |  | 2024 | Tier 3 | Transformer only |  |  |  | 2627984 | Sus |  | CompanyInitiated¦Plannedmaintenance¦¦
24-0131334 | Company Initiated | Planned- maintenance |  |  | 2024 | Tier 2 | Transformer only |  |  |  | 2628115 | Sus |  | CompanyInitiated¦Plannedmaintenance¦¦
24-0129371 | Wildfire Mitigation | Planned - WSIP/System Hardening |  |  | 2024 | Tier 2 | Transformer only |  |  |  | 2628299 | Sus |  | WildfireMitigation¦PlannedWSIPSystemHardening¦¦
24-0053696 | Company Initiated | Return Circuit Normal | Conductor- Overhead | Normal | 2024 | Tier 2 | Distribution Circuit |  |  |  | 2628398 | Sus |  | CompanyInitiated¦ReturnCircuitNormal¦ConductorOverhead¦Normal
24-0136800 | Equipment Failure/Involved | Overhead | Pole-Wood | Broken | 2024 | Tier 2 | Transformer only |  |  |  | 2628698 | Sus |  | EquipmentFailureInvolved¦Overhead¦PoleWood¦Broken
24-0136810 | Equipment Failure/Involved | Overhead | Transformer (OH) | Leaking | 2024 | Tier 2 | Transformer only |  |  |  | 2628719 | Sus |  | EquipmentFailureInvolved¦Overhead¦Transformer(OH)¦Leaking
24-0126453 | Wildfire Mitigation | Planned - WSIP/System Hardening |  |  | 2024 | Tier 3 | Transformer only |  |  |  | 2628880 | Sus |  | WildfireMitigation¦PlannedWSIPSystemHardening¦¦
24-0126381 | Wildfire Mitigation | Planned - WSIP/System Hardening |  |  | 2024 | Tier 3 | Transformer only |  |  |  | 2628889 | Sus |  | WildfireMitigation¦PlannedWSIPSystemHardening¦¦
24-0132740 | Wildfire Mitigation | Planned - WSIP/System Hardening |  |  | 2024 | Tier 3 | Transformer only |  |  |  | 2628891 | Sus |  | WildfireMitigation¦PlannedWSIPSystemHardening¦¦
24-0112849 | Company Initiated | Planned- capital |  |  | 2024 | Tier 2 | Distribution Circuit |  |  |  | 2628887 | Sus |  | CompanyInitiated¦Plannedcapital¦¦
24-0132696 | Company Initiated | Planned- maintenance |  |  | 2024 | Tier 3 | Distribution Circuit |  |  |  | 2628794 | Sus |  | CompanyInitiated¦Plannedmaintenance¦¦
24-0126210 | Wildfire Mitigation | Planned - WSIP/System Hardening |  |  | 2024 | Tier 3 | Transformer only |  |  |  | 2628945 | Sus |  | WildfireMitigation¦PlannedWSIPSystemHardening¦¦
24-0132787 | Company Initiated | Planned- maintenance |  |  | 2024 | Tier 3 | Distribution Circuit |  |  |  | 2628956 | Sus |  | CompanyInitiated¦Plannedmaintenance¦¦
24-0126344 | Wildfire Mitigation | Planned - WSIP/System Hardening |  |  | 2024 | Tier 3 | Transformer only |  |  |  | 2628951 | Sus |  | WildfireMitigation¦PlannedWSIPSystemHardening¦¦
24-0126851 | Wildfire Mitigation | Planned - WSIP/System Hardening |  |  | 2024 | Tier 2 | Transformer only |  |  |  | 2628964 | Sus |  | WildfireMitigation¦PlannedWSIPSystemHardening¦¦
24-0133661 | Company Initiated | Planned- maintenance |  |  | 2024 | Tier 3 | Distribution Circuit |  |  |  | 2628989 | Sus |  | CompanyInitiated¦Plannedmaintenance¦¦
24-0136933 | Equipment Failure/Involved | Overhead | Connector or Splice (OH) | Broken | 2024 | Tier 2 | Transformer only |  |  |  | 2628971 | Sus |  | EquipmentFailureInvolved¦Overhead¦ConnectororSplice(OH)¦Broken
24-0126350 | Wildfire Mitigation | Planned - WSIP/System Hardening |  |  | 2024 | Tier 3 | Transformer only |  |  |  | 2629024 | Sus |  | WildfireMitigation¦PlannedWSIPSystemHardening¦¦
24-0126347 | Wildfire Mitigation | Planned - WSIP/System Hardening |  |  | 2024 | Tier 3 | Transformer only |  |  |  | 2629036 | Sus |  | WildfireMitigation¦PlannedWSIPSystemHardening¦¦
24-0126367 | Wildfire Mitigation | Planned - WSIP/System Hardening |  |  | 2024 | Tier 3 | Transformer only |  |  |  | 2629054 | Sus |  | WildfireMitigation¦PlannedWSIPSystemHardening¦¦
24-0137049 | Equipment Failure/Involved | Overhead | Fuse | Normal | 2024 | Tier 2 | Transformer only |  |  |  | 2629232 | Sus |  | EquipmentFailureInvolved¦Overhead¦Fuse¦Normal
24-0136995 | Equipment Failure/Involved | Overhead | Other | Broken | 2024 | Tier 2 | Distribution Circuit |  |  |  | 2629248 | Sus |  | EquipmentFailureInvolved¦Overhead¦Other¦Broken
24-0137138 | Equipment Failure/Involved | Overhead | Lightning Arrestor | Broken | 2024 | Tier 2 | Distribution Circuit |  |  |  | 2629325 | Sus |  | EquipmentFailureInvolved¦Overhead¦LightningArrestor¦Broken
24-0132970 | Company Initiated | Planned- capital |  |  | 2024 | Tier 3 | Distribution Circuit |  |  |  | 2629336 | Sus |  | CompanyInitiated¦Plannedcapital¦¦
24-0137290 | Unknown Cause | Patrol - found nothing |  |  | 2024 | Tier 2 | Distribution Circuit |  |  |  | 2629466 | Sus |  | UnknownCause¦Patrolfoundnothing¦¦
24-0095802 | Company Initiated | Return Circuit Normal | Conductor- Overhead | Normal | 2024 | Tier 3 | Distribution Circuit |  |  |  | 2629689 | Sus |  | CompanyInitiated¦ReturnCircuitNormal¦ConductorOverhead¦Normal
24-0137410 | Unknown Cause | Patrol - found nothing |  |  | 2024 | Tier 2 | Distribution Circuit |  |  |  | 2629952 | Sus |  | UnknownCause¦Patrolfoundnothing¦¦
24-0137426 | Vegetation | Tree - fell into line | Conductor- Overhead | Broken- wire on ground | 2024 | Tier 3 | Distribution Circuit |  |  |  | 2630057 | Sus |  | Vegetation¦Treefellintoline¦ConductorOverhead¦Brokenwireonground
24-0137651 | Vegetation | Tree - fell into line | Conductor- Overhead | Broken- wire on ground | 2024 | Tier 3 | Distribution Circuit |  |  |  | 2630657 | Sus |  | Vegetation¦Treefellintoline¦ConductorOverhead¦Brokenwireonground
24-0137695 | Vegetation | Tree - branch fell on line | Conductor- Overhead | Normal | 2024 | Tier 2 | Distribution Circuit |  |  |  | 2630848 | Sus |  | Vegetation¦Treebranchfellonline¦ConductorOverhead¦Normal
24-0138014 | Unknown Cause | Patrol - not conducted |  |  | 2024 | Tier 2 | Distribution Circuit |  |  |  | 2631540 | Sus |  | UnknownCause¦Patrolnotconducted¦¦
24-0138000 | Unknown Cause | Patrol - found nothing |  |  | 2024 | Tier 2 | Distribution Circuit |  |  |  | 2631321 | Sus |  | UnknownCause¦Patrolfoundnothing¦¦
24-0138123 | Unknown Cause | Patrol - not conducted |  |  | 2024 | Tier 2 | Distribution Circuit |  |  |  | 2631330 | Sus |  | UnknownCause¦Patrolnotconducted¦¦
24-0137933 | Unknown Cause | Patrol - found nothing |  |  | 2024 | Tier 2 | Distribution Circuit |  |  |  | 2631357 | Sus |  | UnknownCause¦Patrolfoundnothing¦¦
24-0138095 | Vegetation | Tree - bark fell into line | Conductor- Overhead | Normal | 2024 | Tier 2 | Distribution Circuit |  |  |  | 2631400 | Sus |  | Vegetation¦Treebarkfellintoline¦ConductorOverhead¦Normal
24-0138114 | Unknown Cause | Patrol - found nothing |  |  | 2024 | Tier 2 | Distribution Circuit |  |  |  | 2632021 | Sus |  | UnknownCause¦Patrolfoundnothing¦¦
24-0138089 | Equipment Failure/Involved | Overhead | Cutout- fuse holder | Broken | 2024 | Tier 2 | Transformer only |  |  |  | 2631716 | Sus |  | EquipmentFailureInvolved¦Overhead¦Cutoutfuseholder¦Broken
24-0138105 | Equipment Failure/Involved | Overhead | Transformer (OH) | Failed/Faulted | 2024 | Tier 2 | Transformer only |  |  |  | 2631892 | Sus |  | EquipmentFailureInvolved¦Overhead¦Transformer(OH)¦FailedFaulted
24-0138340 | Equipment Failure/Involved | Overhead | Pole-Wood | Broken | 2024 | Tier 3 | Distribution Circuit |  |  |  | 2632615 | Sus |  | EquipmentFailureInvolved¦Overhead¦PoleWood¦Broken
24-0138466 | Equipment Failure/Involved | Overhead | Jumper | Broken | 2024 | Tier 2 | Transformer only |  |  |  | 2632576 | Sus |  | EquipmentFailureInvolved¦Overhead¦Jumper¦Broken
24-0138725 | Unknown Cause | Patrol - found nothing |  |  | 2024 | Tier 2 | Distribution Circuit |  |  |  | 2633304 | Sus |  | UnknownCause¦Patrolfoundnothing¦¦
24-0138981 | Vegetation | Tree - fell into line | Transformer (OH) | Broken- wire on ground | 2024 | Tier 2 | Transformer only |  |  |  | 2634322 | Sus |  | Vegetation¦Treefellintoline¦Transformer(OH)¦Brokenwireonground
24-0139117 | 3rd Party | Vehicle | Pole-Wood | Broken | 2024 | Tier 2 | Distribution Circuit |  |  |  | 2634879 | Sus |  | 3rdParty¦Vehicle¦PoleWood¦Broken
24-0139264 | Vegetation | Tree - branch fell on line | Conductor- Overhead | Normal | 2024 | Tier 2 | Distribution Circuit |  |  |  | 2635375 | Sus |  | Vegetation¦Treebranchfellonline¦ConductorOverhead¦Normal
24-0139315 | Equipment Failure/Involved | Overhead | Pole-Wood | Broken | 2024 | Tier 2 | Distribution Circuit |  |  |  | 2635692 | Sus |  | EquipmentFailureInvolved¦Overhead¦PoleWood¦Broken
24-0135243 | Company Initiated | Planned- maintenance |  |  | 2024 | Tier 3 | Distribution Circuit |  |  |  | 2635862 | Sus |  | CompanyInitiated¦Plannedmaintenance¦¦
24-0132893 | Company Initiated | Planned- maintenance |  |  | 2024 | Tier 2 | Distribution Circuit |  |  |  | 2636313 | Sus |  | CompanyInitiated¦Plannedmaintenance¦¦
24-0135530 | Wildfire Mitigation | Planned - WSIP/System Hardening |  |  | 2024 | Tier 3 | Transformer only |  |  |  | 2636360 | Sus |  | WildfireMitigation¦PlannedWSIPSystemHardening¦¦
24-0139843 | 3rd Party | Vehicle | Pole-Wood | Broken- wire on ground | 2024 | Tier 3 | Distribution Circuit |  |  |  | 2637341 | Sus |  | 3rdParty¦Vehicle¦PoleWood¦Brokenwireonground
24-0130417 | Company Initiated | Planned- maintenance |  |  | 2024 | Tier 2 | Distribution Circuit |  |  |  | 2637406 | Sus |  | CompanyInitiated¦Plannedmaintenance¦¦
24-0140299 | Unknown Cause | Patrol - found nothing |  |  | 2024 | Tier 2 | Distribution Circuit |  |  |  | 2638272 | Sus |  | UnknownCause¦Patrolfoundnothing¦¦
24-0137563 | Company Initiated | Planned- capital |  |  | 2024 | Tier 3 | Distribution Circuit |  |  |  | 2638349 | Sus |  | CompanyInitiated¦Plannedcapital¦¦
24-0136411 | Company Initiated | Planned- maintenance |  |  | 2024 | Tier 2 | Distribution Circuit |  |  |  | 2638432 | Sus |  | CompanyInitiated¦Plannedmaintenance¦¦
24-0138410 | Company Initiated | Planned- maintenance |  |  | 2024 | Tier 3 | Transformer only |  |  |  | 2639212 | Sus |  | CompanyInitiated¦Plannedmaintenance¦¦
24-0141078 | Equipment Failure/Involved | Overhead | Jumper | Deteriorated | 2024 | Tier 2 | Distribution Circuit |  |  |  | 2639292 | Sus |  | EquipmentFailureInvolved¦Overhead¦Jumper¦Deteriorated
24-0141203 | Equipment Failure/Involved | Overhead | Secondary | Burned/flashed | 2024 | Tier 3 | Transformer only |  |  |  | 2639782 | Sus |  | EquipmentFailureInvolved¦Overhead¦Secondary¦Burnedflashed
24-0141202 | Animal | Squirrel | Conductor- Overhead | Normal | 2024 | Tier 2 | Distribution Circuit |  |  |  | 2639829 | Sus |  | Animal¦Squirrel¦ConductorOverhead¦Normal
24-0141240 | Vegetation | Tree - fell into line | Conductor- Overhead | Broken- wire on ground | 2024 | Tier 2 | Distribution Circuit |  |  |  | 2640009 | Sus |  | Vegetation¦Treefellintoline¦ConductorOverhead¦Brokenwireonground
24-0141437 | Unknown Cause | Patrol - found nothing |  |  | 2024 | Tier 3 | Transformer only |  |  |  | 2640794 | Sus |  | UnknownCause¦Patrolfoundnothing¦¦
24-0141498 | Unknown Cause | Patrol - found nothing |  |  | 2024 | Tier 2 | Distribution Circuit |  |  |  | 2640990 | Sus |  | UnknownCause¦Patrolfoundnothing¦¦
24-0141587 | Equipment Failure/Involved | Overhead | Crossarm- Wood | Deteriorated | 2024 | Tier 3 | Distribution Circuit |  |  |  | 2641299 | Sus |  | EquipmentFailureInvolved¦Overhead¦CrossarmWood¦Deteriorated
24-0135064 | Wildfire Mitigation | Planned - WSIP/System Hardening |  |  | 2024 | Tier 2 | Distribution Circuit |  |  |  | 2641311 | Sus |  | WildfireMitigation¦PlannedWSIPSystemHardening¦¦
24-0137047 | Wildfire Mitigation | Planned - WSIP/System Hardening |  |  | 2024 | Tier 3 | Transformer only |  |  |  | 2641407 | Sus |  | WildfireMitigation¦PlannedWSIPSystemHardening¦¦
24-0137050 | Wildfire Mitigation | Planned - WSIP/System Hardening |  |  | 2024 | Tier 3 | Transformer only |  |  |  | 2641431 | Sus |  | WildfireMitigation¦PlannedWSIPSystemHardening¦¦
24-0133197 | Company Initiated | Planned- capital |  |  | 2024 | Tier 3 | Distribution Circuit |  |  |  | 2641487 | Sus |  | CompanyInitiated¦Plannedcapital¦¦
24-0137038 | Wildfire Mitigation | Planned - WSIP/System Hardening |  |  | 2024 | Tier 3 | Transformer only |  |  |  | 2641447 | Sus |  | WildfireMitigation¦PlannedWSIPSystemHardening¦¦
24-0137064 | Wildfire Mitigation | Planned - WSIP/System Hardening |  |  | 2024 | Tier 3 | Transformer only |  |  |  | 2641465 | Sus |  | WildfireMitigation¦PlannedWSIPSystemHardening¦¦
24-0135068 | Company Initiated | Planned- maintenance |  |  | 2024 | Tier 2 | Distribution Circuit |  |  |  | 2641489 | Sus |  | CompanyInitiated¦Plannedmaintenance¦¦
24-0137052 | Wildfire Mitigation | Planned - WSIP/System Hardening |  |  | 2024 | Tier 3 | Transformer only |  |  |  | 2641501 | Sus |  | WildfireMitigation¦PlannedWSIPSystemHardening¦¦
24-0141653 | Company Initiated | Planned- capital |  |  | 2024 | Tier 2 | Transformer only |  |  |  | 2641506 | Sus |  | CompanyInitiated¦Plannedcapital¦¦
24-0137072 | Wildfire Mitigation | Planned - WSIP/System Hardening |  |  | 2024 | Tier 3 | Transformer only |  |  |  | 2641530 | Sus |  | WildfireMitigation¦PlannedWSIPSystemHardening¦¦
24-0134129 | Wildfire Mitigation | Planned - WSIP/System Hardening |  |  | 2024 | Tier 2 | Distribution Circuit |  |  |  | 2641495 | Sus |  | WildfireMitigation¦PlannedWSIPSystemHardening¦¦
24-0137070 | Wildfire Mitigation | Planned - WSIP/System Hardening |  |  | 2024 | Tier 3 | Transformer only |  |  |  | 2641556 | Sus |  | WildfireMitigation¦PlannedWSIPSystemHardening¦¦
24-0134561 | Wildfire Mitigation | Planned - WSIP/System Hardening |  |  | 2024 | Tier 2 | Transformer only |  |  |  | 2641582 | Sus |  | WildfireMitigation¦PlannedWSIPSystemHardening¦¦
24-0136851 | Company Initiated | Planned- maintenance |  |  | 2024 | Tier 2 | Distribution Circuit |  |  |  | 2641645 | Sus |  | CompanyInitiated¦Plannedmaintenance¦¦
24-0141921 | Unknown Cause | Patrol - found nothing |  |  | 2024 | Tier 3 | Distribution Circuit |  |  |  | 2641768 | Sus |  | UnknownCause¦Patrolfoundnothing¦¦
24-0136407 | Wildfire Mitigation | Planned - WSIP/System Hardening |  |  | 2024 | Tier 2 | Transformer only |  |  |  | 2641915 | Sus |  | WildfireMitigation¦PlannedWSIPSystemHardening¦¦
24-0137089 | Wildfire Mitigation | Planned - WSIP/System Hardening |  |  | 2024 | Tier 3 | Transformer only |  |  |  | 2642495 | Sus |  | WildfireMitigation¦PlannedWSIPSystemHardening¦¦
24-0131959 | Company Initiated | Planned- maintenance |  |  | 2024 | Tier 3 | Distribution Circuit |  |  |  | 2642516 | Sus |  | CompanyInitiated¦Plannedmaintenance¦¦
24-0128931 | Company Initiated | Planned- capital |  |  | 2024 | Tier 3 | Distribution Circuit |  |  |  | 2642569 | Sus |  | CompanyInitiated¦Plannedcapital¦¦
24-0137595 | Company Initiated | Planned- maintenance |  |  | 2024 | Tier 3 | Distribution Circuit |  |  |  | 2642436 | Sus |  | CompanyInitiated¦Plannedmaintenance¦¦
24-0136619 | Company Initiated | Planned- maintenance |  |  | 2024 | Tier 2 | Distribution Circuit |  |  |  | 2642562 | Sus |  | CompanyInitiated¦Plannedmaintenance¦¦
24-0135089 | Company Initiated | Planned- maintenance |  |  | 2024 | Tier 2 | Transformer only |  |  |  | 2642590 | Sus |  | CompanyInitiated¦Plannedmaintenance¦¦
24-0135664 | Company Initiated | Planned- maintenance |  |  | 2024 | Tier 2 | Distribution Circuit |  |  |  | 2642461 | Sus |  | CompanyInitiated¦Plannedmaintenance¦¦
24-0134483 | Company Initiated | Planned- maintenance |  |  | 2024 | Tier 3 | Distribution Circuit |  |  |  | 2642660 | Sus |  | CompanyInitiated¦Plannedmaintenance¦¦
24-0133078 | Wildfire Mitigation | Planned - WSIP/System Hardening |  |  | 2024 | Tier 3 | Distribution Circuit |  |  |  | 2642686 | Sus |  | WildfireMitigation¦PlannedWSIPSystemHardening¦¦
24-0135492 | Wildfire Mitigation | Planned - WSIP/System Hardening |  |  | 2024 | Tier 3 | Transformer only |  |  |  | 2642712 | Sus |  | WildfireMitigation¦PlannedWSIPSystemHardening¦¦
24-0136862 | Company Initiated | Planned- maintenance |  |  | 2024 | Tier 2 | Transformer only |  |  |  | 2642733 | Sus |  | CompanyInitiated¦Plannedmaintenance¦¦
24-0137245 | Wildfire Mitigation | Planned - WSIP/System Hardening |  |  | 2024 | Tier 3 | Transformer only |  |  |  | 2642754 | Sus |  | WildfireMitigation¦PlannedWSIPSystemHardening¦¦
24-0136386 | Company Initiated | Planned- maintenance |  |  | 2024 | Tier 3 | Transformer only |  |  |  | 2642760 | Sus |  | CompanyInitiated¦Plannedmaintenance¦¦
24-0142214 | Equipment Failure/Involved | Overhead | Fuse | Failed/Faulted | 2024 | Tier 2 | Transformer only |  |  |  | 2643013 | Sus |  | EquipmentFailureInvolved¦Overhead¦Fuse¦FailedFaulted
24-0135496 | Wildfire Mitigation | Planned - WSIP/System Hardening |  |  | 2024 | Tier 3 | Transformer only |  |  |  | 2642929 | Sus |  | WildfireMitigation¦PlannedWSIPSystemHardening¦¦
24-0142159 | Equipment Failure/Involved | Overhead | Conductor- Overhead | Normal | 2024 | Tier 3 | Distribution Circuit |  |  |  | 2642984 | Sus |  | EquipmentFailureInvolved¦Overhead¦ConductorOverhead¦Normal
24-0132416 | Company Initiated | Planned- maintenance |  |  | 2024 | Tier 3 | Distribution Circuit |  |  |  | 2643476 | Sus |  | CompanyInitiated¦Plannedmaintenance¦¦
24-0133643 | Company Initiated | Planned- capital |  |  | 2024 | Tier 3 | Distribution Circuit |  |  |  | 2643508 | Sus |  | CompanyInitiated¦Plannedcapital¦¦
24-0135568 | Company Initiated | Planned- maintenance |  |  | 2024 | Tier 3 | Transformer only |  |  |  | 2643485 | Sus |  | CompanyInitiated¦Plannedmaintenance¦¦
24-0137995 | Wildfire Mitigation | Planned - WSIP/System Hardening |  |  | 2024 | Tier 2 | Distribution Circuit |  |  |  | 2643518 | Sus |  | WildfireMitigation¦PlannedWSIPSystemHardening¦¦
24-0137608 | Company Initiated | Planned- maintenance |  |  | 2024 | Tier 3 | Transformer only |  |  |  | 2643557 | Sus |  | CompanyInitiated¦Plannedmaintenance¦¦
24-0134969 | Company Initiated | Planned- maintenance |  |  | 2024 | Tier 2 | Distribution Circuit |  |  |  | 2643564 | Sus |  | CompanyInitiated¦Plannedmaintenance¦¦
24-0142282 | Vegetation | Tree - fell into line | Conductor- Overhead | Normal | 2024 | Tier 3 | Distribution Circuit |  |  |  | 2643582 | Sus |  | Vegetation¦Treefellintoline¦ConductorOverhead¦Normal
24-0136527 | Company Initiated | Planned- maintenance |  |  | 2024 | Tier 3 | Distribution Circuit |  |  |  | 2643516 | Sus |  | CompanyInitiated¦Plannedmaintenance¦¦
24-0136650 | Company Initiated | Planned- maintenance |  |  | 2024 | Tier 2 | Distribution Circuit |  |  |  | 2644048 | Sus |  | CompanyInitiated¦Plannedmaintenance¦¦
24-0134646 | Company Initiated | Planned- maintenance |  |  | 2024 | Tier 2 | Distribution Circuit |  |  |  | 2643680 | Sus |  | CompanyInitiated¦Plannedmaintenance¦¦
24-0142509 | Equipment Failure/Involved | Overhead | Crossarm- Wood | Broken | 2024 | Tier 2 | Distribution Circuit |  |  |  | 2643916 | Sus |  | EquipmentFailureInvolved¦Overhead¦CrossarmWood¦Broken
24-0136472 | Equipment Failure/Involved | Substation | Generator | Malfunctioning | 2024 | Tier 3 | Substation - Transmission |  |  |  | 2644076 | Sus |  | EquipmentFailureInvolved¦Substation¦Generator¦Malfunctioning
24-0142730 | Equipment Failure/Involved | Overhead | Pole-Wood | Deteriorated | 2024 | Tier 3 | Distribution Circuit |  |  |  | 2644264 | Sus |  | EquipmentFailureInvolved¦Overhead¦PoleWood¦Deteriorated
24-0140844 | Company Initiated | Planned- maintenance |  |  | 2024 | Tier 2 | Distribution Circuit |  |  |  | 2644360 | Sus |  | CompanyInitiated¦Plannedmaintenance¦¦
24-0134633 | Wildfire Mitigation | Planned - WSIP/System Hardening |  |  | 2024 | Tier 2 | Transformer only |  |  |  | 2644418 | Sus |  | WildfireMitigation¦PlannedWSIPSystemHardening¦¦
24-0135392 | Company Initiated | Planned- capital |  |  | 2024 | Tier 2 | Distribution Circuit |  |  |  | 2644464 | Sus |  | CompanyInitiated¦Plannedcapital¦¦
24-0135380 | Company Initiated | Planned- capital |  |  | 2024 | Tier 2 | Distribution Circuit |  |  |  | 2644485 | Sus |  | CompanyInitiated¦Plannedcapital¦¦
24-0136774 | Company Initiated | Planned- maintenance |  |  | 2024 | Tier 3 | Distribution Circuit |  |  |  | 2644563 | Sus |  | CompanyInitiated¦Plannedmaintenance¦¦
24-0138850 | Company Initiated | Planned- maintenance |  |  | 2024 | Tier 3 | Distribution Circuit |  |  |  | 2644404 | Sus |  | CompanyInitiated¦Plannedmaintenance¦¦
24-0138217 | Company Initiated | Planned- maintenance |  |  | 2024 | Tier 3 | Distribution Circuit |  |  |  | 2645542 | Sus |  | CompanyInitiated¦Plannedmaintenance¦¦
24-0135030 | Company Initiated | Planned- maintenance |  |  | 2024 | Tier 2 | Distribution Circuit |  |  |  | 2645589 | Sus |  | CompanyInitiated¦Plannedmaintenance¦¦
24-0135602 | Company Initiated | Planned- maintenance |  |  | 2024 | Tier 3 | Distribution Circuit |  |  |  | 2645611 | Sus |  | CompanyInitiated¦Plannedmaintenance¦¦
24-0134931 | Company Initiated | Planned- maintenance |  |  | 2024 | Tier 3 | Transformer only |  |  |  | 2645665 | Sus |  | CompanyInitiated¦Plannedmaintenance¦¦
24-0136644 | Wildfire Mitigation | Planned - WSIP/System Hardening |  |  | 2024 | Tier 2 | Transformer only |  |  |  | 2645698 | Sus |  | WildfireMitigation¦PlannedWSIPSystemHardening¦¦
24-0135108 | Company Initiated | Planned- maintenance |  |  | 2024 | Tier 2 | Transformer only |  |  |  | 2645716 | Sus |  | CompanyInitiated¦Plannedmaintenance¦¦
24-0143242 | Vegetation | Tree - cutting- PG&E contractor | Conductor- Overhead | Together | 2024 | Tier 3 | Distribution Circuit |  |  |  | 2645714 | Sus |  | Vegetation¦TreecuttingPG&Econtractor¦ConductorOverhead¦Together
24-0135227 | Wildfire Mitigation | Planned - WSIP/System Hardening |  |  | 2024 | Tier 3 | Distribution Circuit |  |  |  | 2645666 | Sus |  | WildfireMitigation¦PlannedWSIPSystemHardening¦¦
24-0135362 | Company Initiated | Planned- maintenance |  |  | 2024 | Tier 2 | Distribution Circuit |  |  |  | 2645928 | Sus |  | CompanyInitiated¦Plannedmaintenance¦¦
24-0143583 | Unknown Cause | Patrol - not conducted |  |  | 2024 | Tier 2 | Distribution Circuit |  |  |  | 2646367 | Sus |  | UnknownCause¦Patrolnotconducted¦¦
24-0135097 | Company Initiated | Planned- capital |  |  | 2024 | Tier 2 | Distribution Circuit |  |  |  | 2646414 | Sus |  | CompanyInitiated¦Plannedcapital¦¦
24-0141250 | Company Initiated | Planned- maintenance |  |  | 2024 | Tier 3 | Distribution Circuit |  |  |  | 2646344 | Sus |  | CompanyInitiated¦Plannedmaintenance¦¦
24-0143605 | Animal | Squirrel | Transformer (OH) | Burned/flashed | 2024 | Tier 2 | Distribution Circuit |  |  |  | 2646552 | Sus |  | Animal¦Squirrel¦Transformer(OH)¦Burnedflashed
24-0140344 | Company Initiated | Planned- maintenance |  |  | 2024 | Tier 2 | Distribution Circuit |  |  |  | 2646788 | Sus |  | CompanyInitiated¦Plannedmaintenance¦¦
24-0140348 | Wildfire Mitigation | Planned - WSIP/System Hardening |  |  | 2024 | Tier 2 | Distribution Circuit |  |  |  | 2646789 | Sus |  | WildfireMitigation¦PlannedWSIPSystemHardening¦¦
24-0143780 | Company Initiated | Coordination failure | Conductor- Overhead | Normal | 2024 | Tier 2 | Distribution Circuit |  |  |  | 2647150 | Sus |  | CompanyInitiated¦Coordinationfailure¦ConductorOverhead¦Normal
24-0143786 | Unknown Cause | Patrol - found nothing |  |  | 2024 | Tier 3 | Distribution Circuit |  |  |  | 2647193 | Sus |  | UnknownCause¦Patrolfoundnothing¦¦
24-0143788 | 3rd Party | Vehicle | Conductor- Overhead | Broken- wire on ground | 2024 | Tier 3 | Distribution Circuit |  |  |  | 2647196 | Sus |  | 3rdParty¦Vehicle¦ConductorOverhead¦Brokenwireonground
24-0143795 | Unknown Cause | Patrol - found nothing |  |  | 2024 | Tier 2 | Distribution Circuit |  |  |  | 2647220 | Sus |  | UnknownCause¦Patrolfoundnothing¦¦
24-0138392 | Wildfire Mitigation | Planned - WSIP/System Hardening |  |  | 2024 | Tier 2 | Distribution Circuit |  |  |  | 2647321 | Sus |  | WildfireMitigation¦PlannedWSIPSystemHardening¦¦
24-0130451 | Wildfire Mitigation | Planned - WSIP/System Hardening |  |  | 2024 | Tier 2 | Distribution Circuit |  |  |  | 2647344 | Sus |  | WildfireMitigation¦PlannedWSIPSystemHardening¦¦
24-0141909 | Company Initiated | Planned- capital |  |  | 2024 | Tier 2 | Distribution Circuit |  |  |  | 2647504 | Sus |  | CompanyInitiated¦Plannedcapital¦¦
24-0135848 | Company Initiated | Planned- maintenance |  |  | 2024 | Tier 2 | Distribution Circuit |  |  |  | 2647369 | Sus |  | CompanyInitiated¦Plannedmaintenance¦¦
24-0139947 | Company Initiated | Planned- maintenance |  |  | 2024 | Tier 2 | Transformer only |  |  |  | 2647524 | Sus |  | CompanyInitiated¦Plannedmaintenance¦¦
24-0127725 | Company Initiated | Planned- capital |  |  | 2024 | Tier 3 | Distribution Circuit |  |  |  | 2647514 | Sus |  | CompanyInitiated¦Plannedcapital¦¦
24-0001764 | Company Initiated | Planned- maintenance |  |  | 2024 | Tier 2 | Distribution Circuit |  |  |  | 2647683 | Sus |  | CompanyInitiated¦Plannedmaintenance¦¦
24-0143920 | Vegetation | Tree - fell into line | Conductor- Overhead | Broken- wire on ground | 2024 | Tier 2 | Distribution Circuit |  |  |  | 2647760 | Sus |  | Vegetation¦Treefellintoline¦ConductorOverhead¦Brokenwireonground
24-0143989 | Animal | Squirrel | Fuse | Burned Open | 2024 | Tier 3 | Transformer only |  |  |  | 2647881 | Sus |  | Animal¦Squirrel¦Fuse¦BurnedOpen
24-0144057 | Unknown Cause | Patrol - found nothing |  |  | 2024 | Tier 2 | Distribution Circuit |  |  |  | 2648204 | Sus |  | UnknownCause¦Patrolfoundnothing¦¦
24-0136542 | Wildfire Mitigation | Planned - WSIP/System Hardening |  |  | 2024 | Tier 2 | Transformer only |  |  |  | 2648350 | Sus |  | WildfireMitigation¦PlannedWSIPSystemHardening¦¦
24-0101688 | Company Initiated | Planned- maintenance |  |  | 2024 | Tier 2 | Distribution Circuit |  |  |  | 2648383 | Sus |  | CompanyInitiated¦Plannedmaintenance¦¦
24-0132012 | Company Initiated | Planned- capital |  |  | 2024 | Tier 3 | Distribution Circuit |  |  |  | 2648432 | Sus |  | CompanyInitiated¦Plannedcapital¦¦
24-0140253 | Company Initiated | Planned- maintenance |  |  | 2024 | Tier 2 | Transformer only |  |  |  | 2648430 | Sus |  | CompanyInitiated¦Plannedmaintenance¦¦
24-0134943 | Company Initiated | Planned- maintenance |  |  | 2024 | Tier 3 | Distribution Circuit |  |  |  | 2648437 | Sus |  | CompanyInitiated¦Plannedmaintenance¦¦
24-0140626 | Company Initiated | Planned- capital |  |  | 2024 | Tier 2 | Distribution Circuit |  |  |  | 2648449 | Sus |  | CompanyInitiated¦Plannedcapital¦¦
24-0127762 | Company Initiated | Planned- capital |  |  | 2024 | Tier 3 | Distribution Circuit |  |  |  | 2648662 | Sus |  | CompanyInitiated¦Plannedcapital¦¦
24-0140355 | Company Initiated | Planned- maintenance |  |  | 2024 | Tier 3 | Transformer only |  |  |  | 2648527 | Sus |  | CompanyInitiated¦Plannedmaintenance¦¦
24-0136541 | Wildfire Mitigation | Planned - WSIP/System Hardening |  |  | 2024 | Tier 2 | Transformer only |  |  |  | 2648572 | Sus |  | WildfireMitigation¦PlannedWSIPSystemHardening¦¦
24-0136537 | Wildfire Mitigation | Planned - WSIP/System Hardening |  |  | 2024 | Tier 2 | Transformer only |  |  |  | 2648577 | Sus |  | WildfireMitigation¦PlannedWSIPSystemHardening¦¦
24-0136911 | Company Initiated | Planned- capital |  |  | 2024 | Tier 2 | Distribution Circuit |  |  |  | 2648694 | Sus |  | CompanyInitiated¦Plannedcapital¦¦
24-0139877 | Company Initiated | Planned- maintenance |  |  | 2024 | Tier 2 | Transformer only |  |  |  | 2648679 | Sus |  | CompanyInitiated¦Plannedmaintenance¦¦
24-0139568 | Company Initiated | Planned- maintenance |  |  | 2024 | Tier 2 | Transformer only |  |  |  | 2648745 | Sus |  | CompanyInitiated¦Plannedmaintenance¦¦
24-0139578 | Company Initiated | Planned- maintenance |  |  | 2024 | Tier 2 | Transformer only |  |  |  | 2648784 | Sus |  | CompanyInitiated¦Plannedmaintenance¦¦
24-0136533 | Wildfire Mitigation | Planned - WSIP/System Hardening |  |  | 2024 | Tier 2 | Transformer only |  |  |  | 2648787 | Sus |  | WildfireMitigation¦PlannedWSIPSystemHardening¦¦
24-0139563 | Company Initiated | Planned- maintenance |  |  | 2024 | Tier 2 | Transformer only |  |  |  | 2648849 | Sus |  | CompanyInitiated¦Plannedmaintenance¦¦
24-0139573 | Company Initiated | Planned- maintenance |  |  | 2024 | Tier 2 | Transformer only |  |  |  | 2648874 | Sus |  | CompanyInitiated¦Plannedmaintenance¦¦
24-0139885 | Wildfire Mitigation | Planned - WSIP/System Hardening |  |  | 2024 | Tier 2 | Distribution Circuit |  |  |  | 2648542 | Sus |  | WildfireMitigation¦PlannedWSIPSystemHardening¦¦
24-0139576 | Company Initiated | Planned- maintenance |  |  | 2024 | Tier 2 | Transformer only |  |  |  | 2648911 | Sus |  | CompanyInitiated¦Plannedmaintenance¦¦
24-0144284 | Equipment Failure/Involved | Overhead | Fuse | Failed/Faulted | 2024 | Tier 2 | Distribution Circuit |  |  |  | 2648993 | Sus |  | EquipmentFailureInvolved¦Overhead¦Fuse¦FailedFaulted
24-0136526 | Wildfire Mitigation | Planned - WSIP/System Hardening |  |  | 2024 | Tier 2 | Transformer only |  |  |  | 2649046 | Sus |  | WildfireMitigation¦PlannedWSIPSystemHardening¦¦
24-0136520 | Wildfire Mitigation | Planned - WSIP/System Hardening |  |  | 2024 | Tier 2 | Transformer only |  |  |  | 2649051 | Sus |  | WildfireMitigation¦PlannedWSIPSystemHardening¦¦
24-0136518 | Wildfire Mitigation | Planned - WSIP/System Hardening |  |  | 2024 | Tier 2 | Transformer only |  |  |  | 2649153 | Sus |  | WildfireMitigation¦PlannedWSIPSystemHardening¦¦
24-0142242 | Company Initiated | Planned- capital |  |  | 2024 | Tier 2 | Distribution Circuit |  |  |  | 2649513 | Sus |  | CompanyInitiated¦Plannedcapital¦¦
24-0140786 | Company Initiated | Planned- maintenance |  |  | 2024 | Tier 2 | Distribution Circuit |  |  |  | 2649302 | Sus |  | CompanyInitiated¦Plannedmaintenance¦¦
24-0141828 | Company Initiated | Planned- capital |  |  | 2024 | Tier 3 | Distribution Circuit |  |  |  | 2649340 | Sus |  | CompanyInitiated¦Plannedcapital¦¦
24-0128399 | Company Initiated | Planned- capital |  |  | 2024 | Tier 3 | Distribution Circuit |  |  |  | 2649382 | Sus |  | CompanyInitiated¦Plannedcapital¦¦
24-0120599 | Company Initiated | Planned- capital |  |  | 2024 | Tier 2 | Distribution Circuit |  |  |  | 2649395 | Sus |  | CompanyInitiated¦Plannedcapital¦¦
24-0139823 | Company Initiated | Planned- capital |  |  | 2024 | Tier 2 | Distribution Circuit |  |  |  | 2649413 | Sus |  | CompanyInitiated¦Plannedcapital¦¦
24-0138362 | Company Initiated | Planned- maintenance |  |  | 2024 | Tier 3 | Transformer only |  |  |  | 2649432 | Sus |  | CompanyInitiated¦Plannedmaintenance¦¦
24-0109026 | Company Initiated | Planned- capital |  |  | 2024 | Tier 3 | Distribution Circuit |  |  |  | 2649469 | Sus |  | CompanyInitiated¦Plannedcapital¦¦
24-0138576 | Wildfire Mitigation | Planned - WSIP/System Hardening |  |  | 2024 | Tier 3 | Transformer only |  |  |  | 2649464 | Sus |  | WildfireMitigation¦PlannedWSIPSystemHardening¦¦
24-0139901 | Company Initiated | Planned- maintenance |  |  | 2024 | Tier 2 | Transformer only |  |  |  | 2649496 | Sus |  | CompanyInitiated¦Plannedmaintenance¦¦
24-0134456 | Company Initiated | Planned- maintenance |  |  | 2024 | Tier 2 | Distribution Circuit |  |  |  | 2649479 | Sus |  | CompanyInitiated¦Plannedmaintenance¦¦
24-0139890 | Company Initiated | Planned- maintenance |  |  | 2024 | Tier 2 | Transformer only |  |  |  | 2649624 | Sus |  | CompanyInitiated¦Plannedmaintenance¦¦
24-0139583 | Company Initiated | Planned- maintenance |  |  | 2024 | Tier 2 | Transformer only |  |  |  | 2649740 | Sus |  | CompanyInitiated¦Plannedmaintenance¦¦
24-0132088 | Company Initiated | Planned- capital |  |  | 2024 | Tier 3 | Distribution Circuit |  |  |  | 2650567 | Sus |  | CompanyInitiated¦Plannedcapital¦¦
24-0139844 | Company Initiated | Planned- capital |  |  | 2024 | Tier 2 | Distribution Circuit |  |  |  | 2651024 | Sus |  | CompanyInitiated¦Plannedcapital¦¦
24-0144661 | Unknown Cause | Patrol - found nothing |  |  | 2024 | Tier 2 | Transformer only |  |  |  | 2650919 | Sus |  | UnknownCause¦Patrolfoundnothing¦¦
24-0139848 | Company Initiated | Planned- maintenance |  |  | 2024 | Tier 2 | Transformer only |  |  |  | 2651023 | Sus |  | CompanyInitiated¦Plannedmaintenance¦¦
24-0144691 | Unknown Cause | Patrol - found nothing |  |  | 2024 | Tier 2 | Distribution Circuit |  |  |  | 2651066 | Sus |  | UnknownCause¦Patrolfoundnothing¦¦
24-0131457 | Company Initiated | Planned- maintenance |  |  | 2024 | Tier 3 | Distribution Circuit |  |  |  | 2651691 | Sus |  | CompanyInitiated¦Plannedmaintenance¦¦
24-0144837 | Animal | Squirrel | Transformer | Failed/Faulted | 2024 | Tier 2 | Transformer only |  |  |  | 2651701 | Sus |  | Animal¦Squirrel¦Transformer¦FailedFaulted
24-0144866 | Vegetation | Tree - fell into line | Service conductor | Broken- wire on ground | 2024 | Tier 2 | Transformer only |  |  |  | 2651788 | Sus |  | Vegetation¦Treefellintoline¦Serviceconductor¦Brokenwireonground
24-0145123 | Vegetation | Tree - fell into line | Crossarm- Wood | Broken- wire on ground | 2024 | Tier 2 | Distribution Circuit |  |  |  | 2653438 | Sus |  | Vegetation¦Treefellintoline¦CrossarmWood¦Brokenwireonground
24-0145049 | Vegetation | Tree - fell into line | Conductor- Overhead | Broken- wire on ground | 2024 | Tier 3 | Distribution Circuit |  |  |  | 2652760 | Sus |  | Vegetation¦Treefellintoline¦ConductorOverhead¦Brokenwireonground
24-0145055 | Vegetation | Tree - fell into line | Conductor- Overhead | Normal | 2024 | Tier 3 | Distribution Circuit |  |  |  | 2652812 | Sus |  | Vegetation¦Treefellintoline¦ConductorOverhead¦Normal
24-0145039 | Vegetation | Tree - fell into line | Conductor- Overhead | Broken- wire on ground | 2024 | Tier 3 | Distribution Circuit |  |  |  | 2652835 | Sus |  | Vegetation¦Treefellintoline¦ConductorOverhead¦Brokenwireonground
24-0145391 | Equipment Failure/Involved | Overhead | Transformer (OH) | Failed/Faulted | 2024 | Tier 3 | Transformer only |  |  |  | 2653210 | Sus |  | EquipmentFailureInvolved¦Overhead¦Transformer(OH)¦FailedFaulted
24-0145317 | Unknown Cause | Patrol - found nothing |  |  | 2024 | Tier 3 | Distribution Circuit |  |  |  | 2654637 | Sus |  | UnknownCause¦Patrolfoundnothing¦¦
24-0139931 | Company Initiated | Planned- maintenance |  |  | 2024 | Tier 3 | Transformer only |  |  |  | 2654847 | Sus |  | CompanyInitiated¦Plannedmaintenance¦¦
24-0139939 | Company Initiated | Planned- maintenance |  |  | 2024 | Tier 3 | Transformer only |  |  |  | 2654987 | Sus |  | CompanyInitiated¦Plannedmaintenance¦¦
24-0145861 | Vegetation | Tree - fell into line | Conductor- Overhead | Normal | 2024 | Tier 2 | Distribution Circuit |  |  |  | 2654950 | Sus |  | Vegetation¦Treefellintoline¦ConductorOverhead¦Normal
24-0145711 | Equipment Failure/Involved | Overhead | Crossarm- Wood | Broken | 2024 | Tier 2 | Distribution Circuit |  |  |  | 2654985 | Sus |  | EquipmentFailureInvolved¦Overhead¦CrossarmWood¦Broken
24-0145292 | Equipment Failure/Involved | Overhead | Conductor- Overhead | Broken- wire on ground | 2024 | Tier 3 | Distribution Circuit |  |  |  | 2655264 | Sus |  | EquipmentFailureInvolved¦Overhead¦ConductorOverhead¦Brokenwireonground
24-0140004 | Company Initiated | Planned- maintenance |  |  | 2024 | Tier 3 | Transformer only |  |  |  | 2655343 | Sus |  | CompanyInitiated¦Plannedmaintenance¦¦
24-0145988 | Unknown Cause | Patrol - found nothing |  |  | 2024 | Tier 3 | Distribution Circuit |  |  |  | 2655347 | Sus |  | UnknownCause¦Patrolfoundnothing¦¦
24-0145564 | Vegetation | Tree - branch fell on line | Conductor- Overhead | Normal | 2024 | Tier 2 | Distribution Circuit |  |  |  | 2655386 | Sus |  | Vegetation¦Treebranchfellonline¦ConductorOverhead¦Normal
24-0139941 | Company Initiated | Planned- maintenance |  |  | 2024 | Tier 3 | Transformer only |  |  |  | 2655655 | Sus |  | CompanyInitiated¦Plannedmaintenance¦¦
24-0139891 | Company Initiated | Planned- maintenance |  |  | 2024 | Tier 3 | Transformer only |  |  |  | 2656635 | Sus |  | CompanyInitiated¦Plannedmaintenance¦¦
24-0139999 | Company Initiated | Planned- maintenance |  |  | 2024 | Tier 3 | Transformer only |  |  |  | 2657399 | Sus |  | CompanyInitiated¦Plannedmaintenance¦¦
24-0146090 | Unknown Cause | Patrol - found nothing |  |  | 2024 | Tier 3 | Distribution Circuit |  |  |  | 2657483 | Sus |  | UnknownCause¦Patrolfoundnothing¦¦
24-0145914 | Unknown Cause | Patrol - found nothing |  |  | 2024 | Tier 2 | Distribution Circuit |  |  |  | 2659184 | Sus |  | UnknownCause¦Patrolfoundnothing¦¦
24-0145904 | Vegetation | Tree - fell into line | Secondary | Normal | 2024 | Tier 3 | Transformer only |  |  |  | 2660014 | Sus |  | Vegetation¦Treefellintoline¦Secondary¦Normal
24-0145995 | Vegetation | Tree - fell into line | Conductor- Overhead | Normal | 2024 | Tier 2 | Distribution Circuit |  |  |  | 2660388 | Sus |  | Vegetation¦Treefellintoline¦ConductorOverhead¦Normal
24-0146163 | Unknown Cause | Patrol - found nothing |  |  | 2024 | Tier 3 | Transformer only |  |  |  | 2660806 | Sus |  | UnknownCause¦Patrolfoundnothing¦¦
24-0146181 | Equipment Failure/Involved | Overhead | Pole-Wood | Broken | 2024 | Tier 2 | Distribution Circuit |  |  |  | 2661092 | Sus |  | EquipmentFailureInvolved¦Overhead¦PoleWood¦Broken
24-0146176 | Equipment Failure/Involved | Overhead | Transformer (OH) | Broken | 2024 | Tier 2 | Transformer only |  |  |  | 2661071 | Sus |  | EquipmentFailureInvolved¦Overhead¦Transformer(OH)¦Broken
24-0131492 | Company Initiated | Planned- capital |  |  | 2024 | Tier 2 | Distribution Circuit |  |  |  | 2662677 | Sus |  | CompanyInitiated¦Plannedcapital¦¦
24-0146634 | Unknown Cause | Patrol - found nothing |  |  | 2024 | Tier 3 | Distribution Circuit |  |  |  | 2663280 | Sus |  | UnknownCause¦Patrolfoundnothing¦¦
24-0141058 | Company Initiated | Planned- maintenance |  |  | 2024 | Tier 3 | Transformer only |  |  |  | 2663041 | Sus |  | CompanyInitiated¦Plannedmaintenance¦¦
24-0146628 | 3rd Party | Vehicle | Pole-Wood | Broken | 2024 | Tier 2 | Distribution Circuit |  |  |  | 2663124 | Sus |  | 3rdParty¦Vehicle¦PoleWood¦Broken
24-0146624 | Equipment Failure/Involved | Overhead | Conductor- Overhead | Normal | 2024 | Tier 2 | Distribution Circuit |  |  |  | 2663225 | Sus |  | EquipmentFailureInvolved¦Overhead¦ConductorOverhead¦Normal
24-0141049 | Company Initiated | Planned- maintenance |  |  | 2024 | Tier 3 | Transformer only |  |  |  | 2663295 | Sus |  | CompanyInitiated¦Plannedmaintenance¦¦
24-0140382 | Company Initiated | Planned- maintenance |  |  | 2024 | Tier 3 | Transformer only |  |  |  | 2663870 | Sus |  | CompanyInitiated¦Plannedmaintenance¦¦
24-0135388 | Company Initiated | Planned- capital |  |  | 2024 | Tier 3 | Distribution Circuit |  |  |  | 2664036 | Sus |  | CompanyInitiated¦Plannedcapital¦¦
24-0142271 | Company Initiated | Planned- capital |  |  | 2024 | Tier 2 | Distribution Circuit |  |  |  | 2663939 | Sus |  | CompanyInitiated¦Plannedcapital¦¦
24-0140440 | Company Initiated | Planned- maintenance |  |  | 2024 | Tier 3 | Transformer only |  |  |  | 2663960 | Sus |  | CompanyInitiated¦Plannedmaintenance¦¦
24-0142273 | Company Initiated | Planned- capital |  |  | 2024 | Tier 2 | Distribution Circuit |  |  |  | 2664010 | Sus |  | CompanyInitiated¦Plannedcapital¦¦
24-0140377 | Company Initiated | Planned- maintenance |  |  | 2024 | Tier 3 | Transformer only |  |  |  | 2664270 | Sus |  | CompanyInitiated¦Plannedmaintenance¦¦
24-0140390 | Company Initiated | Planned- maintenance |  |  | 2024 | Tier 3 | Transformer only |  |  |  | 2664463 | Sus |  | CompanyInitiated¦Plannedmaintenance¦¦
24-0146862 | Equipment Failure/Involved | Overhead | Pole-Wood | Deteriorated | 2024 | Tier 2 | Transformer only |  |  |  | 2664578 | Sus |  | EquipmentFailureInvolved¦Overhead¦PoleWood¦Deteriorated
24-0142720 | Company Initiated | Planned- maintenance |  |  | 2024 | Tier 3 | Distribution Circuit |  |  |  | 2664727 | Sus |  | CompanyInitiated¦Plannedmaintenance¦¦
24-0132100 | Company Initiated | Planned- capital | Connector or Splice (UG) | Arcing | 2024 | Tier 3 | Distribution Circuit |  |  |  | 2664741 | Sus |  | CompanyInitiated¦Plannedcapital¦ConnectororSplice(UG)¦Arcing
24-0142669 | Company Initiated | Planned- maintenance |  |  | 2024 | Tier 2 | Distribution Circuit |  |  |  | 2664770 | Sus |  | CompanyInitiated¦Plannedmaintenance¦¦
24-0139957 | Wildfire Mitigation | Planned - WSIP/System Hardening |  |  | 2024 | Tier 3 | Distribution Circuit |  |  |  | 2664820 | Sus |  | WildfireMitigation¦PlannedWSIPSystemHardening¦¦
24-0142721 | Company Initiated | Planned- maintenance |  |  | 2024 | Tier 2 | Transformer only |  |  |  | 2665721 | Sus |  | CompanyInitiated¦Plannedmaintenance¦¦
24-0147169 | 3rd Party | Tree - cutting- 3rd party | Secondary | Broken | 2024 | Tier 2 | Transformer only |  |  |  | 2666199 | Sus |  | 3rdParty¦Treecutting3rdparty¦Secondary¦Broken
24-0147171 | Equipment Failure/Involved | Overhead | Pole-Wood | Broken | 2024 | Tier 2 | Distribution Circuit |  |  |  | 2666270 | Sus |  | EquipmentFailureInvolved¦Overhead¦PoleWood¦Broken
24-0142402 | Company Initiated | Planned- maintenance |  |  | 2024 | Tier 2 | Distribution Circuit |  |  |  | 2666429 | Sus |  | CompanyInitiated¦Plannedmaintenance¦¦
24-0144337 | Company Initiated | Planned- maintenance |  |  | 2024 | Tier 2 | Distribution Circuit |  |  |  | 2666390 | Sus |  | CompanyInitiated¦Plannedmaintenance¦¦
24-0141191 | Company Initiated | Planned- maintenance |  |  | 2024 | Tier 3 | Distribution Circuit |  |  |  | 2666489 | Sus |  | CompanyInitiated¦Plannedmaintenance¦¦
24-0137719 | Company Initiated | Planned- capital |  |  | 2024 | Tier 2 | Distribution Circuit |  |  |  | 2666508 | Sus |  | CompanyInitiated¦Plannedcapital¦¦
24-0139661 | Wildfire Mitigation | Planned - WSIP/System Hardening |  |  | 2024 | Tier 3 | Transformer only |  |  |  | 2666556 | Sus |  | WildfireMitigation¦PlannedWSIPSystemHardening¦¦
24-0142539 | Company Initiated | Planned- maintenance |  |  | 2024 | Tier 2 | Transformer only |  |  |  | 2666712 | Sus |  | CompanyInitiated¦Plannedmaintenance¦¦
24-0147283 | Unknown Cause | Patrol - not conducted |  |  | 2024 | Tier 2 | Transmission line |  |  |  | 2667168 | Sus |  | UnknownCause¦Patrolnotconducted¦¦
24-0147335 | Vegetation | Tree - fell into line | Conductor- Overhead | Broken- wire on ground | 2024 | Tier 2 | Distribution Circuit |  |  |  | 2667442 | Sus |  | Vegetation¦Treefellintoline¦ConductorOverhead¦Brokenwireonground
24-0144340 | Company Initiated | Planned- maintenance |  |  | 2024 | Tier 3 | Transformer only |  |  |  | 2667671 | Sus |  | CompanyInitiated¦Plannedmaintenance¦¦
24-0147393 | Vegetation | Tree - branch fell on line | Conductor- Overhead | Bent or Twisted | 2024 | Tier 3 | Distribution Circuit |  |  |  | 2667799 | Sus |  | Vegetation¦Treebranchfellonline¦ConductorOverhead¦BentorTwisted
24-0115368 | Company Initiated | Planned- maintenance |  |  | 2024 | Tier 2 | Distribution Circuit |  |  |  | 2668107 | Sus |  | CompanyInitiated¦Plannedmaintenance¦¦
24-0142771 | Wildfire Mitigation | Planned - WSIP/System Hardening |  |  | 2024 | Tier 3 | Transformer only |  |  |  | 2668182 | Sus |  | WildfireMitigation¦PlannedWSIPSystemHardening¦¦
24-0147485 | Unknown Cause | Patrol - not conducted |  |  | 2024 | Tier 3 | Distribution Circuit |  |  |  | 2668302 | Sus |  | UnknownCause¦Patrolnotconducted¦¦
24-0147495 | Vegetation | Tree - fell into line | Conductor- Overhead | Normal | 2024 | Tier 3 | Distribution Circuit |  |  |  | 2668472 | Sus |  | Vegetation¦Treefellintoline¦ConductorOverhead¦Normal
24-0147697 | Environmental/External | Lightning | Fuse | Burned Open | 2024 | Tier 3 | Transformer only |  |  |  | 2669435 | Sus |  | EnvironmentalExternal¦Lightning¦Fuse¦BurnedOpen
24-0147700 | Equipment Failure/Involved | Overhead | Transformer (OH) | Failed/Faulted | 2024 | Tier 2 | Transformer only |  |  |  | 2669474 | Sus |  | EquipmentFailureInvolved¦Overhead¦Transformer(OH)¦FailedFaulted
24-0147725 | Unknown Cause | Patrol - not conducted |  |  | 2024 | Tier 2 | Distribution Circuit |  |  |  | 2669646 | Sus |  | UnknownCause¦Patrolnotconducted¦¦
24-0147743 | Unknown Cause | Patrol - found nothing |  |  | 2024 | Tier 2 | Distribution Circuit |  |  |  | 2669705 | Sus |  | UnknownCause¦Patrolfoundnothing¦¦
24-0147797 | Vegetation | Tree - fell into line | Conductor- Overhead | Broken- wire on ground | 2024 | Tier 2 | Distribution Circuit |  |  |  | 2669837 | Sus |  | Vegetation¦Treefellintoline¦ConductorOverhead¦Brokenwireonground
24-0147930 | Unknown Cause | Patrol - found nothing |  |  | 2024 | Tier 3 | Distribution Circuit |  |  |  | 2670497 | Sus |  | UnknownCause¦Patrolfoundnothing¦¦
24-0147963 | Equipment Failure/Involved | Overhead | Transformer (OH) | Failed/Faulted | 2024 | Tier 3 | Transformer only |  |  |  | 2670549 | Sus |  | EquipmentFailureInvolved¦Overhead¦Transformer(OH)¦FailedFaulted
24-0147894 | Equipment Failure/Involved | Electrical Overload | Pole-Wood | Broken | 2024 | Tier 2 | Distribution Circuit |  |  |  | 2670552 | Sus |  | EquipmentFailureInvolved¦ElectricalOverload¦PoleWood¦Broken
24-0143416 | Company Initiated | Planned- maintenance |  |  | 2024 | Tier 2 | Transformer only |  |  |  | 2670634 | Sus |  | CompanyInitiated¦Plannedmaintenance¦¦
24-0147969 | Equipment Failure/Involved | Overhead | Connector or Splice (OH) | Normal | 2024 | Tier 3 | Transformer only |  |  |  | 2670862 | Sus |  | EquipmentFailureInvolved¦Overhead¦ConnectororSplice(OH)¦Normal
24-0147995 | Vegetation | Tree - fell into line | Conductor- Overhead | Arcing | 2024 | Tier 2 | Distribution Circuit |  |  |  | 2671109 | Sus |  | Vegetation¦Treefellintoline¦ConductorOverhead¦Arcing
24-0147999 | Equipment Failure/Involved | Overhead | Transformer (OH) | Failed/Faulted | 2024 | Tier 2 | Transformer only |  |  |  | 2671114 | Sus |  | EquipmentFailureInvolved¦Overhead¦Transformer(OH)¦FailedFaulted
24-0148083 | Vegetation | Tree - fell into line | Conductor- Overhead | Broken- wire on ground | 2024 | Tier 3 | Distribution Circuit |  |  |  | 2671592 | Sus |  | Vegetation¦Treefellintoline¦ConductorOverhead¦Brokenwireonground
24-0148097 | Vegetation | Tree - fell into line | Conductor- Overhead | Normal | 2024 | Tier 3 | Distribution Circuit |  |  |  | 2671608 | Sus |  | Vegetation¦Treefellintoline¦ConductorOverhead¦Normal
24-0148214 | Equipment Failure/Involved | Overhead | Transformer (OH) | Broken | 2024 | Tier 2 | Transformer only |  |  |  | 2672498 | Sus |  | EquipmentFailureInvolved¦Overhead¦Transformer(OH)¦Broken
24-0147083 | Company Initiated | Planned- maintenance | Transformer | Normal | 2024 | Tier 2 | Transformer only |  |  |  | 2673039 | Sus |  | CompanyInitiated¦Plannedmaintenance¦Transformer¦Normal
24-0147463 | Company Initiated | Planned- maintenance |  |  | 2024 | Tier 2 | Transformer only |  |  |  | 2673048 | Sus |  | CompanyInitiated¦Plannedmaintenance¦¦
24-0148334 | Equipment Failure/Involved | Overhead | Jumper | Burned/flashed | 2024 | Tier 2 | Distribution Circuit |  |  |  | 2673468 | Sus |  | EquipmentFailureInvolved¦Overhead¦Jumper¦Burnedflashed
24-0005745 | Vegetation | Tree - branch fell on line | Secondary | Broken- wire on ground | 2024 | Tier 3 | Transformer only |  |  |  | 2303421 | Sus |  | Vegetation¦Treebranchfellonline¦Secondary¦Brokenwireonground
24-0006765 | Vegetation | Tree - bark fell into line | Transformer | Arcing | 2024 | Tier 3 | Transformer only |  |  |  | 2306780 | Sus |  | Vegetation¦Treebarkfellintoline¦Transformer¦Arcing
24-0003842 | Wildfire Mitigation | Planned - WSIP/System Hardening |  |  | 2024 | Tier 2 | Distribution Circuit |  |  |  | 2309630 | Sus |  | WildfireMitigation¦PlannedWSIPSystemHardening¦¦
24-0004044 | Wildfire Mitigation | Planned - WSIP/System Hardening |  |  | 2024 | Tier 2 | Distribution Circuit |  |  |  | 2309694 | Sus |  | WildfireMitigation¦PlannedWSIPSystemHardening¦¦
24-0004590 | Company Initiated | Planned- capital |  |  | 2024 | Tier 2 | Distribution Circuit |  |  |  | 2310488 | Sus |  | CompanyInitiated¦Plannedcapital¦¦
24-0004828 | Wildfire Mitigation | Planned - WSIP/System Hardening |  |  | 2024 | Tier 2 | Distribution Circuit |  |  |  | 2310571 | Sus |  | WildfireMitigation¦PlannedWSIPSystemHardening¦¦
24-0005232 | Wildfire Mitigation | Planned - WSIP/System Hardening |  |  | 2024 | Tier 2 | Distribution Circuit |  |  |  | 2312845 | Sus |  | WildfireMitigation¦PlannedWSIPSystemHardening¦¦
24-0005328 | Company Initiated | Planned- capital |  |  | 2024 | Tier 2 | Distribution Circuit |  |  |  | 2312839 | Sus |  | CompanyInitiated¦Plannedcapital¦¦
24-0005320 | Wildfire Mitigation | Planned - WSIP/System Hardening |  |  | 2024 | Tier 2 | Distribution Circuit |  |  |  | 2313677 | Sus |  | WildfireMitigation¦PlannedWSIPSystemHardening¦¦
24-0005463 | Wildfire Mitigation | Planned - WSIP/System Hardening |  |  | 2024 | Tier 2 | Transformer only |  |  |  | 2313716 | Sus |  | WildfireMitigation¦PlannedWSIPSystemHardening¦¦
24-0002223 | Wildfire Mitigation | Planned - WSIP/System Hardening |  |  | 2024 | Tier 2 | Transformer only |  |  |  | 2313729 | Sus |  | WildfireMitigation¦PlannedWSIPSystemHardening¦¦
24-0010376 | Unknown Cause | Patrol - found nothing |  |  | 2024 | Tier 2 | Distribution Circuit |  |  |  | 2314401 | Sus |  | UnknownCause¦Patrolfoundnothing¦¦
24-0010633 | Vegetation | Tree - fell into line | Conductor- Overhead | Normal | 2024 | Tier 3 | Distribution Circuit |  |  |  | 2315133 | Sus |  | Vegetation¦Treefellintoline¦ConductorOverhead¦Normal
24-0010656 | Vegetation | Tree - branch fell on line | Fuse | Normal | 2024 | Tier 3 | Transformer only |  |  |  | 2315213 | Sus |  | Vegetation¦Treebranchfellonline¦Fuse¦Normal
24-0010978 | Unknown Cause | Patrol - found nothing |  |  | 2024 | Tier 2 | Distribution Circuit |  |  |  | 2316401 | Sus |  | UnknownCause¦Patrolfoundnothing¦¦
23-0142137 | Company Initiated | Planned- capital |  |  | 2024 | Tier 2 | Distribution Circuit |  |  |  | 2316510 | Sus |  | CompanyInitiated¦Plannedcapital¦¦
24-0004785 | Wildfire Mitigation | Planned - WSIP/System Hardening |  |  | 2024 | Tier 2 | Distribution Circuit |  |  |  | 2316598 | Sus |  | WildfireMitigation¦PlannedWSIPSystemHardening¦¦
24-0005226 | Wildfire Mitigation | Planned - WSIP/System Hardening |  |  | 2024 | Tier 2 | Distribution Circuit |  |  |  | 2317383 | Sus |  | WildfireMitigation¦PlannedWSIPSystemHardening¦¦
24-0009121 | Company Initiated | Planned- maintenance |  |  | 2024 | Tier 2 | Transformer only |  |  |  | 2318299 | Sus |  | CompanyInitiated¦Plannedmaintenance¦¦
24-0006616 | Company Initiated | Planned- maintenance |  |  | 2024 | Tier 3 | Transformer only |  |  |  | 2318294 | Sus |  | CompanyInitiated¦Plannedmaintenance¦¦
24-0006609 | Wildfire Mitigation | Planned - WSIP/System Hardening |  |  | 2024 | Tier 2 | Distribution Circuit |  |  |  | 2319005 | Sus |  | WildfireMitigation¦PlannedWSIPSystemHardening¦¦
24-0006477 | Wildfire Mitigation | Planned - WSIP/System Hardening |  |  | 2024 | Tier 2 | Distribution Circuit |  |  |  | 2319000 | Sus |  | WildfireMitigation¦PlannedWSIPSystemHardening¦¦
24-0012806 | Unknown Cause | Patrol - found nothing |  |  | 2024 | Tier 3 | Distribution Circuit |  |  |  | 2319304 | Sus |  | UnknownCause¦Patrolfoundnothing¦¦
24-0012889 | Unknown Cause | Patrol - not conducted |  |  | 2024 | Tier 2 | Distribution Circuit |  |  |  | 2319732 | Sus |  | UnknownCause¦Patrolnotconducted¦¦
24-0007059 | Wildfire Mitigation | Planned - WSIP/System Hardening |  |  | 2024 | Tier 2 | Distribution Circuit |  |  |  | 2319741 | Sus |  | WildfireMitigation¦PlannedWSIPSystemHardening¦¦
24-0013004 | Equipment Failure/Involved | Overhead | Jumper | Burned Open | 2024 | Tier 2 | Distribution Circuit |  |  |  | 2320103 | Sus |  | EquipmentFailureInvolved¦Overhead¦Jumper¦BurnedOpen
24-0013184 | Vegetation | Tree - fell into line | Conductor- Overhead | Broken- wire on ground | 2024 | Tier 3 | Distribution Circuit |  |  |  | 2320829 | Sus |  | Vegetation¦Treefellintoline¦ConductorOverhead¦Brokenwireonground
24-0013427 | Equipment Failure/Involved | Overhead | Conductor- Overhead | Normal | 2024 | Tier 2 | Distribution Circuit |  |  |  | 2321037 | Sus |  | EquipmentFailureInvolved¦Overhead¦ConductorOverhead¦Normal
24-0013571 | Equipment Failure/Involved | Overhead | Fuse | Failed/Faulted | 2024 | Tier 2 | Transformer only |  |  |  | 2321519 | Sus |  | EquipmentFailureInvolved¦Overhead¦Fuse¦FailedFaulted
24-0008530 | Wildfire Mitigation | Planned - WSIP/System Hardening |  |  | 2024 | Tier 2 | Distribution Circuit |  |  |  | 2322119 | Sus |  | WildfireMitigation¦PlannedWSIPSystemHardening¦¦
24-0009673 | Wildfire Mitigation | Planned - WSIP/System Hardening |  |  | 2024 | Tier 3 | Transformer only |  |  |  | 2322324 | Sus |  | WildfireMitigation¦PlannedWSIPSystemHardening¦¦
24-0014513 | Equipment Failure/Involved | Overhead | Conductor- Overhead | Broken- wire on ground | 2024 | Tier 2 | Distribution Circuit |  |  |  | 2323184 | Sus |  | EquipmentFailureInvolved¦Overhead¦ConductorOverhead¦Brokenwireonground
24-0008554 | Wildfire Mitigation | Planned - WSIP/System Hardening |  |  | 2024 | Tier 2 | Transformer only |  |  |  | 2324074 | Sus |  | WildfireMitigation¦PlannedWSIPSystemHardening¦¦
24-0009276 | Wildfire Mitigation | Planned - WSIP/System Hardening |  |  | 2024 | Tier 2 | Transformer only |  |  |  | 2324093 | Sus |  | WildfireMitigation¦PlannedWSIPSystemHardening¦¦
24-0008563 | Wildfire Mitigation | Planned - WSIP/System Hardening |  |  | 2024 | Tier 3 | Distribution Circuit |  |  |  | 2324630 | Sus |  | WildfireMitigation¦PlannedWSIPSystemHardening¦¦
24-0008647 | Company Initiated | Planned- maintenance |  |  | 2024 | Tier 2 | Distribution Circuit |  |  |  | 2324628 | Sus |  | CompanyInitiated¦Plannedmaintenance¦¦
24-0009445 | Wildfire Mitigation | Planned - WSIP/System Hardening |  |  | 2024 | Tier 2 | Transformer only |  |  |  | 2324676 | Sus |  | WildfireMitigation¦PlannedWSIPSystemHardening¦¦
24-0008668 | Wildfire Mitigation | Planned - WSIP/System Hardening |  |  | 2024 | Tier 2 | Distribution Circuit |  |  |  | 2324677 | Sus |  | WildfireMitigation¦PlannedWSIPSystemHardening¦¦
24-0010009 | Company Initiated | Planned- maintenance |  |  | 2024 | Tier 2 | Distribution Circuit |  |  |  | 2324691 | Sus |  | CompanyInitiated¦Plannedmaintenance¦¦
24-0010193 | Wildfire Mitigation | Planned - WSIP/System Hardening |  |  | 2024 | Tier 2 | Distribution Circuit |  |  |  | 2325473 | Sus |  | WildfireMitigation¦PlannedWSIPSystemHardening¦¦
24-0009927 | Wildfire Mitigation | Planned - WSIP/System Hardening |  |  | 2024 | Tier 2 | Distribution Circuit |  |  |  | 2325493 | Sus |  | WildfireMitigation¦PlannedWSIPSystemHardening¦¦
24-0015920 | Vegetation | Tree - fell into line | Conductor- Overhead | Broken- wire on ground | 2024 | Tier 2 | Distribution Circuit |  |  |  | 2325771 | Sus |  | Vegetation¦Treefellintoline¦ConductorOverhead¦Brokenwireonground
24-0009632 | Wildfire Mitigation | Planned - WSIP/System Hardening |  |  | 2024 | Tier 3 | Transformer only |  |  |  | 2326293 | Sus |  | WildfireMitigation¦PlannedWSIPSystemHardening¦¦
24-0005664 | Company Initiated | Planned- capital |  |  | 2024 | Tier 2 | Distribution Circuit |  |  |  | 2327089 | Sus |  | CompanyInitiated¦Plannedcapital¦¦
24-0011555 | Company Initiated | Planned- maintenance |  |  | 2024 | Tier 2 | Transformer only |  |  |  | 2327101 | Sus |  | CompanyInitiated¦Plannedmaintenance¦¦
24-0009937 | Wildfire Mitigation | Planned - WSIP/System Hardening |  |  | 2024 | Tier 2 | Distribution Circuit |  |  |  | 2327103 | Sus |  | WildfireMitigation¦PlannedWSIPSystemHardening¦¦
24-0009942 | Company Initiated | Planned- maintenance |  |  | 2024 | Tier 2 | Transformer only |  |  |  | 2328017 | Sus |  | CompanyInitiated¦Plannedmaintenance¦¦
24-0017247 | Vegetation | Tree - bark fell into line | Conductor- Overhead | Normal | 2024 | Tier 2 | Distribution Circuit |  |  |  | 2329310 | Sus |  | Vegetation¦Treebarkfellintoline¦ConductorOverhead¦Normal
24-0017315 | Vegetation | Tree - cutting- PG&E contractor | Conductor- Overhead | Normal | 2024 | Tier 2 | Distribution Circuit |  |  |  | 2329686 | Sus |  | Vegetation¦TreecuttingPG&Econtractor¦ConductorOverhead¦Normal
24-0012897 | Company Initiated | Planned- maintenance |  |  | 2024 | Tier 2 | Transformer only |  |  |  | 2332326 | Sus |  | CompanyInitiated¦Plannedmaintenance¦¦
24-0019109 | Equipment Failure/Involved | Underground | Conductor- Underground | Burned/flashed | 2024 | Tier 2 | Distribution Circuit |  |  |  | 2334222 | Sus |  | EquipmentFailureInvolved¦Underground¦ConductorUnderground¦Burnedflashed
24-0019161 | Vegetation | Tree - branch fell on line | Conductor- Overhead | Normal | 2024 | Tier 3 | Distribution Circuit |  |  |  | 2334580 | Sus |  | Vegetation¦Treebranchfellonline¦ConductorOverhead¦Normal
24-0019243 | Vegetation | Tree - branch fell on line | Conductor- Overhead | Together | 2024 | Tier 3 | Distribution Circuit |  |  |  | 2335059 | Sus |  | Vegetation¦Treebranchfellonline¦ConductorOverhead¦Together
24-0019419 | Unknown Cause | Patrol - found nothing |  |  | 2024 | Tier 2 | Distribution Circuit |  |  |  | 2335865 | Sus |  | UnknownCause¦Patrolfoundnothing¦¦
24-0019672 | Unknown Cause | Patrol - found nothing |  |  | 2024 | Tier 3 | Distribution Circuit |  |  |  | 2337937 | Sus |  | UnknownCause¦Patrolfoundnothing¦¦
24-0019686 | Unknown Cause | Patrol - found nothing |  |  | 2024 | Tier 3 | Distribution Circuit |  |  |  | 2338337 | Sus |  | UnknownCause¦Patrolfoundnothing¦¦
24-0023599 | Vegetation | Tree - branch fell on line | Conductor- Overhead | Normal | 2024 | Tier 3 | Distribution Circuit |  |  |  | 2364972 | Sus |  | Vegetation¦Treebranchfellonline¦ConductorOverhead¦Normal
24-0024294 | Equipment Failure/Involved | Overhead | Cutout- fuse holder | Broken | 2024 | Tier 3 | Transformer only |  |  |  | 2367070 | Sus |  | EquipmentFailureInvolved¦Overhead¦Cutoutfuseholder¦Broken
24-0024356 | Environmental/External | Water | Transformer | Failed/Faulted | 2024 | Tier 2 | Transformer only |  |  |  | 2367080 | Sus |  | EnvironmentalExternal¦Water¦Transformer¦FailedFaulted
24-0026208 | Equipment Failure/Involved | Overhead | Conductor- Overhead | Broken- wire on ground | 2024 | Tier 3 | Distribution Circuit |  |  |  | 2369828 | Sus |  | EquipmentFailureInvolved¦Overhead¦ConductorOverhead¦Brokenwireonground
24-0026315 | Equipment Failure/Involved | Underground | Secondary | Broken | 2024 | Tier 2 | Distribution Circuit |  |  |  | 2370202 | Sus |  | EquipmentFailureInvolved¦Underground¦Secondary¦Broken
24-0026842 | Vegetation | Tree - branch fell on line | Transformer (OH) | Failed/Faulted | 2024 | Tier 3 | Transformer only |  |  |  | 2371175 | Sus |  | Vegetation¦Treebranchfellonline¦Transformer(OH)¦FailedFaulted
24-0027144 | Equipment Failure/Involved | Underground | Secondary | Broken | 2024 | Tier 2 | Transformer only |  |  |  | 2372156 | Sus |  | EquipmentFailureInvolved¦Underground¦Secondary¦Broken
24-0027384 | Unknown Cause | Patrol - found nothing |  |  | 2024 | Tier 3 | Distribution Circuit |  |  |  | 2372594 | Sus |  | UnknownCause¦Patrolfoundnothing¦¦
24-0027711 | Unknown Cause | Patrol - found nothing |  |  | 2024 | Tier 3 | Distribution Circuit |  |  |  | 2373539 | Sus |  | UnknownCause¦Patrolfoundnothing¦¦
24-0014512 | Wildfire Mitigation | Planned - WSIP/System Hardening |  |  | 2024 | Tier 2 | Distribution Circuit |  |  |  | 2373661 | Sus |  | WildfireMitigation¦PlannedWSIPSystemHardening¦¦
24-0015441 | Wildfire Mitigation | Planned - WSIP/System Hardening |  |  | 2024 | Tier 2 | Distribution Circuit |  |  |  | 2373764 | Sus |  | WildfireMitigation¦PlannedWSIPSystemHardening¦¦
24-0028051 | Equipment Failure/Involved | Overhead | Fuse | Failed/Faulted | 2024 | Tier 2 | Transformer only |  |  |  | 2373877 | Sus |  | EquipmentFailureInvolved¦Overhead¦Fuse¦FailedFaulted
24-0018786 | Wildfire Mitigation | Planned - WSIP/System Hardening |  |  | 2024 | Tier 3 | Transformer only |  |  |  | 2375882 | Sus |  | WildfireMitigation¦PlannedWSIPSystemHardening¦¦
24-0017459 | Wildfire Mitigation | Planned - WSIP/System Hardening |  |  | 2024 | Tier 2 | Transformer only |  |  |  | 2375934 | Sus |  | WildfireMitigation¦PlannedWSIPSystemHardening¦¦
24-0018081 | Wildfire Mitigation | Planned - WSIP/System Hardening |  |  | 2024 | Tier 2 | Distribution Circuit |  |  |  | 2376980 | Sus |  | WildfireMitigation¦PlannedWSIPSystemHardening¦¦
24-0016855 | Wildfire Mitigation | Planned - WSIP/System Hardening |  |  | 2024 | Tier 2 | Distribution Circuit |  |  |  | 2377024 | Sus |  | WildfireMitigation¦PlannedWSIPSystemHardening¦¦
24-0015710 | Company Initiated | Planned- capital |  |  | 2024 | Tier 2 | Distribution Circuit |  |  |  | 2378035 | Sus |  | CompanyInitiated¦Plannedcapital¦¦
24-0018791 | Wildfire Mitigation | Planned - WSIP/System Hardening |  |  | 2024 | Tier 2 | Distribution Circuit |  |  |  | 2378202 | Sus |  | WildfireMitigation¦PlannedWSIPSystemHardening¦¦
24-0018796 | Wildfire Mitigation | Planned - WSIP/System Hardening |  |  | 2024 | Tier 2 | Transformer only |  |  |  | 2378310 | Sus |  | WildfireMitigation¦PlannedWSIPSystemHardening¦¦
24-0027151 | Wildfire Mitigation | Planned - WSIP/System Hardening |  |  | 2024 | Tier 2 | Distribution Circuit |  |  |  | 2378743 | Sus |  | WildfireMitigation¦PlannedWSIPSystemHardening¦¦
24-0030256 | Vegetation | Tree - cutting- PG&E contractor | Conductor- Overhead | Normal | 2024 | Tier 2 | Distribution Circuit |  |  |  | 2379096 | Sus |  | Vegetation¦TreecuttingPG&Econtractor¦ConductorOverhead¦Normal
24-0030504 | Unknown Cause | Patrol - found nothing |  |  | 2024 | Tier 2 | Distribution Circuit |  |  |  | 2379763 | Sus |  | UnknownCause¦Patrolfoundnothing¦¦
24-0030730 | Vegetation | Tree - fell into line | Conductor- Overhead | Broken- wire on ground | 2024 | Tier 2 | Distribution Circuit |  |  |  | 2380572 | Sus |  | Vegetation¦Treefellintoline¦ConductorOverhead¦Brokenwireonground
24-0030738 | Equipment Failure/Involved | Overhead | Conductor- Overhead | Together | 2024 | Tier 2 | Distribution Circuit |  |  |  | 2380617 | Sus |  | EquipmentFailureInvolved¦Overhead¦ConductorOverhead¦Together
24-0030922 | Equipment Failure/Involved | Overhead | Secondary | Broken | 2024 | Tier 2 | Transformer only |  |  |  | 2381024 | Sus |  | EquipmentFailureInvolved¦Overhead¦Secondary¦Broken
24-0031809 | Vegetation | Tree - fell into line | Conductor- Overhead | Broken- wire on ground | 2024 | Tier 2 | Distribution Circuit |  |  |  | 2383501 | Sus |  | Vegetation¦Treefellintoline¦ConductorOverhead¦Brokenwireonground
24-0023695 | Company Initiated | Planned- maintenance |  |  | 2024 | Tier 2 | Transformer only |  |  |  | 2385013 | Sus |  | CompanyInitiated¦Plannedmaintenance¦¦
24-0028056 | Wildfire Mitigation | Planned - WSIP/System Hardening |  |  | 2024 | Tier 3 | Distribution Circuit |  |  |  | 2386017 | Sus |  | WildfireMitigation¦PlannedWSIPSystemHardening¦¦
24-0033655 | Equipment Failure/Involved | Overhead | Transformer | Leaking | 2024 | Tier 2 | Transformer only |  |  |  | 2387543 | Sus |  | EquipmentFailureInvolved¦Overhead¦Transformer¦Leaking
24-0030722 | Wildfire Mitigation | Planned - WSIP/System Hardening |  |  | 2024 | Tier 2 | Distribution Circuit |  |  |  | 2388892 | Sus |  | WildfireMitigation¦PlannedWSIPSystemHardening¦¦
24-0009283 | Company Initiated | Planned- capital |  |  | 2024 | Tier 2 | Distribution Circuit |  |  |  | 2388893 | Sus |  | CompanyInitiated¦Plannedcapital¦¦
24-0029195 | Wildfire Mitigation | Planned - WSIP/System Hardening |  |  | 2024 | Tier 2 | Transformer only |  |  |  | 2389780 | Sus |  | WildfireMitigation¦PlannedWSIPSystemHardening¦¦
24-0036330 | Unknown Cause | Patrol - found nothing |  |  | 2024 | Tier 2 | Distribution Circuit |  |  |  | 2392618 | Sus |  | UnknownCause¦Patrolfoundnothing¦¦
24-0036687 | Vegetation | Tree - branch fell on line | Lightning Arrestor | Broken | 2024 | Tier 2 | Distribution Circuit |  |  |  | 2394413 | Sus |  | Vegetation¦Treebranchfellonline¦LightningArrestor¦Broken
24-0037612 | Equipment Failure/Involved | Overhead | Transformer | Failed/Faulted | 2024 | Tier 2 | Transformer only |  |  |  | 2396807 | Sus |  | EquipmentFailureInvolved¦Overhead¦Transformer¦FailedFaulted
24-0031290 | Wildfire Mitigation | Planned - WSIP/System Hardening |  |  | 2024 | Tier 2 | Transformer only |  |  |  | 2397416 | Sus |  | WildfireMitigation¦PlannedWSIPSystemHardening¦¦
24-0031154 | Company Initiated | Planned- maintenance |  |  | 2024 | Tier 2 | Transformer only |  |  |  | 2397706 | Sus |  | CompanyInitiated¦Plannedmaintenance¦¦
24-0032210 | Wildfire Mitigation | Planned - WSIP/System Hardening |  |  | 2024 | Tier 2 | Distribution Circuit |  |  |  | 2397567 | Sus |  | WildfireMitigation¦PlannedWSIPSystemHardening¦¦
24-0030122 | Wildfire Mitigation | Planned - WSIP/System Hardening |  |  | 2024 | Tier 2 | Transformer only |  |  |  | 2397595 | Sus |  | WildfireMitigation¦PlannedWSIPSystemHardening¦¦
24-0031615 | Wildfire Mitigation | Planned - WSIP/System Hardening |  |  | 2024 | Tier 2 | Distribution Circuit |  |  |  | 2398315 | Sus |  | WildfireMitigation¦PlannedWSIPSystemHardening¦¦
24-0038930 | Vegetation | Tree - cutting- PG&E contractor | Conductor- Overhead | Normal | 2024 | Tier 2 | Distribution Circuit |  |  |  | 2398733 | Sus |  | Vegetation¦TreecuttingPG&Econtractor¦ConductorOverhead¦Normal
24-0031687 | Company Initiated | Planned- capital |  |  | 2024 | Tier 2 | Distribution Circuit |  |  |  | 2399237 | Sus |  | CompanyInitiated¦Plannedcapital¦¦
24-0033256 | Wildfire Mitigation | Planned - WSIP/System Hardening |  |  | 2024 | Tier 2 | Distribution Circuit |  |  |  | 2399247 | Sus |  | WildfireMitigation¦PlannedWSIPSystemHardening¦¦
24-0032672 | Wildfire Mitigation | Planned - WSIP/System Hardening |  |  | 2024 | Tier 2 | Distribution Circuit |  |  |  | 2399438 | Sus |  | WildfireMitigation¦PlannedWSIPSystemHardening¦¦
24-0033209 | Company Initiated | Planned- maintenance |  |  | 2024 | Tier 2 | Distribution Circuit |  |  |  | 2400682 | Sus |  | CompanyInitiated¦Plannedmaintenance¦¦
24-0031246 | Wildfire Mitigation | Planned - WSIP/System Hardening |  |  | 2024 | Tier 3 | Transformer only |  |  |  | 2400718 | Sus |  | WildfireMitigation¦PlannedWSIPSystemHardening¦¦
24-0033194 | Wildfire Mitigation | Planned - WSIP/System Hardening |  |  | 2024 | Tier 2 | Distribution Circuit |  |  |  | 2401145 | Sus |  | WildfireMitigation¦PlannedWSIPSystemHardening¦¦
24-0034006 | Wildfire Mitigation | Planned - WSIP/System Hardening |  |  | 2024 | Tier 2 | Distribution Circuit |  |  |  | 2402517 | Sus |  | WildfireMitigation¦PlannedWSIPSystemHardening¦¦
24-0034008 | Wildfire Mitigation | Planned - WSIP/System Hardening |  |  | 2024 | Tier 2 | Transformer only |  |  |  | 2402699 | Sus |  | WildfireMitigation¦PlannedWSIPSystemHardening¦¦
24-0014096 | Company Initiated | Planned- maintenance |  |  | 2024 | Tier 2 | Distribution Circuit |  |  |  | 2403361 | Sus |  | CompanyInitiated¦Plannedmaintenance¦¦
24-0033326 | Wildfire Mitigation | Planned - WSIP/System Hardening |  |  | 2024 | Tier 2 | Distribution Circuit |  |  |  | 2403349 | Sus |  | WildfireMitigation¦PlannedWSIPSystemHardening¦¦
24-0035631 | Wildfire Mitigation | Planned - WSIP/System Hardening |  |  | 2024 | Tier 2 | Transformer only |  |  |  | 2403517 | Sus |  | WildfireMitigation¦PlannedWSIPSystemHardening¦¦
24-0042071 | Vegetation | Tree - fell into line | Conductor- Overhead | Broken- wire on ground | 2024 | Tier 2 | Distribution Circuit |  |  |  | 2404858 | Sus |  | Vegetation¦Treefellintoline¦ConductorOverhead¦Brokenwireonground
24-0042394 | Vegetation | Tree - branch fell on line | Conductor- Overhead | Together | 2024 | Tier 2 | Distribution Circuit |  |  |  | 2404951 | Sus |  | Vegetation¦Treebranchfellonline¦ConductorOverhead¦Together
24-0035767 | Company Initiated | Planned- maintenance |  |  | 2024 | Tier 2 | Distribution Circuit |  |  |  | 2405983 | Sus |  | CompanyInitiated¦Plannedmaintenance¦¦
24-0015627 | Company Initiated | Planned- capital |  |  | 2024 | Tier 2 | Distribution Circuit |  |  |  | 2406216 | Sus |  | CompanyInitiated¦Plannedcapital¦¦
24-0035731 | Wildfire Mitigation | Planned - WSIP/System Hardening |  |  | 2024 | Tier 2 | Transformer only |  |  |  | 2406646 | Sus |  | WildfireMitigation¦PlannedWSIPSystemHardening¦¦
24-0042777 | Equipment Failure/Involved | Overhead | Conductor- Overhead | Bent or Twisted | 2024 | Tier 3 | Distribution Circuit |  |  |  | 2406480 | Sus |  | EquipmentFailureInvolved¦Overhead¦ConductorOverhead¦BentorTwisted
24-0042916 | Vegetation | Tree - fell into line | Conductor- Overhead | Normal | 2024 | Tier 3 | Distribution Circuit |  |  |  | 2406639 | Sus |  | Vegetation¦Treefellintoline¦ConductorOverhead¦Normal
24-0043257 | Unknown Cause | Patrol - found nothing |  |  | 2024 | Tier 3 | Distribution Circuit |  |  |  | 2407617 | Sus |  | UnknownCause¦Patrolfoundnothing¦¦
24-0035102 | Company Initiated | Planned- capital |  |  | 2024 | Tier 2 | Distribution Circuit |  |  |  | 2408047 | Sus |  | CompanyInitiated¦Plannedcapital¦¦
24-0038039 | Company Initiated | Planned- maintenance |  |  | 2024 | Tier 2 | Distribution Circuit |  |  |  | 2408039 | Sus |  | CompanyInitiated¦Plannedmaintenance¦¦
24-0035102 | Company Initiated | Planned- capital |  |  | 2024 | Tier 2 | Distribution Circuit |  |  |  | 2408590 | Sus |  | CompanyInitiated¦Plannedcapital¦¦
24-0035699 | Company Initiated | Planned- maintenance |  |  | 2024 | Tier 2 | Distribution Circuit |  |  |  | 2409203 | Sus |  | CompanyInitiated¦Plannedmaintenance¦¦
24-0037201 | Company Initiated | Planned- capital |  |  | 2024 | Tier 2 | Distribution Circuit |  |  |  | 2410150 | Sus |  | CompanyInitiated¦Plannedcapital¦¦
24-0035465 | Wildfire Mitigation | Planned - WSIP/System Hardening |  |  | 2024 | Tier 2 | Transformer only |  |  |  | 2410146 | Sus |  | WildfireMitigation¦PlannedWSIPSystemHardening¦¦
24-0039013 | Wildfire Mitigation | Planned - WSIP/System Hardening |  |  | 2024 | Tier 2 | Transformer only |  |  |  | 2410145 | Sus |  | WildfireMitigation¦PlannedWSIPSystemHardening¦¦
24-0045270 | Equipment Failure/Involved | Overhead | Cutout- fuse holder | Broken | 2024 | Tier 2 | Transformer only |  |  |  | 2411195 | Sus |  | EquipmentFailureInvolved¦Overhead¦Cutoutfuseholder¦Broken
24-0040123 | Wildfire Mitigation | Planned - WSIP/System Hardening |  |  | 2024 | Tier 2 | Transformer only |  |  |  | 2411622 | Sus |  | WildfireMitigation¦PlannedWSIPSystemHardening¦¦
24-0039215 | Company Initiated | Planned- maintenance |  |  | 2024 | Tier 2 | Distribution Circuit |  |  |  | 2411706 | Sus |  | CompanyInitiated¦Plannedmaintenance¦¦
24-0036195 | Company Initiated | Planned- maintenance |  |  | 2024 | Tier 2 | Transformer only |  |  |  | 2411739 | Sus |  | CompanyInitiated¦Plannedmaintenance¦¦
24-0046452 | Equipment Failure/Involved | Underground | Secondary | Deteriorated | 2024 | Tier 2 | Distribution Circuit |  |  |  | 2413691 | Sus |  | EquipmentFailureInvolved¦Underground¦Secondary¦Deteriorated
24-0040651 | Company Initiated | Planned- maintenance |  |  | 2024 | Tier 2 | Transformer only |  |  |  | 2413872 | Sus |  | CompanyInitiated¦Plannedmaintenance¦¦
24-0040649 | Company Initiated | Planned- maintenance |  |  | 2024 | Tier 2 | Transformer only |  |  |  | 2413885 | Sus |  | CompanyInitiated¦Plannedmaintenance¦¦
24-0046343 | Wildfire Mitigation | Planned - WSIP/System Hardening |  |  | 2024 | Tier 2 | Distribution Circuit |  |  |  | 2415192 | Sus |  | WildfireMitigation¦PlannedWSIPSystemHardening¦¦
24-0036890 | Wildfire Mitigation | Planned - WSIP/System Hardening |  |  | 2024 | Tier 2 | Distribution Circuit |  |  |  | 2416185 | Sus |  | WildfireMitigation¦PlannedWSIPSystemHardening¦¦
24-0041119 | Wildfire Mitigation | Planned - WSIP/System Hardening |  |  | 2024 | Tier 2 | Distribution Circuit |  |  |  | 2416421 | Sus |  | WildfireMitigation¦PlannedWSIPSystemHardening¦¦
24-0047748 | Equipment Failure/Involved | Overhead | Conductor- Overhead | Broken- wire on ground | 2024 | Tier 2 | Distribution Circuit |  |  |  | 2416919 | Sus |  | EquipmentFailureInvolved¦Overhead¦ConductorOverhead¦Brokenwireonground
24-0041427 | Wildfire Mitigation | Planned - WSIP/System Hardening |  |  | 2024 | Tier 2 | Distribution Circuit |  |  |  | 2417182 | Sus |  | WildfireMitigation¦PlannedWSIPSystemHardening¦¦
24-0035177 | Company Initiated | Planned- capital |  |  | 2024 | Tier 2 | Distribution Circuit |  |  |  | 2417230 | Sus |  | CompanyInitiated¦Plannedcapital¦¦
24-0042380 | Wildfire Mitigation | Planned - WSIP/System Hardening |  |  | 2024 | Tier 2 | Distribution Circuit |  |  |  | 2418855 | Sus |  | WildfireMitigation¦PlannedWSIPSystemHardening¦¦
24-0048852 | Unknown Cause | Patrol - found nothing |  |  | 2024 | Tier 3 | Distribution Circuit |  |  |  | 2419242 | Sus |  | UnknownCause¦Patrolfoundnothing¦¦
24-0049031 | 3rd Party | Contact with High Voltage- 3rd party | Conductor- Overhead | Together | 2024 | Tier 2 | Distribution Circuit |  |  |  | 2419874 | Sus |  | 3rdParty¦ContactwithHighVoltage3rdparty¦ConductorOverhead¦Together
24-0042163 | Company Initiated | Planned- maintenance |  |  | 2024 | Tier 2 | Transformer only |  |  |  | 2420035 | Sus |  | CompanyInitiated¦Plannedmaintenance¦¦
24-0040743 | Company Initiated | Planned- capital |  |  | 2024 | Tier 2 | Distribution Circuit |  |  |  | 2420050 | Sus |  | CompanyInitiated¦Plannedcapital¦¦
24-0043471 | Wildfire Mitigation | Planned - WSIP/System Hardening |  |  | 2024 | Tier 2 | Transformer only |  |  |  | 2420731 | Sus |  | WildfireMitigation¦PlannedWSIPSystemHardening¦¦
24-0043571 | Wildfire Mitigation | Planned - WSIP/System Hardening |  |  | 2024 | Tier 2 | Transformer only |  |  |  | 2420881 | Sus |  | WildfireMitigation¦PlannedWSIPSystemHardening¦¦
24-0040202 | Company Initiated | Planned- capital |  |  | 2024 | Tier 2 | Distribution Circuit |  |  |  | 2421365 | Sus |  | CompanyInitiated¦Plannedcapital¦¦
24-0038347 | Wildfire Mitigation | Planned - WSIP/System Hardening |  |  | 2024 | Tier 2 | Distribution Circuit |  |  |  | 2421685 | Sus |  | WildfireMitigation¦PlannedWSIPSystemHardening¦¦
24-0043638 | Wildfire Mitigation | Planned - WSIP/System Hardening |  |  | 2024 | Tier 2 | Distribution Circuit |  |  |  | 2421961 | Sus |  | WildfireMitigation¦PlannedWSIPSystemHardening¦¦
24-0044492 | Wildfire Mitigation | Planned - WSIP/System Hardening |  |  | 2024 | Tier 2 | Distribution Circuit |  |  |  | 2422260 | Sus |  | WildfireMitigation¦PlannedWSIPSystemHardening¦¦
24-0048349 | Company Initiated | Planned- capital |  |  | 2024 | Tier 2 | Distribution Circuit |  |  |  | 2422375 | Sus |  | CompanyInitiated¦Plannedcapital¦¦
24-0032489 | Wildfire Mitigation | Planned - WSIP/System Hardening |  |  | 2024 | Tier 2 | Distribution Circuit |  |  |  | 2423806 | Sus |  | WildfireMitigation¦PlannedWSIPSystemHardening¦¦
24-0051408 | Vegetation | Tree - branch fell on line | Conductor- Overhead | Normal | 2024 | Tier 2 | Distribution Circuit |  |  |  | 2423947 | Sus |  | Vegetation¦Treebranchfellonline¦ConductorOverhead¦Normal
24-0044050 | Wildfire Mitigation | Planned - WSIP/System Hardening |  |  | 2024 | Tier 2 | Distribution Circuit |  |  |  | 2425636 | Sus |  | WildfireMitigation¦PlannedWSIPSystemHardening¦¦
24-0046500 | Company Initiated | Planned- maintenance |  |  | 2024 | Tier 3 | Distribution Circuit |  |  |  | 2426858 | Sus |  | CompanyInitiated¦Plannedmaintenance¦¦
24-0046376 | Wildfire Mitigation | Planned - WSIP/System Hardening |  |  | 2024 | Tier 2 | Distribution Circuit |  |  |  | 2427071 | Sus |  | WildfireMitigation¦PlannedWSIPSystemHardening¦¦
24-0052976 | Unknown Cause | Patrol - found nothing |  |  | 2024 | Tier 2 | Distribution Circuit |  |  |  | 2427504 | Sus |  | UnknownCause¦Patrolfoundnothing¦¦
24-0043502 | Wildfire Mitigation | Planned - WSIP/System Hardening |  |  | 2024 | Tier 2 | Transformer only |  |  |  | 2428412 | Sus |  | WildfireMitigation¦PlannedWSIPSystemHardening¦¦
24-0047933 | Wildfire Mitigation | Planned - WSIP/System Hardening |  |  | 2024 | Tier 2 | Distribution Circuit |  |  |  | 2428416 | Sus |  | WildfireMitigation¦PlannedWSIPSystemHardening¦¦
24-0045063 | Wildfire Mitigation | Planned - WSIP/System Hardening |  |  | 2024 | Tier 2 | Distribution Circuit |  |  |  | 2429251 | Sus |  | WildfireMitigation¦PlannedWSIPSystemHardening¦¦
24-0047245 | Company Initiated | Planned- maintenance |  |  | 2024 | Tier 2 | Distribution Circuit |  |  |  | 2429349 | Sus |  | CompanyInitiated¦Plannedmaintenance¦¦
24-0046407 | Wildfire Mitigation | Planned - WSIP/System Hardening |  |  | 2024 | Tier 2 | Distribution Circuit |  |  |  | 2429398 | Sus |  | WildfireMitigation¦PlannedWSIPSystemHardening¦¦
24-0045720 | Company Initiated | Planned- maintenance |  |  | 2024 | Tier 2 | Distribution Circuit |  |  |  | 2430209 | Sus |  | CompanyInitiated¦Plannedmaintenance¦¦
24-0046757 | Wildfire Mitigation | Planned - WSIP/System Hardening |  |  | 2024 | Tier 2 | Distribution Circuit |  |  |  | 2431742 | Sus |  | WildfireMitigation¦PlannedWSIPSystemHardening¦¦
24-0055452 | Vegetation | Tree - fell into line | Conductor- Overhead | Normal | 2024 | Tier 2 | Distribution Circuit |  |  |  | 2432749 | Sus |  | Vegetation¦Treefellintoline¦ConductorOverhead¦Normal
24-0043783 | Wildfire Mitigation | Planned - WSIP/System Hardening |  |  | 2024 | Tier 2 | Transformer only |  |  |  | 2433348 | Sus |  | WildfireMitigation¦PlannedWSIPSystemHardening¦¦
24-0046741 | Wildfire Mitigation | Planned - WSIP/System Hardening |  |  | 2024 | Tier 2 | Distribution Circuit |  |  |  | 2434031 | Sus |  | WildfireMitigation¦PlannedWSIPSystemHardening¦¦
24-0050110 | Wildfire Mitigation | Planned - WSIP/System Hardening |  |  | 2024 | Tier 2 | Distribution Circuit |  |  |  | 2434029 | Sus |  | WildfireMitigation¦PlannedWSIPSystemHardening¦¦
24-0050322 | Wildfire Mitigation | Planned - WSIP/System Hardening |  |  | 2024 | Tier 2 | Distribution Circuit |  |  |  | 2434148 | Sus |  | WildfireMitigation¦PlannedWSIPSystemHardening¦¦
24-0046043 | Wildfire Mitigation | Planned - WSIP/System Hardening |  |  | 2024 | Tier 2 | Distribution Circuit |  |  |  | 2434692 | Sus |  | WildfireMitigation¦PlannedWSIPSystemHardening¦¦
24-0046916 | Wildfire Mitigation | Planned - WSIP/System Hardening |  |  | 2024 | Tier 3 | Transformer only |  |  |  | 2434702 | Sus |  | WildfireMitigation¦PlannedWSIPSystemHardening¦¦
24-0048545 | Company Initiated | Planned- maintenance |  |  | 2024 | Tier 2 | Transformer only |  |  |  | 2434743 | Sus |  | CompanyInitiated¦Plannedmaintenance¦¦
24-0050228 | Wildfire Mitigation | Planned - WSIP/System Hardening |  |  | 2024 | Tier 2 | Distribution Circuit |  |  |  | 2435086 | Sus |  | WildfireMitigation¦PlannedWSIPSystemHardening¦¦
24-0050746 | Wildfire Mitigation | Planned - WSIP/System Hardening |  |  | 2024 | Tier 2 | Distribution Circuit |  |  |  | 2435436 | Sus |  | WildfireMitigation¦PlannedWSIPSystemHardening¦¦
24-0049632 | Company Initiated | Planned- maintenance |  |  | 2024 | Tier 2 | Transformer only |  |  |  | 2435444 | Sus |  | CompanyInitiated¦Plannedmaintenance¦¦
24-0050754 | Company Initiated | Planned- capital |  |  | 2024 | Tier 2 | Distribution Circuit |  |  |  | 2435467 | Sus |  | CompanyInitiated¦Plannedcapital¦¦
24-0012442 | Company Initiated | Planned- capital |  |  | 2024 | Tier 3 | Distribution Circuit |  |  |  | 2435481 | Sus |  | CompanyInitiated¦Plannedcapital¦¦
24-0051219 | Wildfire Mitigation | Planned - WSIP/System Hardening |  |  | 2024 | Tier 2 | Distribution Circuit |  |  |  | 2436241 | Sus |  | WildfireMitigation¦PlannedWSIPSystemHardening¦¦
24-0041492 | Company Initiated | Planned- capital |  |  | 2024 | Tier 2 | Distribution Circuit |  |  |  | 2436251 | Sus |  | CompanyInitiated¦Plannedcapital¦¦
24-0050947 | Wildfire Mitigation | Planned - WSIP/System Hardening |  |  | 2024 | Tier 2 | Distribution Circuit |  |  |  | 2436516 | Sus |  | WildfireMitigation¦PlannedWSIPSystemHardening¦¦
24-0051248 | Wildfire Mitigation | Planned - WSIP/System Hardening |  |  | 2024 | Tier 2 | Distribution Circuit |  |  |  | 2437276 | Sus |  | WildfireMitigation¦PlannedWSIPSystemHardening¦¦
24-0048126 | Wildfire Mitigation | Planned - WSIP/System Hardening |  |  | 2024 | Tier 2 | Distribution Circuit |  |  |  | 2437963 | Sus |  | WildfireMitigation¦PlannedWSIPSystemHardening¦¦
24-0051892 | Wildfire Mitigation | Planned - WSIP/System Hardening |  |  | 2024 | Tier 2 | Transformer only |  |  |  | 2438062 | Sus |  | WildfireMitigation¦PlannedWSIPSystemHardening¦¦
24-0052511 | Wildfire Mitigation | Planned - WSIP/System Hardening |  |  | 2024 | Tier 2 | Distribution Circuit |  |  |  | 2438655 | Sus |  | WildfireMitigation¦PlannedWSIPSystemHardening¦¦
24-0057575 | Company Initiated | Planned- maintenance |  |  | 2024 | Tier 2 | Distribution Circuit |  |  |  | 2438782 | Sus |  | CompanyInitiated¦Plannedmaintenance¦¦
24-0050631 | Company Initiated | Planned- maintenance |  |  | 2024 | Tier 2 | Distribution Circuit |  |  |  | 2438783 | Sus |  | CompanyInitiated¦Plannedmaintenance¦¦
24-0057608 | Company Initiated | Planned- maintenance |  |  | 2024 | Tier 2 | Distribution Circuit |  |  |  | 2438784 | Sus |  | CompanyInitiated¦Plannedmaintenance¦¦
24-0057613 | Company Initiated | Planned- maintenance |  |  | 2024 | Tier 2 | Distribution Circuit |  |  |  | 2438785 | Sus |  | CompanyInitiated¦Plannedmaintenance¦¦
24-0050617 | Company Initiated | Planned- capital |  |  | 2024 | Tier 2 | Distribution Circuit |  |  |  | 2438799 | Sus |  | CompanyInitiated¦Plannedcapital¦¦
24-0050623 | Company Initiated | Planned- maintenance |  |  | 2024 | Tier 2 | Distribution Circuit |  |  |  | 2439252 | Sus |  | CompanyInitiated¦Plannedmaintenance¦¦
24-0057571 | Company Initiated | Planned- maintenance |  |  | 2024 | Tier 2 | Distribution Circuit |  |  |  | 2439253 | Sus |  | CompanyInitiated¦Plannedmaintenance¦¦
24-0048119 | Company Initiated | Planned- capital |  |  | 2024 | Tier 2 | Distribution Circuit |  |  |  | 2438920 | Sus |  | CompanyInitiated¦Plannedcapital¦¦
24-0053205 | Wildfire Mitigation | Planned - WSIP/System Hardening |  |  | 2024 | Tier 2 | Distribution Circuit |  |  |  | 2439658 | Sus |  | WildfireMitigation¦PlannedWSIPSystemHardening¦¦
24-0052397 | Wildfire Mitigation | Planned - WSIP/System Hardening |  |  | 2024 | Tier 2 | Distribution Circuit |  |  |  | 2439659 | Sus |  | WildfireMitigation¦PlannedWSIPSystemHardening¦¦
24-0051029 | Wildfire Mitigation | Planned - WSIP/System Hardening |  |  | 2024 | Tier 2 | Distribution Circuit |  |  |  | 2439673 | Sus |  | WildfireMitigation¦PlannedWSIPSystemHardening¦¦
24-0052044 | Wildfire Mitigation | Planned - WSIP/System Hardening |  |  | 2024 | Tier 2 | Transformer only |  |  |  | 2439876 | Sus |  | WildfireMitigation¦PlannedWSIPSystemHardening¦¦
24-0053553 | Wildfire Mitigation | Planned - WSIP/System Hardening |  |  | 2024 | Tier 2 | Distribution Circuit |  |  |  | 2440980 | Sus |  | WildfireMitigation¦PlannedWSIPSystemHardening¦¦
24-0054506 | Company Initiated | Planned- maintenance |  |  | 2024 | Tier 2 | Transformer only |  |  |  | 2441463 | Sus |  | CompanyInitiated¦Plannedmaintenance¦¦
24-0042164 | Company Initiated | Planned- capital |  |  | 2024 | Tier 2 | Distribution Circuit |  |  |  | 2441474 | Sus |  | CompanyInitiated¦Plannedcapital¦¦
24-0060216 | 3rd Party | Vehicle | Pole-Wood | Normal | 2024 | Tier 2 | Distribution Circuit |  |  |  | 2442107 | Sus |  | 3rdParty¦Vehicle¦PoleWood¦Normal
24-0055705 | Wildfire Mitigation | Planned - WSIP/System Hardening |  |  | 2024 | Tier 2 | Transformer only |  |  |  | 2442829 | Sus |  | WildfireMitigation¦PlannedWSIPSystemHardening¦¦
24-0060787 | Vegetation | Tree - grew into line | Conductor- Overhead | Normal | 2024 | Tier 2 | Distribution Circuit |  |  |  | 2443089 | Sus |  | Vegetation¦Treegrewintoline¦ConductorOverhead¦Normal
24-0054363 | Company Initiated | Planned- maintenance |  |  | 2024 | Tier 2 | Distribution Circuit |  |  |  | 2443289 | Sus |  | CompanyInitiated¦Plannedmaintenance¦¦
24-0060807 | Equipment Failure/Involved | Overhead | Pole-Wood | Deteriorated | 2024 | Tier 3 | Distribution Circuit |  |  |  | 2443314 | Sus |  | EquipmentFailureInvolved¦Overhead¦PoleWood¦Deteriorated
24-0056460 | Wildfire Mitigation | Planned - WSIP/System Hardening |  |  | 2024 | Tier 3 | Distribution Circuit |  |  |  | 2444140 | Sus |  | WildfireMitigation¦PlannedWSIPSystemHardening¦¦
24-0054824 | Wildfire Mitigation | Planned - WSIP/System Hardening |  |  | 2024 | Tier 2 | Distribution Circuit |  |  |  | 2444058 | Sus |  | WildfireMitigation¦PlannedWSIPSystemHardening¦¦
24-0061463 | Unknown Cause | Patrol - found nothing |  |  | 2024 | Tier 2 | Distribution Circuit |  |  |  | 2444278 | Sus |  | UnknownCause¦Patrolfoundnothing¦¦
24-0056476 | Wildfire Mitigation | Planned - WSIP/System Hardening |  |  | 2024 | Tier 3 | Transformer only |  |  |  | 2444333 | Sus |  | WildfireMitigation¦PlannedWSIPSystemHardening¦¦
24-0055123 | Company Initiated | Planned- capital |  |  | 2024 | Tier 3 | Distribution Circuit |  |  |  | 2444890 | Sus |  | CompanyInitiated¦Plannedcapital¦¦
24-0043986 | Company Initiated | Planned- capital |  |  | 2024 | Tier 2 | Distribution Circuit |  |  |  | 2444915 | Sus |  | CompanyInitiated¦Plannedcapital¦¦
24-0056281 | Wildfire Mitigation | Planned - WSIP/System Hardening |  |  | 2024 | Tier 2 | Distribution Circuit |  |  |  | 2445601 | Sus |  | WildfireMitigation¦PlannedWSIPSystemHardening¦¦
24-0054936 | Wildfire Mitigation | Planned - WSIP/System Hardening |  |  | 2024 | Tier 2 | Distribution Circuit |  |  |  | 2445605 | Sus |  | WildfireMitigation¦PlannedWSIPSystemHardening¦¦
24-0062014 | Company Initiated | Planned- capital |  |  | 2024 | Tier 3 | Distribution Circuit |  |  |  | 2445617 | Sus |  | CompanyInitiated¦Plannedcapital¦¦
24-0062283 | Equipment Failure/Involved | Overhead | Fuse | Burned Open | 2024 | Tier 2 | Distribution Circuit |  |  |  | 2446217 | Sus |  | EquipmentFailureInvolved¦Overhead¦Fuse¦BurnedOpen
24-0054039 | Company Initiated | Planned- capital |  |  | 2024 | Tier 2 | Distribution Circuit |  |  |  | 2447028 | Sus |  | CompanyInitiated¦Plannedcapital¦¦
24-0058502 | Wildfire Mitigation | Planned - WSIP/System Hardening |  |  | 2024 | Tier 2 | Distribution Circuit |  |  |  | 2447210 | Sus |  | WildfireMitigation¦PlannedWSIPSystemHardening¦¦
24-0050051 | Wildfire Mitigation | Planned - WSIP/System Hardening |  |  | 2024 | Tier 2 | Distribution Circuit |  |  |  | 2447638 | Sus |  | WildfireMitigation¦PlannedWSIPSystemHardening¦¦
24-0056775 | Company Initiated | Planned- maintenance |  |  | 2024 | Tier 2 | Transformer only |  |  |  | 2447759 | Sus |  | CompanyInitiated¦Plannedmaintenance¦¦
24-0055943 | Wildfire Mitigation | Planned - WSIP/System Hardening |  |  | 2024 | Tier 2 | Distribution Circuit |  |  |  | 2447756 | Sus |  | WildfireMitigation¦PlannedWSIPSystemHardening¦¦
24-0056792 | Wildfire Mitigation | Planned - WSIP/System Hardening |  |  | 2024 | Tier 2 | Transformer only |  |  |  | 2448069 | Sus |  | WildfireMitigation¦PlannedWSIPSystemHardening¦¦
24-0056788 | Wildfire Mitigation | Planned - WSIP/System Hardening |  |  | 2024 | Tier 2 | Transformer only |  |  |  | 2448070 | Sus |  | WildfireMitigation¦PlannedWSIPSystemHardening¦¦
24-0057351 | Wildfire Mitigation | Planned - WSIP/System Hardening |  |  | 2024 | Tier 2 | Distribution Circuit |  |  |  | 2447830 | Sus |  | WildfireMitigation¦PlannedWSIPSystemHardening¦¦
24-0055187 | Wildfire Mitigation | Planned - WSIP/System Hardening |  |  | 2024 | Tier 2 | Distribution Circuit |  |  |  | 2448459 | Sus |  | WildfireMitigation¦PlannedWSIPSystemHardening¦¦
24-0057430 | Company Initiated | Planned- maintenance |  |  | 2024 | Tier 2 | Distribution Circuit |  |  |  | 2449523 | Sus |  | CompanyInitiated¦Plannedmaintenance¦¦
24-0064105 | Equipment Failure/Involved | Overhead | Pole-Wood | Broken | 2024 | Tier 3 | Distribution Circuit |  |  |  | 2449678 | Sus |  | EquipmentFailureInvolved¦Overhead¦PoleWood¦Broken
24-0060382 | Wildfire Mitigation | Planned - WSIP/System Hardening |  |  | 2024 | Tier 2 | Transformer only |  |  |  | 2453298 | Sus |  | WildfireMitigation¦PlannedWSIPSystemHardening¦¦
24-0060423 | Wildfire Mitigation | Planned - WSIP/System Hardening |  |  | 2024 | Tier 2 | Distribution Circuit |  |  |  | 2454181 | Sus |  | WildfireMitigation¦PlannedWSIPSystemHardening¦¦
24-0057840 | Wildfire Mitigation | Planned - WSIP/System Hardening |  |  | 2024 | Tier 2 | Transformer only |  |  |  | 2454589 | Sus |  | WildfireMitigation¦PlannedWSIPSystemHardening¦¦
24-0066416 | 3rd Party | Vehicle | Conductor- Overhead | Broken- wire on ground | 2024 | Tier 2 | Distribution Circuit |  |  |  | 2454440 | Sus |  | 3rdParty¦Vehicle¦ConductorOverhead¦Brokenwireonground
24-0061297 | Wildfire Mitigation | Planned - WSIP/System Hardening |  |  | 2024 | Tier 2 | Transformer only |  |  |  | 2460750 | Sus |  | WildfireMitigation¦PlannedWSIPSystemHardening¦¦
24-0061300 | Wildfire Mitigation | Planned - WSIP/System Hardening |  |  | 2024 | Tier 2 | Transformer only |  |  |  | 2460704 | Sus |  | WildfireMitigation¦PlannedWSIPSystemHardening¦¦
24-0061779 | Wildfire Mitigation | Planned - WSIP/System Hardening |  |  | 2024 | Tier 2 | Transformer only |  |  |  | 2463063 | Sus |  | WildfireMitigation¦PlannedWSIPSystemHardening¦¦
24-0061859 | Company Initiated | Planned- maintenance |  |  | 2024 | Tier 2 | Distribution Circuit |  |  |  | 2464126 | Sus |  | CompanyInitiated¦Plannedmaintenance¦¦
24-0068573 | Unknown Cause | Patrol - found nothing |  |  | 2024 | Tier 2 | Distribution Circuit |  |  |  | 2464774 | Sus |  | UnknownCause¦Patrolfoundnothing¦¦
24-0062098 | Company Initiated | Planned- maintenance |  |  | 2024 | Tier 2 | Transformer only |  |  |  | 2464968 | Sus |  | CompanyInitiated¦Plannedmaintenance¦¦
24-0060907 | Company Initiated | Planned- maintenance |  |  | 2024 | Tier 2 | Distribution Circuit |  |  |  | 2465497 | Sus |  | CompanyInitiated¦Plannedmaintenance¦¦
24-0061865 | Wildfire Mitigation | Planned - WSIP/System Hardening |  |  | 2024 | Tier 2 | Distribution Circuit |  |  |  | 2466115 | Sus |  | WildfireMitigation¦PlannedWSIPSystemHardening¦¦
24-0061701 | Company Initiated | Planned- capital |  |  | 2024 | Tier 2 | Distribution Circuit |  |  |  | 2466284 | Sus |  | CompanyInitiated¦Plannedcapital¦¦
24-0062120 | Company Initiated | Planned- maintenance |  |  | 2024 | Tier 2 | Distribution Circuit |  |  |  | 2466787 | Sus |  | CompanyInitiated¦Plannedmaintenance¦¦
24-0065718 | Wildfire Mitigation | Planned - WSIP/System Hardening |  |  | 2024 | Tier 2 | Transformer only |  |  |  | 2469744 | Sus |  | WildfireMitigation¦PlannedWSIPSystemHardening¦¦
24-0063250 | Wildfire Mitigation | Planned - WSIP/System Hardening |  |  | 2024 | Tier 2 | Distribution Circuit |  |  |  | 2470614 | Sus |  | WildfireMitigation¦PlannedWSIPSystemHardening¦¦
24-0065851 | Wildfire Mitigation | Planned - WSIP/System Hardening |  |  | 2024 | Tier 2 | Distribution Circuit |  |  |  | 2470696 | Sus |  | WildfireMitigation¦PlannedWSIPSystemHardening¦¦
24-0065993 | Company Initiated | Planned- maintenance |  |  | 2024 | Tier 2 | Distribution Circuit |  |  |  | 2470717 | Sus |  | CompanyInitiated¦Plannedmaintenance¦¦
24-0065489 | Company Initiated | Planned- capital |  |  | 2024 | Tier 2 | Distribution Circuit |  |  |  | 2470739 | Sus |  | CompanyInitiated¦Plannedcapital¦¦
24-0071592 | 3rd Party | Thrown Object | Fuse | Normal | 2024 | Tier 3 | Transformer only |  |  |  | 2471080 | Sus |  | 3rdParty¦ThrownObject¦Fuse¦Normal
24-0066460 | Company Initiated | Planned- maintenance |  |  | 2024 | Tier 2 | Distribution Circuit |  |  |  | 2471638 | Sus |  | CompanyInitiated¦Plannedmaintenance¦¦
24-0072243 | Unknown Cause | Patrol - found nothing |  |  | 2024 | Tier 2 | Distribution Circuit |  |  |  | 2472870 | Sus |  | UnknownCause¦Patrolfoundnothing¦¦
24-0072309 | Vegetation | Tree - branch fell on line | Cutout- fuse holder | Broken | 2024 | Tier 3 | Transformer only |  |  |  | 2473006 | Sus |  | Vegetation¦Treebranchfellonline¦Cutoutfuseholder¦Broken
24-0067724 | Wildfire Mitigation | Planned - WSIP/System Hardening |  |  | 2024 | Tier 2 | Distribution Circuit |  |  |  | 2473950 | Sus |  | WildfireMitigation¦PlannedWSIPSystemHardening¦¦
24-0065282 | Company Initiated | Planned- maintenance |  |  | 2024 | Tier 2 | Distribution Circuit |  |  |  | 2476110 | Sus |  | CompanyInitiated¦Plannedmaintenance¦¦
24-0066800 | Wildfire Mitigation | Planned - WSIP/System Hardening |  |  | 2024 | Tier 2 | Transformer only |  |  |  | 2479233 | Sus |  | WildfireMitigation¦PlannedWSIPSystemHardening¦¦
24-0075183 | Equipment Failure/Involved | Overhead | Conductor- Overhead | Together | 2024 | Tier 2 | Distribution Circuit |  |  |  | 2480748 | Sus |  | EquipmentFailureInvolved¦Overhead¦ConductorOverhead¦Together
24-0064271 | Wildfire Mitigation | Planned - WSIP/System Hardening |  |  | 2024 | Tier 2 | Transformer only |  |  |  | 2482036 | Sus |  | WildfireMitigation¦PlannedWSIPSystemHardening¦¦
24-0076009 | Animal | Bird found | Fuse | Failed/Faulted | 2024 | Tier 2 | Distribution Circuit |  |  |  | 2482856 | Sus |  | Animal¦Birdfound¦Fuse¦FailedFaulted
24-0071242 | Wildfire Mitigation | Planned - WSIP/System Hardening |  |  | 2024 | Tier 2 | Distribution Circuit |  |  |  | 2484340 | Sus |  | WildfireMitigation¦PlannedWSIPSystemHardening¦¦
24-0069854 | Company Initiated | Planned- maintenance |  |  | 2024 | Tier 2 | Distribution Circuit |  |  |  | 2484394 | Sus |  | CompanyInitiated¦Plannedmaintenance¦¦
24-0066948 | Wildfire Mitigation | Planned - WSIP/System Hardening |  |  | 2024 | Tier 2 | Distribution Circuit |  |  |  | 2487548 | Sus |  | WildfireMitigation¦PlannedWSIPSystemHardening¦¦
24-0071031 | Wildfire Mitigation | Planned - WSIP/System Hardening |  |  | 2024 | Tier 2 | Distribution Circuit |  |  |  | 2488948 | Sus |  | WildfireMitigation¦PlannedWSIPSystemHardening¦¦
24-0073191 | Wildfire Mitigation | Planned - WSIP/System Hardening |  |  | 2024 | Tier 2 | Transformer only |  |  |  | 2489099 | Sus |  | WildfireMitigation¦PlannedWSIPSystemHardening¦¦
24-0078031 | Company Initiated | Personnel- company | Recloser | Normal | 2024 | Tier 2 | Distribution Circuit |  |  |  | 2489134 | Sus |  | CompanyInitiated¦Personnelcompany¦Recloser¦Normal
24-0076824 | Company Initiated | Planned- maintenance |  |  | 2024 | Tier 2 | Transformer only |  |  |  | 2489902 | Sus |  | CompanyInitiated¦Plannedmaintenance¦¦
24-0078522 | Equipment Failure/Involved | Underground | Connector or Splice (UG) | Deteriorated | 2024 | Tier 2 | Distribution Circuit |  |  |  | 2490342 | Sus |  | EquipmentFailureInvolved¦Underground¦ConnectororSplice(UG)¦Deteriorated
24-0074611 | Company Initiated | Planned- maintenance |  |  | 2024 | Tier 2 | Distribution Circuit |  |  |  | 2491507 | Sus |  | CompanyInitiated¦Plannedmaintenance¦¦
24-0077079 | Wildfire Mitigation | Planned - WSIP/System Hardening |  |  | 2024 | Tier 2 | Distribution Circuit |  |  |  | 2493879 | Sus |  | WildfireMitigation¦PlannedWSIPSystemHardening¦¦
24-0077581 | Wildfire Mitigation | Planned - WSIP/System Hardening |  |  | 2024 | Tier 3 | Distribution Circuit |  |  |  | 2496463 | Sus |  | WildfireMitigation¦PlannedWSIPSystemHardening¦¦
24-0076512 | Company Initiated | Planned- maintenance |  |  | 2024 | Tier 2 | Transformer only |  |  |  | 2496490 | Sus |  | CompanyInitiated¦Plannedmaintenance¦¦
24-0081039 | Unknown Cause | Patrol - found nothing |  |  | 2024 | Tier 2 | Distribution Circuit |  |  |  | 2497003 | Sus |  | UnknownCause¦Patrolfoundnothing¦¦
24-0077595 | Wildfire Mitigation | Planned - WSIP/System Hardening |  |  | 2024 | Tier 2 | Distribution Circuit |  |  |  | 2497440 | Sus |  | WildfireMitigation¦PlannedWSIPSystemHardening¦¦
24-0077114 | Wildfire Mitigation | Planned - WSIP/System Hardening |  |  | 2024 | Tier 2 | Transformer only |  |  |  | 2497601 | Sus |  | WildfireMitigation¦PlannedWSIPSystemHardening¦¦
24-0082385 | Animal | Other | Crossarm- Wood | Normal | 2024 | Tier 2 | Distribution Circuit |  |  |  | 2500668 | Sus |  | Animal¦Other¦CrossarmWood¦Normal
24-0076065 | Company Initiated | Planned- maintenance |  |  | 2024 | Tier 2 | Distribution Circuit |  |  |  | 2500594 | Sus |  | CompanyInitiated¦Plannedmaintenance¦¦
24-0077145 | Company Initiated | Planned- maintenance |  |  | 2024 | Tier 2 | Transformer only |  |  |  | 2501749 | Sus |  | CompanyInitiated¦Plannedmaintenance¦¦
24-0077876 | Wildfire Mitigation | Planned - WSIP/System Hardening |  |  | 2024 | Tier 3 | Distribution Circuit |  |  |  | 2501821 | Sus |  | WildfireMitigation¦PlannedWSIPSystemHardening¦¦
24-0084639 | Equipment Failure/Involved | Electrical Overload | Conductor- Overhead | Normal | 2024 | Tier 3 | Distribution Circuit |  |  |  | 2507709 | Sus |  | EquipmentFailureInvolved¦ElectricalOverload¦ConductorOverhead¦Normal
24-0084650 | Equipment Failure/Involved | Electrical Overload | Conductor- Overhead | Normal | 2024 | Tier 3 | Distribution Circuit |  |  |  | 2507752 | Sus |  | EquipmentFailureInvolved¦ElectricalOverload¦ConductorOverhead¦Normal
24-0084700 | Equipment Failure/Involved | Electrical Overload | Conductor- Overhead | Normal | 2024 | Tier 3 | Distribution Circuit |  |  |  | 2508263 | Sus |  | EquipmentFailureInvolved¦ElectricalOverload¦ConductorOverhead¦Normal
24-0079983 | Company Initiated | Planned- maintenance |  |  | 2024 | Tier 2 | Transformer only |  |  |  | 2509979 | Sus |  | CompanyInitiated¦Plannedmaintenance¦¦
24-0086929 | Company Initiated | Coordination failure | Fuse | Normal | 2024 | Tier 3 | Distribution Circuit |  |  |  | 2514267 | Sus |  | CompanyInitiated¦Coordinationfailure¦Fuse¦Normal
24-0079095 | Company Initiated | Planned- capital |  |  | 2024 | Tier 2 | Distribution Circuit |  |  |  | 2515022 | Sus |  | CompanyInitiated¦Plannedcapital¦¦
24-0087722 | Animal | Bird found | Conductor- Overhead | Normal | 2024 | Tier 2 | Distribution Circuit |  |  |  | 2516652 | Sus |  | Animal¦Birdfound¦ConductorOverhead¦Normal
24-0074563 | Wildfire Mitigation | Planned - WSIP/System Hardening |  |  | 2024 | Tier 2 | Distribution Circuit |  |  |  | 2517025 | Sus |  | WildfireMitigation¦PlannedWSIPSystemHardening¦¦
24-0083866 | Wildfire Mitigation | Planned - WSIP/System Hardening |  |  | 2024 | Tier 3 | Distribution Circuit |  |  |  | 2518054 | Sus |  | WildfireMitigation¦PlannedWSIPSystemHardening¦¦
24-0083863 | Company Initiated | Planned- maintenance |  |  | 2024 | Tier 2 | Transformer only |  |  |  | 2518083 | Sus |  | CompanyInitiated¦Plannedmaintenance¦¦
24-0083908 | Company Initiated | Planned- maintenance |  |  | 2024 | Tier 2 | Transformer only |  |  |  | 2519263 | Sus |  | CompanyInitiated¦Plannedmaintenance¦¦
24-0083536 | Company Initiated | Planned- maintenance |  |  | 2024 | Tier 3 | Distribution Circuit |  |  |  | 2520770 | Sus |  | CompanyInitiated¦Plannedmaintenance¦¦
24-0086455 | Company Initiated | Planned- maintenance |  |  | 2024 | Tier 2 | Transformer only |  |  |  | 2522981 | Sus |  | CompanyInitiated¦Plannedmaintenance¦¦
24-0085386 | Company Initiated | Planned- capital |  |  | 2024 | Tier 2 | Distribution Circuit |  |  |  | 2522999 | Sus |  | CompanyInitiated¦Plannedcapital¦¦
24-0086335 | Wildfire Mitigation | Planned - WSIP/System Hardening |  |  | 2024 | Tier 2 | Transformer only |  |  |  | 2524007 | Sus |  | WildfireMitigation¦PlannedWSIPSystemHardening¦¦
24-0086333 | Wildfire Mitigation | Planned - WSIP/System Hardening |  |  | 2024 | Tier 2 | Distribution Circuit |  |  |  | 2524005 | Sus |  | WildfireMitigation¦PlannedWSIPSystemHardening¦¦
24-0077655 | Company Initiated | Planned- capital |  |  | 2024 | Tier 3 | Distribution Circuit |  |  |  | 2525356 | Sus |  | CompanyInitiated¦Plannedcapital¦¦
24-0086865 | Wildfire Mitigation | Planned - WSIP/System Hardening |  |  | 2024 | Tier 3 | Transformer only |  |  |  | 2526492 | Sus |  | WildfireMitigation¦PlannedWSIPSystemHardening¦¦
24-0077700 | Company Initiated | Planned- capital |  |  | 2024 | Tier 3 | Distribution Circuit |  |  |  | 2526571 | Sus |  | CompanyInitiated¦Plannedcapital¦¦
24-0087880 | Company Initiated | Planned- capital |  |  | 2024 | Tier 2 | Distribution Circuit |  |  |  | 2529005 | Sus |  | CompanyInitiated¦Plannedcapital¦¦
24-0086914 | Wildfire Mitigation | Planned - WSIP/System Hardening |  |  | 2024 | Tier 2 | Transformer only |  |  |  | 2529076 | Sus |  | WildfireMitigation¦PlannedWSIPSystemHardening¦¦
24-0090763 | Wildfire Mitigation | Planned - WSIP/System Hardening |  |  | 2024 | Tier 2 | Transformer only |  |  |  | 2530147 | Sus |  | WildfireMitigation¦PlannedWSIPSystemHardening¦¦
24-0093990 | Unknown Cause | Patrol - found nothing |  |  | 2024 | Tier 2 | Distribution Circuit |  |  |  | 2530735 | Sus |  | UnknownCause¦Patrolfoundnothing¦¦
24-0094450 | Equipment Failure/Involved | Overhead | Crossarm- Wood | Broken | 2024 | Tier 2 | Distribution Circuit |  |  |  | 2531535 | Sus |  | EquipmentFailureInvolved¦Overhead¦CrossarmWood¦Broken
24-0089834 | Company Initiated | Planned- maintenance |  |  | 2024 | Tier 2 | Transformer only |  |  |  | 2534798 | Sus |  | CompanyInitiated¦Plannedmaintenance¦¦
24-0089421 | Company Initiated | Planned- capital |  |  | 2024 | Tier 2 | Distribution Circuit |  |  |  | 2535266 | Sus |  | CompanyInitiated¦Plannedcapital¦¦
24-0093189 | Company Initiated | Planned- maintenance |  |  | 2024 | Tier 2 | Distribution Circuit |  |  |  | 2538601 | Sus |  | CompanyInitiated¦Plannedmaintenance¦¦
24-0090157 | Company Initiated | Planned- maintenance |  |  | 2024 | Tier 3 | Transformer only |  |  |  | 2538589 | Sus |  | CompanyInitiated¦Plannedmaintenance¦¦
24-0097906 | Equipment Failure/Involved | Overhead | Pole-Wood | Broken | 2024 | Tier 2 | Distribution Circuit |  |  |  | 2539050 | Sus |  | EquipmentFailureInvolved¦Overhead¦PoleWood¦Broken
24-0093849 | Wildfire Mitigation | Planned - WSIP/System Hardening |  |  | 2024 | Tier 2 | Transformer only |  |  |  | 2540299 | Sus |  | WildfireMitigation¦PlannedWSIPSystemHardening¦¦
24-0083413 | Wildfire Mitigation | Planned - WSIP/System Hardening |  |  | 2024 | Tier 2 | Transformer only |  |  |  | 2540435 | Sus |  | WildfireMitigation¦PlannedWSIPSystemHardening¦¦
24-0098427 | Vegetation | Tree - fell into line | Conductor- Overhead | Broken- wire on ground | 2024 | Tier 2 | Distribution Circuit |  |  |  | 2540513 | Sus |  | Vegetation¦Treefellintoline¦ConductorOverhead¦Brokenwireonground
24-0098557 | Unknown Cause | Patrol - not conducted |  |  | 2024 | Tier 2 | Distribution Circuit |  |  |  | 2540756 | Sus |  | UnknownCause¦Patrolnotconducted¦¦
24-0093437 | Company Initiated | Planned- maintenance |  |  | 2024 | Tier 2 | Distribution Circuit |  |  |  | 2540868 | Sus |  | CompanyInitiated¦Plannedmaintenance¦¦
24-0093616 | Company Initiated | Planned- maintenance |  |  | 2024 | Tier 2 | Distribution Circuit |  |  |  | 2540936 | Sus |  | CompanyInitiated¦Plannedmaintenance¦¦
24-0093191 | Wildfire Mitigation | Planned - WSIP/System Hardening |  |  | 2024 | Tier 2 | Distribution Circuit |  |  |  | 2541066 | Sus |  | WildfireMitigation¦PlannedWSIPSystemHardening¦¦
24-0093916 | Company Initiated | Planned- maintenance |  |  | 2024 | Tier 2 | Transformer only |  |  |  | 2541085 | Sus |  | CompanyInitiated¦Plannedmaintenance¦¦
24-0089421 | Company Initiated | Return Circuit Normal | Conductor- Overhead | Normal | 2024 | Tier 2 | Distribution Circuit |  |  |  | 2542235 | Sus |  | CompanyInitiated¦ReturnCircuitNormal¦ConductorOverhead¦Normal
24-0090922 | Wildfire Mitigation | Planned - WSIP/System Hardening |  |  | 2024 | Tier 2 | Distribution Circuit |  |  |  | 2543314 | Sus |  | WildfireMitigation¦PlannedWSIPSystemHardening¦¦
24-0100382 | Unknown Cause | Patrol - found nothing |  |  | 2024 | Tier 2 | Transformer only |  |  |  | 2544749 | Sus |  | UnknownCause¦Patrolfoundnothing¦¦
24-0093600 | Wildfire Mitigation | Planned - WSIP/System Hardening |  |  | 2024 | Tier 2 | Distribution Circuit |  |  |  | 2545133 | Sus |  | WildfireMitigation¦PlannedWSIPSystemHardening¦¦
24-0094135 | Company Initiated | Planned- maintenance |  |  | 2024 | Tier 2 | Distribution Circuit |  |  |  | 2545269 | Sus |  | CompanyInitiated¦Plannedmaintenance¦¦
24-0099260 | Wildfire Mitigation | Planned - WSIP/System Hardening |  |  | 2024 | Tier 2 | Transformer only |  |  |  | 2545281 | Sus |  | WildfireMitigation¦PlannedWSIPSystemHardening¦¦
24-0096089 | Wildfire Mitigation | Planned - WSIP/System Hardening |  |  | 2024 | Tier 2 | Distribution Circuit |  |  |  | 2545335 | Sus |  | WildfireMitigation¦PlannedWSIPSystemHardening¦¦
24-0096039 | Wildfire Mitigation | Planned - WSIP/System Hardening |  |  | 2024 | Tier 2 | Distribution Circuit |  |  |  | 2546138 | Sus |  | WildfireMitigation¦PlannedWSIPSystemHardening¦¦
24-0094482 | Wildfire Mitigation | Planned - WSIP/System Hardening |  |  | 2024 | Tier 2 | Distribution Circuit |  |  |  | 2546312 | Sus |  | WildfireMitigation¦PlannedWSIPSystemHardening¦¦
24-0095953 | Wildfire Mitigation | Planned - WSIP/System Hardening |  |  | 2024 | Tier 2 | Distribution Circuit |  |  |  | 2546425 | Sus |  | WildfireMitigation¦PlannedWSIPSystemHardening¦¦
24-0094713 | Wildfire Mitigation | Planned - WSIP/System Hardening |  |  | 2024 | Tier 2 | Distribution Circuit |  |  |  | 2547172 | Sus |  | WildfireMitigation¦PlannedWSIPSystemHardening¦¦
24-0101764 | Unknown Cause | Patrol - found nothing |  |  | 2024 | Tier 2 | Distribution Circuit |  |  |  | 2547795 | Sus |  | UnknownCause¦Patrolfoundnothing¦¦
24-0102134 | Equipment Failure/Involved | Overhead | Crossarm- Wood | Broken | 2024 | Tier 3 | Distribution Circuit |  |  |  | 2548487 | Sus |  | EquipmentFailureInvolved¦Overhead¦CrossarmWood¦Broken
24-0096281 | Wildfire Mitigation | Planned - WSIP/System Hardening |  |  | 2024 | Tier 3 | Distribution Circuit |  |  |  | 2549014 | Sus |  | WildfireMitigation¦PlannedWSIPSystemHardening¦¦
24-0097401 | Wildfire Mitigation | Planned - WSIP/System Hardening |  |  | 2024 | Tier 3 | Transformer only |  |  |  | 2549062 | Sus |  | WildfireMitigation¦PlannedWSIPSystemHardening¦¦
24-0102959 | Unknown Cause | Patrol - found nothing |  |  | 2024 | Tier 2 | Distribution Circuit |  |  |  | 2551052 | Sus |  | UnknownCause¦Patrolfoundnothing¦¦
24-0099115 | Company Initiated | Planned- maintenance |  |  | 2024 | Tier 2 | Distribution Circuit |  |  |  | 2551412 | Sus |  | CompanyInitiated¦Plannedmaintenance¦¦
24-0098501 | Wildfire Mitigation | Planned - WSIP/System Hardening |  |  | 2024 | Tier 2 | Transformer only |  |  |  | 2552586 | Sus |  | WildfireMitigation¦PlannedWSIPSystemHardening¦¦
24-0098828 | Wildfire Mitigation | Planned - WSIP/System Hardening |  |  | 2024 | Tier 2 | Distribution Circuit |  |  |  | 2554556 | Sus |  | WildfireMitigation¦PlannedWSIPSystemHardening¦¦
24-0098771 | Wildfire Mitigation | Planned - WSIP/System Hardening |  |  | 2024 | Tier 2 | Transformer only |  |  |  | 2555043 | Sus |  | WildfireMitigation¦PlannedWSIPSystemHardening¦¦
24-0098778 | Wildfire Mitigation | Planned - WSIP/System Hardening |  |  | 2024 | Tier 2 | Transformer only |  |  |  | 2555399 | Sus |  | WildfireMitigation¦PlannedWSIPSystemHardening¦¦
24-0099923 | Company Initiated | Planned- maintenance |  |  | 2024 | Tier 2 | Distribution Circuit |  |  |  | 2555802 | Sus |  | CompanyInitiated¦Plannedmaintenance¦¦
24-0094277 | Company Initiated | Planned- capital |  |  | 2024 | Tier 3 | Distribution Circuit |  |  |  | 2555888 | Sus |  | CompanyInitiated¦Plannedcapital¦¦
24-0105683 | Unknown Cause | Patrol - found nothing |  |  | 2024 | Tier 2 | Distribution Circuit |  |  |  | 2557008 | Sus |  | UnknownCause¦Patrolfoundnothing¦¦
24-0101611 | Wildfire Mitigation | Planned - WSIP/System Hardening |  |  | 2024 | Tier 2 | Distribution Circuit |  |  |  | 2558964 | Sus |  | WildfireMitigation¦PlannedWSIPSystemHardening¦¦
24-0107012 | Unknown Cause | Patrol - found nothing |  |  | 2024 | Tier 2 | Distribution Circuit |  |  |  | 2559777 | Sus |  | UnknownCause¦Patrolfoundnothing¦¦
24-0107032 | Animal | Bird found | Conductor- Overhead | Normal | 2024 | Tier 2 | Distribution Circuit |  |  |  | 2559814 | Sus |  | Animal¦Birdfound¦ConductorOverhead¦Normal
24-0103148 | Wildfire Mitigation | Planned - WSIP/System Hardening |  |  | 2024 | Tier 3 | Distribution Circuit |  |  |  | 2560115 | Sus |  | WildfireMitigation¦PlannedWSIPSystemHardening¦¦
24-0103359 | Company Initiated | Planned- maintenance |  |  | 2024 | Tier 2 | Transformer only |  |  |  | 2560974 | Sus |  | CompanyInitiated¦Plannedmaintenance¦¦
24-0108174 | Equipment Failure/Involved | Overhead | Transformer (OH) | Failed/Faulted | 2024 | Tier 2 | Distribution Circuit |  |  |  | 2561802 | Sus |  | EquipmentFailureInvolved¦Overhead¦Transformer(OH)¦FailedFaulted
24-0108141 | Equipment Failure/Involved | Overhead | Pole-Wood | Deteriorated | 2024 | Tier 2 | Distribution Circuit |  |  |  | 2562009 | Sus |  | EquipmentFailureInvolved¦Overhead¦PoleWood¦Deteriorated
24-0108657 | Unknown Cause | Patrol - found nothing |  |  | 2024 | Tier 2 | Distribution Circuit |  |  |  | 2563363 | Sus |  | UnknownCause¦Patrolfoundnothing¦¦
24-0104367 | Wildfire Mitigation | Planned - WSIP/System Hardening |  |  | 2024 | Tier 3 | Distribution Circuit |  |  |  | 2564163 | Sus |  | WildfireMitigation¦PlannedWSIPSystemHardening¦¦
24-0103918 | Company Initiated | Planned- maintenance |  |  | 2024 | Tier 2 | Transformer only |  |  |  | 2564339 | Sus |  | CompanyInitiated¦Plannedmaintenance¦¦
24-0103923 | Company Initiated | Planned- maintenance |  |  | 2024 | Tier 2 | Transformer only |  |  |  | 2564428 | Sus |  | CompanyInitiated¦Plannedmaintenance¦¦
24-0101705 | Company Initiated | Planned- maintenance |  |  | 2024 | Tier 2 | Transformer only |  |  |  | 2564540 | Sus |  | CompanyInitiated¦Plannedmaintenance¦¦
24-0105514 | Company Initiated | Planned- capital |  |  | 2024 | Tier 2 | Distribution Circuit |  |  |  | 2566422 | Sus |  | CompanyInitiated¦Plannedcapital¦¦
24-0106008 | Wildfire Mitigation | Planned - WSIP/System Hardening |  |  | 2024 | Tier 2 | Transformer only |  |  |  | 2566438 | Sus |  | WildfireMitigation¦PlannedWSIPSystemHardening¦¦
24-0110393 | Vegetation | Tree - fell into line | Conductor- Overhead | Broken- wire on ground | 2024 | Tier 2 | Distribution Circuit |  |  |  | 2566746 | Sus |  | Vegetation¦Treefellintoline¦ConductorOverhead¦Brokenwireonground
24-0110502 | Equipment Failure/Involved | Overhead | Conductor- Overhead | Deteriorated | 2024 | Tier 2 | Distribution Circuit |  |  |  | 2566880 | Sus |  | EquipmentFailureInvolved¦Overhead¦ConductorOverhead¦Deteriorated
24-0105630 | Company Initiated | Planned- maintenance |  |  | 2024 | Tier 2 | Transformer only |  |  |  | 2567325 | Sus |  | CompanyInitiated¦Plannedmaintenance¦¦
24-0110794 | Equipment Failure/Involved | Overhead | Secondary | Deteriorated | 2024 | Tier 2 | Transformer only |  |  |  | 2567162 | Sus |  | EquipmentFailureInvolved¦Overhead¦Secondary¦Deteriorated
24-0111092 | Equipment Failure/Involved | Overhead | Transformer (OH) | Broken | 2024 | Tier 2 | Distribution Circuit |  |  |  | 2568398 | Sus |  | EquipmentFailureInvolved¦Overhead¦Transformer(OH)¦Broken
24-0111239 | Vegetation | Tree - fell into line | Conductor- Overhead | Together | 2024 | Tier 3 | Distribution Circuit |  |  |  | 2569108 | Sus |  | Vegetation¦Treefellintoline¦ConductorOverhead¦Together
24-0107903 | Wildfire Mitigation | Planned - WSIP/System Hardening |  |  | 2024 | Tier 3 | Transformer only |  |  |  | 2569861 | Sus |  | WildfireMitigation¦PlannedWSIPSystemHardening¦¦
24-0104032 | Company Initiated | Planned- maintenance |  |  | 2024 | Tier 2 | Distribution Circuit |  |  |  | 2569482 | Sus |  | CompanyInitiated¦Plannedmaintenance¦¦
24-0106631 | Wildfire Mitigation | Planned - WSIP/System Hardening |  |  | 2024 | Tier 2 | Transformer only |  |  |  | 2569529 | Sus |  | WildfireMitigation¦PlannedWSIPSystemHardening¦¦
24-0107323 | Wildfire Mitigation | Planned - WSIP/System Hardening |  |  | 2024 | Tier 2 | Distribution Circuit |  |  |  | 2571685 | Sus |  | WildfireMitigation¦PlannedWSIPSystemHardening¦¦
24-0112355 | Unknown Cause | Patrol - found nothing |  |  | 2024 | Tier 2 | Distribution Circuit |  |  |  | 2571487 | Sus |  | UnknownCause¦Patrolfoundnothing¦¦
24-0112424 | Company Initiated | Construction Activity/equip- company | Regulator | Normal | 2024 | Tier 2 | Distribution Circuit |  |  |  | 2571594 | Sus |  | CompanyInitiated¦ConstructionActivityequipcompany¦Regulator¦Normal
24-0112469 | Unknown Cause | Patrol - found nothing |  |  | 2024 | Tier 3 | Transformer only |  |  |  | 2571695 | Sus |  | UnknownCause¦Patrolfoundnothing¦¦
24-0109656 | Wildfire Mitigation | Planned - WSIP/System Hardening |  |  | 2024 | Tier 2 | Transformer only |  |  |  | 2571798 | Sus |  | WildfireMitigation¦PlannedWSIPSystemHardening¦¦
24-0109657 | Wildfire Mitigation | Planned - WSIP/System Hardening |  |  | 2024 | Tier 2 | Transformer only |  |  |  | 2572297 | Sus |  | WildfireMitigation¦PlannedWSIPSystemHardening¦¦
24-0107235 | Wildfire Mitigation | Planned - WSIP/System Hardening |  |  | 2024 | Tier 2 | Distribution Circuit |  |  |  | 2572537 | Sus |  | WildfireMitigation¦PlannedWSIPSystemHardening¦¦
24-0112164 | Wildfire Mitigation | Planned - WSIP/System Hardening |  |  | 2024 | Tier 2 | Distribution Circuit |  |  |  | 2574418 | Sus |  | WildfireMitigation¦PlannedWSIPSystemHardening¦¦
24-0112162 | Wildfire Mitigation | Planned - WSIP/System Hardening |  |  | 2024 | Tier 2 | Distribution Circuit |  |  |  | 2574488 | Sus |  | WildfireMitigation¦PlannedWSIPSystemHardening¦¦
24-0109922 | Company Initiated | Planned- maintenance |  |  | 2024 | Tier 2 | Distribution Circuit |  |  |  | 2575108 | Sus |  | CompanyInitiated¦Plannedmaintenance¦¦
24-0114591 | 3rd Party | Vehicle | Cutout- fuse holder | Normal | 2024 | Tier 3 | Transformer only |  |  |  | 2575707 | Sus |  | 3rdParty¦Vehicle¦Cutoutfuseholder¦Normal
24-0104278 | Wildfire Mitigation | Planned - WSIP/System Hardening |  |  | 2024 | Tier 2 | Transformer only |  |  |  | 2576183 | Sus |  | WildfireMitigation¦PlannedWSIPSystemHardening¦¦
24-0114982 | Equipment Failure/Involved | Overhead | Conductor- Overhead | Together | 2024 | Tier 2 | Distribution Circuit |  |  |  | 2576504 | Sus |  | EquipmentFailureInvolved¦Overhead¦ConductorOverhead¦Together
24-0104251 | Company Initiated | Planned- maintenance |  |  | 2024 | Tier 3 | Distribution Circuit |  |  |  | 2577170 | Sus |  | CompanyInitiated¦Plannedmaintenance¦¦
24-0110408 | Company Initiated | Planned- maintenance |  |  | 2024 | Tier 3 | Transformer only |  |  |  | 2577233 | Sus |  | CompanyInitiated¦Plannedmaintenance¦¦
24-0106982 | Wildfire Mitigation | Planned - WSIP/System Hardening |  |  | 2024 | Tier 2 | Distribution Circuit |  |  |  | 2578179 | Sus |  | WildfireMitigation¦PlannedWSIPSystemHardening¦¦
24-0109269 | Company Initiated | Planned- capital |  |  | 2024 | Tier 3 | Distribution Circuit |  |  |  | 2578831 | Sus |  | CompanyInitiated¦Plannedcapital¦¦
24-0110951 | Company Initiated | Planned- capital |  |  | 2024 | Tier 2 | Distribution Circuit |  |  |  | 2579360 | Sus |  | CompanyInitiated¦Plannedcapital¦¦
24-0110951 | Company Initiated | Planned- capital |  |  | 2024 | Tier 2 | Distribution Circuit |  |  |  | 2579570 | Sus |  | CompanyInitiated¦Plannedcapital¦¦
24-0110577 | Wildfire Mitigation | Planned - WSIP/System Hardening |  |  | 2024 | Tier 2 | Distribution Circuit |  |  |  | 2579962 | Sus |  | WildfireMitigation¦PlannedWSIPSystemHardening¦¦
24-0116996 | Unknown Cause | Patrol - found nothing |  |  | 2024 | Tier 2 | Distribution Circuit |  |  |  | 2580457 | Sus |  | UnknownCause¦Patrolfoundnothing¦¦
24-0111423 | Wildfire Mitigation | Planned - WSIP/System Hardening |  |  | 2024 | Tier 3 | Distribution Circuit |  |  |  | 2581202 | Sus |  | WildfireMitigation¦PlannedWSIPSystemHardening¦¦
24-0111692 | Company Initiated | Planned- maintenance |  |  | 2024 | Tier 2 | Transformer only |  |  |  | 2581204 | Sus |  | CompanyInitiated¦Plannedmaintenance¦¦
24-0115374 | Company Initiated | Planned- maintenance |  |  | 2024 | Tier 2 | Transformer only |  |  |  | 2581603 | Sus |  | CompanyInitiated¦Plannedmaintenance¦¦
24-0114823 | Wildfire Mitigation | Planned - WSIP/System Hardening |  |  | 2024 | Tier 3 | Transformer only |  |  |  | 2582057 | Sus |  | WildfireMitigation¦PlannedWSIPSystemHardening¦¦
24-0114827 | Wildfire Mitigation | Planned - WSIP/System Hardening |  |  | 2024 | Tier 3 | Transformer only |  |  |  | 2582080 | Sus |  | WildfireMitigation¦PlannedWSIPSystemHardening¦¦
24-0111764 | Company Initiated | Planned- maintenance |  |  | 2024 | Tier 2 | Transformer only |  |  |  | 2582414 | Sus |  | CompanyInitiated¦Plannedmaintenance¦¦
24-0112959 | Wildfire Mitigation | Planned - WSIP/System Hardening |  |  | 2024 | Tier 2 | Distribution Circuit |  |  |  | 2582247 | Sus |  | WildfireMitigation¦PlannedWSIPSystemHardening¦¦
24-0117832 | Equipment Failure/Involved | Overhead | Conductor- Overhead | Deteriorated | 2024 | Tier 2 | Distribution Circuit |  |  |  | 2582374 | Sus |  | EquipmentFailureInvolved¦Overhead¦ConductorOverhead¦Deteriorated
24-0112086 | Wildfire Mitigation | Planned - WSIP/System Hardening |  |  | 2024 | Tier 2 | Transformer only |  |  |  | 2582378 | Sus |  | WildfireMitigation¦PlannedWSIPSystemHardening¦¦
24-0118666 | Vegetation | Tree - cutting- PG&E contractor | Conductor- Overhead | Normal | 2024 | Tier 2 | Distribution Circuit |  |  |  | 2584198 | Sus |  | Vegetation¦TreecuttingPG&Econtractor¦ConductorOverhead¦Normal
24-0118705 | Vegetation | Tree - fell into line | Pole-Wood | Broken | 2024 | Tier 2 | Distribution Circuit |  |  |  | 2584300 | Sus |  | Vegetation¦Treefellintoline¦PoleWood¦Broken
24-0113138 | Wildfire Mitigation | Planned - WSIP/System Hardening |  |  | 2024 | Tier 2 | Distribution Circuit |  |  |  | 2584502 | Sus |  | WildfireMitigation¦PlannedWSIPSystemHardening¦¦
24-0118858 | Unknown Cause | Patrol - found nothing |  |  | 2024 | Tier 2 | Distribution Circuit |  |  |  | 2584681 | Sus |  | UnknownCause¦Patrolfoundnothing¦¦
24-0113168 | Wildfire Mitigation | Planned - WSIP/System Hardening |  |  | 2024 | Tier 2 | Distribution Circuit |  |  |  | 2584740 | Sus |  | WildfireMitigation¦PlannedWSIPSystemHardening¦¦
24-0119266 | Equipment Failure/Involved | Electrical Overload | Transformer (UG) | Normal | 2024 | Tier 2 | Transformer only |  |  |  | 2585251 | Sus |  | EquipmentFailureInvolved¦ElectricalOverload¦Transformer(UG)¦Normal
24-0115098 | Wildfire Mitigation | Planned - WSIP/System Hardening |  |  | 2024 | Tier 2 | Distribution Circuit |  |  |  | 2585533 | Sus |  | WildfireMitigation¦PlannedWSIPSystemHardening¦¦
24-0115112 | Wildfire Mitigation | Planned - WSIP/System Hardening |  |  | 2024 | Tier 2 | Distribution Circuit |  |  |  | 2585711 | Sus |  | WildfireMitigation¦PlannedWSIPSystemHardening¦¦
24-0115127 | Wildfire Mitigation | Planned - WSIP/System Hardening |  |  | 2024 | Tier 2 | Distribution Circuit |  |  |  | 2585870 | Sus |  | WildfireMitigation¦PlannedWSIPSystemHardening¦¦
24-0119726 | Equipment Failure/Involved | Overhead | Switch | Broken | 2024 | Tier 2 | Transmission line |  |  |  | 2586495 | Sus |  | EquipmentFailureInvolved¦Overhead¦Switch¦Broken
24-0115705 | Wildfire Mitigation | Planned - WSIP/System Hardening |  |  | 2024 | Tier 2 | Distribution Circuit |  |  |  | 2588041 | Sus |  | WildfireMitigation¦PlannedWSIPSystemHardening¦¦
24-0116283 | Wildfire Mitigation | Planned - WSIP/System Hardening |  |  | 2024 | Tier 2 | Distribution Circuit |  |  |  | 2588192 | Sus |  | WildfireMitigation¦PlannedWSIPSystemHardening¦¦
24-0114390 | Company Initiated | Planned- maintenance |  |  | 2024 | Tier 2 | Distribution Circuit |  |  |  | 2588196 | Sus |  | CompanyInitiated¦Plannedmaintenance¦¦
24-0120602 | Vegetation | Tree - branch fell on line | Conductor- Overhead | Normal | 2024 | Tier 3 | Distribution Circuit |  |  |  | 2589209 | Sus |  | Vegetation¦Treebranchfellonline¦ConductorOverhead¦Normal
24-0120872 | Vegetation | Tree - branch fell on line | Conductor- Overhead | Normal | 2024 | Tier 3 | Distribution Circuit |  |  |  | 2589534 | Sus |  | Vegetation¦Treebranchfellonline¦ConductorOverhead¦Normal
24-0120967 | Vegetation | Tree - grew into line | Conductor- Overhead | Normal | 2024 | Tier 2 | Distribution Circuit |  |  |  | 2590144 | Sus |  | Vegetation¦Treegrewintoline¦ConductorOverhead¦Normal
24-0114598 | Wildfire Mitigation | Planned - WSIP/System Hardening |  |  | 2024 | Tier 3 | Distribution Circuit |  |  |  | 2590453 | Sus |  | WildfireMitigation¦PlannedWSIPSystemHardening¦¦
24-0114598 | Wildfire Mitigation | Planned - WSIP/System Hardening |  |  | 2024 | Tier 3 | Distribution Circuit |  |  |  | 2591030 | Sus |  | WildfireMitigation¦PlannedWSIPSystemHardening¦¦
24-0116048 | Wildfire Mitigation | Planned - WSIP/System Hardening |  |  | 2024 | Tier 2 | Distribution Circuit |  |  |  | 2590598 | Sus |  | WildfireMitigation¦PlannedWSIPSystemHardening¦¦
24-0115976 | Wildfire Mitigation | Planned - WSIP/System Hardening |  |  | 2024 | Tier 2 | Transformer only |  |  |  | 2590775 | Sus |  | WildfireMitigation¦PlannedWSIPSystemHardening¦¦
24-0121516 | Equipment Failure/Involved | Underground | Transformer (UG) | Leaking | 2024 | Tier 3 | Distribution Circuit |  |  |  | 2591111 | Sus |  | EquipmentFailureInvolved¦Underground¦Transformer(UG)¦Leaking
24-0122007 | Vegetation | Tree - branch fell on line | Service conductor | Broken | 2024 | Tier 3 | Transformer only |  |  |  | 2591831 | Sus |  | Vegetation¦Treebranchfellonline¦Serviceconductor¦Broken
24-0116261 | Company Initiated | Planned- maintenance |  |  | 2024 | Tier 3 | Transformer only |  |  |  | 2591886 | Sus |  | CompanyInitiated¦Plannedmaintenance¦¦
24-0122469 | Equipment Failure/Involved | Overhead | Fuse | Burned Open | 2024 | Tier 2 | Distribution Circuit |  |  |  | 2592609 | Sus |  | EquipmentFailureInvolved¦Overhead¦Fuse¦BurnedOpen
24-0116330 | Wildfire Mitigation | Planned - WSIP/System Hardening |  |  | 2024 | Tier 2 | Transformer only |  |  |  | 2594115 | Sus |  | WildfireMitigation¦PlannedWSIPSystemHardening¦¦
24-0123126 | Vegetation | Tree - branch fell on line | Conductor- Overhead | Normal | 2024 | Tier 2 | Distribution Circuit |  |  |  | 2594706 | Sus |  | Vegetation¦Treebranchfellonline¦ConductorOverhead¦Normal
24-0117614 | Wildfire Mitigation | Planned - WSIP/System Hardening |  |  | 2024 | Tier 2 | Transformer only |  |  |  | 2594998 | Sus |  | WildfireMitigation¦PlannedWSIPSystemHardening¦¦
24-0117642 | Wildfire Mitigation | Planned - WSIP/System Hardening |  |  | 2024 | Tier 2 | Distribution Circuit |  |  |  | 2595203 | Sus |  | WildfireMitigation¦PlannedWSIPSystemHardening¦¦
24-0117171 | Wildfire Mitigation | Planned - WSIP/System Hardening |  |  | 2024 | Tier 2 | Transformer only |  |  |  | 2596087 | Sus |  | WildfireMitigation¦PlannedWSIPSystemHardening¦¦
24-0124774 | Unknown Cause | Patrol - found nothing |  |  | 2024 | Tier 2 | Distribution Circuit |  |  |  | 2597775 | Sus |  | UnknownCause¦Patrolfoundnothing¦¦
24-0124872 | Equipment Failure/Involved | Overhead | Pothead/Riser Termination | Broken | 2024 | Tier 2 | Distribution Circuit |  |  |  | 2598205 | Sus |  | EquipmentFailureInvolved¦Overhead¦PotheadRiserTermination¦Broken
24-0125266 | Unknown Cause | Patrol - found nothing |  |  | 2024 | Tier 2 | Distribution Circuit |  |  |  | 2598908 | Sus |  | UnknownCause¦Patrolfoundnothing¦¦
24-0125280 | Equipment Failure/Involved | Underground | Transformer (UG) | Leaking | 2024 | Tier 2 | Distribution Circuit |  |  |  | 2599047 | Sus |  | EquipmentFailureInvolved¦Underground¦Transformer(UG)¦Leaking
24-0125575 | Animal | Bird found | Conductor- Overhead | Normal | 2024 | Tier 2 | Distribution Circuit |  |  |  | 2599933 | Sus |  | Animal¦Birdfound¦ConductorOverhead¦Normal
24-0125755 | Animal | Bird found | Conductor- Overhead | Normal | 2024 | Tier 2 | Distribution Circuit |  |  |  | 2600344 | Sus |  | Animal¦Birdfound¦ConductorOverhead¦Normal
24-0118381 | Wildfire Mitigation | Planned - WSIP/System Hardening |  |  | 2024 | Tier 2 | Transformer only |  |  |  | 2601063 | Sus |  | WildfireMitigation¦PlannedWSIPSystemHardening¦¦
24-0120575 | Wildfire Mitigation | Planned - WSIP/System Hardening |  |  | 2024 | Tier 2 | Transformer only |  |  |  | 2602059 | Sus |  | WildfireMitigation¦PlannedWSIPSystemHardening¦¦
24-0120814 | Wildfire Mitigation | Planned - WSIP/System Hardening |  |  | 2024 | Tier 2 | Transformer only |  |  |  | 2602760 | Sus |  | WildfireMitigation¦PlannedWSIPSystemHardening¦¦
24-0120806 | Wildfire Mitigation | Planned - WSIP/System Hardening |  |  | 2024 | Tier 2 | Transformer only |  |  |  | 2602761 | Sus |  | WildfireMitigation¦PlannedWSIPSystemHardening¦¦
24-0120804 | Wildfire Mitigation | Planned - WSIP/System Hardening |  |  | 2024 | Tier 2 | Transformer only |  |  |  | 2602762 | Sus |  | WildfireMitigation¦PlannedWSIPSystemHardening¦¦
24-0123336 | Wildfire Mitigation | Planned - WSIP/System Hardening |  |  | 2024 | Tier 2 | Transformer only |  |  |  | 2602862 | Sus |  | WildfireMitigation¦PlannedWSIPSystemHardening¦¦
24-0122483 | Wildfire Mitigation | Planned - WSIP/System Hardening |  |  | 2024 | Tier 2 | Distribution Circuit |  |  |  | 2603124 | Sus |  | WildfireMitigation¦PlannedWSIPSystemHardening¦¦
24-0121541 | Wildfire Mitigation | Planned - WSIP/System Hardening |  |  | 2024 | Tier 2 | Transformer only |  |  |  | 2603778 | Sus |  | WildfireMitigation¦PlannedWSIPSystemHardening¦¦
24-0123605 | Company Initiated | Planned- maintenance |  |  | 2024 | Tier 2 | Distribution Circuit |  |  |  | 2605981 | Sus |  | CompanyInitiated¦Plannedmaintenance¦¦
24-0122813 | Wildfire Mitigation | Planned - WSIP/System Hardening |  |  | 2024 | Tier 3 | Distribution Circuit |  |  |  | 2606470 | Sus |  | WildfireMitigation¦PlannedWSIPSystemHardening¦¦
24-0122479 | Wildfire Mitigation | Planned - WSIP/System Hardening |  |  | 2024 | Tier 2 | Distribution Circuit |  |  |  | 2606242 | Sus |  | WildfireMitigation¦PlannedWSIPSystemHardening¦¦
24-0122428 | Wildfire Mitigation | Planned - WSIP/System Hardening |  |  | 2024 | Tier 3 | Distribution Circuit |  |  |  | 2607077 | Sus |  | WildfireMitigation¦PlannedWSIPSystemHardening¦¦
24-0123431 | Wildfire Mitigation | Planned - WSIP/System Hardening |  |  | 2024 | Tier 2 | Distribution Circuit |  |  |  | 2607125 | Sus |  | WildfireMitigation¦PlannedWSIPSystemHardening¦¦
24-0124360 | Wildfire Mitigation | Planned - WSIP/System Hardening |  |  | 2024 | Tier 2 | Distribution Circuit |  |  |  | 2607165 | Sus |  | WildfireMitigation¦PlannedWSIPSystemHardening¦¦
24-0123066 | Company Initiated | Planned- maintenance |  |  | 2024 | Tier 3 | Transformer only |  |  |  | 2607219 | Sus |  | CompanyInitiated¦Plannedmaintenance¦¦
24-0124348 | Wildfire Mitigation | Planned - WSIP/System Hardening |  |  | 2024 | Tier 2 | Distribution Circuit |  |  |  | 2607254 | Sus |  | WildfireMitigation¦PlannedWSIPSystemHardening¦¦
24-0124404 | Company Initiated | Planned- maintenance |  |  | 2024 | Tier 2 | Transformer only |  |  |  | 2608083 | Sus |  | CompanyInitiated¦Plannedmaintenance¦¦
24-0124206 | Wildfire Mitigation | Planned - WSIP/System Hardening |  |  | 2024 | Tier 3 | Distribution Circuit |  |  |  | 2608085 | Sus |  | WildfireMitigation¦PlannedWSIPSystemHardening¦¦
24-0125560 | Company Initiated | Planned- maintenance |  |  | 2024 | Tier 2 | Transformer only |  |  |  | 2610148 | Sus |  | CompanyInitiated¦Plannedmaintenance¦¦
24-0124214 | Wildfire Mitigation | Planned - WSIP/System Hardening |  |  | 2024 | Tier 2 | Transformer only |  |  |  | 2610688 | Sus |  | WildfireMitigation¦PlannedWSIPSystemHardening¦¦
24-0125140 | Wildfire Mitigation | Planned - WSIP/System Hardening |  |  | 2024 | Tier 3 | Distribution Circuit |  |  |  | 2610295 | Sus |  | WildfireMitigation¦PlannedWSIPSystemHardening¦¦
24-0124775 | Wildfire Mitigation | Planned - WSIP/System Hardening |  |  | 2024 | Tier 2 | Distribution Circuit |  |  |  | 2610440 | Sus |  | WildfireMitigation¦PlannedWSIPSystemHardening¦¦
24-0127247 | Wildfire Mitigation | Planned - WSIP/System Hardening |  |  | 2024 | Tier 2 | Distribution Circuit |  |  |  | 2612192 | Sus |  | WildfireMitigation¦PlannedWSIPSystemHardening¦¦
24-0124616 | Company Initiated | Planned- capital |  |  | 2024 | Tier 2 | Distribution Circuit |  |  |  | 2613187 | Sus |  | CompanyInitiated¦Plannedcapital¦¦
24-0131659 | 3rd Party | Metallic Balloon | Conductor- Overhead | Normal | 2024 | Tier 3 | Distribution Circuit |  |  |  | 2613428 | Sus |  | 3rdParty¦MetallicBalloon¦ConductorOverhead¦Normal
24-0127118 | Company Initiated | Planned- maintenance |  |  | 2024 | Tier 2 | Transformer only |  |  |  | 2614099 | Sus |  | CompanyInitiated¦Plannedmaintenance¦¦
24-0127120 | Company Initiated | Planned- maintenance |  |  | 2024 | Tier 2 | Transformer only |  |  |  | 2614116 | Sus |  | CompanyInitiated¦Plannedmaintenance¦¦
24-0127117 | Company Initiated | Planned- maintenance |  |  | 2024 | Tier 2 | Distribution Circuit |  |  |  | 2614107 | Sus |  | CompanyInitiated¦Plannedmaintenance¦¦
24-0110279 | Wildfire Mitigation | Planned - WSIP/System Hardening |  |  | 2024 | Tier 2 | Transformer only |  |  |  | 2614160 | Sus |  | WildfireMitigation¦PlannedWSIPSystemHardening¦¦
24-0110271 | Wildfire Mitigation | Planned - WSIP/System Hardening |  |  | 2024 | Tier 2 | Transformer only |  |  |  | 2614166 | Sus |  | WildfireMitigation¦PlannedWSIPSystemHardening¦¦
24-0124991 | Wildfire Mitigation | Planned - WSIP/System Hardening |  |  | 2024 | Tier 2 | Distribution Circuit |  |  |  | 2616021 | Sus |  | WildfireMitigation¦PlannedWSIPSystemHardening¦¦
24-0127121 | Company Initiated | Planned- maintenance |  |  | 2024 | Tier 2 | Transformer only |  |  |  | 2616067 | Sus |  | CompanyInitiated¦Plannedmaintenance¦¦
24-0132526 | Company Initiated | Personnel- company | Transformer (OH) | Normal | 2024 | Tier 2 | Distribution Circuit |  |  |  | 2616387 | Sus |  | CompanyInitiated¦Personnelcompany¦Transformer(OH)¦Normal
24-0125042 | Wildfire Mitigation | Planned - WSIP/System Hardening |  |  | 2024 | Tier 2 | Distribution Circuit |  |  |  | 2616038 | Sus |  | WildfireMitigation¦PlannedWSIPSystemHardening¦¦
24-0132816 | Vegetation | Tree - branch fell on line | Conductor- Overhead | Normal | 2024 | Tier 3 | Distribution Circuit |  |  |  | 2617065 | Sus |  | Vegetation¦Treebranchfellonline¦ConductorOverhead¦Normal
24-0132888 | Vegetation | Tree - branch fell on line | Conductor- Overhead | Normal | 2024 | Tier 3 | Distribution Circuit |  |  |  | 2617235 | Sus |  | Vegetation¦Treebranchfellonline¦ConductorOverhead¦Normal
24-0123260 | Wildfire Mitigation | Planned - WSIP/System Hardening |  |  | 2024 | Tier 2 | Distribution Circuit |  |  |  | 2617726 | Sus |  | WildfireMitigation¦PlannedWSIPSystemHardening¦¦
24-0128908 | Wildfire Mitigation | Planned - WSIP/System Hardening |  |  | 2024 | Tier 2 | Distribution Circuit |  |  |  | 2617686 | Sus |  | WildfireMitigation¦PlannedWSIPSystemHardening¦¦
24-0133725 | Unknown Cause | Patrol - found nothing |  |  | 2024 | Tier 2 | Distribution Circuit |  |  |  | 2619321 | Sus |  | UnknownCause¦Patrolfoundnothing¦¦
24-0128727 | Company Initiated | Planned- maintenance |  |  | 2024 | Tier 2 | Distribution Circuit |  |  |  | 2619625 | Sus |  | CompanyInitiated¦Plannedmaintenance¦¦
24-0128512 | Wildfire Mitigation | Planned - WSIP/System Hardening |  |  | 2024 | Tier 2 | Distribution Circuit |  |  |  | 2619683 | Sus |  | WildfireMitigation¦PlannedWSIPSystemHardening¦¦
24-0128676 | Wildfire Mitigation | Planned - WSIP/System Hardening |  |  | 2024 | Tier 2 | Distribution Circuit |  |  |  | 2619821 | Sus |  | WildfireMitigation¦PlannedWSIPSystemHardening¦¦
24-0134046 | Unknown Cause | Patrol - found nothing |  |  | 2024 | Tier 2 | Distribution Circuit |  |  |  | 2620594 | Sus |  | UnknownCause¦Patrolfoundnothing¦¦
24-0129648 | Wildfire Mitigation | Planned - WSIP/System Hardening |  |  | 2024 | Tier 2 | Distribution Circuit |  |  |  | 2622949 | Sus |  | WildfireMitigation¦PlannedWSIPSystemHardening¦¦
24-0129682 | Wildfire Mitigation | Planned - WSIP/System Hardening |  |  | 2024 | Tier 2 | Distribution Circuit |  |  |  | 2623696 | Sus |  | WildfireMitigation¦PlannedWSIPSystemHardening¦¦
24-0131141 | Wildfire Mitigation | Planned - WSIP/System Hardening |  |  | 2024 | Tier 3 | Distribution Circuit |  |  |  | 2623709 | Sus |  | WildfireMitigation¦PlannedWSIPSystemHardening¦¦
24-0129706 | Wildfire Mitigation | Planned - WSIP/System Hardening |  |  | 2024 | Tier 2 | Distribution Circuit |  |  |  | 2624050 | Sus |  | WildfireMitigation¦PlannedWSIPSystemHardening¦¦
24-0135455 | Unknown Cause | Patrol - found nothing | Fuse | Failed/Faulted | 2024 | Tier 2 | Distribution Circuit |  |  |  | 2624657 | Sus |  | UnknownCause¦Patrolfoundnothing¦Fuse¦FailedFaulted
24-0131266 | Wildfire Mitigation | Planned - WSIP/System Hardening |  |  | 2024 | Tier 3 | Distribution Circuit |  |  |  | 2625069 | Sus |  | WildfireMitigation¦PlannedWSIPSystemHardening¦¦
24-0135854 | Equipment Failure/Involved | Underground | Connector or Splice (UG) | Failed/Faulted | 2024 | Tier 2 | Transformer only |  |  |  | 2625695 | Sus |  | EquipmentFailureInvolved¦Underground¦ConnectororSplice(UG)¦FailedFaulted
24-0132242 | Wildfire Mitigation | Planned - WSIP/System Hardening |  |  | 2024 | Tier 2 | Distribution Circuit |  |  |  | 2627350 | Sus |  | WildfireMitigation¦PlannedWSIPSystemHardening¦¦
24-0132214 | Wildfire Mitigation | Planned - WSIP/System Hardening |  |  | 2024 | Tier 3 | Transformer only |  |  |  | 2627497 | Sus |  | WildfireMitigation¦PlannedWSIPSystemHardening¦¦
24-0132225 | Wildfire Mitigation | Planned - WSIP/System Hardening |  |  | 2024 | Tier 2 | Transformer only |  |  |  | 2627560 | Sus |  | WildfireMitigation¦PlannedWSIPSystemHardening¦¦
24-0136367 | Equipment Failure/Involved | Overhead | Other | Together | 2024 | Tier 2 | Distribution Circuit |  |  |  | 2627695 | Sus |  | EquipmentFailureInvolved¦Overhead¦Other¦Together
24-0131883 | Wildfire Mitigation | Planned - WSIP/System Hardening |  |  | 2024 | Tier 2 | Transformer only |  |  |  | 2627967 | Sus |  | WildfireMitigation¦PlannedWSIPSystemHardening¦¦
24-0121009 | Wildfire Mitigation | Planned - WSIP/System Hardening |  |  | 2024 | Tier 2 | Distribution Circuit |  |  |  | 2629044 | Sus |  | WildfireMitigation¦PlannedWSIPSystemHardening¦¦
24-0132336 | Company Initiated | Planned- maintenance |  |  | 2024 | Tier 2 | Transformer only |  |  |  | 2629496 | Sus |  | CompanyInitiated¦Plannedmaintenance¦¦
24-0138315 | Unknown Cause | Patrol - found nothing |  |  | 2024 | Tier 2 | Distribution Circuit |  |  |  | 2632301 | Sus |  | UnknownCause¦Patrolfoundnothing¦¦
24-0132951 | Company Initiated | Planned- maintenance |  |  | 2024 | Tier 2 | Transformer only |  |  |  | 2632594 | Sus |  | CompanyInitiated¦Plannedmaintenance¦¦
24-0139019 | Equipment Failure/Involved | Overhead | Other | Malfunctioning | 2024 | Tier 2 | Distribution Circuit |  |  |  | 2634345 | Sus |  | EquipmentFailureInvolved¦Overhead¦Other¦Malfunctioning
24-0139077 | Vegetation | Tree - fell into line | Conductor- Overhead | Normal | 2024 | Tier 3 | Distribution Circuit |  |  |  | 2634625 | Sus |  | Vegetation¦Treefellintoline¦ConductorOverhead¦Normal
24-0139309 | Vegetation | Tree - bark fell into line | Fuse | Failed/Faulted | 2024 | Tier 3 | Transformer only |  |  |  | 2635444 | Sus |  | Vegetation¦Treebarkfellintoline¦Fuse¦FailedFaulted
24-0139584 | Equipment Failure/Involved | Overhead | Pole-Wood | Broken | 2024 | Tier 2 | Distribution Circuit |  |  |  | 2636526 | Sus |  | EquipmentFailureInvolved¦Overhead¦PoleWood¦Broken
24-0139529 | Vegetation | Tree - fell into line | Conductor- Overhead | Normal | 2024 | Tier 2 | Distribution Circuit |  |  |  | 2636285 | Sus |  | Vegetation¦Treefellintoline¦ConductorOverhead¦Normal
24-0139604 | Equipment Failure/Involved | Electrical Overload | Fuse | Normal | 2024 | Tier 2 | Distribution Circuit |  |  |  | 2636562 | Sus |  | EquipmentFailureInvolved¦ElectricalOverload¦Fuse¦Normal
24-0131935 | Vegetation | Tree - branch fell on line | Conductor- Overhead | Broken | 2024 | Tier 2 | Distribution Circuit |  |  |  | 2638616 | Sus |  | Vegetation¦Treebranchfellonline¦ConductorOverhead¦Broken
24-0134717 | Wildfire Mitigation | Planned - WSIP/System Hardening |  |  | 2024 | Tier 3 | Distribution Circuit |  |  |  | 2641440 | Sus |  | WildfireMitigation¦PlannedWSIPSystemHardening¦¦
24-0132929 | Wildfire Mitigation | Planned - WSIP/System Hardening |  |  | 2024 | Tier 2 | Distribution Circuit |  |  |  | 2641802 | Sus |  | WildfireMitigation¦PlannedWSIPSystemHardening¦¦
24-0136735 | Company Initiated | Planned- maintenance |  |  | 2024 | Tier 2 | Distribution Circuit |  |  |  | 2642670 | Sus |  | CompanyInitiated¦Plannedmaintenance¦¦
24-0142239 | Equipment Failure/Involved | Overhead | Insulator | Broken | 2024 | Tier 2 | Distribution Circuit |  |  |  | 2643136 | Sus |  | EquipmentFailureInvolved¦Overhead¦Insulator¦Broken
24-0130414 | Company Initiated | Planned- capital |  |  | 2024 | Tier 2 | Distribution Circuit |  |  |  | 2643754 | Sus |  | CompanyInitiated¦Plannedcapital¦¦
24-0139833 | Company Initiated | Planned- maintenance |  |  | 2024 | Tier 2 | Transformer only |  |  |  | 2643796 | Sus |  | CompanyInitiated¦Plannedmaintenance¦¦
24-0135414 | Wildfire Mitigation | Planned - WSIP/System Hardening |  |  | 2024 | Tier 2 | Distribution Circuit |  |  |  | 2643994 | Sus |  | WildfireMitigation¦PlannedWSIPSystemHardening¦¦
24-0135417 | Wildfire Mitigation | Planned - WSIP/System Hardening |  |  | 2024 | Tier 2 | Transformer only |  |  |  | 2644068 | Sus |  | WildfireMitigation¦PlannedWSIPSystemHardening¦¦
24-0134777 | Wildfire Mitigation | Planned - WSIP/System Hardening |  |  | 2024 | Tier 2 | Distribution Circuit |  |  |  | 2644422 | Sus |  | WildfireMitigation¦PlannedWSIPSystemHardening¦¦
24-0143186 | Unknown Cause | Patrol - found nothing |  |  | 2024 | Tier 2 | Distribution Circuit |  |  |  | 2645510 | Sus |  | UnknownCause¦Patrolfoundnothing¦¦
24-0143186 | Equipment Failure/Involved | Electrical Overload | Fuse | Burned Open | 2024 | Tier 2 | Distribution Circuit |  |  |  | -2645510 | Sus |  | EquipmentFailureInvolved¦ElectricalOverload¦Fuse¦BurnedOpen
24-0135785 | Wildfire Mitigation | Planned - WSIP/System Hardening |  |  | 2024 | Tier 2 | Transformer only |  |  |  | 2645704 | Sus |  | WildfireMitigation¦PlannedWSIPSystemHardening¦¦
24-0140381 | Company Initiated | Planned- capital |  |  | 2024 | Tier 2 | Distribution Circuit |  |  |  | 2646007 | Sus |  | CompanyInitiated¦Plannedcapital¦¦
24-0143496 | Equipment Failure/Involved | Overhead | Regulator | Malfunctioning | 2024 | Tier 2 | Distribution Circuit |  |  |  | 2646666 | Sus |  | EquipmentFailureInvolved¦Overhead¦Regulator¦Malfunctioning
24-0142394 | Company Initiated | Planned- capital |  |  | 2024 | Tier 2 | Distribution Circuit |  |  |  | 2646884 | Sus |  | CompanyInitiated¦Plannedcapital¦¦
24-0140893 | Wildfire Mitigation | Planned - WSIP/System Hardening |  |  | 2024 | Tier 2 | Distribution Circuit |  |  |  | 2646992 | Sus |  | WildfireMitigation¦PlannedWSIPSystemHardening¦¦
24-0143872 | Company Initiated | Coordination failure | Recloser | Normal | 2024 | Tier 2 | Distribution Circuit |  |  |  | 2647560 | Sus |  | CompanyInitiated¦Coordinationfailure¦Recloser¦Normal
24-0116598 | Company Initiated | Planned- capital |  |  | 2024 | Tier 2 | Distribution Circuit |  |  |  | 2647579 | Sus |  | CompanyInitiated¦Plannedcapital¦¦
24-0116391 | Company Initiated | Planned- capital |  |  | 2024 | Tier 2 | Distribution Circuit |  |  |  | 2647724 | Sus |  | CompanyInitiated¦Plannedcapital¦¦
24-0144035 | Equipment Failure/Involved | Electrical Overload | Fuse | Failed/Faulted | 2024 | Tier 2 | Distribution Circuit |  |  |  | 2648040 | Sus |  | EquipmentFailureInvolved¦ElectricalOverload¦Fuse¦FailedFaulted
24-0144054 | Vegetation | Tree - fell into line | Conductor- Overhead | Broken | 2024 | Tier 2 | Distribution Circuit |  |  |  | 2648187 | Sus |  | Vegetation¦Treefellintoline¦ConductorOverhead¦Broken
24-0144068 | Vegetation | Tree - branch fell on line | Conductor- Overhead | Normal | 2024 | Tier 2 | Distribution Circuit |  |  |  | 2648200 | Sus |  | Vegetation¦Treebranchfellonline¦ConductorOverhead¦Normal
24-0144143 | Equipment Failure/Involved | Overhead | Connector or Splice (OH) | Broken | 2024 | Tier 2 | Distribution Circuit |  |  |  | 2648362 | Sus |  | EquipmentFailureInvolved¦Overhead¦ConnectororSplice(OH)¦Broken
24-0141746 | Company Initiated | Planned- maintenance |  |  | 2024 | Tier 2 | Distribution Circuit |  |  |  | 2648769 | Sus |  | CompanyInitiated¦Plannedmaintenance¦¦
24-0141747 | Company Initiated | Planned- maintenance |  |  | 2024 | Tier 2 | Transformer only |  |  |  | 2648774 | Sus |  | CompanyInitiated¦Plannedmaintenance¦¦
24-0140130 | Company Initiated | Planned- maintenance |  |  | 2024 | Tier 2 | Distribution Circuit |  |  |  | 2649349 | Sus |  | CompanyInitiated¦Plannedmaintenance¦¦
24-0140717 | Company Initiated | Planned- maintenance |  |  | 2024 | Tier 2 | Distribution Circuit |  |  |  | 2650537 | Sus |  | CompanyInitiated¦Plannedmaintenance¦¦
24-0136812 | Wildfire Mitigation | Planned - WSIP/System Hardening |  |  | 2024 | Tier 3 | Distribution Circuit |  |  |  | 2650545 | Sus |  | WildfireMitigation¦PlannedWSIPSystemHardening¦¦
24-0131407 | Wildfire Mitigation | Planned - WSIP/System Hardening |  |  | 2024 | Tier 2 | Transformer only |  |  |  | 2651197 | Sus |  | WildfireMitigation¦PlannedWSIPSystemHardening¦¦
24-0144761 | Vegetation | Tree - fell into line | Conductor- Overhead | Normal | 2024 | Tier 2 | Distribution Circuit |  |  |  | 2651432 | Sus |  | Vegetation¦Treefellintoline¦ConductorOverhead¦Normal
24-0145212 | Vegetation | Tree - branch fell on line | Conductor- Overhead | Normal | 2024 | Tier 2 | Distribution Circuit |  |  |  | 2653177 | Sus |  | Vegetation¦Treebranchfellonline¦ConductorOverhead¦Normal
24-0145661 | Vegetation | Tree - branch fell on line | Cutout- fuse holder | Burned/flashed | 2024 | Tier 3 | Distribution Circuit |  |  |  | 2654755 | Sus |  | Vegetation¦Treebranchfellonline¦Cutoutfuseholder¦Burnedflashed
24-0146201 | Vegetation | Tree - fell into line | Conductor- Overhead | Normal | 2024 | Tier 3 | Distribution Circuit |  |  |  | 2661344 | Sus |  | Vegetation¦Treefellintoline¦ConductorOverhead¦Normal
24-0146472 | Unknown Cause | Patrol - not conducted |  |  | 2024 | Tier 3 | Transformer only |  |  |  | 2662120 | Sus |  | UnknownCause¦Patrolnotconducted¦¦
24-0146464 | Vegetation | Tree - branch fell on line | Conductor- Overhead | Together | 2024 | Tier 3 | Distribution Circuit |  |  |  | 2662163 | Sus |  | Vegetation¦Treebranchfellonline¦ConductorOverhead¦Together
24-0146529 | Company Initiated | Planned- capital |  |  | 2024 | Tier 2 | Distribution Circuit |  |  |  | 2662631 | Sus |  | CompanyInitiated¦Plannedcapital¦¦
24-0146637 | Equipment Failure/Involved | Overhead | Pole-Wood | Broken | 2024 | Tier 2 | Distribution Circuit |  |  |  | 2663178 | Sus |  | EquipmentFailureInvolved¦Overhead¦PoleWood¦Broken
24-0146667 | Unknown Cause | Patrol - found nothing |  |  | 2024 | Tier 3 | Distribution Circuit |  |  |  | 2663223 | Sus |  | UnknownCause¦Patrolfoundnothing¦¦
24-0146655 | Vegetation | Tree - branch fell on line | Conductor- Overhead | Normal | 2024 | Tier 2 | Distribution Circuit |  |  |  | 2663368 | Sus |  | Vegetation¦Treebranchfellonline¦ConductorOverhead¦Normal
24-0144793 | Company Initiated | Planned- maintenance |  |  | 2024 | Tier 2 | Transformer only |  |  |  | 2663881 | Sus |  | CompanyInitiated¦Plannedmaintenance¦¦
24-0144786 | Company Initiated | Planned- maintenance |  |  | 2024 | Tier 2 | Transformer only |  |  |  | 2663886 | Sus |  | CompanyInitiated¦Plannedmaintenance¦¦
24-0144773 | Company Initiated | Planned- maintenance |  |  | 2024 | Tier 2 | Distribution Circuit |  |  |  | 2663893 | Sus |  | CompanyInitiated¦Plannedmaintenance¦¦
24-0141580 | Wildfire Mitigation | Planned - WSIP/System Hardening |  |  | 2024 | Tier 2 | Transformer only |  |  |  | 2663925 | Sus |  | WildfireMitigation¦PlannedWSIPSystemHardening¦¦
24-0146776 | Company Initiated | Return Circuit Normal | Transformer (UG) | Normal | 2024 | Tier 2 | Distribution Circuit |  |  |  | 2665620 | Sus |  | CompanyInitiated¦ReturnCircuitNormal¦Transformer(UG)¦Normal
24-0143962 | Wildfire Mitigation | Planned - WSIP/System Hardening |  |  | 2024 | Tier 3 | Distribution Circuit |  |  |  | 2666603 | Sus |  | WildfireMitigation¦PlannedWSIPSystemHardening¦¦
24-0147413 | 3rd Party | Vehicle | Pole-Wood | Broken- wire on ground | 2024 | Tier 2 | Distribution Circuit |  |  |  | 2667883 | Sus |  | 3rdParty¦Vehicle¦PoleWood¦Brokenwireonground
24-0146807 | Company Initiated | Planned- capital |  |  | 2024 | Tier 2 | Distribution Circuit |  |  |  | 2668199 | Sus |  | CompanyInitiated¦Plannedcapital¦¦
24-0147653 | Equipment Failure/Involved | Overhead | Conductor- Overhead | Normal | 2024 | Tier 3 | Distribution Circuit |  |  |  | 2669259 | Sus |  | EquipmentFailureInvolved¦Overhead¦ConductorOverhead¦Normal
24-0147699 | Vegetation | Tree - branch fell on line | Conductor- Overhead | Normal | 2024 | Tier 2 | Distribution Circuit |  |  |  | 2669431 | Sus |  | Vegetation¦Treebranchfellonline¦ConductorOverhead¦Normal
24-0147915 | Vegetation | Tree - fell into line | Conductor- Overhead | Broken | 2024 | Tier 2 | Distribution Circuit |  |  |  | 2670695 | Sus |  | Vegetation¦Treefellintoline¦ConductorOverhead¦Broken
24-0146728 | Company Initiated | Planned- maintenance |  |  | 2024 | Tier 2 | Distribution Circuit |  |  |  | 2670572 | Sus |  | CompanyInitiated¦Plannedmaintenance¦¦
24-0146726 | Company Initiated | Planned- maintenance |  |  | 2024 | Tier 2 | Transformer only |  |  |  | 2670596 | Sus |  | CompanyInitiated¦Plannedmaintenance¦¦
24-0148127 | Vegetation | Tree - fell into line | Conductor- Overhead | Broken- wire on ground | 2024 | Tier 3 | Distribution Circuit |  |  |  | 2671802 | Sus |  | Vegetation¦Treefellintoline¦ConductorOverhead¦Brokenwireonground
24-0002885 | Wildfire Mitigation | Planned - WSIP/System Hardening |  |  | 2024 | Tier 2 | Distribution Circuit |  |  |  | 2304584 | Sus |  | WildfireMitigation¦PlannedWSIPSystemHardening¦¦
24-0002242 | Company Initiated | Planned- maintenance |  |  | 2024 | Tier 2 | Transformer only |  |  |  | 2304630 | Sus |  | CompanyInitiated¦Plannedmaintenance¦¦
24-0002360 | Wildfire Mitigation | Planned - WSIP/System Hardening |  |  | 2024 | Tier 2 | Transformer only |  |  |  | 2304673 | Sus |  | WildfireMitigation¦PlannedWSIPSystemHardening¦¦
23-0144517 | Company Initiated | Planned- capital |  |  | 2024 | Tier 2 | Distribution Circuit |  |  |  | 2306118 | Sus |  | CompanyInitiated¦Plannedcapital¦¦
24-0002901 | Wildfire Mitigation | Planned - WSIP/System Hardening |  |  | 2024 | Tier 2 | Distribution Circuit |  |  |  | 2306107 | Sus |  | WildfireMitigation¦PlannedWSIPSystemHardening¦¦
24-0002911 | Wildfire Mitigation | Planned - WSIP/System Hardening |  |  | 2024 | Tier 2 | Distribution Circuit |  |  |  | 2306338 | Sus |  | WildfireMitigation¦PlannedWSIPSystemHardening¦¦
24-0001188 | Company Initiated | Planned- capital |  |  | 2024 | Tier 2 | Distribution Circuit |  |  |  | 2306926 | Sus |  | CompanyInitiated¦Plannedcapital¦¦
24-0001185 | Wildfire Mitigation | Planned - WSIP/System Hardening |  |  | 2024 | Tier 2 | Transformer only |  |  |  | 2307151 | Sus |  | WildfireMitigation¦PlannedWSIPSystemHardening¦¦
24-0007052 | Unknown Cause | Patrol - found nothing |  |  | 2024 | Tier 2 | Distribution Circuit |  |  |  | 2307200 | Sus |  | UnknownCause¦Patrolfoundnothing¦¦
24-0002738 | Wildfire Mitigation | Planned - WSIP/System Hardening |  |  | 2024 | Tier 2 | Transformer only |  |  |  | 2307803 | Sus |  | WildfireMitigation¦PlannedWSIPSystemHardening¦¦
24-0003950 | Company Initiated | Planned- capital |  |  | 2024 | Tier 2 | Distribution Circuit |  |  |  | 2310479 | Sus |  | CompanyInitiated¦Plannedcapital¦¦
24-0004058 | Wildfire Mitigation | Planned - WSIP/System Hardening |  |  | 2024 | Tier 2 | Distribution Circuit |  |  |  | 2312744 | Sus |  | WildfireMitigation¦PlannedWSIPSystemHardening¦¦
24-0004062 | Wildfire Mitigation | Planned - WSIP/System Hardening |  |  | 2024 | Tier 2 | Transformer only |  |  |  | 2313675 | Sus |  | WildfireMitigation¦PlannedWSIPSystemHardening¦¦
24-0010103 | Equipment Failure/Involved | Overhead | Jumper | Broken | 2024 | Tier 2 | Distribution Circuit |  |  |  | 2313755 | Sus |  | EquipmentFailureInvolved¦Overhead¦Jumper¦Broken
24-0010371 | Unknown Cause | Patrol - found nothing |  |  | 2024 | Tier 2 | Distribution Circuit |  |  |  | 2314328 | Sus |  | UnknownCause¦Patrolfoundnothing¦¦
24-0010534 | 3rd Party | Vehicle | Anchor or Guy | Broken | 2024 | Tier 2 | Distribution Circuit |  |  |  | 2314930 | Sus |  | 3rdParty¦Vehicle¦AnchororGuy¦Broken
24-0010661 | Equipment Failure/Involved | Overhead | Crossarm- Wood | Broken | 2024 | Tier 2 | Distribution Circuit |  |  |  | 2315269 | Sus |  | EquipmentFailureInvolved¦Overhead¦CrossarmWood¦Broken
24-0010733 | Unknown Cause | Patrol - not conducted |  |  | 2024 | Tier 2 | Distribution Circuit |  |  |  | 2315521 | Sus |  | UnknownCause¦Patrolnotconducted¦¦
24-0011417 | Equipment Failure/Involved | Overhead | Lightning Arrestor | Arcing | 2024 | Tier 2 | Distribution Circuit |  |  |  | 2317205 | Sus |  | EquipmentFailureInvolved¦Overhead¦LightningArrestor¦Arcing
24-0007308 | Company Initiated | Planned- maintenance |  |  | 2024 | Tier 2 | Distribution Circuit |  |  |  | 2317360 | Sus |  | CompanyInitiated¦Plannedmaintenance¦¦
24-0007907 | Company Initiated | Planned- maintenance |  |  | 2024 | Tier 2 | Distribution Circuit |  |  |  | 2322156 | Sus |  | CompanyInitiated¦Plannedmaintenance¦¦
24-0010226 | Company Initiated | Planned- maintenance |  |  | 2024 | Tier 2 | Transformer only |  |  |  | 2323824 | Sus |  | CompanyInitiated¦Plannedmaintenance¦¦
24-0011055 | Company Initiated | Planned- maintenance |  |  | 2024 | Tier 2 | Transformer only |  |  |  | 2324637 | Sus |  | CompanyInitiated¦Plannedmaintenance¦¦
24-0008482 | Wildfire Mitigation | Planned - WSIP/System Hardening |  |  | 2024 | Tier 2 | Distribution Circuit |  |  |  | 2324693 | Sus |  | WildfireMitigation¦PlannedWSIPSystemHardening¦¦
24-0007972 | Wildfire Mitigation | Planned - WSIP/System Hardening |  |  | 2024 | Tier 2 | Distribution Circuit |  |  |  | 2325423 | Sus |  | WildfireMitigation¦PlannedWSIPSystemHardening¦¦
24-0015662 | Company Initiated | Planned- maintenance |  |  | 2024 | Tier 2 | Transformer only |  |  |  | 2328000 | Sus |  | CompanyInitiated¦Plannedmaintenance¦¦
24-0018848 | Unknown Cause | Patrol - found nothing |  |  | 2024 | Tier 2 | Distribution Circuit |  |  |  | 2333197 | Sus |  | UnknownCause¦Patrolfoundnothing¦¦
24-0015131 | Company Initiated | Planned- maintenance |  |  | 2024 | Tier 2 | Transformer only |  |  |  | 2333469 | Sus |  | CompanyInitiated¦Plannedmaintenance¦¦
24-0023186 | Vegetation | Tree - branch fell on line | Conductor- Overhead | Normal | 2024 | Tier 3 | Distribution Circuit |  |  |  | 2360202 | Sus |  | Vegetation¦Treebranchfellonline¦ConductorOverhead¦Normal
24-0026258 | Equipment Failure/Involved | Overhead | Conductor- Overhead | Broken- wire on ground | 2024 | Tier 2 | Distribution Circuit |  |  |  | 2369713 | Sus |  | EquipmentFailureInvolved¦Overhead¦ConductorOverhead¦Brokenwireonground
24-0026269 | Equipment Failure/Involved | Overhead | Pole-Wood | Broken | 2024 | Tier 2 | Distribution Circuit |  |  |  | 2370077 | Sus |  | EquipmentFailureInvolved¦Overhead¦PoleWood¦Broken
24-0016209 | Company Initiated | Planned- maintenance |  |  | 2024 | Tier 2 | Distribution Circuit |  |  |  | 2373671 | Sus |  | CompanyInitiated¦Plannedmaintenance¦¦
24-0004078 | Company Initiated | Planned- capital |  |  | 2024 | Tier 2 | Distribution Circuit |  |  |  | 2375062 | Sus |  | CompanyInitiated¦Plannedcapital¦¦
24-0029635 | Equipment Failure/Involved | Overhead | Crossarm- Wood | Broken | 2024 | Tier 2 | Distribution Circuit |  |  |  | 2377450 | Sus |  | EquipmentFailureInvolved¦Overhead¦CrossarmWood¦Broken
24-0027085 | Wildfire Mitigation | Planned - WSIP/System Hardening |  |  | 2024 | Tier 2 | Distribution Circuit |  |  |  | 2383797 | Sus |  | WildfireMitigation¦PlannedWSIPSystemHardening¦¦
24-0026421 | Company Initiated | Planned- maintenance |  |  | 2024 | Tier 2 | Distribution Circuit |  |  |  | 2383970 | Sus |  | CompanyInitiated¦Plannedmaintenance¦¦
24-0024112 | Company Initiated | Planned- maintenance |  |  | 2024 | Tier 2 | Distribution Circuit |  |  |  | 2384045 | Sus |  | CompanyInitiated¦Plannedmaintenance¦¦
24-0015712 | Company Initiated | Planned- capital |  |  | 2024 | Tier 2 | Distribution Circuit |  |  |  | 2389763 | Sus |  | CompanyInitiated¦Plannedcapital¦¦
24-0038304 | Animal | Squirrel | Conductor- Overhead | Normal | 2024 | Tier 2 | Distribution Circuit |  |  |  | 2397774 | Sus |  | Animal¦Squirrel¦ConductorOverhead¦Normal
24-0030051 | Company Initiated | Planned- maintenance |  |  | 2024 | Tier 2 | Distribution Circuit |  |  |  | 2398205 | Sus |  | CompanyInitiated¦Plannedmaintenance¦¦
24-0017928 | Company Initiated | Planned- capital |  |  | 2024 | Tier 2 | Distribution Circuit |  |  |  | 2399076 | Sus |  | CompanyInitiated¦Plannedcapital¦¦
24-0032149 | Company Initiated | Planned- maintenance |  |  | 2024 | Tier 2 | Distribution Circuit |  |  |  | 2399918 | Sus |  | CompanyInitiated¦Plannedmaintenance¦¦
24-0032183 | Company Initiated | Planned- maintenance |  |  | 2024 | Tier 2 | Distribution Circuit |  |  |  | 2400662 | Sus |  | CompanyInitiated¦Plannedmaintenance¦¦
24-0032208 | Company Initiated | Planned- maintenance |  |  | 2024 | Tier 2 | Distribution Circuit |  |  |  | 2400637 | Sus |  | CompanyInitiated¦Plannedmaintenance¦¦
24-0040184 | Unknown Cause | Patrol - found nothing |  |  | 2024 | Tier 2 | Distribution Circuit |  |  |  | 2401127 | Sus |  | UnknownCause¦Patrolfoundnothing¦¦
24-0033761 | Company Initiated | Planned- maintenance |  |  | 2024 | Tier 2 | Distribution Circuit |  |  |  | 2401464 | Sus |  | CompanyInitiated¦Plannedmaintenance¦¦
24-0033834 | Wildfire Mitigation | Planned - WSIP/System Hardening |  |  | 2024 | Tier 2 | Distribution Circuit |  |  |  | 2402417 | Sus |  | WildfireMitigation¦PlannedWSIPSystemHardening¦¦
24-0041376 | Unknown Cause | Patrol - found nothing |  |  | 2024 | Tier 2 | Distribution Circuit |  |  |  | 2403172 | Sus |  | UnknownCause¦Patrolfoundnothing¦¦
24-0034221 | Company Initiated | Planned- maintenance |  |  | 2024 | Tier 2 | Distribution Circuit |  |  |  | 2403243 | Sus |  | CompanyInitiated¦Plannedmaintenance¦¦
24-0034440 | Company Initiated | Planned- maintenance |  |  | 2024 | Tier 2 | Distribution Circuit |  |  |  | 2403436 | Sus |  | CompanyInitiated¦Plannedmaintenance¦¦
24-0029952 | Company Initiated | Planned- maintenance |  |  | 2024 | Tier 2 | Distribution Circuit |  |  |  | 2404278 | Sus |  | CompanyInitiated¦Plannedmaintenance¦¦
24-0034690 | Company Initiated | Planned- maintenance |  |  | 2024 | Tier 2 | Distribution Circuit |  |  |  | 2404364 | Sus |  | CompanyInitiated¦Plannedmaintenance¦¦
24-0042628 | Animal | Bird found | Conductor- Overhead | Normal | 2024 | Tier 2 | Distribution Circuit |  |  |  | 2405712 | Sus |  | Animal¦Birdfound¦ConductorOverhead¦Normal
24-0034824 | Company Initiated | Planned- maintenance |  |  | 2024 | Tier 2 | Distribution Circuit |  |  |  | 2405991 | Sus |  | CompanyInitiated¦Plannedmaintenance¦¦
24-0035217 | Company Initiated | Planned- maintenance |  |  | 2024 | Tier 2 | Distribution Circuit |  |  |  | 2407060 | Sus |  | CompanyInitiated¦Plannedmaintenance¦¦
24-0038159 | Company Initiated | Planned- maintenance |  |  | 2024 | Tier 2 | Distribution Circuit |  |  |  | 2407633 | Sus |  | CompanyInitiated¦Plannedmaintenance¦¦
24-0038159 | Company Initiated | Planned- maintenance |  |  | 2024 | Tier 2 | Distribution Circuit |  |  |  | 2407634 | Sus |  | CompanyInitiated¦Plannedmaintenance¦¦
24-0032731 | Company Initiated | Planned- capital |  |  | 2024 | Tier 2 | Distribution Circuit |  |  |  | 2407959 | Sus |  | CompanyInitiated¦Plannedcapital¦¦
24-0035853 | Company Initiated | Planned- maintenance |  |  | 2024 | Tier 2 | Distribution Circuit |  |  |  | 2408168 | Sus |  | CompanyInitiated¦Plannedmaintenance¦¦
24-0037436 | Company Initiated | Planned- maintenance |  |  | 2024 | Tier 2 | Transformer only |  |  |  | 2408167 | Sus |  | CompanyInitiated¦Plannedmaintenance¦¦
24-0034428 | Company Initiated | Planned- maintenance |  |  | 2024 | Tier 2 | Transformer only |  |  |  | 2411916 | Sus |  | CompanyInitiated¦Plannedmaintenance¦¦
24-0037931 | Company Initiated | Planned- maintenance |  |  | 2024 | Tier 2 | Transformer only |  |  |  | 2411855 | Sus |  | CompanyInitiated¦Plannedmaintenance¦¦
24-0038263 | Company Initiated | Planned- maintenance |  |  | 2024 | Tier 2 | Distribution Circuit |  |  |  | 2412664 | Sus |  | CompanyInitiated¦Plannedmaintenance¦¦
24-0030023 | Company Initiated | Planned- maintenance |  |  | 2024 | Tier 2 | Distribution Circuit |  |  |  | 2416235 | Sus |  | CompanyInitiated¦Plannedmaintenance¦¦
24-0037414 | Company Initiated | Planned- maintenance |  |  | 2024 | Tier 2 | Distribution Circuit |  |  |  | 2416517 | Sus |  | CompanyInitiated¦Plannedmaintenance¦¦
24-0040347 | Company Initiated | Planned- maintenance |  |  | 2024 | Tier 2 | Distribution Circuit |  |  |  | 2417091 | Sus |  | CompanyInitiated¦Plannedmaintenance¦¦
24-0040354 | Company Initiated | Planned- maintenance |  |  | 2024 | Tier 2 | Distribution Circuit |  |  |  | 2417093 | Sus |  | CompanyInitiated¦Plannedmaintenance¦¦
24-0047952 | Unknown Cause | Patrol - found nothing |  |  | 2024 | Tier 2 | Distribution Circuit |  |  |  | 2417307 | Sus |  | UnknownCause¦Patrolfoundnothing¦¦
24-0040754 | Company Initiated | Planned- maintenance |  |  | 2024 | Tier 2 | Distribution Circuit |  |  |  | 2417846 | Sus |  | CompanyInitiated¦Plannedmaintenance¦¦
24-0040817 | Company Initiated | Planned- maintenance |  |  | 2024 | Tier 2 | Distribution Circuit |  |  |  | 2418966 | Sus |  | CompanyInitiated¦Plannedmaintenance¦¦
24-0030750 | Company Initiated | Planned- maintenance |  |  | 2024 | Tier 2 | Distribution Circuit |  |  |  | 2419835 | Sus |  | CompanyInitiated¦Plannedmaintenance¦¦
24-0040971 | Company Initiated | Planned- maintenance |  |  | 2024 | Tier 2 | Distribution Circuit |  |  |  | 2419928 | Sus |  | CompanyInitiated¦Plannedmaintenance¦¦
24-0041006 | Company Initiated | Planned- maintenance |  |  | 2024 | Tier 2 | Distribution Circuit |  |  |  | 2421576 | Sus |  | CompanyInitiated¦Plannedmaintenance¦¦
24-0044424 | Company Initiated | Planned- maintenance |  |  | 2024 | Tier 2 | Transformer only |  |  |  | 2421617 | Sus |  | CompanyInitiated¦Plannedmaintenance¦¦
24-0041069 | Company Initiated | Planned- maintenance |  |  | 2024 | Tier 2 | Distribution Circuit |  |  |  | 2422297 | Sus |  | CompanyInitiated¦Plannedmaintenance¦¦
24-0051139 | Company Initiated | Planned- capital |  |  | 2024 | Tier 2 | Distribution Circuit |  |  |  | 2423595 | Sus |  | CompanyInitiated¦Plannedcapital¦¦
24-0044662 | Company Initiated | Planned- maintenance |  |  | 2024 | Tier 2 | Distribution Circuit |  |  |  | 2423553 | Sus |  | CompanyInitiated¦Plannedmaintenance¦¦
24-0041822 | Wildfire Mitigation | Planned - WSIP/System Hardening |  |  | 2024 | Tier 2 | Distribution Circuit |  |  |  | 2424181 | Sus |  | WildfireMitigation¦PlannedWSIPSystemHardening¦¦
24-0044896 | Company Initiated | Planned- maintenance |  |  | 2024 | Tier 2 | Distribution Circuit |  |  |  | 2425915 | Sus |  | CompanyInitiated¦Plannedmaintenance¦¦
24-0041458 | Company Initiated | Planned- maintenance |  |  | 2024 | Tier 2 | Distribution Circuit |  |  |  | 2425978 | Sus |  | CompanyInitiated¦Plannedmaintenance¦¦
24-0047392 | Company Initiated | Planned- maintenance |  |  | 2024 | Tier 2 | Transformer only |  |  |  | 2426069 | Sus |  | CompanyInitiated¦Plannedmaintenance¦¦
24-0045259 | Company Initiated | Planned- maintenance |  |  | 2024 | Tier 2 | Distribution Circuit |  |  |  | 2425916 | Sus |  | CompanyInitiated¦Plannedmaintenance¦¦
24-0047365 | Company Initiated | Planned- maintenance |  |  | 2024 | Tier 2 | Distribution Circuit |  |  |  | 2426812 | Sus |  | CompanyInitiated¦Plannedmaintenance¦¦
24-0049079 | Company Initiated | Planned- maintenance |  |  | 2024 | Tier 2 | Distribution Circuit |  |  |  | 2426873 | Sus |  | CompanyInitiated¦Plannedmaintenance¦¦
24-0047766 | Company Initiated | Planned- maintenance |  |  | 2024 | Tier 2 | Distribution Circuit |  |  |  | 2427606 | Sus |  | CompanyInitiated¦Plannedmaintenance¦¦
24-0048473 | Company Initiated | Planned- maintenance |  |  | 2024 | Tier 2 | Distribution Circuit |  |  |  | 2427522 | Sus |  | CompanyInitiated¦Plannedmaintenance¦¦
24-0052982 | Equipment Failure/Involved | Overhead | Pole-Wood | Deteriorated | 2024 | Tier 2 | Distribution Circuit |  |  |  | 2427824 | Sus |  | EquipmentFailureInvolved¦Overhead¦PoleWood¦Deteriorated
24-0041963 | Company Initiated | Planned- maintenance |  |  | 2024 | Tier 2 | Transformer only |  |  |  | 2428433 | Sus |  | CompanyInitiated¦Plannedmaintenance¦¦
24-0047769 | Company Initiated | Planned- maintenance |  |  | 2024 | Tier 2 | Distribution Circuit |  |  |  | 2428321 | Sus |  | CompanyInitiated¦Plannedmaintenance¦¦
24-0049114 | Company Initiated | Planned- maintenance |  |  | 2024 | Tier 2 | Distribution Circuit |  |  |  | 2428352 | Sus |  | CompanyInitiated¦Plannedmaintenance¦¦
24-0053829 | Equipment Failure/Involved | Overhead | Pole-Wood | Deteriorated | 2024 | Tier 2 | Transformer only |  |  |  | 2429036 | Sus |  | EquipmentFailureInvolved¦Overhead¦PoleWood¦Deteriorated
24-0048028 | Wildfire Mitigation | Planned - WSIP/System Hardening |  |  | 2024 | Tier 2 | Distribution Circuit |  |  |  | 2429160 | Sus |  | WildfireMitigation¦PlannedWSIPSystemHardening¦¦
24-0048947 | Company Initiated | Planned- maintenance |  |  | 2024 | Tier 2 | Transformer only |  |  |  | 2429397 | Sus |  | CompanyInitiated¦Plannedmaintenance¦¦
24-0043488 | Wildfire Mitigation | Planned - WSIP/System Hardening |  |  | 2024 | Tier 2 | Distribution Circuit |  |  |  | 2429191 | Sus |  | WildfireMitigation¦PlannedWSIPSystemHardening¦¦
24-0047771 | Wildfire Mitigation | Planned - WSIP/System Hardening |  |  | 2024 | Tier 2 | Transformer only |  |  |  | 2429477 | Sus |  | WildfireMitigation¦PlannedWSIPSystemHardening¦¦
24-0048031 | Wildfire Mitigation | Planned - WSIP/System Hardening |  |  | 2024 | Tier 2 | Transformer only |  |  |  | 2429386 | Sus |  | WildfireMitigation¦PlannedWSIPSystemHardening¦¦
24-0051321 | Company Initiated | Planned- maintenance |  |  | 2024 | Tier 2 | Distribution Circuit |  |  |  | 2431567 | Sus |  | CompanyInitiated¦Plannedmaintenance¦¦
24-0050300 | Company Initiated | Planned- maintenance |  |  | 2024 | Tier 2 | Transformer only |  |  |  | 2431977 | Sus |  | CompanyInitiated¦Plannedmaintenance¦¦
24-0007812 | Company Initiated | Planned- maintenance |  |  | 2024 | Tier 2 | Transformer only |  |  |  | 2431932 | Sus |  | CompanyInitiated¦Plannedmaintenance¦¦
24-0050203 | Company Initiated | Planned- maintenance |  |  | 2024 | Tier 2 | Transformer only |  |  |  | 2432531 | Sus |  | CompanyInitiated¦Plannedmaintenance¦¦
24-0050472 | Company Initiated | Planned- maintenance |  |  | 2024 | Tier 2 | Distribution Circuit |  |  |  | 2432761 | Sus |  | CompanyInitiated¦Plannedmaintenance¦¦
24-0050739 | Company Initiated | Planned- maintenance |  |  | 2024 | Tier 2 | Distribution Circuit |  |  |  | 2433223 | Sus |  | CompanyInitiated¦Plannedmaintenance¦¦
24-0053176 | Company Initiated | Planned- maintenance |  |  | 2024 | Tier 2 | Distribution Circuit |  |  |  | 2433218 | Sus |  | CompanyInitiated¦Plannedmaintenance¦¦
24-0016377 | Company Initiated | Planned- capital |  |  | 2024 | Tier 2 | Distribution Circuit |  |  |  | 2433576 | Sus |  | CompanyInitiated¦Plannedcapital¦¦
24-0046635 | Company Initiated | Planned- maintenance |  |  | 2024 | Tier 2 | Transformer only |  |  |  | 2433370 | Sus |  | CompanyInitiated¦Plannedmaintenance¦¦
24-0007877 | Company Initiated | Planned- maintenance |  |  | 2024 | Tier 2 | Distribution Circuit |  |  |  | 2433990 | Sus |  | CompanyInitiated¦Plannedmaintenance¦¦
24-0043533 | Company Initiated | Planned- maintenance |  |  | 2024 | Tier 2 | Distribution Circuit |  |  |  | 2433976 | Sus |  | CompanyInitiated¦Plannedmaintenance¦¦
24-0050185 | Company Initiated | Planned- maintenance |  |  | 2024 | Tier 2 | Transformer only |  |  |  | 2433997 | Sus |  | CompanyInitiated¦Plannedmaintenance¦¦
24-0050750 | Company Initiated | Planned- maintenance |  |  | 2024 | Tier 2 | Distribution Circuit |  |  |  | 2434697 | Sus |  | CompanyInitiated¦Plannedmaintenance¦¦
24-0043543 | Company Initiated | Planned- maintenance |  |  | 2024 | Tier 2 | Distribution Circuit |  |  |  | 2434643 | Sus |  | CompanyInitiated¦Plannedmaintenance¦¦
24-0043543 | Company Initiated | Planned- maintenance |  |  | 2024 | Tier 2 | Distribution Circuit |  |  |  | 2434644 | Sus |  | CompanyInitiated¦Plannedmaintenance¦¦
24-0050473 | Company Initiated | Planned- maintenance |  |  | 2024 | Tier 2 | Distribution Circuit |  |  |  | 2434737 | Sus |  | CompanyInitiated¦Plannedmaintenance¦¦
24-0023510 | Company Initiated | Planned- capital |  |  | 2024 | Tier 2 | Distribution Circuit |  |  |  | 2435537 | Sus |  | CompanyInitiated¦Plannedcapital¦¦
24-0008478 | Company Initiated | Planned- capital |  |  | 2024 | Tier 2 | Distribution Circuit |  |  |  | 2435819 | Sus |  | CompanyInitiated¦Plannedcapital¦¦
24-0058650 | Animal | Bird found | Conductor- Overhead | Normal | 2024 | Tier 2 | Distribution Circuit |  |  |  | 2438389 | Sus |  | Animal¦Birdfound¦ConductorOverhead¦Normal
24-0053391 | Company Initiated | Planned- maintenance |  |  | 2024 | Tier 2 | Distribution Circuit |  |  |  | 2438709 | Sus |  | CompanyInitiated¦Plannedmaintenance¦¦
24-0052559 | Wildfire Mitigation | Planned - WSIP/System Hardening |  |  | 2024 | Tier 2 | Transformer only |  |  |  | 2438766 | Sus |  | WildfireMitigation¦PlannedWSIPSystemHardening¦¦
24-0056629 | Wildfire Mitigation | Planned - WSIP/System Hardening |  |  | 2024 | Tier 2 | Distribution Circuit |  |  |  | 2441399 | Sus |  | WildfireMitigation¦PlannedWSIPSystemHardening¦¦
24-0056236 | Company Initiated | Planned- maintenance |  |  | 2024 | Tier 2 | Transformer only |  |  |  | 2442312 | Sus |  | CompanyInitiated¦Plannedmaintenance¦¦
24-0058426 | Company Initiated | Planned- maintenance |  |  | 2024 | Tier 2 | Transformer only |  |  |  | 2443141 | Sus |  | CompanyInitiated¦Plannedmaintenance¦¦
24-0058428 | Company Initiated | Planned- maintenance |  |  | 2024 | Tier 2 | Transformer only |  |  |  | 2443546 | Sus |  | CompanyInitiated¦Plannedmaintenance¦¦
24-0058427 | Company Initiated | Planned- maintenance |  |  | 2024 | Tier 2 | Transformer only |  |  |  | 2443547 | Sus |  | CompanyInitiated¦Plannedmaintenance¦¦
24-0058429 | Company Initiated | Planned- maintenance |  |  | 2024 | Tier 2 | Transformer only |  |  |  | 2443590 | Sus |  | CompanyInitiated¦Plannedmaintenance¦¦
24-0056647 | Wildfire Mitigation | Planned - WSIP/System Hardening |  |  | 2024 | Tier 2 | Transformer only |  |  |  | 2443931 | Sus |  | WildfireMitigation¦PlannedWSIPSystemHardening¦¦
24-0056851 | Wildfire Mitigation | Planned - WSIP/System Hardening |  |  | 2024 | Tier 2 | Transformer only |  |  |  | 2443946 | Sus |  | WildfireMitigation¦PlannedWSIPSystemHardening¦¦
24-0056909 | Company Initiated | Planned- maintenance |  |  | 2024 | Tier 2 | Distribution Circuit |  |  |  | 2443983 | Sus |  | CompanyInitiated¦Plannedmaintenance¦¦
24-0058447 | Company Initiated | Planned- maintenance |  |  | 2024 | Tier 2 | Transformer only |  |  |  | 2444000 | Sus |  | CompanyInitiated¦Plannedmaintenance¦¦
24-0042333 | Company Initiated | Planned- capital |  |  | 2024 | Tier 2 | Distribution Circuit |  |  |  | 2444091 | Sus |  | CompanyInitiated¦Plannedcapital¦¦
24-0058448 | Company Initiated | Planned- maintenance |  |  | 2024 | Tier 2 | Transformer only |  |  |  | 2444078 | Sus |  | CompanyInitiated¦Plannedmaintenance¦¦
24-0058449 | Company Initiated | Planned- maintenance |  |  | 2024 | Tier 2 | Transformer only |  |  |  | 2444192 | Sus |  | CompanyInitiated¦Plannedmaintenance¦¦
24-0056913 | Wildfire Mitigation | Planned - WSIP/System Hardening |  |  | 2024 | Tier 2 | Distribution Circuit |  |  |  | 2444363 | Sus |  | WildfireMitigation¦PlannedWSIPSystemHardening¦¦
24-0044274 | Company Initiated | Improper Construction | Elbow | Normal | 2024 | Tier 2 | Distribution Circuit |  |  |  | 2444754 | Sus |  | CompanyInitiated¦ImproperConstruction¦Elbow¦Normal
24-0060322 | Company Initiated | Planned- maintenance |  |  | 2024 | Tier 2 | Transformer only |  |  |  | 2444765 | Sus |  | CompanyInitiated¦Plannedmaintenance¦¦
24-0060323 | Company Initiated | Planned- maintenance |  |  | 2024 | Tier 2 | Transformer only |  |  |  | 2444930 | Sus |  | CompanyInitiated¦Plannedmaintenance¦¦
24-0056626 | Company Initiated | Planned- capital |  |  | 2024 | Tier 2 | Distribution Circuit |  |  |  | 2444789 | Sus |  | CompanyInitiated¦Plannedcapital¦¦
24-0042366 | Company Initiated | Planned- capital |  |  | 2024 | Tier 2 | Distribution Circuit |  |  |  | 2444771 | Sus |  | CompanyInitiated¦Plannedcapital¦¦
24-0058465 | Company Initiated | Planned- maintenance |  |  | 2024 | Tier 2 | Transformer only |  |  |  | 2444803 | Sus |  | CompanyInitiated¦Plannedmaintenance¦¦
24-0057836 | Company Initiated | Planned- maintenance |  |  | 2024 | Tier 2 | Transformer only |  |  |  | 2444900 | Sus |  | CompanyInitiated¦Plannedmaintenance¦¦
24-0058166 | Wildfire Mitigation | Planned - WSIP/System Hardening |  |  | 2024 | Tier 2 | Distribution Circuit |  |  |  | 2444951 | Sus |  | WildfireMitigation¦PlannedWSIPSystemHardening¦¦
24-0058171 | Wildfire Mitigation | Planned - WSIP/System Hardening |  |  | 2024 | Tier 2 | Transformer only |  |  |  | 2445115 | Sus |  | WildfireMitigation¦PlannedWSIPSystemHardening¦¦
24-0062217 | Environmental/External | Lightning | Transformer (OH) | Burned/flashed | 2024 | Tier 2 | Distribution Circuit |  |  |  | 2446049 | Sus |  | EnvironmentalExternal¦Lightning¦Transformer(OH)¦Burnedflashed
24-0044299 | Company Initiated | Planned- capital |  |  | 2024 | Tier 2 | Distribution Circuit |  |  |  | 2447832 | Sus |  | CompanyInitiated¦Plannedcapital¦¦
24-0057662 | Wildfire Mitigation | Planned - WSIP/System Hardening |  |  | 2024 | Tier 2 | Distribution Circuit |  |  |  | 2447683 | Sus |  | WildfireMitigation¦PlannedWSIPSystemHardening¦¦
24-0058815 | Company Initiated | Planned- maintenance |  |  | 2024 | Tier 2 | Distribution Circuit |  |  |  | 2447709 | Sus |  | CompanyInitiated¦Plannedmaintenance¦¦
24-0009737 | Company Initiated | Planned- capital |  |  | 2024 | Tier 2 | Distribution Circuit |  |  |  | 2448438 | Sus |  | CompanyInitiated¦Plannedcapital¦¦
24-0057617 | Company Initiated | Planned- maintenance |  |  | 2024 | Tier 2 | Distribution Circuit |  |  |  | 2448798 | Sus |  | CompanyInitiated¦Plannedmaintenance¦¦
24-0057650 | Wildfire Mitigation | Planned - WSIP/System Hardening |  |  | 2024 | Tier 2 | Distribution Circuit |  |  |  | 2448876 | Sus |  | WildfireMitigation¦PlannedWSIPSystemHardening¦¦
24-0064443 | Animal | Other | Conductor- Overhead | Normal | 2024 | Tier 2 | Distribution Circuit |  |  |  | 2450101 | Sus |  | Animal¦Other¦ConductorOverhead¦Normal
24-0039964 | Company Initiated | Improper Construction | Interrupter | Normal | 2024 | Tier 2 | Distribution Circuit |  |  |  | 2450165 | Sus |  | CompanyInitiated¦ImproperConstruction¦Interrupter¦Normal
24-0009748 | Company Initiated | Planned- capital |  |  | 2024 | Tier 2 | Distribution Circuit |  |  |  | 2450363 | Sus |  | CompanyInitiated¦Plannedcapital¦¦
24-0059913 | Wildfire Mitigation | Planned - WSIP/System Hardening |  |  | 2024 | Tier 2 | Transformer only |  |  |  | 2450429 | Sus |  | WildfireMitigation¦PlannedWSIPSystemHardening¦¦
24-0059923 | Wildfire Mitigation | Planned - WSIP/System Hardening |  |  | 2024 | Tier 2 | Distribution Circuit |  |  |  | 2450426 | Sus |  | WildfireMitigation¦PlannedWSIPSystemHardening¦¦
24-0057590 | Wildfire Mitigation | Planned - WSIP/System Hardening |  |  | 2024 | Tier 2 | Distribution Circuit |  |  |  | 2450431 | Sus |  | WildfireMitigation¦PlannedWSIPSystemHardening¦¦
24-0061024 | Company Initiated | Planned- maintenance |  |  | 2024 | Tier 2 | Transformer only |  |  |  | 2452365 | Sus |  | CompanyInitiated¦Plannedmaintenance¦¦
24-0042379 | Company Initiated | Planned- capital |  |  | 2024 | Tier 2 | Distribution Circuit |  |  |  | 2452409 | Sus |  | CompanyInitiated¦Plannedcapital¦¦
24-0060599 | Wildfire Mitigation | Planned - WSIP/System Hardening |  |  | 2024 | Tier 2 | Transformer only |  |  |  | 2452641 | Sus |  | WildfireMitigation¦PlannedWSIPSystemHardening¦¦
24-0042660 | Company Initiated | Planned- capital |  |  | 2024 | Tier 2 | Distribution Circuit |  |  |  | 2453331 | Sus |  | CompanyInitiated¦Plannedcapital¦¦
24-0042685 | Company Initiated | Planned- capital |  |  | 2024 | Tier 2 | Distribution Circuit |  |  |  | 2454163 | Sus |  | CompanyInitiated¦Plannedcapital¦¦
24-0060862 | Company Initiated | Planned- maintenance |  |  | 2024 | Tier 3 | Distribution Circuit |  |  |  | 2454136 | Sus |  | CompanyInitiated¦Plannedmaintenance¦¦
24-0062463 | Company Initiated | Planned- maintenance |  |  | 2024 | Tier 2 | Transformer only |  |  |  | 2454178 | Sus |  | CompanyInitiated¦Plannedmaintenance¦¦
24-0066617 | Animal | Squirrel | Recloser | Burned/flashed | 2024 | Tier 3 | Distribution Circuit |  |  |  | 2460431 | Sus |  | Animal¦Squirrel¦Recloser¦Burnedflashed
24-0060334 | Company Initiated | Planned- maintenance |  |  | 2024 | Tier 2 | Transformer only |  |  |  | 2461348 | Sus |  | CompanyInitiated¦Plannedmaintenance¦¦
24-0060333 | Company Initiated | Planned- maintenance |  |  | 2024 | Tier 2 | Distribution Circuit |  |  |  | 2461376 | Sus |  | CompanyInitiated¦Plannedmaintenance¦¦
24-0060339 | Company Initiated | Planned- maintenance |  |  | 2024 | Tier 2 | Transformer only |  |  |  | 2461359 | Sus |  | CompanyInitiated¦Plannedmaintenance¦¦
24-0060336 | Company Initiated | Planned- maintenance |  |  | 2024 | Tier 2 | Distribution Circuit |  |  |  | 2461364 | Sus |  | CompanyInitiated¦Plannedmaintenance¦¦
24-0060379 | Company Initiated | Planned- maintenance |  |  | 2024 | Tier 2 | Transformer only |  |  |  | 2461383 | Sus |  | CompanyInitiated¦Plannedmaintenance¦¦
24-0060870 | Company Initiated | Planned- maintenance |  |  | 2024 | Tier 2 | Distribution Circuit |  |  |  | 2461396 | Sus |  | CompanyInitiated¦Plannedmaintenance¦¦
24-0060380 | Company Initiated | Planned- maintenance |  |  | 2024 | Tier 2 | Transformer only |  |  |  | 2461420 | Sus |  | CompanyInitiated¦Plannedmaintenance¦¦
24-0060344 | Company Initiated | Planned- maintenance |  |  | 2024 | Tier 2 | Distribution Circuit |  |  |  | 2461430 | Sus |  | CompanyInitiated¦Plannedmaintenance¦¦
24-0060343 | Company Initiated | Planned- maintenance |  |  | 2024 | Tier 2 | Transformer only |  |  |  | 2461432 | Sus |  | CompanyInitiated¦Plannedmaintenance¦¦
24-0060353 | Company Initiated | Planned- maintenance |  |  | 2024 | Tier 2 | Distribution Circuit |  |  |  | 2462082 | Sus |  | CompanyInitiated¦Plannedmaintenance¦¦
24-0060358 | Company Initiated | Planned- maintenance |  |  | 2024 | Tier 2 | Transformer only |  |  |  | 2462084 | Sus |  | CompanyInitiated¦Plannedmaintenance¦¦
24-0060354 | Company Initiated | Planned- maintenance |  |  | 2024 | Tier 2 | Transformer only |  |  |  | 2462093 | Sus |  | CompanyInitiated¦Plannedmaintenance¦¦
24-0064773 | Wildfire Mitigation | Planned - WSIP/System Hardening |  |  | 2024 | Tier 2 | Distribution Circuit |  |  |  | 2462944 | Sus |  | WildfireMitigation¦PlannedWSIPSystemHardening¦¦
24-0046938 | Company Initiated | Planned- capital |  |  | 2024 | Tier 2 | Distribution Circuit |  |  |  | 2464157 | Sus |  | CompanyInitiated¦Plannedcapital¦¦
24-0066280 | Company Initiated | Planned- capital |  |  | 2024 | Tier 2 | Distribution Circuit |  |  |  | 2465168 | Sus |  | CompanyInitiated¦Plannedcapital¦¦
24-0065451 | Company Initiated | Planned- maintenance |  |  | 2024 | Tier 2 | Distribution Circuit |  |  |  | 2465675 | Sus |  | CompanyInitiated¦Plannedmaintenance¦¦
24-0062606 | Company Initiated | Planned- maintenance |  |  | 2024 | Tier 2 | Distribution Circuit |  |  |  | 2468512 | Sus |  | CompanyInitiated¦Plannedmaintenance¦¦
24-0066687 | Company Initiated | Planned- maintenance |  |  | 2024 | Tier 2 | Distribution Circuit |  |  |  | 2469573 | Sus |  | CompanyInitiated¦Plannedmaintenance¦¦
24-0066691 | Company Initiated | Planned- maintenance |  |  | 2024 | Tier 2 | Transformer only |  |  |  | 2469582 | Sus |  | CompanyInitiated¦Plannedmaintenance¦¦
24-0065398 | Company Initiated | Planned- maintenance |  |  | 2024 | Tier 2 | Transformer only |  |  |  | 2470699 | Sus |  | CompanyInitiated¦Plannedmaintenance¦¦
24-0066610 | Company Initiated | Planned- maintenance |  |  | 2024 | Tier 2 | Distribution Circuit |  |  |  | 2472375 | Sus |  | CompanyInitiated¦Plannedmaintenance¦¦
24-0070783 | Company Initiated | Planned- maintenance |  |  | 2024 | Tier 2 | Transformer only |  |  |  | 2474665 | Sus |  | CompanyInitiated¦Plannedmaintenance¦¦
24-0062846 | Company Initiated | Planned- maintenance |  |  | 2024 | Tier 2 | Transformer only |  |  |  | 2475901 | Sus |  | CompanyInitiated¦Plannedmaintenance¦¦
24-0068332 | Wildfire Mitigation | Planned - WSIP/System Hardening |  |  | 2024 | Tier 2 | Transformer only |  |  |  | 2475927 | Sus |  | WildfireMitigation¦PlannedWSIPSystemHardening¦¦
24-0073716 | Unknown Cause | Patrol - found nothing |  |  | 2024 | Tier 2 | Distribution Circuit |  |  |  | 2476400 | Sus |  | UnknownCause¦Patrolfoundnothing¦¦
24-0058390 | Company Initiated | Planned- capital |  |  | 2024 | Tier 2 | Distribution Circuit |  |  |  | 2479870 | Sus |  | CompanyInitiated¦Plannedcapital¦¦
24-0074951 | Unknown Cause | Patrol - not conducted |  |  | 2024 | Tier 2 | Distribution Circuit |  |  |  | 2480051 | Sus |  | UnknownCause¦Patrolnotconducted¦¦
24-0059896 | Company Initiated | Planned- capital |  |  | 2024 | Tier 2 | Distribution Circuit |  |  |  | 2480447 | Sus |  | CompanyInitiated¦Plannedcapital¦¦
24-0071768 | Wildfire Mitigation | Planned - WSIP/System Hardening |  |  | 2024 | Tier 2 | Distribution Circuit |  |  |  | 2483626 | Sus |  | WildfireMitigation¦PlannedWSIPSystemHardening¦¦
24-0064282 | Company Initiated | Planned- maintenance |  |  | 2024 | Tier 2 | Transformer only |  |  |  | 2485338 | Sus |  | CompanyInitiated¦Plannedmaintenance¦¦
24-0064298 | Company Initiated | Planned- maintenance |  |  | 2024 | Tier 2 | Transformer only |  |  |  | 2485483 | Sus |  | CompanyInitiated¦Plannedmaintenance¦¦
24-0064256 | Company Initiated | Planned- maintenance |  |  | 2024 | Tier 2 | Transformer only |  |  |  | 2485527 | Sus |  | CompanyInitiated¦Plannedmaintenance¦¦
24-0064259 | Company Initiated | Planned- maintenance |  |  | 2024 | Tier 2 | Transformer only |  |  |  | 2485669 | Sus |  | CompanyInitiated¦Plannedmaintenance¦¦
24-0064289 | Company Initiated | Planned- maintenance |  |  | 2024 | Tier 2 | Transformer only |  |  |  | 2485619 | Sus |  | CompanyInitiated¦Plannedmaintenance¦¦
24-0064266 | Company Initiated | Planned- maintenance |  |  | 2024 | Tier 2 | Transformer only |  |  |  | 2485620 | Sus |  | CompanyInitiated¦Plannedmaintenance¦¦
24-0064273 | Company Initiated | Planned- maintenance |  |  | 2024 | Tier 2 | Transformer only |  |  |  | 2485624 | Sus |  | CompanyInitiated¦Plannedmaintenance¦¦
24-0059378 | Company Initiated | Planned- capital |  |  | 2024 | Tier 2 | Distribution Circuit |  |  |  | 2492863 | Sus |  | CompanyInitiated¦Plannedcapital¦¦
24-0080435 | Equipment Failure/Involved | Overhead | Secondary | Deteriorated | 2024 | Tier 2 | Transformer only |  |  |  | 2495621 | Sus |  | EquipmentFailureInvolved¦Overhead¦Secondary¦Deteriorated
24-0080767 | 3rd Party | Vehicle | Secondary | Broken | 2024 | Tier 2 | Distribution Circuit |  |  |  | 2496513 | Sus |  | 3rdParty¦Vehicle¦Secondary¦Broken
24-0081068 | Vegetation | Tree - fell into line | Pole-Wood | Broken | 2024 | Tier 2 | Distribution Circuit |  |  |  | 2497168 | Sus |  | Vegetation¦Treefellintoline¦PoleWood¦Broken
24-0081619 | Equipment Failure/Involved | Underground | Conductor- Underground | Burned/flashed | 2024 | Tier 2 | Distribution Circuit |  |  |  | 2498201 | Sus |  | EquipmentFailureInvolved¦Underground¦ConductorUnderground¦Burnedflashed
24-0073254 | Company Initiated | Planned- maintenance |  |  | 2024 | Tier 2 | Distribution Circuit |  |  |  | 2500604 | Sus |  | CompanyInitiated¦Plannedmaintenance¦¦
24-0078924 | Company Initiated | Planned- maintenance |  |  | 2024 | Tier 2 | Distribution Circuit |  |  |  | 2511264 | Sus |  | CompanyInitiated¦Plannedmaintenance¦¦
24-0081143 | Company Initiated | Planned- maintenance |  |  | 2024 | Tier 2 | Distribution Circuit |  |  |  | 2513445 | Sus |  | CompanyInitiated¦Plannedmaintenance¦¦
24-0079193 | Company Initiated | Planned- maintenance |  |  | 2024 | Tier 2 | Transformer only |  |  |  | 2513506 | Sus |  | CompanyInitiated¦Plannedmaintenance¦¦
24-0078943 | Company Initiated | Planned- maintenance |  |  | 2024 | Tier 2 | Distribution Circuit |  |  |  | 2514887 | Sus |  | CompanyInitiated¦Plannedmaintenance¦¦
24-0082339 | Wildfire Mitigation | Planned - WSIP/System Hardening |  |  | 2024 | Tier 2 | Transformer only |  |  |  | 2517230 | Sus |  | WildfireMitigation¦PlannedWSIPSystemHardening¦¦
24-0088224 | Equipment Failure/Involved | Overhead | Pole-Wood | Deteriorated | 2024 | Tier 2 | Transformer only |  |  |  | 2517761 | Sus |  | EquipmentFailureInvolved¦Overhead¦PoleWood¦Deteriorated
24-0066721 | Company Initiated | Planned- maintenance |  |  | 2024 | Tier 2 | Transformer only |  |  |  | 2518008 | Sus |  | CompanyInitiated¦Plannedmaintenance¦¦
24-0066784 | Company Initiated | Planned- maintenance |  |  | 2024 | Tier 2 | Transformer only |  |  |  | 2518030 | Sus |  | CompanyInitiated¦Plannedmaintenance¦¦
24-0066790 | Company Initiated | Planned- maintenance |  |  | 2024 | Tier 2 | Transformer only |  |  |  | 2518234 | Sus |  | CompanyInitiated¦Plannedmaintenance¦¦
24-0066793 | Company Initiated | Planned- maintenance |  |  | 2024 | Tier 2 | Transformer only |  |  |  | 2518155 | Sus |  | CompanyInitiated¦Plannedmaintenance¦¦
24-0066802 | Company Initiated | Planned- maintenance |  |  | 2024 | Tier 2 | Transformer only |  |  |  | 2518371 | Sus |  | CompanyInitiated¦Plannedmaintenance¦¦
24-0066774 | Company Initiated | Planned- maintenance |  |  | 2024 | Tier 2 | Transformer only |  |  |  | 2518239 | Sus |  | CompanyInitiated¦Plannedmaintenance¦¦
24-0066778 | Company Initiated | Planned- maintenance |  |  | 2024 | Tier 2 | Transformer only |  |  |  | 2518370 | Sus |  | CompanyInitiated¦Plannedmaintenance¦¦
24-0089213 | Animal | Bird found | Conductor- Overhead | Normal | 2024 | Tier 2 | Distribution Circuit |  |  |  | 2520110 | Sus |  | Animal¦Birdfound¦ConductorOverhead¦Normal
24-0090597 | 3rd Party | Vehicle | Pole-Wood | Broken | 2024 | Tier 2 | Distribution Circuit |  |  |  | 2523492 | Sus |  | 3rdParty¦Vehicle¦PoleWood¦Broken
24-0086697 | Wildfire Mitigation | Planned - WSIP/System Hardening |  |  | 2024 | Tier 3 | Transformer only |  |  |  | 2529282 | Sus |  | WildfireMitigation¦PlannedWSIPSystemHardening¦¦
24-0089205 | Wildfire Mitigation | Planned - WSIP/System Hardening |  |  | 2024 | Tier 2 | Transformer only |  |  |  | 2535585 | Sus |  | WildfireMitigation¦PlannedWSIPSystemHardening¦¦
24-0089209 | Wildfire Mitigation | Planned - WSIP/System Hardening |  |  | 2024 | Tier 2 | Transformer only |  |  |  | 2535827 | Sus |  | WildfireMitigation¦PlannedWSIPSystemHardening¦¦
24-0092025 | Company Initiated | Planned- maintenance |  |  | 2024 | Tier 2 | Distribution Circuit |  |  |  | 2536525 | Sus |  | CompanyInitiated¦Plannedmaintenance¦¦
24-0090974 | Company Initiated | Planned- maintenance |  |  | 2024 | Tier 2 | Distribution Circuit |  |  |  | 2538551 | Sus |  | CompanyInitiated¦Plannedmaintenance¦¦
24-0090992 | Company Initiated | Planned- maintenance |  |  | 2024 | Tier 2 | Distribution Circuit |  |  |  | 2538552 | Sus |  | CompanyInitiated¦Plannedmaintenance¦¦
24-0090979 | Company Initiated | Planned- maintenance |  |  | 2024 | Tier 2 | Distribution Circuit |  |  |  | 2538580 | Sus |  | CompanyInitiated¦Plannedmaintenance¦¦
24-0092563 | Company Initiated | Planned- capital |  |  | 2024 | Tier 2 | Distribution Circuit |  |  |  | 2538626 | Sus |  | CompanyInitiated¦Plannedcapital¦¦
24-0084388 | Company Initiated | Planned- capital |  |  | 2024 | Tier 2 | Distribution Circuit |  |  |  | 2541816 | Sus |  | CompanyInitiated¦Plannedcapital¦¦
24-0094161 | Company Initiated | Planned- maintenance |  |  | 2024 | Tier 2 | Transformer only |  |  |  | 2545124 | Sus |  | CompanyInitiated¦Plannedmaintenance¦¦
24-0089611 | Company Initiated | Planned- capital |  |  | 2024 | Tier 2 | Distribution Circuit |  |  |  | 2545137 | Sus |  | CompanyInitiated¦Plannedcapital¦¦
24-0093509 | Company Initiated | Planned- capital |  |  | 2024 | Tier 2 | Distribution Circuit |  |  |  | 2547022 | Sus |  | CompanyInitiated¦Plannedcapital¦¦
24-0089774 | Company Initiated | Planned- maintenance |  |  | 2024 | Tier 2 | Distribution Circuit |  |  |  | 2547012 | Sus |  | CompanyInitiated¦Plannedmaintenance¦¦
24-0089764 | Company Initiated | Planned- maintenance |  |  | 2024 | Tier 2 | Distribution Circuit |  |  |  | 2547025 | Sus |  | CompanyInitiated¦Plannedmaintenance¦¦
24-0089795 | Company Initiated | Planned- maintenance |  |  | 2024 | Tier 2 | Transformer only |  |  |  | 2547405 | Sus |  | CompanyInitiated¦Plannedmaintenance¦¦
24-0089788 | Company Initiated | Planned- maintenance |  |  | 2024 | Tier 2 | Transformer only |  |  |  | 2547044 | Sus |  | CompanyInitiated¦Plannedmaintenance¦¦
24-0089784 | Company Initiated | Planned- maintenance |  |  | 2024 | Tier 2 | Transformer only |  |  |  | 2547047 | Sus |  | CompanyInitiated¦Plannedmaintenance¦¦
24-0089762 | Company Initiated | Planned- maintenance |  |  | 2024 | Tier 2 | Distribution Circuit |  |  |  | 2547054 | Sus |  | CompanyInitiated¦Plannedmaintenance¦¦
24-0091824 | Company Initiated | Planned- capital |  |  | 2024 | Tier 2 | Distribution Circuit |  |  |  | 2547366 | Sus |  | CompanyInitiated¦Plannedcapital¦¦
24-0095544 | Company Initiated | Planned- maintenance |  |  | 2024 | Tier 2 | Transformer only |  |  |  | 2547957 | Sus |  | CompanyInitiated¦Plannedmaintenance¦¦
24-0102817 | Unknown Cause | Patrol - not conducted |  |  | 2024 | Tier 2 | Transmission line |  |  |  | 2550366 | Sus |  | UnknownCause¦Patrolnotconducted¦¦
24-0082488 | Company Initiated | Planned- capital |  |  | 2024 | Tier 2 | Distribution Circuit |  |  |  | 2550621 | Sus |  | CompanyInitiated¦Plannedcapital¦¦
24-0082482 | Company Initiated | Planned- capital |  |  | 2024 | Tier 3 | Distribution Circuit |  |  |  | 2550678 | Sus |  | CompanyInitiated¦Plannedcapital¦¦
24-0095750 | Wildfire Mitigation | Planned - WSIP/System Hardening |  |  | 2024 | Tier 2 | Distribution Circuit |  |  |  | 2551199 | Sus |  | WildfireMitigation¦PlannedWSIPSystemHardening¦¦
24-0101599 | Company Initiated | Planned- maintenance |  |  | 2024 | Tier 2 | Distribution Circuit |  |  |  | 2551493 | Sus |  | CompanyInitiated¦Plannedmaintenance¦¦
24-0100882 | Company Initiated | Personnel- company | Conductor- Underground | Normal | 2024 | Tier 2 | Distribution Circuit |  |  |  | 2552257 | Sus |  | CompanyInitiated¦Personnelcompany¦ConductorUnderground¦Normal
24-0097393 | Company Initiated | Planned- maintenance |  |  | 2024 | Tier 3 | Distribution Circuit |  |  |  | 2552385 | Sus |  | CompanyInitiated¦Plannedmaintenance¦¦
24-0095654 | Company Initiated | Planned- maintenance |  |  | 2024 | Tier 2 | Transformer only |  |  |  | 2552473 | Sus |  | CompanyInitiated¦Plannedmaintenance¦¦
24-0099291 | Wildfire Mitigation | Planned - WSIP/System Hardening |  |  | 2024 | Tier 2 | Distribution Circuit |  |  |  | 2552439 | Sus |  | WildfireMitigation¦PlannedWSIPSystemHardening¦¦
24-0095646 | Company Initiated | Planned- maintenance |  |  | 2024 | Tier 3 | Distribution Circuit |  |  |  | 2552470 | Sus |  | CompanyInitiated¦Plannedmaintenance¦¦
24-0099173 | Wildfire Mitigation | Planned - WSIP/System Hardening |  |  | 2024 | Tier 2 | Distribution Circuit |  |  |  | 2552680 | Sus |  | WildfireMitigation¦PlannedWSIPSystemHardening¦¦
24-0099155 | Wildfire Mitigation | Planned - WSIP/System Hardening |  |  | 2024 | Tier 2 | Distribution Circuit |  |  |  | 2552745 | Sus |  | WildfireMitigation¦PlannedWSIPSystemHardening¦¦
24-0081776 | Company Initiated | Planned- capital |  |  | 2024 | Tier 2 | Distribution Circuit |  |  |  | 2553467 | Sus |  | CompanyInitiated¦Plannedcapital¦¦
24-0095986 | Wildfire Mitigation | Planned - WSIP/System Hardening |  |  | 2024 | Tier 2 | Distribution Circuit |  |  |  | 2553478 | Sus |  | WildfireMitigation¦PlannedWSIPSystemHardening¦¦
24-0096211 | Company Initiated | Planned- maintenance |  |  | 2024 | Tier 2 | Distribution Circuit |  |  |  | 2554679 | Sus |  | CompanyInitiated¦Plannedmaintenance¦¦
24-0104823 | Equipment Failure/Involved | Overhead | Jumper | Burned Open | 2024 | Tier 2 | Distribution Circuit |  |  |  | 2555128 | Sus |  | EquipmentFailureInvolved¦Overhead¦Jumper¦BurnedOpen
24-0097779 | Wildfire Mitigation | Planned - WSIP/System Hardening |  |  | 2024 | Tier 2 | Distribution Circuit |  |  |  | 2555785 | Sus |  | WildfireMitigation¦PlannedWSIPSystemHardening¦¦
24-0099582 | Wildfire Mitigation | Planned - WSIP/System Hardening |  |  | 2024 | Tier 2 | Distribution Circuit |  |  |  | 2559061 | Sus |  | WildfireMitigation¦PlannedWSIPSystemHardening¦¦
24-0099585 | Wildfire Mitigation | Planned - WSIP/System Hardening |  |  | 2024 | Tier 2 | Distribution Circuit |  |  |  | 2559382 | Sus |  | WildfireMitigation¦PlannedWSIPSystemHardening¦¦
24-0104481 | Wildfire Mitigation | Planned - WSIP/System Hardening |  |  | 2024 | Tier 2 | Transformer only |  |  |  | 2563057 | Sus |  | WildfireMitigation¦PlannedWSIPSystemHardening¦¦
24-0096630 | Company Initiated | Planned- maintenance |  |  | 2024 | Tier 2 | Transformer only |  |  |  | 2564264 | Sus |  | CompanyInitiated¦Plannedmaintenance¦¦
24-0104947 | Company Initiated | Planned- maintenance |  |  | 2024 | Tier 2 | Transformer only |  |  |  | 2565642 | Sus |  | CompanyInitiated¦Plannedmaintenance¦¦
24-0104096 | Wildfire Mitigation | Planned - WSIP/System Hardening |  |  | 2024 | Tier 2 | Transformer only |  |  |  | 2567200 | Sus |  | WildfireMitigation¦PlannedWSIPSystemHardening¦¦
24-0104872 | Company Initiated | Planned- maintenance |  |  | 2024 | Tier 2 | Distribution Circuit |  |  |  | 2567280 | Sus |  | CompanyInitiated¦Plannedmaintenance¦¦
24-0111143 | Vegetation | Tree - branch fell on line | Conductor- Overhead | Normal | 2024 | Tier 2 | Distribution Circuit |  |  |  | 2568571 | Sus |  | Vegetation¦Treebranchfellonline¦ConductorOverhead¦Normal
24-0111176 | Unknown Cause | Patrol - not conducted |  |  | 2024 | Tier 2 | Distribution Circuit |  |  |  | 2568731 | Sus |  | UnknownCause¦Patrolnotconducted¦¦
24-0105901 | Wildfire Mitigation | Planned - WSIP/System Hardening |  |  | 2024 | Tier 2 | Distribution Circuit |  |  |  | 2569390 | Sus |  | WildfireMitigation¦PlannedWSIPSystemHardening¦¦
24-0107460 | Company Initiated | Planned- maintenance |  |  | 2024 | Tier 2 | Distribution Circuit |  |  |  | 2570396 | Sus |  | CompanyInitiated¦Plannedmaintenance¦¦
24-0107205 | Company Initiated | Planned- maintenance |  |  | 2024 | Tier 2 | Transformer only |  |  |  | 2571242 | Sus |  | CompanyInitiated¦Plannedmaintenance¦¦
24-0107041 | Company Initiated | Planned- maintenance |  |  | 2024 | Tier 2 | Distribution Circuit |  |  |  | 2571513 | Sus |  | CompanyInitiated¦Plannedmaintenance¦¦
24-0107483 | Company Initiated | Planned- maintenance |  |  | 2024 | Tier 2 | Distribution Circuit |  |  |  | 2573201 | Sus |  | CompanyInitiated¦Plannedmaintenance¦¦
24-0107095 | Company Initiated | Planned- maintenance |  |  | 2024 | Tier 2 | Distribution Circuit |  |  |  | 2573276 | Sus |  | CompanyInitiated¦Plannedmaintenance¦¦
24-0114808 | Animal | Bird found | Fuse | Burned Open | 2024 | Tier 2 | Transformer only |  |  |  | 2576039 | Sus |  | Animal¦Birdfound¦Fuse¦BurnedOpen
24-0105692 | Wildfire Mitigation | Planned - WSIP/System Hardening |  |  | 2024 | Tier 2 | Distribution Circuit |  |  |  | 2577106 | Sus |  | WildfireMitigation¦PlannedWSIPSystemHardening¦¦
24-0047515 | Company Initiated | Planned- capital |  |  | 2024 | Tier 2 | Distribution Circuit |  |  |  | 2579868 | Sus |  | CompanyInitiated¦Plannedcapital¦¦
24-0117117 | Unknown Cause | Patrol - found nothing |  |  | 2024 | Tier 2 | Distribution Circuit |  |  |  | 2580788 | Sus |  | UnknownCause¦Patrolfoundnothing¦¦
24-0110079 | Wildfire Mitigation | Planned - WSIP/System Hardening |  |  | 2024 | Tier 2 | Distribution Circuit |  |  |  | 2581193 | Sus |  | WildfireMitigation¦PlannedWSIPSystemHardening¦¦
24-0118127 | Unknown Cause | Patrol - found nothing |  |  | 2024 | Tier 2 | Distribution Circuit |  |  |  | 2583000 | Sus |  | UnknownCause¦Patrolfoundnothing¦¦
24-0113716 | Wildfire Mitigation | Planned - WSIP/System Hardening |  |  | 2024 | Tier 2 | Transformer only |  |  |  | 2583586 | Sus |  | WildfireMitigation¦PlannedWSIPSystemHardening¦¦
24-0113725 | Wildfire Mitigation | Planned - WSIP/System Hardening |  |  | 2024 | Tier 2 | Transformer only |  |  |  | 2583554 | Sus |  | WildfireMitigation¦PlannedWSIPSystemHardening¦¦
24-0112705 | Company Initiated | Planned- maintenance |  |  | 2024 | Tier 3 | Distribution Circuit |  |  |  | 2584464 | Sus |  | CompanyInitiated¦Plannedmaintenance¦¦
24-0119952 | Unknown Cause | Patrol - found nothing |  |  | 2024 | Tier 2 | Distribution Circuit |  |  |  | 2587414 | Sus |  | UnknownCause¦Patrolfoundnothing¦¦
24-0115203 | Company Initiated | Planned- maintenance |  |  | 2024 | Tier 2 | Distribution Circuit |  |  |  | 2589417 | Sus |  | CompanyInitiated¦Plannedmaintenance¦¦
24-0121227 | Company Initiated | Planned- maintenance |  |  | 2024 | Tier 2 | Distribution Circuit |  |  |  | 2593452 | Sus |  | CompanyInitiated¦Plannedmaintenance¦¦
24-0123565 | Equipment Failure/Involved | Overhead | Pole-Wood | Broken | 2024 | Tier 2 | Distribution Circuit |  |  |  | 2595611 | Sus |  | EquipmentFailureInvolved¦Overhead¦PoleWood¦Broken
24-0121436 | Company Initiated | Planned- maintenance |  |  | 2024 | Tier 2 | Distribution Circuit |  |  |  | 2600021 | Sus |  | CompanyInitiated¦Plannedmaintenance¦¦
24-0120759 | Company Initiated | Planned- maintenance |  |  | 2024 | Tier 2 | Transformer only |  |  |  | 2600066 | Sus |  | CompanyInitiated¦Plannedmaintenance¦¦
24-0121497 | Company Initiated | Planned- maintenance |  |  | 2024 | Tier 2 | Distribution Circuit |  |  |  | 2600108 | Sus |  | CompanyInitiated¦Plannedmaintenance¦¦
24-0120760 | Company Initiated | Planned- maintenance |  |  | 2024 | Tier 2 | Transformer only |  |  |  | 2600201 | Sus |  | CompanyInitiated¦Plannedmaintenance¦¦
24-0120761 | Company Initiated | Planned- maintenance |  |  | 2024 | Tier 2 | Transformer only |  |  |  | 2600312 | Sus |  | CompanyInitiated¦Plannedmaintenance¦¦
24-0120765 | Unknown Cause | Patrol - found nothing |  |  | 2024 | Tier 2 | Transformer only |  |  |  | 2600406 | Sus |  | UnknownCause¦Patrolfoundnothing¦¦
24-0120769 | Company Initiated | Planned- maintenance |  |  | 2024 | Tier 2 | Transformer only |  |  |  | 2600482 | Sus |  | CompanyInitiated¦Plannedmaintenance¦¦
24-0120770 | Company Initiated | Planned- maintenance |  |  | 2024 | Tier 2 | Transformer only |  |  |  | 2600527 | Sus |  | CompanyInitiated¦Plannedmaintenance¦¦
24-0120771 | Company Initiated | Planned- maintenance |  |  | 2024 | Tier 2 | Transformer only |  |  |  | 2600567 | Sus |  | CompanyInitiated¦Plannedmaintenance¦¦
24-0106408 | Company Initiated | Return Circuit Normal | Conductor- Overhead | Normal | 2024 | Tier 2 | Distribution Circuit |  |  |  | 2602346 | Sus |  | CompanyInitiated¦ReturnCircuitNormal¦ConductorOverhead¦Normal
24-0106803 | Company Initiated | Planned- capital |  |  | 2024 | Tier 2 | Distribution Circuit |  |  |  | 2603214 | Sus |  | CompanyInitiated¦Plannedcapital¦¦
24-0122105 | Wildfire Mitigation | Planned - WSIP/System Hardening |  |  | 2024 | Tier 2 | Transformer only |  |  |  | 2603698 | Sus |  | WildfireMitigation¦PlannedWSIPSystemHardening¦¦
24-0120242 | Wildfire Mitigation | Planned - WSIP/System Hardening |  |  | 2024 | Tier 2 | Distribution Circuit |  |  |  | 2603731 | Sus |  | WildfireMitigation¦PlannedWSIPSystemHardening¦¦
24-0110401 | Company Initiated | Planned- capital |  |  | 2024 | Tier 2 | Distribution Circuit |  |  |  | 2603740 | Sus |  | CompanyInitiated¦Plannedcapital¦¦
24-0107078 | Company Initiated | Planned- capital |  |  | 2024 | Tier 2 | Distribution Circuit |  |  |  | 2604009 | Sus |  | CompanyInitiated¦Plannedcapital¦¦
24-0117318 | Company Initiated | Planned- capital |  |  | 2024 | Tier 2 | Distribution Circuit |  |  |  | 2605328 | Sus |  | CompanyInitiated¦Plannedcapital¦¦
24-0128352 | Animal | Other | Recloser | Normal | 2024 | Tier 2 | Distribution Circuit |  |  |  | 2605638 | Sus |  | Animal¦Other¦Recloser¦Normal
24-0123102 | Wildfire Mitigation | Planned - WSIP/System Hardening |  |  | 2024 | Tier 2 | Transformer only |  |  |  | 2605900 | Sus |  | WildfireMitigation¦PlannedWSIPSystemHardening¦¦
24-0106416 | Company Initiated | Planned- capital |  |  | 2024 | Tier 2 | Distribution Circuit |  |  |  | 2607197 | Sus |  | CompanyInitiated¦Plannedcapital¦¦
24-0124320 | Company Initiated | Planned- capital |  |  | 2024 | Tier 2 | Distribution Circuit |  |  |  | 2607079 | Sus |  | CompanyInitiated¦Plannedcapital¦¦
24-0124357 | Wildfire Mitigation | Planned - WSIP/System Hardening |  |  | 2024 | Tier 2 | Distribution Circuit |  |  |  | 2607206 | Sus |  | WildfireMitigation¦PlannedWSIPSystemHardening¦¦
24-0124353 | Company Initiated | Planned- maintenance |  |  | 2024 | Tier 3 | Distribution Circuit |  |  |  | 2607366 | Sus |  | CompanyInitiated¦Plannedmaintenance¦¦
24-0124630 | Company Initiated | Planned- maintenance |  |  | 2024 | Tier 2 | Distribution Circuit |  |  |  | 2607913 | Sus |  | CompanyInitiated¦Plannedmaintenance¦¦
24-0125445 | Company Initiated | Planned- maintenance |  |  | 2024 | Tier 2 | Transformer only |  |  |  | 2610274 | Sus |  | CompanyInitiated¦Plannedmaintenance¦¦
24-0125149 | Company Initiated | Planned- maintenance |  |  | 2024 | Tier 2 | Distribution Circuit |  |  |  | 2610162 | Sus |  | CompanyInitiated¦Plannedmaintenance¦¦
24-0130480 | Equipment Failure/Involved | Overhead | Cutout- fuse holder | Broken | 2024 | Tier 2 | Transformer only |  |  |  | 2610228 | Sus |  | EquipmentFailureInvolved¦Overhead¦Cutoutfuseholder¦Broken
24-0126492 | Wildfire Mitigation | Planned - WSIP/System Hardening |  |  | 2024 | Tier 2 | Distribution Circuit |  |  |  | 2613015 | Sus |  | WildfireMitigation¦PlannedWSIPSystemHardening¦¦
24-0126659 | Company Initiated | Planned- maintenance |  |  | 2024 | Tier 3 | Transformer only |  |  |  | 2616346 | Sus |  | CompanyInitiated¦Plannedmaintenance¦¦
24-0132758 | Equipment Failure/Involved | Overhead | Transformer | Failed/Faulted | 2024 | Tier 2 | Transformer only |  |  |  | 2616826 | Sus |  | EquipmentFailureInvolved¦Overhead¦Transformer¦FailedFaulted
24-0127038 | Wildfire Mitigation | Planned - WSIP/System Hardening |  |  | 2024 | Tier 2 | Distribution Circuit |  |  |  | 2617647 | Sus |  | WildfireMitigation¦PlannedWSIPSystemHardening¦¦
24-0127183 | Company Initiated | Planned- maintenance |  |  | 2024 | Tier 2 | Transformer only |  |  |  | 2617697 | Sus |  | CompanyInitiated¦Plannedmaintenance¦¦
24-0133946 | Unknown Cause | Patrol - found nothing |  |  | 2024 | Tier 2 | Transformer only |  |  |  | 2620167 | Sus |  | UnknownCause¦Patrolfoundnothing¦¦
24-0123655 | Company Initiated | Planned- maintenance |  |  | 2024 | Tier 2 | Distribution Circuit |  |  |  | 2622687 | Sus |  | CompanyInitiated¦Plannedmaintenance¦¦
24-0120221 | Company Initiated | Planned- capital |  |  | 2024 | Tier 2 | Distribution Circuit |  |  |  | 2623752 | Sus |  | CompanyInitiated¦Plannedcapital¦¦
24-0128525 | Company Initiated | Planned- maintenance |  |  | 2024 | Tier 2 | Transformer only |  |  |  | 2624978 | Sus |  | CompanyInitiated¦Plannedmaintenance¦¦
24-0124601 | Company Initiated | Planned- maintenance |  |  | 2024 | Tier 2 | Transformer only |  |  |  | 2624759 | Sus |  | CompanyInitiated¦Plannedmaintenance¦¦
24-0129344 | Wildfire Mitigation | Planned - WSIP/System Hardening |  |  | 2024 | Tier 3 | Distribution Circuit |  |  |  | 2624834 | Sus |  | WildfireMitigation¦PlannedWSIPSystemHardening¦¦
24-0135543 | Equipment Failure/Involved | Overhead | Crossarm- Wood | Deteriorated | 2024 | Tier 2 | Transformer only |  |  |  | 2625121 | Sus |  | EquipmentFailureInvolved¦Overhead¦CrossarmWood¦Deteriorated
24-0128524 | Company Initiated | Planned- maintenance |  |  | 2024 | Tier 2 | Distribution Circuit |  |  |  | 2625219 | Sus |  | CompanyInitiated¦Plannedmaintenance¦¦
24-0124651 | Company Initiated | Planned- maintenance |  |  | 2024 | Tier 2 | Transformer only |  |  |  | 2625755 | Sus |  | CompanyInitiated¦Plannedmaintenance¦¦
24-0124652 | Company Initiated | Planned- maintenance |  |  | 2024 | Tier 2 | Transformer only |  |  |  | 2625981 | Sus |  | CompanyInitiated¦Plannedmaintenance¦¦
24-0124658 | Company Initiated | Planned- maintenance |  |  | 2024 | Tier 2 | Distribution Circuit |  |  |  | 2625788 | Sus |  | CompanyInitiated¦Plannedmaintenance¦¦
24-0125320 | Company Initiated | Planned- maintenance |  |  | 2024 | Tier 2 | Distribution Circuit |  |  |  | 2625871 | Sus |  | CompanyInitiated¦Plannedmaintenance¦¦
24-0129383 | Company Initiated | Planned- maintenance |  |  | 2024 | Tier 2 | Transformer only |  |  |  | 2625884 | Sus |  | CompanyInitiated¦Plannedmaintenance¦¦
24-0124655 | Company Initiated | Planned- maintenance |  |  | 2024 | Tier 2 | Transformer only |  |  |  | 2626004 | Sus |  | CompanyInitiated¦Plannedmaintenance¦¦
24-0124659 | Company Initiated | Planned- maintenance |  |  | 2024 | Tier 2 | Transformer only |  |  |  | 2626043 | Sus |  | CompanyInitiated¦Plannedmaintenance¦¦
24-0124657 | Company Initiated | Planned- maintenance |  |  | 2024 | Tier 2 | Transformer only |  |  |  | 2626248 | Sus |  | CompanyInitiated¦Plannedmaintenance¦¦
24-0124656 | Company Initiated | Planned- maintenance |  |  | 2024 | Tier 2 | Transformer only |  |  |  | 2626206 | Sus |  | CompanyInitiated¦Plannedmaintenance¦¦
24-0131633 | Company Initiated | Planned- maintenance |  |  | 2024 | Tier 2 | Distribution Circuit |  |  |  | 2626790 | Sus |  | CompanyInitiated¦Plannedmaintenance¦¦
24-0125941 | Company Initiated | Planned- maintenance |  |  | 2024 | Tier 2 | Transformer only |  |  |  | 2626826 | Sus |  | CompanyInitiated¦Plannedmaintenance¦¦
24-0125937 | Company Initiated | Planned- maintenance |  |  | 2024 | Tier 2 | Transformer only |  |  |  | 2626834 | Sus |  | CompanyInitiated¦Plannedmaintenance¦¦
24-0125940 | Company Initiated | Planned- maintenance |  |  | 2024 | Tier 2 | Transformer only |  |  |  | 2626884 | Sus |  | CompanyInitiated¦Plannedmaintenance¦¦
24-0125942 | Company Initiated | Planned- maintenance |  |  | 2024 | Tier 2 | Transformer only |  |  |  | 2626951 | Sus |  | CompanyInitiated¦Plannedmaintenance¦¦
24-0131628 | Company Initiated | Planned- maintenance |  |  | 2024 | Tier 2 | Transformer only |  |  |  | 2626996 | Sus |  | CompanyInitiated¦Plannedmaintenance¦¦
24-0125938 | Company Initiated | Planned- maintenance |  |  | 2024 | Tier 2 | Transformer only |  |  |  | 2627047 | Sus |  | CompanyInitiated¦Plannedmaintenance¦¦
24-0128819 | Company Initiated | Planned- maintenance |  |  | 2024 | Tier 2 | Distribution Circuit |  |  |  | 2627924 | Sus |  | CompanyInitiated¦Plannedmaintenance¦¦
24-0132469 | Company Initiated | Planned- maintenance |  |  | 2024 | Tier 2 | Distribution Circuit |  |  |  | 2629028 | Sus |  | CompanyInitiated¦Plannedmaintenance¦¦
24-0136950 | Equipment Failure/Involved | Overhead | Pole-Wood | Broken | 2024 | Tier 2 | Distribution Circuit |  |  |  | 2629022 | Sus |  | EquipmentFailureInvolved¦Overhead¦PoleWood¦Broken
24-0138161 | Equipment Failure/Involved | Overhead | Conductor- Overhead | Together | 2024 | Tier 2 | Distribution Circuit |  |  |  | 2632166 | Sus |  | EquipmentFailureInvolved¦Overhead¦ConductorOverhead¦Together
24-0138503 | Unknown Cause | Patrol - found nothing |  |  | 2024 | Tier 2 | Distribution Circuit |  |  |  | 2632728 | Sus |  | UnknownCause¦Patrolfoundnothing¦¦
24-0134631 | Company Initiated | Planned- maintenance |  |  | 2024 | Tier 2 | Transformer only |  |  |  | 2641549 | Sus |  | CompanyInitiated¦Plannedmaintenance¦¦
24-0138880 | Company Initiated | Planned- maintenance |  |  | 2024 | Tier 2 | Distribution Circuit |  |  |  | 2642496 | Sus |  | CompanyInitiated¦Plannedmaintenance¦¦
24-0134816 | Wildfire Mitigation | Planned - WSIP/System Hardening |  |  | 2024 | Tier 3 | Distribution Circuit |  |  |  | 2642447 | Sus |  | WildfireMitigation¦PlannedWSIPSystemHardening¦¦
24-0136435 | Company Initiated | Planned- maintenance |  |  | 2024 | Tier 2 | Transformer only |  |  |  | 2643489 | Sus |  | CompanyInitiated¦Plannedmaintenance¦¦
24-0136429 | Company Initiated | Planned- maintenance |  |  | 2024 | Tier 2 | Transformer only |  |  |  | 2643704 | Sus |  | CompanyInitiated¦Plannedmaintenance¦¦
24-0138945 | Company Initiated | Planned- maintenance |  |  | 2024 | Tier 2 | Transformer only |  |  |  | 2643590 | Sus |  | CompanyInitiated¦Plannedmaintenance¦¦
24-0136433 | Company Initiated | Planned- maintenance |  |  | 2024 | Tier 2 | Transformer only |  |  |  | 2643708 | Sus |  | CompanyInitiated¦Plannedmaintenance¦¦
24-0136432 | Company Initiated | Planned- maintenance |  |  | 2024 | Tier 2 | Transformer only |  |  |  | 2643896 | Sus |  | CompanyInitiated¦Plannedmaintenance¦¦
24-0136443 | Company Initiated | Planned- maintenance |  |  | 2024 | Tier 2 | Transformer only |  |  |  | 2643880 | Sus |  | CompanyInitiated¦Plannedmaintenance¦¦
24-0136430 | Company Initiated | Planned- maintenance |  |  | 2024 | Tier 2 | Transformer only |  |  |  | 2643909 | Sus |  | CompanyInitiated¦Plannedmaintenance¦¦
24-0136445 | Company Initiated | Planned- maintenance |  |  | 2024 | Tier 2 | Transformer only |  |  |  | 2644008 | Sus |  | CompanyInitiated¦Plannedmaintenance¦¦
24-0136437 | Company Initiated | Planned- maintenance |  |  | 2024 | Tier 2 | Transformer only |  |  |  | 2644014 | Sus |  | CompanyInitiated¦Plannedmaintenance¦¦
24-0136438 | Company Initiated | Planned- maintenance |  |  | 2024 | Tier 2 | Transformer only |  |  |  | 2644061 | Sus |  | CompanyInitiated¦Plannedmaintenance¦¦
24-0136436 | Company Initiated | Planned- maintenance |  |  | 2024 | Tier 2 | Transformer only |  |  |  | 2644067 | Sus |  | CompanyInitiated¦Plannedmaintenance¦¦
24-0136431 | Company Initiated | Planned- maintenance |  |  | 2024 | Tier 2 | Transformer only |  |  |  | 2644110 | Sus |  | CompanyInitiated¦Plannedmaintenance¦¦
24-0136439 | Company Initiated | Planned- maintenance |  |  | 2024 | Tier 2 | Transformer only |  |  |  | 2644138 | Sus |  | CompanyInitiated¦Plannedmaintenance¦¦
24-0089679 | Company Initiated | Planned- capital |  |  | 2024 | Tier 2 | Distribution Circuit |  |  |  | 2645618 | Sus |  | CompanyInitiated¦Plannedcapital¦¦
24-0135519 | Wildfire Mitigation | Planned - WSIP/System Hardening |  |  | 2024 | Tier 3 | Distribution Circuit |  |  |  | 2645729 | Sus |  | WildfireMitigation¦PlannedWSIPSystemHardening¦¦
24-0135937 | Company Initiated | Planned- maintenance |  |  | 2024 | Tier 2 | Distribution Circuit |  |  |  | 2647571 | Sus |  | CompanyInitiated¦Plannedmaintenance¦¦
24-0135621 | Wildfire Mitigation | Planned - WSIP/System Hardening |  |  | 2024 | Tier 2 | Transformer only |  |  |  | 2649471 | Sus |  | WildfireMitigation¦PlannedWSIPSystemHardening¦¦
24-0135596 | Wildfire Mitigation | Planned - WSIP/System Hardening |  |  | 2024 | Tier 2 | Distribution Circuit |  |  |  | 2649468 | Sus |  | WildfireMitigation¦PlannedWSIPSystemHardening¦¦
24-0139732 | Wildfire Mitigation | Planned - WSIP/System Hardening |  |  | 2024 | Tier 2 | Transformer only |  |  |  | 2649528 | Sus |  | WildfireMitigation¦PlannedWSIPSystemHardening¦¦
24-0140002 | Wildfire Mitigation | Planned - WSIP/System Hardening |  |  | 2024 | Tier 2 | Transformer only |  |  |  | 2650584 | Sus |  | WildfireMitigation¦PlannedWSIPSystemHardening¦¦
24-0145744 | Unknown Cause | Patrol - found nothing |  |  | 2024 | Tier 2 | Distribution Circuit |  |  |  | 2657378 | Sus |  | UnknownCause¦Patrolfoundnothing¦¦
24-0146603 | Equipment Failure/Involved | Electrical Overload | Transformer | Failed/Faulted | 2024 | Tier 3 | Transformer only |  |  |  | 2662931 | Sus |  | EquipmentFailureInvolved¦ElectricalOverload¦Transformer¦FailedFaulted
24-0143383 | Company Initiated | Planned- maintenance |  |  | 2024 | Tier 2 | Distribution Circuit |  |  |  | 2664735 | Sus |  | CompanyInitiated¦Plannedmaintenance¦¦
24-0128626 | Company Initiated | Planned- capital |  |  | 2024 | Tier 3 | Distribution Circuit |  |  |  | 2665054 | Sus |  | CompanyInitiated¦Plannedcapital¦¦
24-0147338 | Equipment Failure/Involved | Overhead | Transformer | Broken | 2024 | Tier 2 | Transformer only |  |  |  | 2667468 | Sus |  | EquipmentFailureInvolved¦Overhead¦Transformer¦Broken
24-0144272 | Wildfire Mitigation | Planned - WSIP/System Hardening |  |  | 2024 | Tier 3 | Distribution Circuit |  |  |  | 2667654 | Sus |  | WildfireMitigation¦PlannedWSIPSystemHardening¦¦
24-0147686 | Animal | Squirrel | Conductor- Overhead | Normal | 2024 | Tier 2 | Transformer only |  |  |  | 2669376 | Sus |  | Animal¦Squirrel¦ConductorOverhead¦Normal
24-0147751 | Unknown Cause | Patrol - found nothing |  |  | 2024 | Tier 2 | Transformer only |  |  |  | 2669745 | Sus |  | UnknownCause¦Patrolfoundnothing¦¦
24-0000750 | Wildfire Mitigation | Planned - WSIP/System Hardening |  |  | 2024 | Tier 2 | Transformer only |  |  |  | 2304664 | Sus |  | WildfireMitigation¦PlannedWSIPSystemHardening¦¦
24-0002787 | Wildfire Mitigation | Planned - WSIP/System Hardening |  |  | 2024 | Tier 2 | Distribution Circuit |  |  |  | 2304886 | Sus |  | WildfireMitigation¦PlannedWSIPSystemHardening¦¦
24-0001836 | Company Initiated | Planned- maintenance |  |  | 2024 | Tier 2 | Transformer only |  |  |  | 2306119 | Sus |  | CompanyInitiated¦Plannedmaintenance¦¦
24-0006874 | Unknown Cause | Patrol - found nothing |  |  | 2024 | Tier 2 | Distribution Circuit |  |  |  | 2306798 | Sus |  | UnknownCause¦Patrolfoundnothing¦¦
24-0005563 | Wildfire Mitigation | Planned - WSIP/System Hardening |  |  | 2024 | Tier 3 | Distribution Circuit |  |  |  | 2307490 | Sus |  | WildfireMitigation¦PlannedWSIPSystemHardening¦¦
24-0006855 | Company Initiated | Planned- maintenance |  |  | 2024 | Tier 3 | Distribution Circuit |  |  |  | 2306980 | Sus |  | CompanyInitiated¦Plannedmaintenance¦¦
24-0002880 | Wildfire Mitigation | Planned - WSIP/System Hardening |  |  | 2024 | Tier 2 | Distribution Circuit |  |  |  | 2309927 | Sus |  | WildfireMitigation¦PlannedWSIPSystemHardening¦¦
24-0005614 | Wildfire Mitigation | Planned - WSIP/System Hardening |  |  | 2024 | Tier 2 | Distribution Circuit |  |  |  | 2310520 | Sus |  | WildfireMitigation¦PlannedWSIPSystemHardening¦¦
24-0004251 | Wildfire Mitigation | Planned - WSIP/System Hardening |  |  | 2024 | Tier 3 | Distribution Circuit |  |  |  | 2311465 | Sus |  | WildfireMitigation¦PlannedWSIPSystemHardening¦¦
24-0010799 | Unknown Cause | Patrol - found nothing |  |  | 2024 | Tier 2 | Distribution Circuit |  |  |  | 2315715 | Sus |  | UnknownCause¦Patrolfoundnothing¦¦
24-0004032 | Wildfire Mitigation | Planned - WSIP/System Hardening |  |  | 2024 | Tier 2 | Distribution Circuit |  |  |  | 2316336 | Sus |  | WildfireMitigation¦PlannedWSIPSystemHardening¦¦
24-0007388 | Wildfire Mitigation | Planned - WSIP/System Hardening |  |  | 2024 | Tier 2 | Distribution Circuit |  |  |  | 2317552 | Sus |  | WildfireMitigation¦PlannedWSIPSystemHardening¦¦
24-0004110 | Wildfire Mitigation | Planned - WSIP/System Hardening |  |  | 2024 | Tier 2 | Distribution Circuit |  |  |  | 2319747 | Sus |  | WildfireMitigation¦PlannedWSIPSystemHardening¦¦
24-0008405 | Wildfire Mitigation | Planned - WSIP/System Hardening |  |  | 2024 | Tier 2 | Transformer only |  |  |  | 2321145 | Sus |  | WildfireMitigation¦PlannedWSIPSystemHardening¦¦
24-0013903 | Vegetation | Tree - fell into line | Conductor- Overhead | Normal | 2024 | Tier 3 | Distribution Circuit |  |  |  | 2322344 | Sus |  | Vegetation¦Treefellintoline¦ConductorOverhead¦Normal
24-0007476 | Wildfire Mitigation | Planned - WSIP/System Hardening |  |  | 2024 | Tier 2 | Distribution Circuit |  |  |  | 2323007 | Sus |  | WildfireMitigation¦PlannedWSIPSystemHardening¦¦
24-0014412 | Environmental/External | Lightning | Transformer | Failed/Faulted | 2024 | Tier 2 | Transformer only |  |  |  | 2323102 | Sus |  | EnvironmentalExternal¦Lightning¦Transformer¦FailedFaulted
24-0015116 | Equipment Failure/Involved | Overhead | Transformer (OH) | Normal | 2024 | Tier 3 | Transformer only |  |  |  | 2324094 | Sus |  | EquipmentFailureInvolved¦Overhead¦Transformer(OH)¦Normal
24-0011779 | Wildfire Mitigation | Planned - WSIP/System Hardening |  |  | 2024 | Tier 2 | Distribution Circuit |  |  |  | 2326965 | Sus |  | WildfireMitigation¦PlannedWSIPSystemHardening¦¦
24-0016222 | Equipment Failure/Involved | Overhead | Fuse | Failed/Faulted | 2024 | Tier 2 | Distribution Circuit |  |  |  | 2327311 | Sus |  | EquipmentFailureInvolved¦Overhead¦Fuse¦FailedFaulted
24-0011881 | Wildfire Mitigation | Planned - WSIP/System Hardening |  |  | 2024 | Tier 3 | Distribution Circuit |  |  |  | 2332208 | Sus |  | WildfireMitigation¦PlannedWSIPSystemHardening¦¦
24-0018917 | Unknown Cause | Patrol - found nothing |  |  | 2024 | Tier 2 | Distribution Circuit |  |  |  | 2333551 | Sus |  | UnknownCause¦Patrolfoundnothing¦¦
24-0018906 | Equipment Failure/Involved | Overhead | Pole-Wood | Broken | 2024 | Tier 2 | Distribution Circuit |  |  |  | 2333438 | Sus |  | EquipmentFailureInvolved¦Overhead¦PoleWood¦Broken
24-0019749 | Unknown Cause | Patrol - found nothing |  |  | 2024 | Tier 2 | Distribution Circuit |  |  |  | 2336631 | Sus |  | UnknownCause¦Patrolfoundnothing¦¦
24-0022085 | Unknown Cause | Patrol - found nothing |  |  | 2024 | Tier 2 | Distribution Circuit |  |  |  | 2358320 | Sus |  | UnknownCause¦Patrolfoundnothing¦¦
24-0023324 | Unknown Cause | Patrol - found nothing |  |  | 2024 | Tier 2 | Distribution Circuit |  |  |  | 2364264 | Sus |  | UnknownCause¦Patrolfoundnothing¦¦
24-0023974 | Equipment Failure/Involved | Overhead | Pole-Wood | Broken | 2024 | Tier 2 | Distribution Circuit |  |  |  | 2367032 | Sus |  | EquipmentFailureInvolved¦Overhead¦PoleWood¦Broken
24-0004627 | Wildfire Mitigation | Planned - WSIP/System Hardening |  |  | 2024 | Tier 2 | Distribution Circuit |  |  |  | 2373798 | Sus |  | WildfireMitigation¦PlannedWSIPSystemHardening¦¦
24-0010420 | Company Initiated | Planned- maintenance |  |  | 2024 | Tier 2 | Distribution Circuit |  |  |  | 2374785 | Sus |  | CompanyInitiated¦Plannedmaintenance¦¦
24-0013329 | Wildfire Mitigation | Planned - WSIP/System Hardening |  |  | 2024 | Tier 2 | Distribution Circuit |  |  |  | 2375988 | Sus |  | WildfireMitigation¦PlannedWSIPSystemHardening¦¦
24-0030907 | Unknown Cause | Patrol - found nothing |  |  | 2024 | Tier 2 | Distribution Circuit |  |  |  | 2381094 | Sus |  | UnknownCause¦Patrolfoundnothing¦¦
24-0031157 | Unknown Cause | Patrol - found nothing |  |  | 2024 | Tier 2 | Distribution Circuit |  |  |  | 2382390 | Sus |  | UnknownCause¦Patrolfoundnothing¦¦
24-0022964 | Wildfire Mitigation | Planned - WSIP/System Hardening |  |  | 2024 | Tier 2 | Distribution Circuit |  |  |  | 2387314 | Sus |  | WildfireMitigation¦PlannedWSIPSystemHardening¦¦
24-0029173 | Wildfire Mitigation | Planned - WSIP/System Hardening |  |  | 2024 | Tier 2 | Distribution Circuit |  |  |  | 2387805 | Sus |  | WildfireMitigation¦PlannedWSIPSystemHardening¦¦
24-0019277 | Wildfire Mitigation | Planned - WSIP/System Hardening |  |  | 2024 | Tier 2 | Distribution Circuit |  |  |  | 2387991 | Sus |  | WildfireMitigation¦PlannedWSIPSystemHardening¦¦
24-0028280 | Wildfire Mitigation | Planned - WSIP/System Hardening |  |  | 2024 | Tier 2 | Distribution Circuit |  |  |  | 2388774 | Sus |  | WildfireMitigation¦PlannedWSIPSystemHardening¦¦
24-0019400 | Company Initiated | Planned- maintenance |  |  | 2024 | Tier 3 | Transformer only |  |  |  | 2388806 | Sus |  | CompanyInitiated¦Plannedmaintenance¦¦
24-0013378 | Wildfire Mitigation | Planned - WSIP/System Hardening |  |  | 2024 | Tier 2 | Distribution Circuit |  |  |  | 2388778 | Sus |  | WildfireMitigation¦PlannedWSIPSystemHardening¦¦
24-0029933 | Wildfire Mitigation | Planned - WSIP/System Hardening |  |  | 2024 | Tier 2 | Transformer only |  |  |  | 2389026 | Sus |  | WildfireMitigation¦PlannedWSIPSystemHardening¦¦
24-0028676 | Company Initiated | Planned- maintenance |  |  | 2024 | Tier 2 | Distribution Circuit |  |  |  | 2389802 | Sus |  | CompanyInitiated¦Plannedmaintenance¦¦
24-0036388 | Unknown Cause | Patrol - found nothing |  |  | 2024 | Tier 2 | Distribution Circuit |  |  |  | 2392589 | Sus |  | UnknownCause¦Patrolfoundnothing¦¦
24-0032766 | Company Initiated | Planned- maintenance |  |  | 2024 | Tier 2 | Distribution Circuit |  |  |  | 2399092 | Sus |  | CompanyInitiated¦Plannedmaintenance¦¦
24-0039577 | Equipment Failure/Involved | Overhead | Crossarm- Wood | Broken | 2024 | Tier 2 | Distribution Circuit |  |  |  | 2399706 | Sus |  | EquipmentFailureInvolved¦Overhead¦CrossarmWood¦Broken
24-0039761 | Equipment Failure/Involved | Overhead | Pole-Wood | Deteriorated | 2024 | Tier 2 | Distribution Circuit |  |  |  | 2400140 | Sus |  | EquipmentFailureInvolved¦Overhead¦PoleWood¦Deteriorated
24-0040409 | Equipment Failure/Involved | Overhead | Crossarm- Wood | Deteriorated | 2024 | Tier 2 | Distribution Circuit |  |  |  | 2402049 | Sus |  | EquipmentFailureInvolved¦Overhead¦CrossarmWood¦Deteriorated
24-0040841 | Equipment Failure/Involved | Overhead | Pole-Wood | Deteriorated | 2024 | Tier 2 | Transformer only |  |  |  | 2402576 | Sus |  | EquipmentFailureInvolved¦Overhead¦PoleWood¦Deteriorated
24-0041212 | Equipment Failure/Involved | Overhead | Conductor- Overhead | Bent or Twisted | 2024 | Tier 3 | Distribution Circuit |  |  |  | 2403084 | Sus |  | EquipmentFailureInvolved¦Overhead¦ConductorOverhead¦BentorTwisted
24-0042552 | Animal | Bird found | Conductor- Overhead | Together | 2024 | Tier 2 | Distribution Circuit |  |  |  | 2405721 | Sus |  | Animal¦Birdfound¦ConductorOverhead¦Together
24-0037125 | Wildfire Mitigation | Planned - WSIP/System Hardening |  |  | 2024 | Tier 2 | Distribution Circuit |  |  |  | 2415456 | Sus |  | WildfireMitigation¦PlannedWSIPSystemHardening¦¦
24-0037605 | Wildfire Mitigation | Planned - WSIP/System Hardening |  |  | 2024 | Tier 2 | Distribution Circuit |  |  |  | 2415621 | Sus |  | WildfireMitigation¦PlannedWSIPSystemHardening¦¦
24-0020048 | Company Initiated | Planned- capital |  |  | 2024 | Tier 2 | Distribution Circuit |  |  |  | 2420868 | Sus |  | CompanyInitiated¦Plannedcapital¦¦
24-0049987 | Equipment Failure/Involved | Underground | Conductor- Underground | Burned/flashed | 2024 | Tier 2 | Distribution Circuit |  |  |  | 2421440 | Sus |  | EquipmentFailureInvolved¦Underground¦ConductorUnderground¦Burnedflashed
24-0044161 | Wildfire Mitigation | Planned - WSIP/System Hardening |  |  | 2024 | Tier 2 | Distribution Circuit |  |  |  | 2421560 | Sus |  | WildfireMitigation¦PlannedWSIPSystemHardening¦¦
24-0050098 | Equipment Failure/Involved | Overhead | Insulator | Failed/Faulted | 2024 | Tier 3 | Distribution Circuit |  |  |  | 2421703 | Sus |  | EquipmentFailureInvolved¦Overhead¦Insulator¦FailedFaulted
24-0045171 | Wildfire Mitigation | Planned - WSIP/System Hardening |  |  | 2024 | Tier 2 | Transformer only |  |  |  | 2426122 | Sus |  | WildfireMitigation¦PlannedWSIPSystemHardening¦¦
24-0036726 | Company Initiated | Planned- maintenance |  |  | 2024 | Tier 3 | Distribution Circuit |  |  |  | 2426871 | Sus |  | CompanyInitiated¦Plannedmaintenance¦¦
24-0046495 | Wildfire Mitigation | Planned - WSIP/System Hardening |  |  | 2024 | Tier 2 | Distribution Circuit |  |  |  | 2427712 | Sus |  | WildfireMitigation¦PlannedWSIPSystemHardening¦¦
24-0053139 | Equipment Failure/Involved | Overhead | Conductor- Overhead | Together | 2024 | Tier 2 | Distribution Circuit |  |  |  | 2427872 | Sus |  | EquipmentFailureInvolved¦Overhead¦ConductorOverhead¦Together
24-0053807 | Equipment Failure/Involved | Overhead | Connector or Splice (OH) | Broken | 2024 | Tier 2 | Distribution Circuit |  |  |  | 2429004 | Sus |  | EquipmentFailureInvolved¦Overhead¦ConnectororSplice(OH)¦Broken
24-0054195 | Equipment Failure/Involved | Overhead | Insulator | Broken | 2024 | Tier 2 | Distribution Circuit |  |  |  | 2429618 | Sus |  | EquipmentFailureInvolved¦Overhead¦Insulator¦Broken
24-0045481 | Wildfire Mitigation | Planned - WSIP/System Hardening |  |  | 2024 | Tier 2 | Distribution Circuit |  |  |  | 2432596 | Sus |  | WildfireMitigation¦PlannedWSIPSystemHardening¦¦
24-0055711 | Equipment Failure/Involved | Overhead | Jumper | Bent or Twisted | 2024 | Tier 2 | Distribution Circuit |  |  |  | 2433082 | Sus |  | EquipmentFailureInvolved¦Overhead¦Jumper¦BentorTwisted
24-0053718 | Company Initiated | Planned- maintenance |  |  | 2024 | Tier 3 | Distribution Circuit |  |  |  | 2434786 | Sus |  | CompanyInitiated¦Plannedmaintenance¦¦
24-0057125 | Equipment Failure/Involved | Overhead | Crossarm- Wood | Broken | 2024 | Tier 2 | Distribution Circuit |  |  |  | 2435406 | Sus |  | EquipmentFailureInvolved¦Overhead¦CrossarmWood¦Broken
24-0048313 | Wildfire Mitigation | Planned - WSIP/System Hardening |  |  | 2024 | Tier 2 | Distribution Circuit |  |  |  | 2437343 | Sus |  | WildfireMitigation¦PlannedWSIPSystemHardening¦¦
24-0048442 | Wildfire Mitigation | Planned - WSIP/System Hardening |  |  | 2024 | Tier 2 | Transformer only |  |  |  | 2437460 | Sus |  | WildfireMitigation¦PlannedWSIPSystemHardening¦¦
24-0053390 | Wildfire Mitigation | Planned - WSIP/System Hardening |  |  | 2024 | Tier 3 | Distribution Circuit |  |  |  | 2438007 | Sus |  | WildfireMitigation¦PlannedWSIPSystemHardening¦¦
24-0048456 | Wildfire Mitigation | Planned - WSIP/System Hardening |  |  | 2024 | Tier 2 | Transformer only |  |  |  | 2438058 | Sus |  | WildfireMitigation¦PlannedWSIPSystemHardening¦¦
24-0048401 | Wildfire Mitigation | Planned - WSIP/System Hardening |  |  | 2024 | Tier 2 | Distribution Circuit |  |  |  | 2438060 | Sus |  | WildfireMitigation¦PlannedWSIPSystemHardening¦¦
24-0051723 | Wildfire Mitigation | Planned - WSIP/System Hardening |  |  | 2024 | Tier 2 | Distribution Circuit |  |  |  | 2440432 | Sus |  | WildfireMitigation¦PlannedWSIPSystemHardening¦¦
24-0053007 | Wildfire Mitigation | Planned - WSIP/System Hardening |  |  | 2024 | Tier 2 | Distribution Circuit |  |  |  | 2440948 | Sus |  | WildfireMitigation¦PlannedWSIPSystemHardening¦¦
24-0059755 | Unknown Cause | Patrol - found nothing |  |  | 2024 | Tier 2 | Distribution Circuit |  |  |  | 2440946 | Sus |  | UnknownCause¦Patrolfoundnothing¦¦
24-0050980 | Wildfire Mitigation | Planned - WSIP/System Hardening |  |  | 2024 | Tier 2 | Distribution Circuit |  |  |  | 2443902 | Sus |  | WildfireMitigation¦PlannedWSIPSystemHardening¦¦
24-0056947 | Wildfire Mitigation | Planned - WSIP/System Hardening |  |  | 2024 | Tier 2 | Distribution Circuit |  |  |  | 2443912 | Sus |  | WildfireMitigation¦PlannedWSIPSystemHardening¦¦
24-0064751 | Wildfire Mitigation | Planned - WSIP/System Hardening | Conductor- Overhead | Normal | 2024 | Tier 2 | Transformer only |  |  |  | 2450943 | Sus |  | WildfireMitigation¦PlannedWSIPSystemHardening¦ConductorOverhead¦Normal
24-0061842 | Wildfire Mitigation | Planned - WSIP/System Hardening |  |  | 2024 | Tier 2 | Distribution Circuit |  |  |  | 2461504 | Sus |  | WildfireMitigation¦PlannedWSIPSystemHardening¦¦
24-0067441 | Unknown Cause | Patrol - found nothing |  |  | 2024 | Tier 2 | Distribution Circuit |  |  |  | 2461971 | Sus |  | UnknownCause¦Patrolfoundnothing¦¦
24-0062882 | Wildfire Mitigation | Planned - WSIP/System Hardening |  |  | 2024 | Tier 2 | Distribution Circuit |  |  |  | 2465664 | Sus |  | WildfireMitigation¦PlannedWSIPSystemHardening¦¦
24-0070033 | Vegetation | Tree - branch fell on line | Conductor- Overhead | Normal | 2024 | Tier 3 | Distribution Circuit |  |  |  | 2467573 | Sus |  | Vegetation¦Treebranchfellonline¦ConductorOverhead¦Normal
24-0071634 | Equipment Failure/Involved | Electrical Overload | Transformer | Broken | 2024 | Tier 2 | Transformer only |  |  |  | 2471333 | Sus |  | EquipmentFailureInvolved¦ElectricalOverload¦Transformer¦Broken
24-0068870 | Wildfire Mitigation | Planned - WSIP/System Hardening |  |  | 2024 | Tier 2 | Distribution Circuit |  |  |  | 2473785 | Sus |  | WildfireMitigation¦PlannedWSIPSystemHardening¦¦
24-0068666 | Wildfire Mitigation | Planned - WSIP/System Hardening |  |  | 2024 | Tier 2 | Distribution Circuit |  |  |  | 2473985 | Sus |  | WildfireMitigation¦PlannedWSIPSystemHardening¦¦
24-0059584 | Company Initiated | Planned- maintenance |  |  | 2024 | Tier 2 | Distribution Circuit |  |  |  | 2476014 | Sus |  | CompanyInitiated¦Plannedmaintenance¦¦
24-0074659 | Vegetation | Tree - fell into line | Transformer | Broken- wire on ground | 2024 | Tier 2 | Transformer only |  |  |  | 2479085 | Sus |  | Vegetation¦Treefellintoline¦Transformer¦Brokenwireonground
24-0061293 | Company Initiated | Planned- capital |  |  | 2024 | Tier 2 | Distribution Circuit |  |  |  | 2479118 | Sus |  | CompanyInitiated¦Plannedcapital¦¦
24-0068874 | Wildfire Mitigation | Planned - WSIP/System Hardening |  |  | 2024 | Tier 2 | Distribution Circuit |  |  |  | 2485321 | Sus |  | WildfireMitigation¦PlannedWSIPSystemHardening¦¦
24-0069068 | Wildfire Mitigation | Planned - WSIP/System Hardening |  |  | 2024 | Tier 2 | Distribution Circuit |  |  |  | 2489050 | Sus |  | WildfireMitigation¦PlannedWSIPSystemHardening¦¦
24-0065363 | Company Initiated | Planned- maintenance |  |  | 2024 | Tier 2 | Distribution Circuit |  |  |  | 2489083 | Sus |  | CompanyInitiated¦Plannedmaintenance¦¦
24-0078288 | Company Initiated | Personnel- company | Recloser | Normal | 2024 | Tier 3 | Distribution Circuit |  |  |  | 2489460 | Sus |  | CompanyInitiated¦Personnelcompany¦Recloser¦Normal
24-0079566 | Unknown Cause | Patrol - found nothing |  |  | 2024 | Tier 2 | Distribution Circuit |  |  |  | 2493159 | Sus |  | UnknownCause¦Patrolfoundnothing¦¦
24-0067365 | Company Initiated | Planned- capital |  |  | 2024 | Tier 2 | Distribution Circuit |  |  |  | 2496605 | Sus |  | CompanyInitiated¦Plannedcapital¦¦
24-0081301 | Equipment Failure/Involved | Overhead | Conductor- Overhead | Normal | 2024 | Tier 2 | Distribution Circuit |  |  |  | 2497671 | Sus |  | EquipmentFailureInvolved¦Overhead¦ConductorOverhead¦Normal
24-0081510 | Animal | Bird found | Conductor- Overhead | Normal | 2024 | Tier 2 | Distribution Circuit |  |  |  | 2497929 | Sus |  | Animal¦Birdfound¦ConductorOverhead¦Normal
24-0082049 | Equipment Failure/Involved | Overhead | Pole-Wood | Deteriorated | 2024 | Tier 3 | Distribution Circuit |  |  |  | 2499273 | Sus |  | EquipmentFailureInvolved¦Overhead¦PoleWood¦Deteriorated
24-0083026 | Equipment Failure/Involved | Overhead | Crossarm- Wood | Broken | 2024 | Tier 2 | Distribution Circuit |  |  |  | 2501966 | Sus |  | EquipmentFailureInvolved¦Overhead¦CrossarmWood¦Broken
24-0085971 | 3rd Party | Kite | Conductor- Overhead | Contaminated | 2024 | Tier 2 | Distribution Circuit |  |  |  | 2512241 | Sus |  | 3rdParty¦Kite¦ConductorOverhead¦Contaminated
24-0079384 | Wildfire Mitigation | Planned - WSIP/System Hardening |  |  | 2024 | Tier 2 | Distribution Circuit |  |  |  | 2512132 | Sus |  | WildfireMitigation¦PlannedWSIPSystemHardening¦¦
24-0077672 | Wildfire Mitigation | Planned - WSIP/System Hardening |  |  | 2024 | Tier 2 | Distribution Circuit |  |  |  | 2512457 | Sus |  | WildfireMitigation¦PlannedWSIPSystemHardening¦¦
24-0086812 | Equipment Failure/Involved | Electrical Overload | Transformer | Malfunctioning | 2024 | Tier 2 | Transformer only |  |  |  | 2513684 | Sus |  | EquipmentFailureInvolved¦ElectricalOverload¦Transformer¦Malfunctioning
24-0087043 | Vegetation | Tree - fell into line | Conductor- Overhead | Broken- wire on ground | 2024 | Tier 2 | Distribution Circuit |  |  |  | 2514546 | Sus |  | Vegetation¦Treefellintoline¦ConductorOverhead¦Brokenwireonground
24-0073582 | Wildfire Mitigation | Planned - WSIP/System Hardening |  |  | 2024 | Tier 3 | Distribution Circuit |  |  |  | 2517967 | Sus |  | WildfireMitigation¦PlannedWSIPSystemHardening¦¦
24-0083259 | Wildfire Mitigation | Planned - WSIP/System Hardening |  |  | 2024 | Tier 3 | Transformer only |  |  |  | 2519324 | Sus |  | WildfireMitigation¦PlannedWSIPSystemHardening¦¦
24-0082919 | Wildfire Mitigation | Planned - WSIP/System Hardening |  |  | 2024 | Tier 2 | Distribution Circuit |  |  |  | 2520006 | Sus |  | WildfireMitigation¦PlannedWSIPSystemHardening¦¦
24-0089921 | Equipment Failure/Involved | Overhead | Jumper | Burned/flashed | 2024 | Tier 2 | Transformer only |  |  |  | 2521326 | Sus |  | EquipmentFailureInvolved¦Overhead¦Jumper¦Burnedflashed
24-0082479 | Wildfire Mitigation | Planned - WSIP/System Hardening |  |  | 2024 | Tier 2 | Transformer only |  |  |  | 2522991 | Sus |  | WildfireMitigation¦PlannedWSIPSystemHardening¦¦
24-0090655 | Equipment Failure/Involved | Overhead | Transformer (OH) | Failed/Faulted | 2024 | Tier 2 | Transformer only |  |  |  | 2523626 | Sus |  | EquipmentFailureInvolved¦Overhead¦Transformer(OH)¦FailedFaulted
24-0096059 | 3rd Party | Customer Equipment | Conductor- Underground | Normal | 2024 | Tier 2 | Transformer only |  |  |  | 2535047 | Sus |  | 3rdParty¦CustomerEquipment¦ConductorUnderground¦Normal
24-0088925 | Company Initiated | Planned- maintenance |  |  | 2024 | Tier 2 | Transformer only |  |  |  | 2535712 | Sus |  | CompanyInitiated¦Plannedmaintenance¦¦
24-0100790 | Vegetation | Tree - fell into line | Conductor- Overhead | Broken- wire on ground | 2024 | Tier 2 | Distribution Circuit |  |  |  | 2545873 | Sus |  | Vegetation¦Treefellintoline¦ConductorOverhead¦Brokenwireonground
24-0087351 | Wildfire Mitigation | Planned - WSIP/System Hardening |  |  | 2024 | Tier 2 | Distribution Circuit |  |  |  | 2547083 | Sus |  | WildfireMitigation¦PlannedWSIPSystemHardening¦¦
24-0099521 | Company Initiated | Planned- maintenance |  |  | 2024 | Tier 2 | Transformer only |  |  |  | 2549018 | Sus |  | CompanyInitiated¦Plannedmaintenance¦¦
24-0097828 | Wildfire Mitigation | Planned - WSIP/System Hardening |  |  | 2024 | Tier 2 | Distribution Circuit |  |  |  | 2551273 | Sus |  | WildfireMitigation¦PlannedWSIPSystemHardening¦¦
24-0100277 | Wildfire Mitigation | Planned - WSIP/System Hardening |  |  | 2024 | Tier 2 | Distribution Circuit |  |  |  | 2555636 | Sus |  | WildfireMitigation¦PlannedWSIPSystemHardening¦¦
24-0098510 | Wildfire Mitigation | Planned - WSIP/System Hardening |  |  | 2024 | Tier 3 | Distribution Circuit |  |  |  | 2559074 | Sus |  | WildfireMitigation¦PlannedWSIPSystemHardening¦¦
24-0107038 | Unknown Cause | Patrol - found nothing |  |  | 2024 | Tier 2 | Distribution Circuit |  |  |  | 2559827 | Sus |  | UnknownCause¦Patrolfoundnothing¦¦
24-0107111 | Equipment Failure/Involved | Overhead | Cutout- fuse holder | Broken | 2024 | Tier 2 | Transformer only |  |  |  | 2560069 | Sus |  | EquipmentFailureInvolved¦Overhead¦Cutoutfuseholder¦Broken
24-0102147 | Wildfire Mitigation | Planned - WSIP/System Hardening |  |  | 2024 | Tier 2 | Distribution Circuit |  |  |  | 2560982 | Sus |  | WildfireMitigation¦PlannedWSIPSystemHardening¦¦
24-0108983 | Unknown Cause | Patrol - found nothing |  |  | 2024 | Tier 2 | Distribution Circuit |  |  |  | 2564044 | Sus |  | UnknownCause¦Patrolfoundnothing¦¦
24-0103517 | Wildfire Mitigation | Planned - WSIP/System Hardening |  |  | 2024 | Tier 2 | Distribution Circuit |  |  |  | 2564263 | Sus |  | WildfireMitigation¦PlannedWSIPSystemHardening¦¦
24-0097212 | Wildfire Mitigation | Planned - WSIP/System Hardening |  |  | 2024 | Tier 2 | Distribution Circuit |  |  |  | 2566334 | Sus |  | WildfireMitigation¦PlannedWSIPSystemHardening¦¦
24-0111784 | Vegetation | Tree - branch fell on line | Conductor- Overhead | Normal | 2024 | Tier 2 | Distribution Circuit |  |  |  | 2570156 | Sus |  | Vegetation¦Treebranchfellonline¦ConductorOverhead¦Normal
24-0107079 | Wildfire Mitigation | Planned - WSIP/System Hardening |  |  | 2024 | Tier 2 | Distribution Circuit |  |  |  | 2570634 | Sus |  | WildfireMitigation¦PlannedWSIPSystemHardening¦¦
24-0109424 | Wildfire Mitigation | Planned - WSIP/System Hardening |  |  | 2024 | Tier 2 | Distribution Circuit |  |  |  | 2571176 | Sus |  | WildfireMitigation¦PlannedWSIPSystemHardening¦¦
24-0108025 | Wildfire Mitigation | Planned - WSIP/System Hardening |  |  | 2024 | Tier 2 | Distribution Circuit |  |  |  | 2572307 | Sus |  | WildfireMitigation¦PlannedWSIPSystemHardening¦¦
24-0107944 | Wildfire Mitigation | Planned - WSIP/System Hardening |  |  | 2024 | Tier 2 | Distribution Circuit |  |  |  | 2572415 | Sus |  | WildfireMitigation¦PlannedWSIPSystemHardening¦¦
24-0109810 | Wildfire Mitigation | Planned - WSIP/System Hardening |  |  | 2024 | Tier 2 | Distribution Circuit |  |  |  | 2573218 | Sus |  | WildfireMitigation¦PlannedWSIPSystemHardening¦¦
24-0097243 | Wildfire Mitigation | Planned - WSIP/System Hardening |  |  | 2024 | Tier 3 | Distribution Circuit |  |  |  | 2573284 | Sus |  | WildfireMitigation¦PlannedWSIPSystemHardening¦¦
24-0114172 | 3rd Party | Vehicle | Pole-Wood | Broken | 2024 | Tier 2 | Distribution Circuit |  |  |  | 2574824 | Sus |  | 3rdParty¦Vehicle¦PoleWood¦Broken
24-0109393 | Wildfire Mitigation | Planned - WSIP/System Hardening |  |  | 2024 | Tier 2 | Distribution Circuit |  |  |  | 2575090 | Sus |  | WildfireMitigation¦PlannedWSIPSystemHardening¦¦
24-0114671 | Animal | Bird found | Conductor- Overhead | Normal | 2024 | Tier 2 | Distribution Circuit |  |  |  | 2575933 | Sus |  | Animal¦Birdfound¦ConductorOverhead¦Normal
24-0097850 | Wildfire Mitigation | Planned - WSIP/System Hardening |  |  | 2024 | Tier 3 | Transformer only |  |  |  | 2576256 | Sus |  | WildfireMitigation¦PlannedWSIPSystemHardening¦¦
24-0111776 | Wildfire Mitigation | Planned - WSIP/System Hardening |  |  | 2024 | Tier 2 | Distribution Circuit |  |  |  | 2577031 | Sus |  | WildfireMitigation¦PlannedWSIPSystemHardening¦¦
24-0106274 | Company Initiated | Planned- capital |  |  | 2024 | Tier 2 | Distribution Circuit |  |  |  | 2577270 | Sus |  | CompanyInitiated¦Plannedcapital¦¦
24-0095362 | Wildfire Mitigation | Planned - WSIP/System Hardening |  |  | 2024 | Tier 2 | Distribution Circuit |  |  |  | 2578106 | Sus |  | WildfireMitigation¦PlannedWSIPSystemHardening¦¦
24-0105546 | Company Initiated | Planned- maintenance |  |  | 2024 | Tier 2 | Transformer only |  |  |  | 2578147 | Sus |  | CompanyInitiated¦Plannedmaintenance¦¦
24-0095363 | Wildfire Mitigation | Planned - WSIP/System Hardening |  |  | 2024 | Tier 2 | Distribution Circuit |  |  |  | 2579326 | Sus |  | WildfireMitigation¦PlannedWSIPSystemHardening¦¦
24-0106092 | Wildfire Mitigation | Planned - WSIP/System Hardening |  |  | 2024 | Tier 3 | Distribution Circuit |  |  |  | 2579330 | Sus |  | WildfireMitigation¦PlannedWSIPSystemHardening¦¦
24-0117443 | Equipment Failure/Involved | Overhead | Crossarm- Wood | Broken | 2024 | Tier 2 | Distribution Circuit |  |  |  | 2581590 | Sus |  | EquipmentFailureInvolved¦Overhead¦CrossarmWood¦Broken
24-0113710 | Wildfire Mitigation | Planned - WSIP/System Hardening |  |  | 2024 | Tier 2 | Distribution Circuit |  |  |  | 2583500 | Sus |  | WildfireMitigation¦PlannedWSIPSystemHardening¦¦
24-0114074 | Company Initiated | Planned- maintenance |  |  | 2024 | Tier 2 | Distribution Circuit |  |  |  | 2585424 | Sus |  | CompanyInitiated¦Plannedmaintenance¦¦
24-0118512 | Company Initiated | Planned- customer |  |  | 2024 | Tier 2 | Distribution Circuit |  |  |  | 2586726 | Sus |  | CompanyInitiated¦Plannedcustomer¦¦
24-0115254 | Wildfire Mitigation | Planned - WSIP/System Hardening |  |  | 2024 | Tier 2 | Distribution Circuit |  |  |  | 2588218 | Sus |  | WildfireMitigation¦PlannedWSIPSystemHardening¦¦
24-0116840 | Wildfire Mitigation | Planned - WSIP/System Hardening |  |  | 2024 | Tier 2 | Distribution Circuit |  |  |  | 2591235 | Sus |  | WildfireMitigation¦PlannedWSIPSystemHardening¦¦
24-0108166 | Company Initiated | Planned- maintenance |  |  | 2024 | Tier 2 | Transformer only |  |  |  | 2592220 | Sus |  | CompanyInitiated¦Plannedmaintenance¦¦
24-0123237 | Equipment Failure/Involved | Underground | Transformer (UG) | Leaking | 2024 | Tier 2 | Distribution Circuit |  |  |  | 2595170 | Sus |  | EquipmentFailureInvolved¦Underground¦Transformer(UG)¦Leaking
24-0119202 | Wildfire Mitigation | Planned - WSIP/System Hardening |  |  | 2024 | Tier 2 | Transformer only |  |  |  | 2596177 | Sus |  | WildfireMitigation¦PlannedWSIPSystemHardening¦¦
24-0119110 | Wildfire Mitigation | Planned - WSIP/System Hardening |  |  | 2024 | Tier 2 | Transformer only |  |  |  | 2599219 | Sus |  | WildfireMitigation¦PlannedWSIPSystemHardening¦¦
24-0119129 | Wildfire Mitigation | Planned - WSIP/System Hardening |  |  | 2024 | Tier 2 | Transformer only |  |  |  | 2599714 | Sus |  | WildfireMitigation¦PlannedWSIPSystemHardening¦¦
24-0112044 | Wildfire Mitigation | Planned - WSIP/System Hardening |  |  | 2024 | Tier 2 | Distribution Circuit |  |  |  | 2602839 | Sus |  | WildfireMitigation¦PlannedWSIPSystemHardening¦¦
24-0125606 | Wildfire Mitigation | Planned - WSIP/System Hardening |  |  | 2024 | Tier 2 | Transformer only |  |  |  | 2610378 | Sus |  | WildfireMitigation¦PlannedWSIPSystemHardening¦¦
24-0130648 | Wildfire Mitigation | Planned - WSIP/System Hardening |  |  | 2024 | Tier 2 | Distribution Circuit |  |  |  | 2611391 | Sus |  | WildfireMitigation¦PlannedWSIPSystemHardening¦¦
24-0126506 | Wildfire Mitigation | Planned - WSIP/System Hardening |  |  | 2024 | Tier 2 | Distribution Circuit |  |  |  | 2611612 | Sus |  | WildfireMitigation¦PlannedWSIPSystemHardening¦¦
24-0131361 | Animal | Squirrel | Fuse | Failed/Faulted | 2024 | Tier 2 | Transformer only |  |  |  | 2613152 | Sus |  | Animal¦Squirrel¦Fuse¦FailedFaulted
24-0131752 | Wildfire Mitigation | Public Safety Power Shut-off |  |  | 2024 | Tier 3 | Distribution Circuit |  |  |  | 2615144 | Sus |  | WildfireMitigation¦PublicSafetyPowerShutoff¦¦
24-0131752 | Wildfire Mitigation | Public Safety Power Shut-off |  |  | 2024 | Tier 2 | Distribution Circuit |  |  |  | 2615149 | Sus |  | WildfireMitigation¦PublicSafetyPowerShutoff¦¦
24-0131752 | Wildfire Mitigation | Public Safety Power Shut-off |  |  | 2024 | Tier 3 | Distribution Circuit |  |  |  | 2615152 | Sus |  | WildfireMitigation¦PublicSafetyPowerShutoff¦¦
24-0131752 | Wildfire Mitigation | Public Safety Power Shut-off |  |  | 2024 | Tier 2 | Distribution Circuit |  |  |  | 2615154 | Sus |  | WildfireMitigation¦PublicSafetyPowerShutoff¦¦
24-0131752 | Wildfire Mitigation | Public Safety Power Shut-off |  |  | 2024 | Tier 2 | Distribution Circuit |  |  |  | 2615134 | Sus |  | WildfireMitigation¦PublicSafetyPowerShutoff¦¦
24-0131752 | Wildfire Mitigation | Public Safety Power Shut-off |  |  | 2024 | Tier 2 | Distribution Circuit |  |  |  | 2615158 | Sus |  | WildfireMitigation¦PublicSafetyPowerShutoff¦¦
24-0131784 | Wildfire Mitigation | Public Safety Power Shut-off |  |  | 2024 | Tier 2 | Distribution Circuit |  |  |  | 2615330 | Sus |  | WildfireMitigation¦PublicSafetyPowerShutoff¦¦
24-0136274 | Equipment Failure/Involved | Underground | Transformer (UG) | Failed/Faulted | 2024 | Tier 2 | Distribution Circuit |  |  |  | 2627149 | Sus |  | EquipmentFailureInvolved¦Underground¦Transformer(UG)¦FailedFaulted
24-0135556 | Wildfire Mitigation | Planned - WSIP/System Hardening |  |  | 2024 | Tier 2 | Distribution Circuit |  |  |  | 2632544 | Sus |  | WildfireMitigation¦PlannedWSIPSystemHardening¦¦
24-0132281 | Company Initiated | Planned- maintenance |  |  | 2024 | Tier 2 | Distribution Circuit |  |  |  | 2634024 | Sus |  | CompanyInitiated¦Plannedmaintenance¦¦
24-0133910 | Wildfire Mitigation | Planned - WSIP/System Hardening |  |  | 2024 | Tier 2 | Distribution Circuit |  |  |  | 2636202 | Sus |  | WildfireMitigation¦PlannedWSIPSystemHardening¦¦
24-0141180 | 3rd Party | Vehicle | Pole-Wood | Broken- wire on ground | 2024 | Tier 2 | Distribution Circuit |  |  |  | 2639731 | Sus |  | 3rdParty¦Vehicle¦PoleWood¦Brokenwireonground
24-0131346 | Wildfire Mitigation | Planned - WSIP/System Hardening |  |  | 2024 | Tier 2 | Transformer only |  |  |  | 2641629 | Sus |  | WildfireMitigation¦PlannedWSIPSystemHardening¦¦
24-0131138 | Company Initiated | Planned- maintenance |  |  | 2024 | Tier 2 | Transformer only |  |  |  | 2642705 | Sus |  | CompanyInitiated¦Plannedmaintenance¦¦
24-0144063 | Vegetation | Tree - fell into line | Conductor- Overhead | Broken | 2024 | Tier 2 | Distribution Circuit |  |  |  | 2648158 | Sus |  | Vegetation¦Treefellintoline¦ConductorOverhead¦Broken
24-0142635 | Wildfire Mitigation | Planned - WSIP/System Hardening |  |  | 2024 | Tier 2 | Transformer only |  |  |  | 2648636 | Sus |  | WildfireMitigation¦PlannedWSIPSystemHardening¦¦
24-0141526 | Company Initiated | Planned- maintenance |  |  | 2024 | Tier 2 | Transformer only |  |  |  | 2650048 | Sus |  | CompanyInitiated¦Plannedmaintenance¦¦
24-0141321 | Wildfire Mitigation | Planned - WSIP/System Hardening |  |  | 2024 | Tier 2 | Distribution Circuit |  |  |  | 2650484 | Sus |  | WildfireMitigation¦PlannedWSIPSystemHardening¦¦
24-0145195 | Equipment Failure/Involved | Overhead | Jumper | Broken | 2024 | Tier 2 | Distribution Circuit |  |  |  | 2653056 | Sus |  | EquipmentFailureInvolved¦Overhead¦Jumper¦Broken
24-0145677 | Vegetation | Tree - branch fell on line | Conductor- Overhead | Broken- wire on ground | 2024 | Tier 3 | Distribution Circuit |  |  |  | 2655380 | Sus |  | Vegetation¦Treebranchfellonline¦ConductorOverhead¦Brokenwireonground
24-0146014 | Unknown Cause | Patrol - found nothing |  |  | 2024 | Tier 2 | Distribution Circuit |  |  |  | 2655772 | Sus |  | UnknownCause¦Patrolfoundnothing¦¦
24-0145755 | 3rd Party | Vehicle | Pole-Wood | Broken | 2024 | Tier 2 | Distribution Circuit |  |  |  | 2659447 | Sus |  | 3rdParty¦Vehicle¦PoleWood¦Broken
24-0146013 | Equipment Failure/Involved | Overhead | Conductor- Overhead | Together | 2024 | Tier 2 | Distribution Circuit |  |  |  | 2660441 | Sus |  | EquipmentFailureInvolved¦Overhead¦ConductorOverhead¦Together
24-0146281 | Unknown Cause | Patrol - found nothing |  |  | 2024 | Tier 2 | Distribution Circuit |  |  |  | 2661172 | Sus |  | UnknownCause¦Patrolfoundnothing¦¦
24-0146641 | Equipment Failure/Involved | Overhead | Conductor- Overhead | Broken | 2024 | Tier 2 | Distribution Circuit |  |  |  | 2663132 | Sus |  | EquipmentFailureInvolved¦Overhead¦ConductorOverhead¦Broken
24-0143689 | Wildfire Mitigation | Planned - WSIP/System Hardening |  |  | 2024 | Tier 2 | Distribution Circuit |  |  |  | 2666456 | Sus |  | WildfireMitigation¦PlannedWSIPSystemHardening¦¦
24-0147323 | Unknown Cause | Patrol - found nothing |  |  | 2024 | Tier 2 | Distribution Circuit |  |  |  | 2667229 | Sus |  | UnknownCause¦Patrolfoundnothing¦¦
24-0142974 | Company Initiated | Planned- maintenance |  |  | 2024 | Tier 2 | Distribution Circuit |  |  |  | 2667708 | Sus |  | CompanyInitiated¦Plannedmaintenance¦¦
24-0147087 | Company Initiated | Planned- capital |  |  | 2024 | Tier 2 | Distribution Circuit |  |  |  | 2668337 | Sus |  | CompanyInitiated¦Plannedcapital¦¦
24-0147786 | Animal | Bird found | Conductor- Overhead | Normal | 2024 | Tier 2 | Distribution Circuit |  |  |  | 2669890 | Sus |  | Animal¦Birdfound¦ConductorOverhead¦Normal
24-0147857 | Unknown Cause | Patrol - found nothing |  |  | 2024 | Tier 2 | Distribution Circuit |  |  |  | 2670379 | Sus |  | UnknownCause¦Patrolfoundnothing¦¦
24-0148077 | Unknown Cause | Patrol - found nothing |  |  | 2024 | Tier 2 | Distribution Circuit |  |  |  | 2671570 | Sus |  | UnknownCause¦Patrolfoundnothing¦¦
24-0148307 | Equipment Failure/Involved | Overhead | Conductor- Overhead | Broken | 2024 | Tier 2 | Transformer only |  |  |  | 2673132 | Sus |  | EquipmentFailureInvolved¦Overhead¦ConductorOverhead¦Broken
24-0005746 | Animal | Bird found | Bus | Normal | 2024 | Tier 2 | Substation - Transmission |  |  |  | 2303607 | Sus |  | Animal¦Birdfound¦Bus¦Normal
24-0005741 | Animal | Bird found | Bus | Normal | 2024 | Tier 2 | Substation - Transmission |  |  |  | 2303673 | Sus |  | Animal¦Birdfound¦Bus¦Normal
24-0005742 | Animal | Bird found | Bus | Normal | 2024 | Tier 2 | Substation - Transmission |  |  |  | 2303802 | Sus |  | Animal¦Birdfound¦Bus¦Normal
24-0005742 | Animal | Bird found | Bus | Normal | 2024 | Tier 2 | Substation - Transmission |  |  |  | 2303803 | Sus |  | Animal¦Birdfound¦Bus¦Normal
24-0005849 | Equipment Failure/Involved | Overhead | Connector or Splice (OH) | Burned Open | 2024 | Tier 2 | Transformer only |  |  |  | 2304450 | Sus |  | EquipmentFailureInvolved¦Overhead¦ConnectororSplice(OH)¦BurnedOpen
24-0002407 | Company Initiated | Planned- maintenance |  |  | 2024 | Tier 2 | Transformer only |  |  |  | 2304609 | Sus |  | CompanyInitiated¦Plannedmaintenance¦¦
24-0003182 | Company Initiated | Planned- maintenance |  |  | 2024 | Tier 3 | Distribution Circuit |  |  |  | 2304614 | Sus |  | CompanyInitiated¦Plannedmaintenance¦¦
24-0002800 | Wildfire Mitigation | Planned - WSIP/System Hardening |  |  | 2024 | Tier 2 | Distribution Circuit |  |  |  | 2304631 | Sus |  | WildfireMitigation¦PlannedWSIPSystemHardening¦¦
24-0002028 | Wildfire Mitigation | Planned - WSIP/System Hardening |  |  | 2024 | Tier 2 | Transformer only |  |  |  | 2304648 | Sus |  | WildfireMitigation¦PlannedWSIPSystemHardening¦¦
24-0003148 | Wildfire Mitigation | Planned - WSIP/System Hardening |  |  | 2024 | Tier 2 | Distribution Circuit |  |  |  | 2304640 | Sus |  | WildfireMitigation¦PlannedWSIPSystemHardening¦¦
24-0005916 | Company Initiated | Planned- capital |  |  | 2024 | Tier 2 | Distribution Circuit |  |  |  | 2304625 | Sus |  | CompanyInitiated¦Plannedcapital¦¦
24-0002202 | Wildfire Mitigation | Planned - WSIP/System Hardening |  |  | 2024 | Tier 3 | Distribution Circuit |  |  |  | 2304661 | Sus |  | WildfireMitigation¦PlannedWSIPSystemHardening¦¦
24-0002152 | Wildfire Mitigation | Planned - WSIP/System Hardening |  |  | 2024 | Tier 2 | Transformer only |  |  |  | 2304675 | Sus |  | WildfireMitigation¦PlannedWSIPSystemHardening¦¦
24-0002781 | Wildfire Mitigation | Planned - WSIP/System Hardening |  |  | 2024 | Tier 2 | Transformer only |  |  |  | 2304803 | Sus |  | WildfireMitigation¦PlannedWSIPSystemHardening¦¦
24-0002155 | Wildfire Mitigation | Planned - WSIP/System Hardening |  |  | 2024 | Tier 2 | Distribution Circuit |  |  |  | 2304882 | Sus |  | WildfireMitigation¦PlannedWSIPSystemHardening¦¦
24-0006188 | Unknown Cause | Patrol - not conducted |  |  | 2024 | Tier 3 | Distribution Circuit |  |  |  | 2305063 | Sus |  | UnknownCause¦Patrolnotconducted¦¦
24-0006364 | Unknown Cause | Patrol - not conducted |  |  | 2024 | Tier 3 | Transmission line |  |  |  | 2305933 | Sus |  | UnknownCause¦Patrolnotconducted¦¦
24-0002157 | Wildfire Mitigation | Planned - WSIP/System Hardening |  |  | 2024 | Tier 2 | Distribution Circuit |  |  |  | 2305981 | Sus |  | WildfireMitigation¦PlannedWSIPSystemHardening¦¦
24-0006364 | Unknown Cause | Patrol - not conducted |  |  | 2024 | Tier 2 | Transmission line |  |  |  | 2306028 | Sus |  | UnknownCause¦Patrolnotconducted¦¦
24-0002891 | Wildfire Mitigation | Planned - WSIP/System Hardening |  |  | 2024 | Tier 2 | Transformer only |  |  |  | 2306132 | Sus |  | WildfireMitigation¦PlannedWSIPSystemHardening¦¦
24-0002877 | Wildfire Mitigation | Planned - WSIP/System Hardening |  |  | 2024 | Tier 3 | Transformer only |  |  |  | 2306179 | Sus |  | WildfireMitigation¦PlannedWSIPSystemHardening¦¦
24-0002964 | Company Initiated | Planned- maintenance |  |  | 2024 | Tier 3 | Distribution Circuit |  |  |  | 2306205 | Sus |  | CompanyInitiated¦Plannedmaintenance¦¦
24-0006364 | Equipment Failure/Involved | Overhead | Transformer (OH) | Broken | 2024 | Tier 3 | Distribution Circuit |  |  |  | 2306237 | Sus |  | EquipmentFailureInvolved¦Overhead¦Transformer(OH)¦Broken
24-0006414 | Environmental/External | Ice or snow | Fuse | Broken | 2024 | Tier 3 | Transformer only |  |  |  | 2306249 | Sus |  | EnvironmentalExternal¦Iceorsnow¦Fuse¦Broken
24-0003308 | Wildfire Mitigation | Planned - WSIP/System Hardening |  |  | 2024 | Tier 2 | Transformer only |  |  |  | 2306405 | Sus |  | WildfireMitigation¦PlannedWSIPSystemHardening¦¦
24-0006670 | Unknown Cause | Patrol - found nothing |  |  | 2024 | Tier 2 | Distribution Circuit |  |  |  | 2306710 | Sus |  | UnknownCause¦Patrolfoundnothing¦¦
24-0001537 | Company Initiated | Planned- maintenance |  |  | 2024 | Tier 2 | Distribution Circuit |  |  |  | 2306795 | Sus |  | CompanyInitiated¦Plannedmaintenance¦¦
23-0139436 | Company Initiated | Planned- capital |  |  | 2024 | Tier 2 | Distribution Circuit |  |  |  | 2306956 | Sus |  | CompanyInitiated¦Plannedcapital¦¦
24-0003002 | Wildfire Mitigation | Planned - WSIP/System Hardening |  |  | 2024 | Tier 3 | Distribution Circuit |  |  |  | 2306947 | Sus |  | WildfireMitigation¦PlannedWSIPSystemHardening¦¦
24-0002167 | Company Initiated | Planned- maintenance |  |  | 2024 | Tier 2 | Distribution Circuit |  |  |  | 2306942 | Sus |  | CompanyInitiated¦Plannedmaintenance¦¦
24-0003082 | Wildfire Mitigation | Planned - WSIP/System Hardening |  |  | 2024 | Tier 2 | Transformer only |  |  |  | 2306958 | Sus |  | WildfireMitigation¦PlannedWSIPSystemHardening¦¦
24-0003238 | Wildfire Mitigation | Planned - WSIP/System Hardening |  |  | 2024 | Tier 2 | Distribution Circuit |  |  |  | 2306974 | Sus |  | WildfireMitigation¦PlannedWSIPSystemHardening¦¦
24-0003175 | Company Initiated | Planned- maintenance |  |  | 2024 | Tier 2 | Distribution Circuit |  |  |  | 2306975 | Sus |  | CompanyInitiated¦Plannedmaintenance¦¦
24-0002524 | Wildfire Mitigation | Planned - WSIP/System Hardening |  |  | 2024 | Tier 3 | Distribution Circuit |  |  |  | 2307035 | Sus |  | WildfireMitigation¦PlannedWSIPSystemHardening¦¦
24-0002531 | Wildfire Mitigation | Planned - WSIP/System Hardening |  |  | 2024 | Tier 2 | Transformer only |  |  |  | 2307111 | Sus |  | WildfireMitigation¦PlannedWSIPSystemHardening¦¦
24-0003505 | Wildfire Mitigation | Planned - WSIP/System Hardening |  |  | 2024 | Tier 2 | Transformer only |  |  |  | 2307195 | Sus |  | WildfireMitigation¦PlannedWSIPSystemHardening¦¦
24-0003264 | Wildfire Mitigation | Planned - WSIP/System Hardening |  |  | 2024 | Tier 2 | Distribution Circuit |  |  |  | 2307160 | Sus |  | WildfireMitigation¦PlannedWSIPSystemHardening¦¦
24-0002550 | Wildfire Mitigation | Planned - WSIP/System Hardening |  |  | 2024 | Tier 2 | Transformer only |  |  |  | 2307171 | Sus |  | WildfireMitigation¦PlannedWSIPSystemHardening¦¦
24-0002551 | Wildfire Mitigation | Planned - WSIP/System Hardening |  |  | 2024 | Tier 2 | Transformer only |  |  |  | 2307221 | Sus |  | WildfireMitigation¦PlannedWSIPSystemHardening¦¦
24-0004569 | Company Initiated | Planned- maintenance |  |  | 2024 | Tier 2 | Distribution Circuit |  |  |  | 2307654 | Sus |  | CompanyInitiated¦Plannedmaintenance¦¦
24-0003379 | Wildfire Mitigation | Planned - WSIP/System Hardening |  |  | 2024 | Tier 3 | Distribution Circuit |  |  |  | 2307703 | Sus |  | WildfireMitigation¦PlannedWSIPSystemHardening¦¦
24-0002350 | Wildfire Mitigation | Planned - WSIP/System Hardening |  |  | 2024 | Tier 2 | Distribution Circuit |  |  |  | 2307759 | Sus |  | WildfireMitigation¦PlannedWSIPSystemHardening¦¦
24-0002776 | Company Initiated | Planned- maintenance |  |  | 2024 | Tier 2 | Distribution Circuit |  |  |  | 2307757 | Sus |  | CompanyInitiated¦Plannedmaintenance¦¦
24-0002830 | Wildfire Mitigation | Planned - WSIP/System Hardening |  |  | 2024 | Tier 2 | Transformer only |  |  |  | 2307841 | Sus |  | WildfireMitigation¦PlannedWSIPSystemHardening¦¦
24-0002777 | Wildfire Mitigation | Planned - WSIP/System Hardening |  |  | 2024 | Tier 2 | Transformer only |  |  |  | 2308036 | Sus |  | WildfireMitigation¦PlannedWSIPSystemHardening¦¦
24-0002773 | Wildfire Mitigation | Planned - WSIP/System Hardening |  |  | 2024 | Tier 2 | Transformer only |  |  |  | 2307904 | Sus |  | WildfireMitigation¦PlannedWSIPSystemHardening¦¦
24-0002354 | Wildfire Mitigation | Planned - WSIP/System Hardening |  |  | 2024 | Tier 2 | Transformer only |  |  |  | 2307968 | Sus |  | WildfireMitigation¦PlannedWSIPSystemHardening¦¦
24-0002839 | Wildfire Mitigation | Planned - WSIP/System Hardening |  |  | 2024 | Tier 2 | Transformer only |  |  |  | 2308041 | Sus |  | WildfireMitigation¦PlannedWSIPSystemHardening¦¦
24-0007624 | 3rd Party | Other | Conductor- Overhead | Broken- wire on ground | 2024 | Tier 2 | Distribution Circuit |  |  |  | 2308696 | Sus |  | 3rdParty¦Other¦ConductorOverhead¦Brokenwireonground
24-0001952 | Company Initiated | Planned- maintenance |  |  | 2024 | Tier 3 | Transformer only |  |  |  | 2309496 | Sus |  | CompanyInitiated¦Plannedmaintenance¦¦
24-0001950 | Company Initiated | Planned- maintenance |  |  | 2024 | Tier 3 | Distribution Circuit |  |  |  | 2309490 | Sus |  | CompanyInitiated¦Plannedmaintenance¦¦
24-0004963 | Company Initiated | Planned- maintenance |  |  | 2024 | Tier 3 | Distribution Circuit |  |  |  | 2309522 | Sus |  | CompanyInitiated¦Plannedmaintenance¦¦
24-0002881 | Company Initiated | Planned- maintenance |  |  | 2024 | Tier 2 | Distribution Circuit |  |  |  | 2309546 | Sus |  | CompanyInitiated¦Plannedmaintenance¦¦
24-0001308 | Wildfire Mitigation | Planned - WSIP/System Hardening |  |  | 2024 | Tier 3 | Distribution Circuit |  |  |  | 2309558 | Sus |  | WildfireMitigation¦PlannedWSIPSystemHardening¦¦
24-0003038 | Wildfire Mitigation | Planned - WSIP/System Hardening |  |  | 2024 | Tier 2 | Distribution Circuit |  |  |  | 2309569 | Sus |  | WildfireMitigation¦PlannedWSIPSystemHardening¦¦
24-0002950 | Wildfire Mitigation | Planned - WSIP/System Hardening |  |  | 2024 | Tier 3 | Transformer only |  |  |  | 2309631 | Sus |  | WildfireMitigation¦PlannedWSIPSystemHardening¦¦
24-0004988 | Company Initiated | Planned- maintenance |  |  | 2024 | Tier 2 | Distribution Circuit |  |  |  | 2309615 | Sus |  | CompanyInitiated¦Plannedmaintenance¦¦
24-0005006 | Wildfire Mitigation | Planned - WSIP/System Hardening |  |  | 2024 | Tier 2 | Transformer only |  |  |  | 2309652 | Sus |  | WildfireMitigation¦PlannedWSIPSystemHardening¦¦
24-0003035 | Wildfire Mitigation | Planned - WSIP/System Hardening |  |  | 2024 | Tier 2 | Transformer only |  |  |  | 2309668 | Sus |  | WildfireMitigation¦PlannedWSIPSystemHardening¦¦
24-0003645 | Company Initiated | Planned- maintenance |  |  | 2024 | Tier 3 | Transformer only |  |  |  | 2309677 | Sus |  | CompanyInitiated¦Plannedmaintenance¦¦
24-0003647 | Company Initiated | Planned- maintenance |  |  | 2024 | Tier 3 | Distribution Circuit |  |  |  | 2309687 | Sus |  | CompanyInitiated¦Plannedmaintenance¦¦
24-0003384 | Wildfire Mitigation | Planned - WSIP/System Hardening |  |  | 2024 | Tier 2 | Distribution Circuit |  |  |  | 2309708 | Sus |  | WildfireMitigation¦PlannedWSIPSystemHardening¦¦
24-0002188 | Company Initiated | Planned- maintenance |  |  | 2024 | Tier 3 | Transformer only |  |  |  | 2309738 | Sus |  | CompanyInitiated¦Plannedmaintenance¦¦
24-0003058 | Company Initiated | Planned- maintenance |  |  | 2024 | Tier 2 | Distribution Circuit |  |  |  | 2309723 | Sus |  | CompanyInitiated¦Plannedmaintenance¦¦
24-0003414 | Wildfire Mitigation | Planned - WSIP/System Hardening |  |  | 2024 | Tier 2 | Distribution Circuit |  |  |  | 2309714 | Sus |  | WildfireMitigation¦PlannedWSIPSystemHardening¦¦
24-0003036 | Wildfire Mitigation | Planned - WSIP/System Hardening |  |  | 2024 | Tier 2 | Transformer only |  |  |  | 2309749 | Sus |  | WildfireMitigation¦PlannedWSIPSystemHardening¦¦
24-0001508 | Wildfire Mitigation | Planned - WSIP/System Hardening |  |  | 2024 | Tier 3 | Distribution Circuit |  |  |  | 2309758 | Sus |  | WildfireMitigation¦PlannedWSIPSystemHardening¦¦
24-0003037 | Wildfire Mitigation | Planned - WSIP/System Hardening |  |  | 2024 | Tier 2 | Transformer only |  |  |  | 2309784 | Sus |  | WildfireMitigation¦PlannedWSIPSystemHardening¦¦
24-0001302 | Wildfire Mitigation | Planned - WSIP/System Hardening |  |  | 2024 | Tier 2 | Distribution Circuit |  |  |  | 2309808 | Sus |  | WildfireMitigation¦PlannedWSIPSystemHardening¦¦
24-0002717 | Wildfire Mitigation | Planned - WSIP/System Hardening |  |  | 2024 | Tier 3 | Distribution Circuit |  |  |  | 2309812 | Sus |  | WildfireMitigation¦PlannedWSIPSystemHardening¦¦
24-0004993 | Company Initiated | Planned- maintenance |  |  | 2024 | Tier 2 | Distribution Circuit |  |  |  | 2309831 | Sus |  | CompanyInitiated¦Plannedmaintenance¦¦
24-0003396 | Wildfire Mitigation | Planned - WSIP/System Hardening |  |  | 2024 | Tier 3 | Transformer only |  |  |  | 2309890 | Sus |  | WildfireMitigation¦PlannedWSIPSystemHardening¦¦
24-0001351 | Wildfire Mitigation | Planned - WSIP/System Hardening |  |  | 2024 | Tier 2 | Distribution Circuit |  |  |  | 2310156 | Sus |  | WildfireMitigation¦PlannedWSIPSystemHardening¦¦
24-0008110 | Equipment Failure/Involved | Overhead | Cutout- fuse holder | Arcing | 2024 | Tier 2 | Distribution Circuit |  |  |  | 2309995 | Sus |  | EquipmentFailureInvolved¦Overhead¦Cutoutfuseholder¦Arcing
24-0008182 | Equipment Failure/Involved | Overhead | Transformer (OH) | Failed/Faulted | 2024 | Tier 2 | Distribution Circuit |  |  |  | 2310052 | Sus |  | EquipmentFailureInvolved¦Overhead¦Transformer(OH)¦FailedFaulted
24-0008110 | Equipment Failure/Involved | Overhead | Transformer (OH) | Broken | 2024 | Tier 3 | Transformer only |  |  |  | 2310133 | Sus |  | EquipmentFailureInvolved¦Overhead¦Transformer(OH)¦Broken
24-0008249 | Equipment Failure/Involved | Overhead | Jumper | Broken | 2024 | Tier 3 | Distribution Circuit |  |  |  | 2310162 | Sus |  | EquipmentFailureInvolved¦Overhead¦Jumper¦Broken
24-0003598 | Company Initiated | Planned- maintenance |  |  | 2024 | Tier 2 | Distribution Circuit |  |  |  | 2310315 | Sus |  | CompanyInitiated¦Plannedmaintenance¦¦
24-0001672 | Company Initiated | Planned- maintenance |  |  | 2024 | Tier 2 | Distribution Circuit |  |  |  | 2310306 | Sus |  | CompanyInitiated¦Plannedmaintenance¦¦
24-0001672 | Company Initiated | Planned- maintenance |  |  | 2024 | Tier 2 | Distribution Circuit |  |  |  | 2310307 | Sus |  | CompanyInitiated¦Plannedmaintenance¦¦
24-0002068 | Wildfire Mitigation | Planned - WSIP/System Hardening |  |  | 2024 | Tier 3 | Distribution Circuit |  |  |  | 2310325 | Sus |  | WildfireMitigation¦PlannedWSIPSystemHardening¦¦
24-0004218 | Company Initiated | Planned- maintenance |  |  | 2024 | Tier 2 | Distribution Circuit |  |  |  | 2310323 | Sus |  | CompanyInitiated¦Plannedmaintenance¦¦
24-0008339 | Animal | Squirrel | Transformer (OH) | Normal | 2024 | Tier 2 | Distribution Circuit |  |  |  | 2310324 | Sus |  | Animal¦Squirrel¦Transformer(OH)¦Normal
24-0001550 | Company Initiated | Planned- maintenance |  |  | 2024 | Tier 2 | Distribution Circuit |  |  |  | 2310335 | Sus |  | CompanyInitiated¦Plannedmaintenance¦¦
24-0000977 | Company Initiated | Planned- capital |  |  | 2024 | Tier 2 | Distribution Circuit |  |  |  | 2310394 | Sus |  | CompanyInitiated¦Plannedcapital¦¦
24-0003045 | Wildfire Mitigation | Planned - WSIP/System Hardening |  |  | 2024 | Tier 2 | Distribution Circuit |  |  |  | 2310447 | Sus |  | WildfireMitigation¦PlannedWSIPSystemHardening¦¦
24-0003044 | Company Initiated | Planned- maintenance |  |  | 2024 | Tier 3 | Distribution Circuit |  |  |  | 2310462 | Sus |  | CompanyInitiated¦Plannedmaintenance¦¦
24-0004617 | Company Initiated | Planned- maintenance |  |  | 2024 | Tier 2 | Distribution Circuit |  |  |  | 2310491 | Sus |  | CompanyInitiated¦Plannedmaintenance¦¦
24-0003042 | Company Initiated | Planned- maintenance |  |  | 2024 | Tier 2 | Transformer only |  |  |  | 2310492 | Sus |  | CompanyInitiated¦Plannedmaintenance¦¦
24-0003041 | Company Initiated | Planned- maintenance |  |  | 2024 | Tier 2 | Distribution Circuit |  |  |  | 2310493 | Sus |  | CompanyInitiated¦Plannedmaintenance¦¦
24-0004609 | Company Initiated | Planned- maintenance |  |  | 2024 | Tier 3 | Distribution Circuit |  |  |  | 2310516 | Sus |  | CompanyInitiated¦Plannedmaintenance¦¦
24-0002189 | Company Initiated | Planned- maintenance |  |  | 2024 | Tier 3 | Transformer only |  |  |  | 2310545 | Sus |  | CompanyInitiated¦Plannedmaintenance¦¦
24-0005379 | Wildfire Mitigation | Planned - WSIP/System Hardening |  |  | 2024 | Tier 2 | Distribution Circuit |  |  |  | 2310534 | Sus |  | WildfireMitigation¦PlannedWSIPSystemHardening¦¦
24-0001572 | Company Initiated | Planned- maintenance |  |  | 2024 | Tier 2 | Distribution Circuit |  |  |  | 2310596 | Sus |  | CompanyInitiated¦Plannedmaintenance¦¦
24-0005021 | Wildfire Mitigation | Planned - WSIP/System Hardening |  |  | 2024 | Tier 2 | Distribution Circuit |  |  |  | 2310559 | Sus |  | WildfireMitigation¦PlannedWSIPSystemHardening¦¦
24-0004287 | Company Initiated | Planned- maintenance |  |  | 2024 | Tier 2 | Transformer only |  |  |  | 2310751 | Sus |  | CompanyInitiated¦Plannedmaintenance¦¦
24-0003040 | Wildfire Mitigation | Planned - WSIP/System Hardening |  |  | 2024 | Tier 3 | Distribution Circuit |  |  |  | 2310854 | Sus |  | WildfireMitigation¦PlannedWSIPSystemHardening¦¦
24-0001662 | Wildfire Mitigation | Planned - WSIP/System Hardening |  |  | 2024 | Tier 2 | Distribution Circuit |  |  |  | 2310946 | Sus |  | WildfireMitigation¦PlannedWSIPSystemHardening¦¦
24-0001140 | Wildfire Mitigation | Planned - WSIP/System Hardening |  |  | 2024 | Tier 3 | Distribution Circuit |  |  |  | 2311366 | Sus |  | WildfireMitigation¦PlannedWSIPSystemHardening¦¦
24-0003366 | Company Initiated | Planned- maintenance |  |  | 2024 | Tier 2 | Distribution Circuit |  |  |  | 2311385 | Sus |  | CompanyInitiated¦Plannedmaintenance¦¦
24-0003420 | Company Initiated | Planned- maintenance |  |  | 2024 | Tier 3 | Distribution Circuit |  |  |  | 2311387 | Sus |  | CompanyInitiated¦Plannedmaintenance¦¦
24-0004886 | Company Initiated | Planned- maintenance |  |  | 2024 | Tier 2 | Transformer only |  |  |  | 2311474 | Sus |  | CompanyInitiated¦Plannedmaintenance¦¦
23-0135008 | Company Initiated | Planned- capital |  |  | 2024 | Tier 2 | Distribution Circuit |  |  |  | 2311480 | Sus |  | CompanyInitiated¦Plannedcapital¦¦
24-0001813 | Company Initiated | Planned- maintenance |  |  | 2024 | Tier 2 | Distribution Circuit |  |  |  | 2311477 | Sus |  | CompanyInitiated¦Plannedmaintenance¦¦
24-0009277 | Unknown Cause | Patrol - not conducted |  |  | 2024 | Tier 2 | Transmission line |  |  |  | 2312036 | Sus |  | UnknownCause¦Patrolnotconducted¦¦
24-0009295 | Vegetation | Tree - branch fell on line | Conductor- Overhead | Normal | 2024 | Tier 2 | Distribution Circuit |  |  |  | 2312216 | Sus |  | Vegetation¦Treebranchfellonline¦ConductorOverhead¦Normal
24-0009309 | Vegetation | Tree - branch fell on line | Conductor- Overhead | Normal | 2024 | Tier 2 | Distribution Circuit |  |  |  | 2312267 | Sus |  | Vegetation¦Treebranchfellonline¦ConductorOverhead¦Normal
24-0009339 | Unknown Cause | Patrol - found nothing |  |  | 2024 | Tier 2 | Distribution Circuit |  |  |  | 2312330 | Sus |  | UnknownCause¦Patrolfoundnothing¦¦
24-0009323 | Unknown Cause | Patrol - not conducted |  |  | 2024 | Tier 3 | Distribution Circuit |  |  |  | 2312369 | Sus |  | UnknownCause¦Patrolnotconducted¦¦
24-0009374 | Unknown Cause | Patrol - not conducted |  |  | 2024 | Tier 3 | Distribution Circuit |  |  |  | 2312382 | Sus |  | UnknownCause¦Patrolnotconducted¦¦
24-0009596 | Unknown Cause | Patrol - not conducted |  |  | 2024 | Tier 2 | Distribution Circuit |  |  |  | 2312676 | Sus |  | UnknownCause¦Patrolnotconducted¦¦
24-0001868 | Company Initiated | Planned- maintenance |  |  | 2024 | Tier 2 | Distribution Circuit |  |  |  | 2312645 | Sus |  | CompanyInitiated¦Plannedmaintenance¦¦
24-0001871 | Company Initiated | Planned- maintenance |  |  | 2024 | Tier 2 | Distribution Circuit |  |  |  | 2313075 | Sus |  | CompanyInitiated¦Plannedmaintenance¦¦
24-0001954 | Company Initiated | Planned- maintenance |  |  | 2024 | Tier 2 | Distribution Circuit |  |  |  | 2312706 | Sus |  | CompanyInitiated¦Plannedmaintenance¦¦
24-0002216 | Wildfire Mitigation | Planned - WSIP/System Hardening |  |  | 2024 | Tier 2 | Transformer only |  |  |  | 2312720 | Sus |  | WildfireMitigation¦PlannedWSIPSystemHardening¦¦
24-0000978 | Company Initiated | Planned- capital |  |  | 2024 | Tier 2 | Distribution Circuit |  |  |  | 2312757 | Sus |  | CompanyInitiated¦Plannedcapital¦¦
24-0003573 | Company Initiated | Planned- maintenance |  |  | 2024 | Tier 2 | Distribution Circuit |  |  |  | 2312743 | Sus |  | CompanyInitiated¦Plannedmaintenance¦¦
24-0002086 | Company Initiated | Planned- maintenance |  |  | 2024 | Tier 2 | Distribution Circuit |  |  |  | 2312756 | Sus |  | CompanyInitiated¦Plannedmaintenance¦¦
24-0003784 | Company Initiated | Planned- maintenance |  |  | 2024 | Tier 2 | Distribution Circuit |  |  |  | 2312781 | Sus |  | CompanyInitiated¦Plannedmaintenance¦¦
24-0006502 | Wildfire Mitigation | Planned - WSIP/System Hardening |  |  | 2024 | Tier 2 | Transformer only |  |  |  | 2312805 | Sus |  | WildfireMitigation¦PlannedWSIPSystemHardening¦¦
24-0003567 | Company Initiated | Planned- maintenance |  |  | 2024 | Tier 2 | Distribution Circuit |  |  |  | 2312825 | Sus |  | CompanyInitiated¦Plannedmaintenance¦¦
24-0005640 | Wildfire Mitigation | Planned - WSIP/System Hardening |  |  | 2024 | Tier 2 | Distribution Circuit |  |  |  | 2312910 | Sus |  | WildfireMitigation¦PlannedWSIPSystemHardening¦¦
24-0000919 | Company Initiated | Planned- capital |  |  | 2024 | Tier 2 | Distribution Circuit |  |  |  | 2312901 | Sus |  | CompanyInitiated¦Plannedcapital¦¦
24-0002494 | Company Initiated | Planned- maintenance |  |  | 2024 | Tier 3 | Transformer only |  |  |  | 2312929 | Sus |  | CompanyInitiated¦Plannedmaintenance¦¦
24-0001707 | Company Initiated | Planned- maintenance |  |  | 2024 | Tier 2 | Distribution Circuit |  |  |  | 2312999 | Sus |  | CompanyInitiated¦Plannedmaintenance¦¦
24-0001709 | Company Initiated | Planned- maintenance |  |  | 2024 | Tier 2 | Distribution Circuit |  |  |  | 2313004 | Sus |  | CompanyInitiated¦Plannedmaintenance¦¦
24-0002211 | Wildfire Mitigation | Planned - WSIP/System Hardening |  |  | 2024 | Tier 3 | Distribution Circuit |  |  |  | 2313041 | Sus |  | WildfireMitigation¦PlannedWSIPSystemHardening¦¦
24-0002000 | Company Initiated | Planned- maintenance |  |  | 2024 | Tier 2 | Transformer only |  |  |  | 2313087 | Sus |  | CompanyInitiated¦Plannedmaintenance¦¦
24-0003787 | Wildfire Mitigation | Planned - WSIP/System Hardening |  |  | 2024 | Tier 2 | Transformer only |  |  |  | 2313118 | Sus |  | WildfireMitigation¦PlannedWSIPSystemHardening¦¦
24-0001143 | Wildfire Mitigation | Planned - WSIP/System Hardening |  |  | 2024 | Tier 3 | Distribution Circuit |  |  |  | 2313555 | Sus |  | WildfireMitigation¦PlannedWSIPSystemHardening¦¦
24-0003797 | Wildfire Mitigation | Planned - WSIP/System Hardening |  |  | 2024 | Tier 2 | Distribution Circuit |  |  |  | 2313565 | Sus |  | WildfireMitigation¦PlannedWSIPSystemHardening¦¦
24-0001832 | Company Initiated | Planned- maintenance |  |  | 2024 | Tier 2 | Distribution Circuit |  |  |  | 2313552 | Sus |  | CompanyInitiated¦Plannedmaintenance¦¦
24-0000983 | Company Initiated | Planned- capital |  |  | 2024 | Tier 2 | Distribution Circuit |  |  |  | 2313574 | Sus |  | CompanyInitiated¦Plannedcapital¦¦
24-0001713 | Company Initiated | Planned- maintenance |  |  | 2024 | Tier 2 | Distribution Circuit |  |  |  | 2313588 | Sus |  | CompanyInitiated¦Plannedmaintenance¦¦
24-0004223 | Company Initiated | Planned- maintenance |  |  | 2024 | Tier 2 | Transformer only |  |  |  | 2313601 | Sus |  | CompanyInitiated¦Plannedmaintenance¦¦
24-0003823 | Company Initiated | Planned- maintenance |  |  | 2024 | Tier 3 | Transformer only |  |  |  | 2313624 | Sus |  | CompanyInitiated¦Plannedmaintenance¦¦
24-0002239 | Company Initiated | Planned- maintenance |  |  | 2024 | Tier 2 | Distribution Circuit |  |  |  | 2313613 | Sus |  | CompanyInitiated¦Plannedmaintenance¦¦
24-0001955 | Company Initiated | Planned- maintenance |  |  | 2024 | Tier 3 | Distribution Circuit |  |  |  | 2313632 | Sus |  | CompanyInitiated¦Plannedmaintenance¦¦
24-0002149 | Company Initiated | Planned- maintenance |  |  | 2024 | Tier 3 | Distribution Circuit |  |  |  | 2313631 | Sus |  | CompanyInitiated¦Plannedmaintenance¦¦
24-0002267 | Company Initiated | Planned- capital |  |  | 2024 | Tier 2 | Distribution Circuit |  |  |  | 2313660 | Sus |  | CompanyInitiated¦Plannedcapital¦¦
24-0006512 | Wildfire Mitigation | Planned - WSIP/System Hardening |  |  | 2024 | Tier 2 | Transformer only |  |  |  | 2313734 | Sus |  | WildfireMitigation¦PlannedWSIPSystemHardening¦¦
24-0002240 | Company Initiated | Planned- capital |  |  | 2024 | Tier 2 | Distribution Circuit |  |  |  | 2313732 | Sus |  | CompanyInitiated¦Plannedcapital¦¦
24-0004859 | Wildfire Mitigation | Planned - WSIP/System Hardening |  |  | 2024 | Tier 2 | Distribution Circuit |  |  |  | 2313681 | Sus |  | WildfireMitigation¦PlannedWSIPSystemHardening¦¦
24-0004842 | Wildfire Mitigation | Planned - WSIP/System Hardening |  |  | 2024 | Tier 3 | Transformer only |  |  |  | 2313733 | Sus |  | WildfireMitigation¦PlannedWSIPSystemHardening¦¦
24-0005645 | Wildfire Mitigation | Planned - WSIP/System Hardening |  |  | 2024 | Tier 3 | Transformer only |  |  |  | 2313819 | Sus |  | WildfireMitigation¦PlannedWSIPSystemHardening¦¦
24-0003800 | Wildfire Mitigation | Planned - WSIP/System Hardening |  |  | 2024 | Tier 2 | Distribution Circuit |  |  |  | 2313844 | Sus |  | WildfireMitigation¦PlannedWSIPSystemHardening¦¦
24-0002233 | Wildfire Mitigation | Planned - WSIP/System Hardening |  |  | 2024 | Tier 2 | Transformer only |  |  |  | 2313878 | Sus |  | WildfireMitigation¦PlannedWSIPSystemHardening¦¦
24-0004844 | Wildfire Mitigation | Planned - WSIP/System Hardening |  |  | 2024 | Tier 3 | Transformer only |  |  |  | 2313895 | Sus |  | WildfireMitigation¦PlannedWSIPSystemHardening¦¦
24-0003803 | Wildfire Mitigation | Planned - WSIP/System Hardening |  |  | 2024 | Tier 2 | Transformer only |  |  |  | 2314147 | Sus |  | WildfireMitigation¦PlannedWSIPSystemHardening¦¦
24-0003827 | Wildfire Mitigation | Planned - WSIP/System Hardening |  |  | 2024 | Tier 3 | Distribution Circuit |  |  |  | 2314025 | Sus |  | WildfireMitigation¦PlannedWSIPSystemHardening¦¦
24-0006514 | Company Initiated | Planned- maintenance |  |  | 2024 | Tier 2 | Distribution Circuit |  |  |  | 2314514 | Sus |  | CompanyInitiated¦Plannedmaintenance¦¦
24-0010563 | Unknown Cause | Patrol - found nothing |  |  | 2024 | Tier 2 | Distribution Circuit |  |  |  | 2315007 | Sus |  | UnknownCause¦Patrolfoundnothing¦¦
24-0010560 | Unknown Cause | Patrol - found nothing |  |  | 2024 | Tier 2 | Distribution Circuit |  |  |  | 2315034 | Sus |  | UnknownCause¦Patrolfoundnothing¦¦
24-0010639 | Vegetation | Tree - fell into line | Pole-Wood | Broken- wire on ground | 2024 | Tier 2 | Distribution Circuit |  |  |  | 2315147 | Sus |  | Vegetation¦Treefellintoline¦PoleWood¦Brokenwireonground
24-0010647 | Equipment Failure/Involved | Overhead | Lightning Arrestor | Burned/flashed | 2024 | Tier 2 | Distribution Circuit |  |  |  | 2315183 | Sus |  | EquipmentFailureInvolved¦Overhead¦LightningArrestor¦Burnedflashed
24-0010734 | Animal | Bird found | Fuse | Normal | 2024 | Tier 2 | Distribution Circuit |  |  |  | 2315550 | Sus |  | Animal¦Birdfound¦Fuse¦Normal
24-0010743 | Unknown Cause | Patrol - found nothing |  |  | 2024 | Tier 2 | Distribution Circuit |  |  |  | 2315580 | Sus |  | UnknownCause¦Patrolfoundnothing¦¦
23-0128857 | Company Initiated | Planned- capital |  |  | 2024 | Tier 3 | Distribution Circuit |  |  |  | 2316851 | Sus |  | CompanyInitiated¦Plannedcapital¦¦
24-0006972 | Company Initiated | Planned- maintenance |  |  | 2024 | Tier 2 | Transformer only |  |  |  | 2316129 | Sus |  | CompanyInitiated¦Plannedmaintenance¦¦
24-0006371 | Wildfire Mitigation | Planned - WSIP/System Hardening |  |  | 2024 | Tier 2 | Transformer only |  |  |  | 2316251 | Sus |  | WildfireMitigation¦PlannedWSIPSystemHardening¦¦
24-0006039 | Company Initiated | Planned- maintenance |  |  | 2024 | Tier 3 | Distribution Circuit |  |  |  | 2316203 | Sus |  | CompanyInitiated¦Plannedmaintenance¦¦
24-0005131 | Wildfire Mitigation | Planned - WSIP/System Hardening |  |  | 2024 | Tier 2 | Transformer only |  |  |  | 2316261 | Sus |  | WildfireMitigation¦PlannedWSIPSystemHardening¦¦
24-0006631 | Wildfire Mitigation | Planned - WSIP/System Hardening |  |  | 2024 | Tier 2 | Distribution Circuit |  |  |  | 2316252 | Sus |  | WildfireMitigation¦PlannedWSIPSystemHardening¦¦
24-0006753 | Wildfire Mitigation | Planned - WSIP/System Hardening |  |  | 2024 | Tier 3 | Transformer only |  |  |  | 2316313 | Sus |  | WildfireMitigation¦PlannedWSIPSystemHardening¦¦
24-0006126 | Company Initiated | Planned- maintenance |  |  | 2024 | Tier 2 | Transformer only |  |  |  | 2316314 | Sus |  | CompanyInitiated¦Plannedmaintenance¦¦
24-0005893 | Wildfire Mitigation | Planned - WSIP/System Hardening |  |  | 2024 | Tier 3 | Distribution Circuit |  |  |  | 2316311 | Sus |  | WildfireMitigation¦PlannedWSIPSystemHardening¦¦
24-0011026 | Company Initiated | Improper Construction | Jumper | Normal | 2024 | Tier 2 | Distribution Circuit |  |  |  | 2316465 | Sus |  | CompanyInitiated¦ImproperConstruction¦Jumper¦Normal
23-0128857 | Company Initiated | Return Circuit Normal | Conductor- Overhead | Normal | 2024 | Tier 3 | Distribution Circuit |  |  |  | 2316854 | Sus |  | CompanyInitiated¦ReturnCircuitNormal¦ConductorOverhead¦Normal
24-0006974 | Company Initiated | Planned- maintenance |  |  | 2024 | Tier 2 | Transformer only |  |  |  | 2317286 | Sus |  | CompanyInitiated¦Plannedmaintenance¦¦
24-0007072 | Company Initiated | Planned- maintenance |  |  | 2024 | Tier 3 | Distribution Circuit |  |  |  | 2317335 | Sus |  | CompanyInitiated¦Plannedmaintenance¦¦
24-0007227 | Wildfire Mitigation | Planned - WSIP/System Hardening |  |  | 2024 | Tier 3 | Distribution Circuit |  |  |  | 2317426 | Sus |  | WildfireMitigation¦PlannedWSIPSystemHardening¦¦
24-0006384 | Company Initiated | Planned- maintenance |  |  | 2024 | Tier 2 | Distribution Circuit |  |  |  | 2317458 | Sus |  | CompanyInitiated¦Plannedmaintenance¦¦
24-0006388 | Company Initiated | Planned- maintenance |  |  | 2024 | Tier 2 | Transformer only |  |  |  | 2317750 | Sus |  | CompanyInitiated¦Plannedmaintenance¦¦
24-0004578 | Wildfire Mitigation | Planned - WSIP/System Hardening |  |  | 2024 | Tier 2 | Distribution Circuit |  |  |  | 2317496 | Sus |  | WildfireMitigation¦PlannedWSIPSystemHardening¦¦
24-0011578 | Company Initiated | Improper Construction | Conductor- Overhead | Normal | 2024 | Tier 3 | Distribution Circuit |  |  |  | 2317579 | Sus |  | CompanyInitiated¦ImproperConstruction¦ConductorOverhead¦Normal
24-0011872 | Unknown Cause | Patrol - found nothing |  |  | 2024 | Tier 2 | Distribution Circuit |  |  |  | 2317934 | Sus |  | UnknownCause¦Patrolfoundnothing¦¦
24-0012147 | Unknown Cause | Patrol - found nothing |  |  | 2024 | Tier 2 | Distribution Circuit |  |  |  | 2318361 | Sus |  | UnknownCause¦Patrolfoundnothing¦¦
24-0012107 | 3rd Party | Tree - cutting- 3rd party | Conductor- Overhead | Normal | 2024 | Tier 2 | Distribution Circuit |  |  |  | 2318382 | Sus |  | 3rdParty¦Treecutting3rdparty¦ConductorOverhead¦Normal
24-0012165 | Vegetation | Tree - branch fell on line | Conductor- Overhead | Normal | 2024 | Tier 3 | Distribution Circuit |  |  |  | 2318433 | Sus |  | Vegetation¦Treebranchfellonline¦ConductorOverhead¦Normal
24-0012129 | Equipment Failure/Involved | Overhead | Pole-Wood | Deteriorated | 2024 | Tier 2 | Distribution Circuit |  |  |  | 2318410 | Sus |  | EquipmentFailureInvolved¦Overhead¦PoleWood¦Deteriorated
24-0012110 | Equipment Failure/Involved | Overhead | Pole-Wood | Deteriorated | 2024 | Tier 2 | Distribution Circuit |  |  |  | 2318391 | Sus |  | EquipmentFailureInvolved¦Overhead¦PoleWood¦Deteriorated
24-0007395 | Wildfire Mitigation | Planned - WSIP/System Hardening |  |  | 2024 | Tier 3 | Distribution Circuit |  |  |  | 2318957 | Sus |  | WildfireMitigation¦PlannedWSIPSystemHardening¦¦
23-0143747 | Company Initiated | Planned- maintenance |  |  | 2024 | Tier 2 | Distribution Circuit |  |  |  | 2319025 | Sus |  | CompanyInitiated¦Plannedmaintenance¦¦
24-0005511 | Wildfire Mitigation | Planned - WSIP/System Hardening |  |  | 2024 | Tier 3 | Distribution Circuit |  |  |  | 2319023 | Sus |  | WildfireMitigation¦PlannedWSIPSystemHardening¦¦
24-0012631 | 3rd Party | Tree - cutting- 3rd party | Conductor- Overhead | Normal | 2024 | Tier 2 | Distribution Circuit |  |  |  | 2319152 | Sus |  | 3rdParty¦Treecutting3rdparty¦ConductorOverhead¦Normal
24-0012801 | Vegetation | Tree - branch fell on line | Conductor- Overhead | Normal | 2024 | Tier 2 | Distribution Circuit |  |  |  | 2319401 | Sus |  | Vegetation¦Treebranchfellonline¦ConductorOverhead¦Normal
24-0012822 | 3rd Party | Vehicle | Pole-Wood | Broken- wire on ground | 2024 | Tier 2 | Distribution Circuit |  |  |  | 2319463 | Sus |  | 3rdParty¦Vehicle¦PoleWood¦Brokenwireonground
24-0012892 | Unknown Cause | Patrol - not conducted |  |  | 2024 | Tier 2 | Transmission line |  |  |  | 2319705 | Sus |  | UnknownCause¦Patrolnotconducted¦¦
24-0012890 | Unknown Cause | Patrol - not conducted |  |  | 2024 | Zone 1 | Transmission line |  |  |  | 2319719 | Sus |  | UnknownCause¦Patrolnotconducted¦¦
24-0013002 | Vegetation | Tree - branch fell on line | Transformer (OH) | Broken | 2024 | Tier 2 | Distribution Circuit |  |  |  | 2320064 | Sus |  | Vegetation¦Treebranchfellonline¦Transformer(OH)¦Broken
24-0013018 | Equipment Failure/Involved | Overhead | Other | Broken | 2024 | Tier 2 | Distribution Circuit |  |  |  | 2320155 | Sus |  | EquipmentFailureInvolved¦Overhead¦Other¦Broken
24-0013074 | 3rd Party | Vehicle | Pole-Wood | Broken | 2024 | Tier 2 | Distribution Circuit |  |  |  | 2320423 | Sus |  | 3rdParty¦Vehicle¦PoleWood¦Broken
24-0013099 | Unknown Cause | Patrol - not conducted |  |  | 2024 | Tier 2 | Distribution Circuit |  |  |  | 2320426 | Sus |  | UnknownCause¦Patrolnotconducted¦¦
24-0013097 | Unknown Cause | Patrol - found nothing |  |  | 2024 | Tier 2 | Distribution Circuit |  |  |  | 2320417 | Sus |  | UnknownCause¦Patrolfoundnothing¦¦
24-0013239 | Unknown Cause | Patrol - found nothing |  |  | 2024 | Tier 2 | Transformer only |  |  |  | 2320972 | Sus |  | UnknownCause¦Patrolfoundnothing¦¦
24-0013533 | 3rd Party | Vehicle | Fuse | Burned Open | 2024 | Tier 3 | Transformer only |  |  |  | 2321517 | Sus |  | 3rdParty¦Vehicle¦Fuse¦BurnedOpen
24-0013524 | Unknown Cause | Patrol - found nothing |  |  | 2024 | Tier 2 | Distribution Circuit |  |  |  | 2321450 | Sus |  | UnknownCause¦Patrolfoundnothing¦¦
24-0013686 | Animal | Other | PT/CCVT | Burned/flashed | 2024 | Tier 2 | Distribution Circuit |  |  |  | 2321974 | Sus |  | Animal¦Other¦PTCCVT¦Burnedflashed
24-0008804 | Company Initiated | Planned- maintenance |  |  | 2024 | Tier 2 | Transformer only |  |  |  | 2322057 | Sus |  | CompanyInitiated¦Plannedmaintenance¦¦
24-0008788 | Wildfire Mitigation | Planned - WSIP/System Hardening |  |  | 2024 | Tier 2 | Distribution Circuit |  |  |  | 2321994 | Sus |  | WildfireMitigation¦PlannedWSIPSystemHardening¦¦
24-0011982 | Company Initiated | Planned- maintenance |  |  | 2024 | Tier 2 | Transformer only |  |  |  | 2322106 | Sus |  | CompanyInitiated¦Plannedmaintenance¦¦
24-0006819 | Company Initiated | Planned- maintenance |  |  | 2024 | Tier 3 | Distribution Circuit |  |  |  | 2322081 | Sus |  | CompanyInitiated¦Plannedmaintenance¦¦
24-0008603 | Company Initiated | Construction Activity/equip- company | Transformer | Normal | 2024 | Tier 2 | Transformer only |  |  |  | 2322115 | Sus |  | CompanyInitiated¦ConstructionActivityequipcompany¦Transformer¦Normal
24-0008361 | Company Initiated | Planned- maintenance |  |  | 2024 | Tier 3 | Distribution Circuit |  |  |  | 2322196 | Sus |  | CompanyInitiated¦Plannedmaintenance¦¦
24-0008669 | Company Initiated | Planned- maintenance |  |  | 2024 | Tier 2 | Distribution Circuit |  |  |  | 2322148 | Sus |  | CompanyInitiated¦Plannedmaintenance¦¦
24-0008643 | Company Initiated | Planned- maintenance |  |  | 2024 | Tier 3 | Distribution Circuit |  |  |  | 2322212 | Sus |  | CompanyInitiated¦Plannedmaintenance¦¦
24-0008662 | Wildfire Mitigation | Planned - WSIP/System Hardening |  |  | 2024 | Tier 3 | Transformer only |  |  |  | 2322155 | Sus |  | WildfireMitigation¦PlannedWSIPSystemHardening¦¦
24-0008797 | Wildfire Mitigation | Planned - WSIP/System Hardening |  |  | 2024 | Tier 2 | Distribution Circuit |  |  |  | 2322165 | Sus |  | WildfireMitigation¦PlannedWSIPSystemHardening¦¦
24-0014405 | Unknown Cause | Patrol - not conducted |  |  | 2024 | Tier 2 | Distribution Circuit |  |  |  | 2323077 | Sus |  | UnknownCause¦Patrolnotconducted¦¦
24-0014572 | Unknown Cause | Patrol - found nothing |  |  | 2024 | Tier 2 | Distribution Circuit |  |  |  | 2323125 | Sus |  | UnknownCause¦Patrolfoundnothing¦¦
24-0014678 | Equipment Failure/Involved | Overhead | Fuse | Broken | 2024 | Tier 3 | Transformer only |  |  |  | 2323367 | Sus |  | EquipmentFailureInvolved¦Overhead¦Fuse¦Broken
24-0002397 | Wildfire Mitigation | Planned - WSIP/System Hardening |  |  | 2024 | Tier 3 | Transformer only |  |  |  | 2323689 | Sus |  | WildfireMitigation¦PlannedWSIPSystemHardening¦¦
24-0002507 | Company Initiated | Planned- maintenance |  |  | 2024 | Tier 2 | Distribution Circuit |  |  |  | 2323681 | Sus |  | CompanyInitiated¦Plannedmaintenance¦¦
24-0001722 | Wildfire Mitigation | Planned - WSIP/System Hardening |  |  | 2024 | Tier 2 | Distribution Circuit |  |  |  | 2323680 | Sus |  | WildfireMitigation¦PlannedWSIPSystemHardening¦¦
24-0002749 | Company Initiated | Planned- maintenance |  |  | 2024 | Tier 2 | Distribution Circuit |  |  |  | 2323751 | Sus |  | CompanyInitiated¦Plannedmaintenance¦¦
24-0009117 | Company Initiated | Planned- maintenance |  |  | 2024 | Tier 2 | Transformer only |  |  |  | 2323741 | Sus |  | CompanyInitiated¦Plannedmaintenance¦¦
24-0007407 | Company Initiated | Planned- maintenance |  |  | 2024 | Tier 2 | Distribution Circuit |  |  |  | 2323752 | Sus |  | CompanyInitiated¦Plannedmaintenance¦¦
24-0008583 | Company Initiated | Planned- maintenance |  |  | 2024 | Tier 2 | Distribution Circuit |  |  |  | 2323774 | Sus |  | CompanyInitiated¦Plannedmaintenance¦¦
24-0009111 | Wildfire Mitigation | Planned - WSIP/System Hardening |  |  | 2024 | Tier 3 | Distribution Circuit |  |  |  | 2323778 | Sus |  | WildfireMitigation¦PlannedWSIPSystemHardening¦¦
24-0007427 | Company Initiated | Planned- maintenance |  |  | 2024 | Tier 2 | Transformer only |  |  |  | 2324086 | Sus |  | CompanyInitiated¦Plannedmaintenance¦¦
24-0010061 | Company Initiated | Planned- maintenance |  |  | 2024 | Tier 2 | Distribution Circuit |  |  |  | 2323775 | Sus |  | CompanyInitiated¦Plannedmaintenance¦¦
24-0010007 | Wildfire Mitigation | Planned - WSIP/System Hardening |  |  | 2024 | Tier 2 | Distribution Circuit |  |  |  | 2323795 | Sus |  | WildfireMitigation¦PlannedWSIPSystemHardening¦¦
24-0006058 | Company Initiated | Planned- maintenance |  |  | 2024 | Tier 3 | Distribution Circuit |  |  |  | 2323870 | Sus |  | CompanyInitiated¦Plannedmaintenance¦¦
24-0008966 | Company Initiated | Planned- maintenance |  |  | 2024 | Tier 2 | Distribution Circuit |  |  |  | 2323908 | Sus |  | CompanyInitiated¦Plannedmaintenance¦¦
24-0014956 | Company Initiated | Planned- capital |  |  | 2024 | Tier 3 | Distribution Circuit |  |  |  | 2323901 | Sus |  | CompanyInitiated¦Plannedcapital¦¦
24-0014887 | Equipment Failure/Involved | Overhead | Pole-Wood | Broken | 2024 | Tier 2 | Distribution Circuit |  |  |  | 2323738 | Sus |  | EquipmentFailureInvolved¦Overhead¦PoleWood¦Broken
24-0002395 | Company Initiated | Planned- capital |  |  | 2024 | Tier 3 | Distribution Circuit |  |  |  | 2324090 | Sus |  | CompanyInitiated¦Plannedcapital¦¦
24-0008760 | Company Initiated | Planned- maintenance |  |  | 2024 | Tier 2 | Transformer only |  |  |  | 2324100 | Sus |  | CompanyInitiated¦Plannedmaintenance¦¦
24-0001712 | Wildfire Mitigation | Planned - WSIP/System Hardening |  |  | 2024 | Tier 2 | Distribution Circuit |  |  |  | 2324144 | Sus |  | WildfireMitigation¦PlannedWSIPSystemHardening¦¦
24-0002751 | Wildfire Mitigation | Planned - WSIP/System Hardening |  |  | 2024 | Tier 2 | Transformer only |  |  |  | 2324161 | Sus |  | WildfireMitigation¦PlannedWSIPSystemHardening¦¦
24-0015327 | Unknown Cause | Patrol - found nothing |  |  | 2024 | Tier 2 | Distribution Circuit |  |  |  | 2324325 | Sus |  | UnknownCause¦Patrolfoundnothing¦¦
24-0007861 | Wildfire Mitigation | Planned - WSIP/System Hardening |  |  | 2024 | Tier 3 | Distribution Circuit |  |  |  | 2324518 | Sus |  | WildfireMitigation¦PlannedWSIPSystemHardening¦¦
24-0003471 | Wildfire Mitigation | Planned - WSIP/System Hardening |  |  | 2024 | Tier 3 | Distribution Circuit |  |  |  | 2324517 | Sus |  | WildfireMitigation¦PlannedWSIPSystemHardening¦¦
24-0002757 | Wildfire Mitigation | Planned - WSIP/System Hardening |  |  | 2024 | Tier 2 | Distribution Circuit |  |  |  | 2324547 | Sus |  | WildfireMitigation¦PlannedWSIPSystemHardening¦¦
24-0007439 | Company Initiated | Planned- maintenance |  |  | 2024 | Tier 2 | Distribution Circuit |  |  |  | 2324562 | Sus |  | CompanyInitiated¦Plannedmaintenance¦¦
24-0009495 | Company Initiated | Planned- maintenance |  |  | 2024 | Tier 2 | Transformer only |  |  |  | 2324583 | Sus |  | CompanyInitiated¦Plannedmaintenance¦¦
24-0001733 | Company Initiated | Planned- capital |  |  | 2024 | Tier 2 | Distribution Circuit |  |  |  | 2324589 | Sus |  | CompanyInitiated¦Plannedcapital¦¦
24-0012350 | Company Initiated | Planned- maintenance |  |  | 2024 | Tier 2 | Distribution Circuit |  |  |  | 2324595 | Sus |  | CompanyInitiated¦Plannedmaintenance¦¦
24-0007430 | Company Initiated | Planned- maintenance |  |  | 2024 | Tier 2 | Distribution Circuit |  |  |  | 2324592 | Sus |  | CompanyInitiated¦Plannedmaintenance¦¦
24-0007655 | Wildfire Mitigation | Planned - WSIP/System Hardening |  |  | 2024 | Tier 3 | Distribution Circuit |  |  |  | 2324573 | Sus |  | WildfireMitigation¦PlannedWSIPSystemHardening¦¦
24-0010467 | Wildfire Mitigation | Planned - WSIP/System Hardening |  |  | 2024 | Tier 2 | Distribution Circuit |  |  |  | 2324643 | Sus |  | WildfireMitigation¦PlannedWSIPSystemHardening¦¦
24-0010454 | Wildfire Mitigation | Planned - WSIP/System Hardening |  |  | 2024 | Tier 3 | Transformer only |  |  |  | 2324655 | Sus |  | WildfireMitigation¦PlannedWSIPSystemHardening¦¦
24-0008129 | Company Initiated | Planned- maintenance |  |  | 2024 | Tier 2 | Distribution Circuit |  |  |  | 2324667 | Sus |  | CompanyInitiated¦Plannedmaintenance¦¦
24-0008265 | Company Initiated | Planned- maintenance |  |  | 2024 | Tier 2 | Distribution Circuit |  |  |  | 2324687 | Sus |  | CompanyInitiated¦Plannedmaintenance¦¦
24-0008264 | Company Initiated | Planned- maintenance |  |  | 2024 | Tier 2 | Transformer only |  |  |  | 2324952 | Sus |  | CompanyInitiated¦Plannedmaintenance¦¦
24-0010472 | Wildfire Mitigation | Planned - WSIP/System Hardening |  |  | 2024 | Tier 2 | Distribution Circuit |  |  |  | 2324701 | Sus |  | WildfireMitigation¦PlannedWSIPSystemHardening¦¦
24-0015585 | Unknown Cause | Patrol - found nothing |  |  | 2024 | Tier 2 | Distribution Circuit |  |  |  | 2324771 | Sus |  | UnknownCause¦Patrolfoundnothing¦¦
24-0015561 | Vegetation | Tree - branch fell on line | Conductor- Overhead | Normal | 2024 | Tier 2 | Distribution Circuit |  |  |  | 2324831 | Sus |  | Vegetation¦Treebranchfellonline¦ConductorOverhead¦Normal
24-0008614 | Company Initiated | Planned- maintenance |  |  | 2024 | Tier 2 | Distribution Circuit |  |  |  | 2324906 | Sus |  | CompanyInitiated¦Plannedmaintenance¦¦
24-0015479 | Equipment Failure/Involved | Overhead | Insulator | Broken | 2024 | Tier 3 | Distribution Circuit |  |  |  | 2324957 | Sus |  | EquipmentFailureInvolved¦Overhead¦Insulator¦Broken
24-0008260 | Company Initiated | Planned- maintenance |  |  | 2024 | Tier 2 | Distribution Circuit |  |  |  | 2325027 | Sus |  | CompanyInitiated¦Plannedmaintenance¦¦
24-0009163 | Wildfire Mitigation | Planned - WSIP/System Hardening |  |  | 2024 | Tier 2 | Distribution Circuit |  |  |  | 2325077 | Sus |  | WildfireMitigation¦PlannedWSIPSystemHardening¦¦
24-0010252 | Wildfire Mitigation | Planned - WSIP/System Hardening |  |  | 2024 | Tier 2 | Distribution Circuit |  |  |  | 2325407 | Sus |  | WildfireMitigation¦PlannedWSIPSystemHardening¦¦
24-0009187 | Wildfire Mitigation | Planned - WSIP/System Hardening |  |  | 2024 | Tier 3 | Distribution Circuit |  |  |  | 2325464 | Sus |  | WildfireMitigation¦PlannedWSIPSystemHardening¦¦
24-0007445 | Company Initiated | Planned- maintenance |  |  | 2024 | Tier 2 | Distribution Circuit |  |  |  | 2325409 | Sus |  | CompanyInitiated¦Plannedmaintenance¦¦
24-0009184 | Company Initiated | Planned- maintenance |  |  | 2024 | Tier 2 | Distribution Circuit |  |  |  | 2325413 | Sus |  | CompanyInitiated¦Plannedmaintenance¦¦
24-0008136 | Company Initiated | Planned- maintenance |  |  | 2024 | Tier 2 | Distribution Circuit |  |  |  | 2325419 | Sus |  | CompanyInitiated¦Plannedmaintenance¦¦
23-0107139 | Company Initiated | Planned- capital |  |  | 2024 | Tier 2 | Distribution Circuit |  |  |  | 2325443 | Sus |  | CompanyInitiated¦Plannedcapital¦¦
24-0008859 | Company Initiated | Planned- maintenance |  |  | 2024 | Tier 2 | Distribution Circuit |  |  |  | 2325430 | Sus |  | CompanyInitiated¦Plannedmaintenance¦¦
24-0009211 | Company Initiated | Planned- maintenance |  |  | 2024 | Tier 2 | Distribution Circuit |  |  |  | 2325434 | Sus |  | CompanyInitiated¦Plannedmaintenance¦¦
24-0008818 | Company Initiated | Planned- maintenance |  |  | 2024 | Tier 2 | Distribution Circuit |  |  |  | 2325435 | Sus |  | CompanyInitiated¦Plannedmaintenance¦¦
24-0009207 | Company Initiated | Planned- maintenance |  |  | 2024 | Tier 2 | Distribution Circuit |  |  |  | 2325442 | Sus |  | CompanyInitiated¦Plannedmaintenance¦¦
24-0010248 | Wildfire Mitigation | Planned - WSIP/System Hardening |  |  | 2024 | Tier 2 | Distribution Circuit |  |  |  | 2325578 | Sus |  | WildfireMitigation¦PlannedWSIPSystemHardening¦¦
24-0008834 | Company Initiated | Planned- maintenance |  |  | 2024 | Tier 2 | Distribution Circuit |  |  |  | 2325579 | Sus |  | CompanyInitiated¦Plannedmaintenance¦¦
24-0010311 | Company Initiated | Planned- capital |  |  | 2024 | Tier 3 | Distribution Circuit |  |  |  | 2326058 | Sus |  | CompanyInitiated¦Plannedcapital¦¦
24-0004337 | Company Initiated | Planned- maintenance |  |  | 2024 | Tier 3 | Distribution Circuit |  |  |  | 2326919 | Sus |  | CompanyInitiated¦Plannedmaintenance¦¦
24-0007889 | Company Initiated | Planned- maintenance |  |  | 2024 | Tier 2 | Distribution Circuit |  |  |  | 2326870 | Sus |  | CompanyInitiated¦Plannedmaintenance¦¦
24-0007889 | Company Initiated | Planned- maintenance |  |  | 2024 | Tier 2 | Distribution Circuit |  |  |  | 2326871 | Sus |  | CompanyInitiated¦Plannedmaintenance¦¦
24-0009602 | Company Initiated | Planned- maintenance |  |  | 2024 | Tier 2 | Transformer only |  |  |  | 2326929 | Sus |  | CompanyInitiated¦Plannedmaintenance¦¦
24-0007876 | Company Initiated | Planned- maintenance |  |  | 2024 | Tier 2 | Distribution Circuit |  |  |  | 2326937 | Sus |  | CompanyInitiated¦Plannedmaintenance¦¦
23-0136234 | Company Initiated | Planned- capital |  |  | 2024 | Tier 2 | Distribution Circuit |  |  |  | 2326996 | Sus |  | CompanyInitiated¦Plannedcapital¦¦
24-0011369 | Company Initiated | Planned- maintenance |  |  | 2024 | Tier 2 | Transformer only |  |  |  | 2326970 | Sus |  | CompanyInitiated¦Plannedmaintenance¦¦
24-0011368 | Company Initiated | Planned- maintenance |  |  | 2024 | Tier 2 | Distribution Circuit |  |  |  | 2326964 | Sus |  | CompanyInitiated¦Plannedmaintenance¦¦
24-0009728 | Company Initiated | Planned- maintenance |  |  | 2024 | Tier 2 | Distribution Circuit |  |  |  | 2326975 | Sus |  | CompanyInitiated¦Plannedmaintenance¦¦
24-0011365 | Company Initiated | Planned- maintenance |  |  | 2024 | Tier 3 | Distribution Circuit |  |  |  | 2326977 | Sus |  | CompanyInitiated¦Plannedmaintenance¦¦
24-0009156 | Company Initiated | Planned- maintenance |  |  | 2024 | Tier 2 | Transformer only |  |  |  | 2326992 | Sus |  | CompanyInitiated¦Plannedmaintenance¦¦
24-0009159 | Company Initiated | Planned- maintenance |  |  | 2024 | Tier 2 | Distribution Circuit |  |  |  | 2326982 | Sus |  | CompanyInitiated¦Plannedmaintenance¦¦
24-0009749 | Company Initiated | Planned- maintenance |  |  | 2024 | Tier 2 | Distribution Circuit |  |  |  | 2327013 | Sus |  | CompanyInitiated¦Plannedmaintenance¦¦
24-0011371 | Company Initiated | Planned- maintenance |  |  | 2024 | Tier 2 | Transformer only |  |  |  | 2327034 | Sus |  | CompanyInitiated¦Plannedmaintenance¦¦
24-0009181 | Company Initiated | Planned- maintenance |  |  | 2024 | Tier 2 | Distribution Circuit |  |  |  | 2327036 | Sus |  | CompanyInitiated¦Plannedmaintenance¦¦
24-0009646 | Wildfire Mitigation | Planned - WSIP/System Hardening |  |  | 2024 | Tier 2 | Distribution Circuit |  |  |  | 2327048 | Sus |  | WildfireMitigation¦PlannedWSIPSystemHardening¦¦
24-0011187 | Wildfire Mitigation | Planned - WSIP/System Hardening |  |  | 2024 | Tier 3 | Transformer only |  |  |  | 2327226 | Sus |  | WildfireMitigation¦PlannedWSIPSystemHardening¦¦
24-0014272 | Company Initiated | Planned- maintenance |  |  | 2024 | Tier 2 | Distribution Circuit |  |  |  | 2327183 | Sus |  | CompanyInitiated¦Plannedmaintenance¦¦
24-0009542 | Wildfire Mitigation | Planned - WSIP/System Hardening |  |  | 2024 | Tier 2 | Transformer only |  |  |  | 2327104 | Sus |  | WildfireMitigation¦PlannedWSIPSystemHardening¦¦
23-0137118 | Company Initiated | Planned- maintenance |  |  | 2024 | Tier 2 | Distribution Circuit |  |  |  | 2327177 | Sus |  | CompanyInitiated¦Plannedmaintenance¦¦
24-0003012 | Company Initiated | Planned- capital |  |  | 2024 | Tier 2 | Distribution Circuit |  |  |  | 2327216 | Sus |  | CompanyInitiated¦Plannedcapital¦¦
24-0007880 | Wildfire Mitigation | Planned - WSIP/System Hardening |  |  | 2024 | Tier 2 | Distribution Circuit |  |  |  | 2327370 | Sus |  | WildfireMitigation¦PlannedWSIPSystemHardening¦¦
24-0009744 | Wildfire Mitigation | Planned - WSIP/System Hardening |  |  | 2024 | Tier 3 | Distribution Circuit |  |  |  | 2327373 | Sus |  | WildfireMitigation¦PlannedWSIPSystemHardening¦¦
24-0016315 | Equipment Failure/Involved | Overhead | Pole-Wood | Deteriorated | 2024 | Tier 2 | Distribution Circuit |  |  |  | 2327433 | Sus |  | EquipmentFailureInvolved¦Overhead¦PoleWood¦Deteriorated
24-0016407 | Unknown Cause | Patrol - found nothing |  |  | 2024 | Tier 3 | Transformer only |  |  |  | 2327558 | Sus |  | UnknownCause¦Patrolfoundnothing¦¦
24-0016444 | Animal | Squirrel | Fuse | Failed/Faulted | 2024 | Tier 2 | Transformer only |  |  |  | 2327677 | Sus |  | Animal¦Squirrel¦Fuse¦FailedFaulted
24-0002221 | Company Initiated | Planned- capital |  |  | 2024 | Tier 2 | Distribution Circuit |  |  |  | 2327995 | Sus |  | CompanyInitiated¦Plannedcapital¦¦
24-0011389 | Company Initiated | Planned- maintenance |  |  | 2024 | Tier 2 | Distribution Circuit |  |  |  | 2327884 | Sus |  | CompanyInitiated¦Plannedmaintenance¦¦
24-0002999 | Wildfire Mitigation | Planned - WSIP/System Hardening |  |  | 2024 | Tier 3 | Distribution Circuit |  |  |  | 2327882 | Sus |  | WildfireMitigation¦PlannedWSIPSystemHardening¦¦
24-0008630 | Wildfire Mitigation | Planned - WSIP/System Hardening |  |  | 2024 | Tier 3 | Distribution Circuit |  |  |  | 2327923 | Sus |  | WildfireMitigation¦PlannedWSIPSystemHardening¦¦
24-0009226 | Company Initiated | Planned- maintenance |  |  | 2024 | Tier 2 | Distribution Circuit |  |  |  | 2327945 | Sus |  | CompanyInitiated¦Plannedmaintenance¦¦
24-0010294 | Wildfire Mitigation | Planned - WSIP/System Hardening |  |  | 2024 | Tier 3 | Distribution Circuit |  |  |  | 2327944 | Sus |  | WildfireMitigation¦PlannedWSIPSystemHardening¦¦
24-0011383 | Company Initiated | Planned- maintenance |  |  | 2024 | Tier 2 | Transformer only |  |  |  | 2327957 | Sus |  | CompanyInitiated¦Plannedmaintenance¦¦
24-0011392 | Company Initiated | Planned- maintenance |  |  | 2024 | Tier 2 | Distribution Circuit |  |  |  | 2327950 | Sus |  | CompanyInitiated¦Plannedmaintenance¦¦
24-0009196 | Company Initiated | Planned- maintenance |  |  | 2024 | Tier 2 | Distribution Circuit |  |  |  | 2327963 | Sus |  | CompanyInitiated¦Plannedmaintenance¦¦
24-0011375 | Wildfire Mitigation | Planned - WSIP/System Hardening |  |  | 2024 | Tier 2 | Distribution Circuit |  |  |  | 2327978 | Sus |  | WildfireMitigation¦PlannedWSIPSystemHardening¦¦
24-0011381 | Company Initiated | Planned- maintenance |  |  | 2024 | Tier 2 | Transformer only |  |  |  | 2328221 | Sus |  | CompanyInitiated¦Plannedmaintenance¦¦
24-0011377 | Wildfire Mitigation | Planned - WSIP/System Hardening |  |  | 2024 | Tier 3 | Distribution Circuit |  |  |  | 2327986 | Sus |  | WildfireMitigation¦PlannedWSIPSystemHardening¦¦
24-0011378 | Wildfire Mitigation | Planned - WSIP/System Hardening |  |  | 2024 | Tier 3 | Transformer only |  |  |  | 2328292 | Sus |  | WildfireMitigation¦PlannedWSIPSystemHardening¦¦
24-0011374 | Company Initiated | Planned- maintenance |  |  | 2024 | Tier 2 | Distribution Circuit |  |  |  | 2327988 | Sus |  | CompanyInitiated¦Plannedmaintenance¦¦
24-0010391 | Wildfire Mitigation | Planned - WSIP/System Hardening |  |  | 2024 | Tier 2 | Transformer only |  |  |  | 2328161 | Sus |  | WildfireMitigation¦PlannedWSIPSystemHardening¦¦
24-0011209 | Wildfire Mitigation | Planned - WSIP/System Hardening |  |  | 2024 | Tier 3 | Distribution Circuit |  |  |  | 2328015 | Sus |  | WildfireMitigation¦PlannedWSIPSystemHardening¦¦
24-0009619 | Company Initiated | Planned- maintenance |  |  | 2024 | Tier 2 | Distribution Circuit |  |  |  | 2328009 | Sus |  | CompanyInitiated¦Plannedmaintenance¦¦
24-0007355 | Wildfire Mitigation | Planned - WSIP/System Hardening |  |  | 2024 | Tier 2 | Distribution Circuit |  |  |  | 2328033 | Sus |  | WildfireMitigation¦PlannedWSIPSystemHardening¦¦
24-0011248 | Wildfire Mitigation | Planned - WSIP/System Hardening |  |  | 2024 | Tier 2 | Transformer only |  |  |  | 2328096 | Sus |  | WildfireMitigation¦PlannedWSIPSystemHardening¦¦
24-0016548 | Equipment Failure/Involved | Overhead | Pole-Wood | Broken | 2024 | Tier 3 | Distribution Circuit |  |  |  | 2328073 | Sus |  | EquipmentFailureInvolved¦Overhead¦PoleWood¦Broken
24-0011382 | Wildfire Mitigation | Planned - WSIP/System Hardening |  |  | 2024 | Tier 2 | Transformer only |  |  |  | 2328322 | Sus |  | WildfireMitigation¦PlannedWSIPSystemHardening¦¦
24-0003124 | Wildfire Mitigation | Planned - WSIP/System Hardening |  |  | 2024 | Tier 3 | Distribution Circuit |  |  |  | 2328334 | Sus |  | WildfireMitigation¦PlannedWSIPSystemHardening¦¦
24-0008664 | Wildfire Mitigation | Planned - WSIP/System Hardening |  |  | 2024 | Tier 2 | Transformer only |  |  |  | 2328442 | Sus |  | WildfireMitigation¦PlannedWSIPSystemHardening¦¦
24-0011379 | Company Initiated | Planned- maintenance |  |  | 2024 | Tier 3 | Transformer only |  |  |  | 2328414 | Sus |  | CompanyInitiated¦Plannedmaintenance¦¦
24-0016829 | Equipment Failure/Involved | Overhead | Insulator | Broken | 2024 | Tier 3 | Distribution Circuit |  |  |  | 2328452 | Sus |  | EquipmentFailureInvolved¦Overhead¦Insulator¦Broken
24-0008341 | Company Initiated | Planned- maintenance |  |  | 2024 | Tier 2 | Distribution Circuit |  |  |  | 2328932 | Sus |  | CompanyInitiated¦Plannedmaintenance¦¦
24-0008334 | Company Initiated | Planned- maintenance |  |  | 2024 | Tier 2 | Distribution Circuit |  |  |  | 2328992 | Sus |  | CompanyInitiated¦Plannedmaintenance¦¦
24-0011398 | Company Initiated | Planned- maintenance |  |  | 2024 | Tier 2 | Distribution Circuit |  |  |  | 2329006 | Sus |  | CompanyInitiated¦Plannedmaintenance¦¦
24-0017063 | Equipment Failure/Involved | Overhead | Pole-Wood | Deteriorated | 2024 | Tier 2 | Distribution Circuit |  |  |  | 2329002 | Sus |  | EquipmentFailureInvolved¦Overhead¦PoleWood¦Deteriorated
23-0136264 | Company Initiated | Planned- capital |  |  | 2024 | Tier 3 | Distribution Circuit |  |  |  | 2329079 | Sus |  | CompanyInitiated¦Plannedcapital¦¦
24-0011396 | Company Initiated | Planned- maintenance |  |  | 2024 | Tier 2 | Distribution Circuit |  |  |  | 2329074 | Sus |  | CompanyInitiated¦Plannedmaintenance¦¦
24-0010907 | Company Initiated | Planned- maintenance |  |  | 2024 | Tier 2 | Transformer only |  |  |  | 2329402 | Sus |  | CompanyInitiated¦Plannedmaintenance¦¦
24-0011394 | Company Initiated | Planned- maintenance |  |  | 2024 | Tier 2 | Distribution Circuit |  |  |  | 2329121 | Sus |  | CompanyInitiated¦Plannedmaintenance¦¦
24-0017069 | Equipment Failure/Involved | Overhead | Pole-Wood | Broken | 2024 | Tier 2 | Distribution Circuit |  |  |  | 2329015 | Sus |  | EquipmentFailureInvolved¦Overhead¦PoleWood¦Broken
24-0016596 | Company Initiated | Planned- maintenance |  |  | 2024 | Tier 3 | Transformer only |  |  |  | 2329399 | Sus |  | CompanyInitiated¦Plannedmaintenance¦¦
24-0011784 | Wildfire Mitigation | Planned - WSIP/System Hardening |  |  | 2024 | Tier 2 | Transformer only |  |  |  | 2329192 | Sus |  | WildfireMitigation¦PlannedWSIPSystemHardening¦¦
24-0011496 | Wildfire Mitigation | Planned - WSIP/System Hardening |  |  | 2024 | Tier 3 | Transformer only |  |  |  | 2329239 | Sus |  | WildfireMitigation¦PlannedWSIPSystemHardening¦¦
24-0009997 | Wildfire Mitigation | Planned - WSIP/System Hardening |  |  | 2024 | Tier 3 | Distribution Circuit |  |  |  | 2329442 | Sus |  | WildfireMitigation¦PlannedWSIPSystemHardening¦¦
24-0017525 | Unknown Cause | Patrol - found nothing |  |  | 2024 | Tier 2 | Distribution Circuit |  |  |  | 2329881 | Sus |  | UnknownCause¦Patrolfoundnothing¦¦
24-0017533 | Equipment Failure/Involved | Overhead | Conductor- Overhead | Deteriorated | 2024 | Tier 2 | Distribution Circuit |  |  |  | 2329974 | Sus |  | EquipmentFailureInvolved¦Overhead¦ConductorOverhead¦Deteriorated
24-0017686 | Unknown Cause | Patrol - found nothing |  |  | 2024 | Tier 2 | Distribution Circuit |  |  |  | 2330050 | Sus |  | UnknownCause¦Patrolfoundnothing¦¦
24-0017564 | Equipment Failure/Involved | Overhead | Conductor- Overhead | Deteriorated | 2024 | Tier 2 | Distribution Circuit |  |  |  | 2330077 | Sus |  | EquipmentFailureInvolved¦Overhead¦ConductorOverhead¦Deteriorated
24-0017637 | Animal | Bird found | Conductor- Overhead | Normal | 2024 | Tier 2 | Distribution Circuit |  |  |  | 2330093 | Sus |  | Animal¦Birdfound¦ConductorOverhead¦Normal
24-0017788 | Vegetation | Tree - fell into line | Service conductor | Broken- wire on ground | 2024 | Tier 2 | Transformer only |  |  |  | 2330811 | Sus |  | Vegetation¦Treefellintoline¦Serviceconductor¦Brokenwireonground
24-0017755 | 3rd Party | Vehicle | Pole-Wood | Broken | 2024 | Tier 2 | Distribution Circuit |  |  |  | 2330747 | Sus |  | 3rdParty¦Vehicle¦PoleWood¦Broken
24-0017769 | Vegetation | Tree - fell into line | Pole-Wood | Broken- wire on ground | 2024 | Tier 3 | Distribution Circuit |  |  |  | 2330773 | Sus |  | Vegetation¦Treefellintoline¦PoleWood¦Brokenwireonground
24-0010954 | Company Initiated | Planned- maintenance |  |  | 2024 | Tier 2 | Distribution Circuit |  |  |  | 2331088 | Sus |  | CompanyInitiated¦Plannedmaintenance¦¦
24-0018024 | Unknown Cause | Patrol - found nothing |  |  | 2024 | Tier 3 | Transformer only |  |  |  | 2331201 | Sus |  | UnknownCause¦Patrolfoundnothing¦¦
24-0017545 | Company Initiated | Return Circuit Normal | Conductor- Overhead | Normal | 2024 | Tier 2 | Distribution Circuit |  |  |  | 2331497 | Sus |  | CompanyInitiated¦ReturnCircuitNormal¦ConductorOverhead¦Normal
24-0018184 | Equipment Failure/Involved | Overhead | Pole-Wood | Broken | 2024 | Tier 2 | Distribution Circuit |  |  |  | 2331555 | Sus |  | EquipmentFailureInvolved¦Overhead¦PoleWood¦Broken
24-0018382 | Animal | Squirrel | Cutout- fuse holder | Normal | 2024 | Tier 2 | Distribution Circuit |  |  |  | 2331990 | Sus |  | Animal¦Squirrel¦Cutoutfuseholder¦Normal
24-0018543 | Vegetation | Tree - fell into line | Service conductor | Broken- wire on ground | 2024 | Tier 2 | Transformer only |  |  |  | 2332127 | Sus |  | Vegetation¦Treefellintoline¦Serviceconductor¦Brokenwireonground
24-0012728 | Wildfire Mitigation | Planned - WSIP/System Hardening |  |  | 2024 | Tier 2 | Distribution Circuit |  |  |  | 2332201 | Sus |  | WildfireMitigation¦PlannedWSIPSystemHardening¦¦
24-0013259 | Company Initiated | Planned- maintenance |  |  | 2024 | Tier 2 | Transformer only |  |  |  | 2332573 | Sus |  | CompanyInitiated¦Plannedmaintenance¦¦
24-0011079 | Company Initiated | Planned- maintenance |  |  | 2024 | Tier 2 | Distribution Circuit |  |  |  | 2332253 | Sus |  | CompanyInitiated¦Plannedmaintenance¦¦
23-0136927 | Company Initiated | Planned- capital |  |  | 2024 | Tier 2 | Distribution Circuit |  |  |  | 2332276 | Sus |  | CompanyInitiated¦Plannedcapital¦¦
24-0018488 | Equipment Failure/Involved | Overhead | Bushing | Broken | 2024 | Tier 2 | Distribution Circuit |  |  |  | 2332307 | Sus |  | EquipmentFailureInvolved¦Overhead¦Bushing¦Broken
24-0018665 | Equipment Failure/Involved | Overhead | Recloser | Arcing | 2024 | Tier 2 | Distribution Circuit |  |  |  | 2332548 | Sus |  | EquipmentFailureInvolved¦Overhead¦Recloser¦Arcing
24-0018842 | Unknown Cause | Patrol - found nothing |  |  | 2024 | Tier 2 | Distribution Circuit |  |  |  | 2333159 | Sus |  | UnknownCause¦Patrolfoundnothing¦¦
24-0018933 | Equipment Failure/Involved | Underground | Elbow | Failed/Faulted | 2024 | Tier 2 | Distribution Circuit |  |  |  | 2333432 | Sus |  | EquipmentFailureInvolved¦Underground¦Elbow¦FailedFaulted
24-0011787 | Company Initiated | Planned- maintenance |  |  | 2024 | Tier 2 | Distribution Circuit |  |  |  | 2333461 | Sus |  | CompanyInitiated¦Plannedmaintenance¦¦
24-0011726 | Company Initiated | Planned- maintenance |  |  | 2024 | Tier 2 | Distribution Circuit |  |  |  | 2333482 | Sus |  | CompanyInitiated¦Plannedmaintenance¦¦
24-0011171 | Company Initiated | Planned- maintenance |  |  | 2024 | Tier 3 | Distribution Circuit |  |  |  | 2333488 | Sus |  | CompanyInitiated¦Plannedmaintenance¦¦
24-0011772 | Wildfire Mitigation | Planned - WSIP/System Hardening |  |  | 2024 | Tier 3 | Transformer only |  |  |  | 2333494 | Sus |  | WildfireMitigation¦PlannedWSIPSystemHardening¦¦
24-0011777 | Wildfire Mitigation | Planned - WSIP/System Hardening |  |  | 2024 | Tier 3 | Transformer only |  |  |  | 2333749 | Sus |  | WildfireMitigation¦PlannedWSIPSystemHardening¦¦
24-0011790 | Company Initiated | Planned- maintenance |  |  | 2024 | Tier 2 | Transformer only |  |  |  | 2333786 | Sus |  | CompanyInitiated¦Plannedmaintenance¦¦
24-0019785 | Vegetation | Tree - fell into line | Conductor- Overhead | Normal | 2024 | Tier 3 | Distribution Circuit |  |  |  | 2337719 | Sus |  | Vegetation¦Treefellintoline¦ConductorOverhead¦Normal
24-0019954 | Unknown Cause | Patrol - found nothing |  |  | 2024 | Tier 2 | Distribution Circuit |  |  |  | 2339391 | Sus |  | UnknownCause¦Patrolfoundnothing¦¦
24-0019802 | Unknown Cause | Patrol - not conducted |  |  | 2024 | Tier 2 | Distribution Circuit |  |  |  | 2339783 | Sus |  | UnknownCause¦Patrolnotconducted¦¦
24-0020548 | Unknown Cause | Patrol - found nothing |  |  | 2024 | Tier 2 | Distribution Circuit |  |  |  | 2340980 | Sus |  | UnknownCause¦Patrolfoundnothing¦¦
24-0020452 | Unknown Cause | Patrol - found nothing |  |  | 2024 | Tier 2 | Distribution Circuit |  |  |  | 2341326 | Sus |  | UnknownCause¦Patrolfoundnothing¦¦
24-0020646 | Unknown Cause | Patrol - found nothing |  |  | 2024 | Tier 3 | Distribution Circuit |  |  |  | 2341914 | Sus |  | UnknownCause¦Patrolfoundnothing¦¦
24-0020310 | Unknown Cause | Patrol - found nothing |  |  | 2024 | Tier 3 | Distribution Circuit |  |  |  | 2344926 | Sus |  | UnknownCause¦Patrolfoundnothing¦¦
24-0020356 | Unknown Cause | Patrol - found nothing |  |  | 2024 | Tier 2 | Distribution Circuit |  |  |  | 2342523 | Sus |  | UnknownCause¦Patrolfoundnothing¦¦
24-0020595 | Vegetation | Tree - fell into line | Conductor- Overhead | Normal | 2024 | Tier 2 | Distribution Circuit |  |  |  | 2345146 | Sus |  | Vegetation¦Treefellintoline¦ConductorOverhead¦Normal
24-0020466 | Unknown Cause | Patrol - found nothing |  |  | 2024 | Tier 2 | Distribution Circuit |  |  |  | 2345750 | Sus |  | UnknownCause¦Patrolfoundnothing¦¦
24-0023710 | Unknown Cause | Patrol - found nothing |  |  | 2024 | Tier 3 | Distribution Circuit |  |  |  | 2365167 | Sus |  | UnknownCause¦Patrolfoundnothing¦¦
24-0023605 | Vegetation | Tree - branch fell on line | Conductor- Overhead | Normal | 2024 | Tier 3 | Distribution Circuit |  |  |  | 2365109 | Sus |  | Vegetation¦Treebranchfellonline¦ConductorOverhead¦Normal
24-0021651 | Unknown Cause | Patrol - found nothing |  |  | 2024 | Tier 2 | Distribution Circuit |  |  |  | 2355857 | Sus |  | UnknownCause¦Patrolfoundnothing¦¦
24-0022783 | Unknown Cause | Patrol - found nothing |  |  | 2024 | Tier 2 | Distribution Circuit |  |  |  | 2361059 | Sus |  | UnknownCause¦Patrolfoundnothing¦¦
24-0023135 | Vegetation | Tree - fell into line | Conductor- Overhead | Normal | 2024 | Tier 2 | Distribution Circuit |  |  |  | 2362667 | Sus |  | Vegetation¦Treefellintoline¦ConductorOverhead¦Normal
24-0022936 | Unknown Cause | Patrol - found nothing |  |  | 2024 | Tier 2 | Distribution Circuit |  |  |  | 2362871 | Sus |  | UnknownCause¦Patrolfoundnothing¦¦
24-0023775 | Unknown Cause | Patrol - found nothing |  |  | 2024 | Tier 2 | Distribution Circuit |  |  |  | 2363027 | Sus |  | UnknownCause¦Patrolfoundnothing¦¦
24-0023064 | Equipment Failure/Involved | Overhead | Jumper | Arcing | 2024 | Tier 3 | Distribution Circuit |  |  |  | 2363321 | Sus |  | EquipmentFailureInvolved¦Overhead¦Jumper¦Arcing
24-0023174 | Vegetation | Tree - fell into line | Pole-Wood | Broken | 2024 | Tier 2 | Distribution Circuit |  |  |  | 2359478 | Sus |  | Vegetation¦Treefellintoline¦PoleWood¦Broken
24-0024301 | Vegetation | Tree - fell into line | Other | Normal | 2024 | Tier 2 | Transformer only |  |  |  | 2366652 | Sus |  | Vegetation¦Treefellintoline¦Other¦Normal
24-0024332 | Vegetation | Tree - branch fell on line | Fuse | Normal | 2024 | Tier 3 | Distribution Circuit |  |  |  | 2367140 | Sus |  | Vegetation¦Treebranchfellonline¦Fuse¦Normal
24-0024284 | Equipment Failure/Involved | Overhead | Conductor- Overhead | Normal | 2024 | Tier 2 | Distribution Circuit |  |  |  | 2367316 | Sus |  | EquipmentFailureInvolved¦Overhead¦ConductorOverhead¦Normal
24-0026445 | Unknown Cause | Patrol - found nothing |  |  | 2024 | Tier 2 | Distribution Circuit |  |  |  | 2370445 | Sus |  | UnknownCause¦Patrolfoundnothing¦¦
24-0026752 | Unknown Cause | Patrol - found nothing |  |  | 2024 | Tier 2 | Distribution Circuit |  |  |  | 2371012 | Sus |  | UnknownCause¦Patrolfoundnothing¦¦
24-0026994 | Vegetation | Tree - fell into line | Conductor- Overhead | Normal | 2024 | Tier 2 | Transformer only |  |  |  | 2371416 | Sus |  | Vegetation¦Treefellintoline¦ConductorOverhead¦Normal
24-0026999 | Unknown Cause | Patrol - found nothing |  |  | 2024 | Tier 3 | Distribution Circuit |  |  |  | 2371500 | Sus |  | UnknownCause¦Patrolfoundnothing¦¦
24-0027375 | Unknown Cause | Patrol - found nothing |  |  | 2024 | Tier 2 | Distribution Circuit |  |  |  | 2372543 | Sus |  | UnknownCause¦Patrolfoundnothing¦¦
24-0027578 | Unknown Cause | Patrol - found nothing |  |  | 2024 | Tier 2 | Distribution Circuit |  |  |  | 2373082 | Sus |  | UnknownCause¦Patrolfoundnothing¦¦
24-0000996 | Company Initiated | Planned- capital |  |  | 2024 | Tier 2 | Distribution Circuit |  |  |  | 2373093 | Sus |  | CompanyInitiated¦Plannedcapital¦¦
24-0027579 | Vegetation | Tree - fell into line | Pole-Wood | Broken- wire on ground | 2024 | Tier 3 | Transformer only |  |  |  | 2373110 | Sus |  | Vegetation¦Treefellintoline¦PoleWood¦Brokenwireonground
24-0027643 | Vegetation | Tree - fell into line | Conductor- Overhead | Normal | 2024 | Tier 3 | Distribution Circuit |  |  |  | 2373406 | Sus |  | Vegetation¦Treefellintoline¦ConductorOverhead¦Normal
24-0003109 | Company Initiated | Planned- capital |  |  | 2024 | Tier 2 | Distribution Circuit |  |  |  | 2373642 | Sus |  | CompanyInitiated¦Plannedcapital¦¦
24-0013923 | Company Initiated | Planned- maintenance |  |  | 2024 | Tier 3 | Distribution Circuit |  |  |  | 2373669 | Sus |  | CompanyInitiated¦Plannedmaintenance¦¦
24-0016062 | Company Initiated | Planned- maintenance |  |  | 2024 | Tier 2 | Distribution Circuit |  |  |  | 2373673 | Sus |  | CompanyInitiated¦Plannedmaintenance¦¦
24-0004398 | Company Initiated | Planned- capital |  |  | 2024 | Tier 2 | Distribution Circuit |  |  |  | 2373688 | Sus |  | CompanyInitiated¦Plannedcapital¦¦
24-0015420 | Company Initiated | Planned- maintenance |  |  | 2024 | Tier 2 | Distribution Circuit |  |  |  | 2373649 | Sus |  | CompanyInitiated¦Plannedmaintenance¦¦
24-0013368 | Wildfire Mitigation | Planned - WSIP/System Hardening |  |  | 2024 | Tier 3 | Distribution Circuit |  |  |  | 2373733 | Sus |  | WildfireMitigation¦PlannedWSIPSystemHardening¦¦
24-0015532 | Wildfire Mitigation | Planned - WSIP/System Hardening |  |  | 2024 | Tier 2 | Transformer only |  |  |  | 2373751 | Sus |  | WildfireMitigation¦PlannedWSIPSystemHardening¦¦
24-0016073 | Company Initiated | Planned- maintenance |  |  | 2024 | Tier 2 | Distribution Circuit |  |  |  | 2374042 | Sus |  | CompanyInitiated¦Plannedmaintenance¦¦
24-0028078 | Equipment Failure/Involved | Overhead | Fuse | Normal | 2024 | Tier 3 | Transformer only |  |  |  | 2374177 | Sus |  | EquipmentFailureInvolved¦Overhead¦Fuse¦Normal
24-0015014 | Wildfire Mitigation | Planned - WSIP/System Hardening |  |  | 2024 | Tier 3 | Distribution Circuit |  |  |  | 2374621 | Sus |  | WildfireMitigation¦PlannedWSIPSystemHardening¦¦
24-0014908 | Wildfire Mitigation | Planned - WSIP/System Hardening |  |  | 2024 | Tier 3 | Distribution Circuit |  |  |  | 2374544 | Sus |  | WildfireMitigation¦PlannedWSIPSystemHardening¦¦
24-0016551 | Company Initiated | Planned- maintenance |  |  | 2024 | Tier 2 | Distribution Circuit |  |  |  | 2374781 | Sus |  | CompanyInitiated¦Plannedmaintenance¦¦
24-0015097 | Wildfire Mitigation | Planned - WSIP/System Hardening |  |  | 2024 | Tier 2 | Transformer only |  |  |  | 2374626 | Sus |  | WildfireMitigation¦PlannedWSIPSystemHardening¦¦
24-0015028 | Wildfire Mitigation | Planned - WSIP/System Hardening |  |  | 2024 | Tier 3 | Distribution Circuit |  |  |  | 2374616 | Sus |  | WildfireMitigation¦PlannedWSIPSystemHardening¦¦
24-0015065 | Company Initiated | Planned- maintenance |  |  | 2024 | Tier 2 | Transformer only |  |  |  | 2374667 | Sus |  | CompanyInitiated¦Plannedmaintenance¦¦
24-0013458 | Wildfire Mitigation | Planned - WSIP/System Hardening |  |  | 2024 | Tier 2 | Distribution Circuit |  |  |  | 2374672 | Sus |  | WildfireMitigation¦PlannedWSIPSystemHardening¦¦
24-0016958 | Company Initiated | Planned- maintenance |  |  | 2024 | Tier 2 | Distribution Circuit |  |  |  | 2374678 | Sus |  | CompanyInitiated¦Plannedmaintenance¦¦
24-0016959 | Company Initiated | Planned- maintenance |  |  | 2024 | Tier 2 | Distribution Circuit |  |  |  | 2374681 | Sus |  | CompanyInitiated¦Plannedmaintenance¦¦
24-0016523 | Company Initiated | Planned- maintenance |  |  | 2024 | Tier 2 | Transformer only |  |  |  | 2374689 | Sus |  | CompanyInitiated¦Plannedmaintenance¦¦
24-0014023 | Company Initiated | Planned- maintenance |  |  | 2024 | Tier 2 | Transformer only |  |  |  | 2375179 | Sus |  | CompanyInitiated¦Plannedmaintenance¦¦
24-0017365 | Company Initiated | Planned- maintenance |  |  | 2024 | Tier 2 | Transformer only |  |  |  | 2374748 | Sus |  | CompanyInitiated¦Plannedmaintenance¦¦
24-0012479 | Company Initiated | Planned- maintenance |  |  | 2024 | Tier 2 | Distribution Circuit |  |  |  | 2374715 | Sus |  | CompanyInitiated¦Plannedmaintenance¦¦
24-0015033 | Wildfire Mitigation | Planned - WSIP/System Hardening |  |  | 2024 | Tier 2 | Transformer only |  |  |  | 2375082 | Sus |  | WildfireMitigation¦PlannedWSIPSystemHardening¦¦
24-0016538 | Wildfire Mitigation | Planned - WSIP/System Hardening |  |  | 2024 | Tier 2 | Distribution Circuit |  |  |  | 2375143 | Sus |  | WildfireMitigation¦PlannedWSIPSystemHardening¦¦
24-0015023 | Wildfire Mitigation | Planned - WSIP/System Hardening |  |  | 2024 | Tier 2 | Distribution Circuit |  |  |  | 2375205 | Sus |  | WildfireMitigation¦PlannedWSIPSystemHardening¦¦
24-0016481 | Wildfire Mitigation | Planned - WSIP/System Hardening |  |  | 2024 | Tier 2 | Distribution Circuit |  |  |  | 2375253 | Sus |  | WildfireMitigation¦PlannedWSIPSystemHardening¦¦
24-0028636 | Equipment Failure/Involved | Overhead | Transformer (OH) | Failed/Faulted | 2024 | Tier 3 | Transformer only |  |  |  | 2375726 | Sus |  | EquipmentFailureInvolved¦Overhead¦Transformer(OH)¦FailedFaulted
24-0016112 | Wildfire Mitigation | Planned - WSIP/System Hardening |  |  | 2024 | Tier 2 | Transformer only |  |  |  | 2375903 | Sus |  | WildfireMitigation¦PlannedWSIPSystemHardening¦¦
24-0016042 | Company Initiated | Planned- maintenance |  |  | 2024 | Tier 2 | Distribution Circuit |  |  |  | 2375839 | Sus |  | CompanyInitiated¦Plannedmaintenance¦¦
24-0016126 | Company Initiated | Planned- maintenance |  |  | 2024 | Tier 2 | Transformer only |  |  |  | 2375865 | Sus |  | CompanyInitiated¦Plannedmaintenance¦¦
24-0016105 | Company Initiated | Planned- maintenance |  |  | 2024 | Tier 2 | Distribution Circuit |  |  |  | 2375851 | Sus |  | CompanyInitiated¦Plannedmaintenance¦¦
24-0016758 | Company Initiated | Planned- maintenance |  |  | 2024 | Tier 2 | Distribution Circuit |  |  |  | 2375854 | Sus |  | CompanyInitiated¦Plannedmaintenance¦¦
24-0016972 | Company Initiated | Planned- maintenance |  |  | 2024 | Tier 2 | Distribution Circuit |  |  |  | 2375901 | Sus |  | CompanyInitiated¦Plannedmaintenance¦¦
24-0015187 | Wildfire Mitigation | Planned - WSIP/System Hardening |  |  | 2024 | Tier 2 | Transformer only |  |  |  | 2375913 | Sus |  | WildfireMitigation¦PlannedWSIPSystemHardening¦¦
24-0015460 | Wildfire Mitigation | Planned - WSIP/System Hardening |  |  | 2024 | Tier 2 | Transformer only |  |  |  | 2376069 | Sus |  | WildfireMitigation¦PlannedWSIPSystemHardening¦¦
24-0028929 | Animal | Squirrel | Fuse | Failed/Faulted | 2024 | Tier 2 | Transformer only |  |  |  | 2376256 | Sus |  | Animal¦Squirrel¦Fuse¦FailedFaulted
24-0028899 | Equipment Failure/Involved | Overhead | Pole-Wood | Deteriorated | 2024 | Tier 3 | Distribution Circuit |  |  |  | 2376276 | Sus |  | EquipmentFailureInvolved¦Overhead¦PoleWood¦Deteriorated
24-0016978 | Wildfire Mitigation | Planned - WSIP/System Hardening |  |  | 2024 | Tier 3 | Distribution Circuit |  |  |  | 2376316 | Sus |  | WildfireMitigation¦PlannedWSIPSystemHardening¦¦
24-0016981 | Wildfire Mitigation | Planned - WSIP/System Hardening |  |  | 2024 | Tier 2 | Distribution Circuit |  |  |  | 2376437 | Sus |  | WildfireMitigation¦PlannedWSIPSystemHardening¦¦
24-0029143 | Equipment Failure/Involved | Overhead | Transformer (OH) | Failed/Faulted | 2024 | Tier 2 | Transformer only |  |  |  | 2376445 | Sus |  | EquipmentFailureInvolved¦Overhead¦Transformer(OH)¦FailedFaulted
24-0016540 | Company Initiated | Planned- maintenance |  |  | 2024 | Tier 2 | Distribution Circuit |  |  |  | 2376939 | Sus |  | CompanyInitiated¦Plannedmaintenance¦¦
24-0016988 | Company Initiated | Planned- maintenance |  |  | 2024 | Tier 2 | Distribution Circuit |  |  |  | 2376949 | Sus |  | CompanyInitiated¦Plannedmaintenance¦¦
24-0017321 | Company Initiated | Planned- maintenance |  |  | 2024 | Tier 2 | Transformer only |  |  |  | 2376982 | Sus |  | CompanyInitiated¦Plannedmaintenance¦¦
24-0017323 | Company Initiated | Planned- maintenance |  |  | 2024 | Tier 2 | Distribution Circuit |  |  |  | 2376987 | Sus |  | CompanyInitiated¦Plannedmaintenance¦¦
24-0017105 | Company Initiated | Planned- maintenance |  |  | 2024 | Tier 2 | Distribution Circuit |  |  |  | 2376956 | Sus |  | CompanyInitiated¦Plannedmaintenance¦¦
24-0016986 | Wildfire Mitigation | Planned - WSIP/System Hardening |  |  | 2024 | Tier 2 | Transformer only |  |  |  | 2376991 | Sus |  | WildfireMitigation¦PlannedWSIPSystemHardening¦¦
24-0017154 | Company Initiated | Planned- maintenance |  |  | 2024 | Tier 2 | Distribution Circuit |  |  |  | 2376992 | Sus |  | CompanyInitiated¦Plannedmaintenance¦¦
24-0017163 | Company Initiated | Planned- maintenance |  |  | 2024 | Tier 2 | Distribution Circuit |  |  |  | 2377008 | Sus |  | CompanyInitiated¦Plannedmaintenance¦¦
24-0017269 | Company Initiated | Planned- maintenance |  |  | 2024 | Tier 3 | Distribution Circuit |  |  |  | 2377019 | Sus |  | CompanyInitiated¦Plannedmaintenance¦¦
24-0016987 | Wildfire Mitigation | Planned - WSIP/System Hardening |  |  | 2024 | Tier 2 | Distribution Circuit |  |  |  | 2377109 | Sus |  | WildfireMitigation¦PlannedWSIPSystemHardening¦¦
24-0017150 | Company Initiated | Planned- maintenance |  |  | 2024 | Tier 2 | Transformer only |  |  |  | 2377199 | Sus |  | CompanyInitiated¦Plannedmaintenance¦¦
24-0029697 | Animal | Other | Pole-Wood | Broken | 2024 | Tier 2 | Distribution Circuit |  |  |  | 2377622 | Sus |  | Animal¦Other¦PoleWood¦Broken
24-0016716 | Wildfire Mitigation | Planned - WSIP/System Hardening |  |  | 2024 | Tier 2 | Transformer only |  |  |  | 2377833 | Sus |  | WildfireMitigation¦PlannedWSIPSystemHardening¦¦
24-0016709 | Wildfire Mitigation | Planned - WSIP/System Hardening |  |  | 2024 | Tier 2 | Distribution Circuit |  |  |  | 2377856 | Sus |  | WildfireMitigation¦PlannedWSIPSystemHardening¦¦
24-0016873 | Wildfire Mitigation | Planned - WSIP/System Hardening |  |  | 2024 | Tier 3 | Distribution Circuit |  |  |  | 2377827 | Sus |  | WildfireMitigation¦PlannedWSIPSystemHardening¦¦
24-0016876 | Company Initiated | Planned- maintenance |  |  | 2024 | Tier 2 | Distribution Circuit |  |  |  | 2377840 | Sus |  | CompanyInitiated¦Plannedmaintenance¦¦
24-0017352 | Company Initiated | Planned- maintenance |  |  | 2024 | Tier 2 | Distribution Circuit |  |  |  | 2377866 | Sus |  | CompanyInitiated¦Plannedmaintenance¦¦
24-0017199 | Company Initiated | Planned- maintenance |  |  | 2024 | Tier 3 | Distribution Circuit |  |  |  | 2377817 | Sus |  | CompanyInitiated¦Plannedmaintenance¦¦
24-0016589 | Wildfire Mitigation | Planned - WSIP/System Hardening |  |  | 2024 | Tier 3 | Transformer only |  |  |  | 2377859 | Sus |  | WildfireMitigation¦PlannedWSIPSystemHardening¦¦
24-0016574 | Wildfire Mitigation | Planned - WSIP/System Hardening |  |  | 2024 | Tier 3 | Transformer only |  |  |  | 2377861 | Sus |  | WildfireMitigation¦PlannedWSIPSystemHardening¦¦
24-0014028 | Company Initiated | Planned- maintenance |  |  | 2024 | Tier 2 | Transformer only |  |  |  | 2377877 | Sus |  | CompanyInitiated¦Plannedmaintenance¦¦
24-0029835 | Equipment Failure/Involved | Overhead | Transformer (OH) | Broken | 2024 | Tier 2 | Distribution Circuit |  |  |  | 2378009 | Sus |  | EquipmentFailureInvolved¦Overhead¦Transformer(OH)¦Broken
24-0017917 | Company Initiated | Planned- maintenance |  |  | 2024 | Tier 2 | Transformer only |  |  |  | 2377896 | Sus |  | CompanyInitiated¦Plannedmaintenance¦¦
24-0004995 | Company Initiated | Personnel- company |  |  | 2024 | Tier 3 | Distribution Circuit |  |  |  | 2378058 | Sus |  | CompanyInitiated¦Personnelcompany¦¦
24-0017263 | Company Initiated | Planned- maintenance |  |  | 2024 | Tier 2 | Transformer only |  |  |  | 2378152 | Sus |  | CompanyInitiated¦Plannedmaintenance¦¦
24-0016766 | Wildfire Mitigation | Planned - WSIP/System Hardening |  |  | 2024 | Tier 2 | Transformer only |  |  |  | 2378092 | Sus |  | WildfireMitigation¦PlannedWSIPSystemHardening¦¦
24-0017254 | Company Initiated | Planned- maintenance |  |  | 2024 | Tier 3 | Distribution Circuit |  |  |  | 2377945 | Sus |  | CompanyInitiated¦Plannedmaintenance¦¦
24-0015440 | Wildfire Mitigation | Planned - WSIP/System Hardening |  |  | 2024 | Tier 3 | Transformer only |  |  |  | 2377965 | Sus |  | WildfireMitigation¦PlannedWSIPSystemHardening¦¦
24-0017787 | Company Initiated | Planned- maintenance |  |  | 2024 | Tier 2 | Distribution Circuit |  |  |  | 2377975 | Sus |  | CompanyInitiated¦Plannedmaintenance¦¦
24-0016871 | Wildfire Mitigation | Planned - WSIP/System Hardening |  |  | 2024 | Tier 2 | Distribution Circuit |  |  |  | 2378003 | Sus |  | WildfireMitigation¦PlannedWSIPSystemHardening¦¦
24-0014175 | Wildfire Mitigation | Planned - WSIP/System Hardening |  |  | 2024 | Tier 2 | Transformer only |  |  |  | 2378045 | Sus |  | WildfireMitigation¦PlannedWSIPSystemHardening¦¦
24-0016868 | Wildfire Mitigation | Planned - WSIP/System Hardening |  |  | 2024 | Tier 2 | Distribution Circuit |  |  |  | 2378205 | Sus |  | WildfireMitigation¦PlannedWSIPSystemHardening¦¦
24-0016877 | Wildfire Mitigation | Planned - WSIP/System Hardening |  |  | 2024 | Tier 2 | Transformer only |  |  |  | 2378250 | Sus |  | WildfireMitigation¦PlannedWSIPSystemHardening¦¦
24-0029954 | Equipment Failure/Involved | Overhead | Crossarm- Wood | Broken | 2024 | Tier 2 | Distribution Circuit |  |  |  | 2378288 | Sus |  | EquipmentFailureInvolved¦Overhead¦CrossarmWood¦Broken
24-0017273 | Wildfire Mitigation | Planned - WSIP/System Hardening |  |  | 2024 | Tier 3 | Distribution Circuit |  |  |  | 2378315 | Sus |  | WildfireMitigation¦PlannedWSIPSystemHardening¦¦
24-0030034 | Unknown Cause | Patrol - found nothing |  |  | 2024 | Tier 2 | Distribution Circuit |  |  |  | 2378329 | Sus |  | UnknownCause¦Patrolfoundnothing¦¦
24-0030119 | Unknown Cause | Patrol - found nothing |  |  | 2024 | Tier 2 | Distribution Circuit |  |  |  | 2378611 | Sus |  | UnknownCause¦Patrolfoundnothing¦¦
24-0030126 | 3rd Party | Vehicle | Anchor or Guy | Broken | 2024 | Tier 3 | Distribution Circuit |  |  |  | 2378645 | Sus |  | 3rdParty¦Vehicle¦AnchororGuy¦Broken
24-0003755 | Company Initiated | Planned- capital |  |  | 2024 | Tier 3 | Distribution Circuit |  |  |  | 2378667 | Sus |  | CompanyInitiated¦Plannedcapital¦¦
24-0030140 | Equipment Failure/Involved | Overhead | Pole-Wood | Broken | 2024 | Tier 2 | Distribution Circuit |  |  |  | 2378697 | Sus |  | EquipmentFailureInvolved¦Overhead¦PoleWood¦Broken
24-0021655 | Company Initiated | Planned- maintenance |  |  | 2024 | Tier 2 | Distribution Circuit |  |  |  | 2378717 | Sus |  | CompanyInitiated¦Plannedmaintenance¦¦
24-0017313 | Company Initiated | Planned- maintenance |  |  | 2024 | Tier 2 | Distribution Circuit |  |  |  | 2378733 | Sus |  | CompanyInitiated¦Plannedmaintenance¦¦
24-0030464 | Equipment Failure/Involved | Overhead | Conductor- Overhead | Normal | 2024 | Tier 3 | Distribution Circuit |  |  |  | 2379651 | Sus |  | EquipmentFailureInvolved¦Overhead¦ConductorOverhead¦Normal
24-0030473 | Unknown Cause | Patrol - found nothing |  |  | 2024 | Tier 3 | Distribution Circuit |  |  |  | 2379689 | Sus |  | UnknownCause¦Patrolfoundnothing¦¦
24-0030570 | Unknown Cause | Patrol - found nothing |  |  | 2024 | Tier 2 | Distribution Circuit |  |  |  | 2380124 | Sus |  | UnknownCause¦Patrolfoundnothing¦¦
24-0030573 | Environmental/External | Lightning | Transformer | Failed/Faulted | 2024 | Tier 2 | Transformer only |  |  |  | 2380158 | Sus |  | EnvironmentalExternal¦Lightning¦Transformer¦FailedFaulted
24-0030725 | Environmental/External | Lightning | Transformer (OH) | Failed/Faulted | 2024 | Tier 3 | Transformer only |  |  |  | 2380686 | Sus |  | EnvironmentalExternal¦Lightning¦Transformer(OH)¦FailedFaulted
24-0030591 | Equipment Failure/Involved | Overhead | Transformer | Failed/Faulted | 2024 | Tier 2 | Transformer only |  |  |  | 2380255 | Sus |  | EquipmentFailureInvolved¦Overhead¦Transformer¦FailedFaulted
24-0030658 | Environmental/External | Lightning | Transformer | Malfunctioning | 2024 | Tier 2 | Transformer only |  |  |  | 2380258 | Sus |  | EnvironmentalExternal¦Lightning¦Transformer¦Malfunctioning
24-0030615 | Unknown Cause | Patrol - not conducted |  |  | 2024 | Tier 2 | Transmission line |  |  |  | 2380308 | Sus |  | UnknownCause¦Patrolnotconducted¦¦
24-0030614 | Unknown Cause | Patrol - not conducted |  |  | 2024 | Zone 1 | Transmission line |  |  |  | 2380322 | Sus |  | UnknownCause¦Patrolnotconducted¦¦
24-0030646 | Equipment Failure/Involved | Overhead | Transformer (OH) | Burned/flashed | 2024 | Tier 2 | Transformer only |  |  |  | 2380389 | Sus |  | EquipmentFailureInvolved¦Overhead¦Transformer(OH)¦Burnedflashed
24-0030677 | Environmental/External | Lightning | Transformer | Burned/flashed | 2024 | Tier 2 | Transformer only |  |  |  | 2380538 | Sus |  | EnvironmentalExternal¦Lightning¦Transformer¦Burnedflashed
24-0030679 | Environmental/External | Lightning | Transformer (OH) | Failed/Faulted | 2024 | Tier 2 | Transformer only |  |  |  | 2380540 | Sus |  | EnvironmentalExternal¦Lightning¦Transformer(OH)¦FailedFaulted
24-0030761 | Environmental/External | Lightning | Transformer | Failed/Faulted | 2024 | Tier 2 | Transformer only |  |  |  | 2380542 | Sus |  | EnvironmentalExternal¦Lightning¦Transformer¦FailedFaulted
24-0030749 | Company Initiated | Other Circuits | Other | Normal | 2024 | Tier 2 | Transmission line |  |  |  | 2380804 | Sus |  | CompanyInitiated¦OtherCircuits¦Other¦Normal
24-0030745 | Company Initiated | Other Circuits | Other | Normal | 2024 | Zone 1 | Transmission line |  |  |  | 2380815 | Sus |  | CompanyInitiated¦OtherCircuits¦Other¦Normal
24-0030822 | Vegetation | Tree - fell into line | Conductor- Overhead | Broken- wire on ground | 2024 | Tier 2 | Distribution Circuit |  |  |  | 2380981 | Sus |  | Vegetation¦Treefellintoline¦ConductorOverhead¦Brokenwireonground
24-0030925 | Environmental/External | Lightning | Transformer (OH) | Failed/Faulted | 2024 | Tier 2 | Transformer only |  |  |  | 2381346 | Sus |  | EnvironmentalExternal¦Lightning¦Transformer(OH)¦FailedFaulted
24-0030962 | Environmental/External | Ice or snow | Conductor- Overhead | Together | 2024 | Tier 2 | Distribution Circuit |  |  |  | 2381523 | Sus |  | EnvironmentalExternal¦Iceorsnow¦ConductorOverhead¦Together
24-0031051 | Unknown Cause | Patrol - found nothing |  |  | 2024 | Tier 2 | Distribution Circuit |  |  |  | 2381801 | Sus |  | UnknownCause¦Patrolfoundnothing¦¦
24-0031023 | Vegetation | Tree - fell into line | Transformer (OH) | Broken | 2024 | Tier 2 | Distribution Circuit |  |  |  | 2381844 | Sus |  | Vegetation¦Treefellintoline¦Transformer(OH)¦Broken
24-0022973 | Company Initiated | Planned- maintenance |  |  | 2024 | Tier 2 | Distribution Circuit |  |  |  | 2382502 | Sus |  | CompanyInitiated¦Plannedmaintenance¦¦
24-0022953 | Company Initiated | Planned- maintenance |  |  | 2024 | Tier 2 | Distribution Circuit |  |  |  | 2382537 | Sus |  | CompanyInitiated¦Plannedmaintenance¦¦
24-0022976 | Company Initiated | Planned- maintenance |  |  | 2024 | Tier 2 | Distribution Circuit |  |  |  | 2382514 | Sus |  | CompanyInitiated¦Plannedmaintenance¦¦
24-0022982 | Wildfire Mitigation | Planned - WSIP/System Hardening |  |  | 2024 | Tier 3 | Distribution Circuit |  |  |  | 2382517 | Sus |  | WildfireMitigation¦PlannedWSIPSystemHardening¦¦
24-0024383 | Company Initiated | Planned- maintenance |  |  | 2024 | Tier 2 | Distribution Circuit |  |  |  | 2382561 | Sus |  | CompanyInitiated¦Plannedmaintenance¦¦
24-0017206 | Company Initiated | Planned- maintenance |  |  | 2024 | Tier 3 | Distribution Circuit |  |  |  | 2382583 | Sus |  | CompanyInitiated¦Plannedmaintenance¦¦
24-0022926 | Company Initiated | Planned- maintenance |  |  | 2024 | Tier 2 | Distribution Circuit |  |  |  | 2382598 | Sus |  | CompanyInitiated¦Plannedmaintenance¦¦
24-0018601 | Company Initiated | Planned- maintenance |  |  | 2024 | Tier 2 | Transformer only |  |  |  | 2383021 | Sus |  | CompanyInitiated¦Plannedmaintenance¦¦
24-0015648 | Wildfire Mitigation | Planned - WSIP/System Hardening |  |  | 2024 | Tier 3 | Distribution Circuit |  |  |  | 2382629 | Sus |  | WildfireMitigation¦PlannedWSIPSystemHardening¦¦
24-0023021 | Wildfire Mitigation | Planned - WSIP/System Hardening |  |  | 2024 | Tier 3 | Transformer only |  |  |  | 2382921 | Sus |  | WildfireMitigation¦PlannedWSIPSystemHardening¦¦
24-0022958 | Wildfire Mitigation | Planned - WSIP/System Hardening |  |  | 2024 | Tier 3 | Distribution Circuit |  |  |  | 2383033 | Sus |  | WildfireMitigation¦PlannedWSIPSystemHardening¦¦
24-0031675 | Unknown Cause | Patrol - found nothing |  |  | 2024 | Tier 2 | Distribution Circuit |  |  |  | 2383321 | Sus |  | UnknownCause¦Patrolfoundnothing¦¦
24-0031665 | 3rd Party | Customer Equipment | Connector or Splice (UG) | Normal | 2024 | Tier 2 | Distribution Circuit |  |  |  | 2383096 | Sus |  | 3rdParty¦CustomerEquipment¦ConnectororSplice(UG)¦Normal
24-0031745 | Equipment Failure/Involved | Overhead | Connector or Splice (OH) | Burned Open | 2024 | Tier 2 | Distribution Circuit |  |  |  | 2383408 | Sus |  | EquipmentFailureInvolved¦Overhead¦ConnectororSplice(OH)¦BurnedOpen
24-0031690 | Equipment Failure/Involved | Overhead | Transformer | Failed/Faulted | 2024 | Tier 2 | Transformer only |  |  |  | 2383409 | Sus |  | EquipmentFailureInvolved¦Overhead¦Transformer¦FailedFaulted
24-0031849 | Unknown Cause | Patrol - not conducted |  |  | 2024 | Tier 2 | Distribution Circuit |  |  |  | 2383617 | Sus |  | UnknownCause¦Patrolnotconducted¦¦
24-0023408 | Wildfire Mitigation | Planned - WSIP/System Hardening |  |  | 2024 | Tier 2 | Transformer only |  |  |  | 2383791 | Sus |  | WildfireMitigation¦PlannedWSIPSystemHardening¦¦
24-0023378 | Company Initiated | Planned- maintenance |  |  | 2024 | Tier 2 | Distribution Circuit |  |  |  | 2383822 | Sus |  | CompanyInitiated¦Plannedmaintenance¦¦
24-0018627 | Company Initiated | Planned- maintenance |  |  | 2024 | Tier 2 | Distribution Circuit |  |  |  | 2383838 | Sus |  | CompanyInitiated¦Plannedmaintenance¦¦
24-0018612 | Company Initiated | Planned- maintenance |  |  | 2024 | Tier 2 | Distribution Circuit |  |  |  | 2383844 | Sus |  | CompanyInitiated¦Plannedmaintenance¦¦
24-0023101 | Company Initiated | Planned- maintenance |  |  | 2024 | Tier 2 | Distribution Circuit |  |  |  | 2383869 | Sus |  | CompanyInitiated¦Plannedmaintenance¦¦
24-0017207 | Company Initiated | Planned- maintenance |  |  | 2024 | Tier 2 | Transformer only |  |  |  | 2383897 | Sus |  | CompanyInitiated¦Plannedmaintenance¦¦
24-0017382 | Wildfire Mitigation | Planned - WSIP/System Hardening |  |  | 2024 | Tier 2 | Distribution Circuit |  |  |  | 2383923 | Sus |  | WildfireMitigation¦PlannedWSIPSystemHardening¦¦
24-0009701 | Company Initiated | Planned- capital |  |  | 2024 | Tier 3 | Distribution Circuit |  |  |  | 2383971 | Sus |  | CompanyInitiated¦Plannedcapital¦¦
24-0014553 | Company Initiated | Planned- maintenance |  |  | 2024 | Tier 3 | Distribution Circuit |  |  |  | 2383991 | Sus |  | CompanyInitiated¦Plannedmaintenance¦¦
24-0000714 | Company Initiated | Planned- capital |  |  | 2024 | Tier 2 | Distribution Circuit |  |  |  | 2384012 | Sus |  | CompanyInitiated¦Plannedcapital¦¦
24-0031973 | Animal | Bird found | Conductor- Overhead | Normal | 2024 | Tier 2 | Distribution Circuit |  |  |  | 2384074 | Sus |  | Animal¦Birdfound¦ConductorOverhead¦Normal
24-0023492 | Company Initiated | Planned- maintenance |  |  | 2024 | Tier 2 | Transformer only |  |  |  | 2384159 | Sus |  | CompanyInitiated¦Plannedmaintenance¦¦
24-0032219 | Vegetation | Tree - fell into line | Conductor- Overhead | Broken- wire on ground | 2024 | Tier 2 | Transformer only |  |  |  | 2384407 | Sus |  | Vegetation¦Treefellintoline¦ConductorOverhead¦Brokenwireonground
24-0024095 | Company Initiated | Planned- maintenance |  |  | 2024 | Tier 2 | Distribution Circuit |  |  |  | 2384880 | Sus |  | CompanyInitiated¦Plannedmaintenance¦¦
24-0024014 | Wildfire Mitigation | Planned - WSIP/System Hardening |  |  | 2024 | Tier 2 | Distribution Circuit |  |  |  | 2384881 | Sus |  | WildfireMitigation¦PlannedWSIPSystemHardening¦¦
24-0024009 | Company Initiated | Planned- maintenance |  |  | 2024 | Tier 2 | Distribution Circuit |  |  |  | 2384865 | Sus |  | CompanyInitiated¦Plannedmaintenance¦¦
24-0024458 | Company Initiated | Planned- maintenance |  |  | 2024 | Tier 2 | Transformer only |  |  |  | 2384886 | Sus |  | CompanyInitiated¦Plannedmaintenance¦¦
24-0022925 | Company Initiated | Planned- maintenance |  |  | 2024 | Tier 3 | Transformer only |  |  |  | 2384893 | Sus |  | CompanyInitiated¦Plannedmaintenance¦¦
24-0022923 | Company Initiated | Planned- maintenance |  |  | 2024 | Tier 2 | Transformer only |  |  |  | 2384909 | Sus |  | CompanyInitiated¦Plannedmaintenance¦¦
24-0017926 | Company Initiated | Planned- maintenance |  |  | 2024 | Tier 2 | Distribution Circuit |  |  |  | 2384911 | Sus |  | CompanyInitiated¦Plannedmaintenance¦¦
24-0032442 | Company Initiated | Planned- capital |  |  | 2024 | Tier 2 | Distribution Circuit |  |  |  | 2384968 | Sus |  | CompanyInitiated¦Plannedcapital¦¦
24-0017208 | Company Initiated | Planned- maintenance |  |  | 2024 | Tier 2 | Distribution Circuit |  |  |  | 2384944 | Sus |  | CompanyInitiated¦Plannedmaintenance¦¦
24-0026403 | Company Initiated | Planned- maintenance |  |  | 2024 | Tier 2 | Distribution Circuit |  |  |  | 2384952 | Sus |  | CompanyInitiated¦Plannedmaintenance¦¦
24-0022247 | Company Initiated | Planned- maintenance |  |  | 2024 | Tier 2 | Distribution Circuit |  |  |  | 2384960 | Sus |  | CompanyInitiated¦Plannedmaintenance¦¦
24-0024370 | Company Initiated | Planned- maintenance |  |  | 2024 | Tier 2 | Distribution Circuit |  |  |  | 2384962 | Sus |  | CompanyInitiated¦Plannedmaintenance¦¦
24-0022239 | Wildfire Mitigation | Planned - WSIP/System Hardening |  |  | 2024 | Tier 2 | Distribution Circuit |  |  |  | 2384975 | Sus |  | WildfireMitigation¦PlannedWSIPSystemHardening¦¦
24-0027426 | Company Initiated | Planned- maintenance |  |  | 2024 | Tier 2 | Distribution Circuit |  |  |  | 2385027 | Sus |  | CompanyInitiated¦Plannedmaintenance¦¦
24-0032450 | Equipment Failure/Involved | Overhead | Transformer (OH) | Broken | 2024 | Tier 2 | Distribution Circuit |  |  |  | 2385000 | Sus |  | EquipmentFailureInvolved¦Overhead¦Transformer(OH)¦Broken
24-0018231 | Wildfire Mitigation | Planned - WSIP/System Hardening |  |  | 2024 | Tier 2 | Transformer only |  |  |  | 2385112 | Sus |  | WildfireMitigation¦PlannedWSIPSystemHardening¦¦
24-0032512 | Vegetation | Tree - branch fell on line | Service conductor | Broken | 2024 | Tier 2 | Transformer only |  |  |  | 2385133 | Sus |  | Vegetation¦Treebranchfellonline¦Serviceconductor¦Broken
24-0018094 | Wildfire Mitigation | Planned - WSIP/System Hardening |  |  | 2024 | Tier 3 | Distribution Circuit |  |  |  | 2385164 | Sus |  | WildfireMitigation¦PlannedWSIPSystemHardening¦¦
24-0014584 | Company Initiated | Planned- maintenance |  |  | 2024 | Tier 2 | Distribution Circuit |  |  |  | 2385120 | Sus |  | CompanyInitiated¦Plannedmaintenance¦¦
24-0018108 | Company Initiated | Planned- maintenance |  |  | 2024 | Tier 3 | Transformer only |  |  |  | 2385172 | Sus |  | CompanyInitiated¦Plannedmaintenance¦¦
24-0024024 | Wildfire Mitigation | Planned - WSIP/System Hardening |  |  | 2024 | Tier 2 | Transformer only |  |  |  | 2385183 | Sus |  | WildfireMitigation¦PlannedWSIPSystemHardening¦¦
24-0022930 | Wildfire Mitigation | Planned - WSIP/System Hardening |  |  | 2024 | Tier 2 | Distribution Circuit |  |  |  | 2385252 | Sus |  | WildfireMitigation¦PlannedWSIPSystemHardening¦¦
24-0032569 | Equipment Failure/Involved | Fire- pole | Insulator | Failed/Faulted | 2024 | Tier 3 | Distribution Circuit |  |  |  | 2385238 | Sus |  | EquipmentFailureInvolved¦Firepole¦Insulator¦FailedFaulted
24-0022927 | Wildfire Mitigation | Planned - WSIP/System Hardening |  |  | 2024 | Tier 3 | Transformer only |  |  |  | 2385365 | Sus |  | WildfireMitigation¦PlannedWSIPSystemHardening¦¦
24-0024029 | Wildfire Mitigation | Planned - WSIP/System Hardening |  |  | 2024 | Tier 2 | Transformer only |  |  |  | 2385418 | Sus |  | WildfireMitigation¦PlannedWSIPSystemHardening¦¦
24-0022235 | Wildfire Mitigation | Planned - WSIP/System Hardening |  |  | 2024 | Tier 2 | Transformer only |  |  |  | 2385430 | Sus |  | WildfireMitigation¦PlannedWSIPSystemHardening¦¦
24-0024078 | Wildfire Mitigation | Planned - WSIP/System Hardening |  |  | 2024 | Tier 2 | Transformer only |  |  |  | 2385467 | Sus |  | WildfireMitigation¦PlannedWSIPSystemHardening¦¦
24-0018150 | Company Initiated | Planned- capital |  |  | 2024 | Tier 3 | Distribution Circuit |  |  |  | 2385897 | Sus |  | CompanyInitiated¦Plannedcapital¦¦
24-0024126 | Company Initiated | Planned- maintenance |  |  | 2024 | Tier 2 | Transformer only |  |  |  | 2385887 | Sus |  | CompanyInitiated¦Plannedmaintenance¦¦
24-0024176 | Wildfire Mitigation | Planned - WSIP/System Hardening |  |  | 2024 | Tier 3 | Transformer only |  |  |  | 2386103 | Sus |  | WildfireMitigation¦PlannedWSIPSystemHardening¦¦
24-0022942 | Company Initiated | Planned- maintenance |  |  | 2024 | Tier 2 | Distribution Circuit |  |  |  | 2385878 | Sus |  | CompanyInitiated¦Plannedmaintenance¦¦
24-0024146 | Company Initiated | Planned- maintenance |  |  | 2024 | Tier 2 | Distribution Circuit |  |  |  | 2385893 | Sus |  | CompanyInitiated¦Plannedmaintenance¦¦
24-0024171 | Wildfire Mitigation | Planned - WSIP/System Hardening |  |  | 2024 | Tier 2 | Transformer only |  |  |  | 2385903 | Sus |  | WildfireMitigation¦PlannedWSIPSystemHardening¦¦
24-0003301 | Company Initiated | Planned- capital |  |  | 2024 | Tier 2 | Distribution Circuit |  |  |  | 2385921 | Sus |  | CompanyInitiated¦Plannedcapital¦¦
24-0018150 | Company Initiated | Planned- capital |  |  | 2024 | Tier 3 | Distribution Circuit |  |  |  | 2385943 | Sus |  | CompanyInitiated¦Plannedcapital¦¦
24-0026387 | Company Initiated | Planned- maintenance |  |  | 2024 | Tier 3 | Distribution Circuit |  |  |  | 2385948 | Sus |  | CompanyInitiated¦Plannedmaintenance¦¦
24-0024276 | Company Initiated | Planned- maintenance |  |  | 2024 | Tier 2 | Distribution Circuit |  |  |  | 2385937 | Sus |  | CompanyInitiated¦Plannedmaintenance¦¦
24-0024263 | Company Initiated | Planned- maintenance |  |  | 2024 | Tier 2 | Distribution Circuit |  |  |  | 2385975 | Sus |  | CompanyInitiated¦Plannedmaintenance¦¦
24-0022947 | Wildfire Mitigation | Planned - WSIP/System Hardening |  |  | 2024 | Tier 3 | Distribution Circuit |  |  |  | 2385978 | Sus |  | WildfireMitigation¦PlannedWSIPSystemHardening¦¦
24-0017210 | Company Initiated | Planned- maintenance |  |  | 2024 | Tier 2 | Transformer only |  |  |  | 2385981 | Sus |  | CompanyInitiated¦Plannedmaintenance¦¦
24-0026161 | Company Initiated | Planned- maintenance |  |  | 2024 | Tier 2 | Distribution Circuit |  |  |  | 2385996 | Sus |  | CompanyInitiated¦Plannedmaintenance¦¦
24-0026158 | Company Initiated | Planned- maintenance |  |  | 2024 | Tier 2 | Transformer only |  |  |  | 2386259 | Sus |  | CompanyInitiated¦Plannedmaintenance¦¦
24-0018725 | Wildfire Mitigation | Planned - WSIP/System Hardening |  |  | 2024 | Tier 2 | Distribution Circuit |  |  |  | 2385987 | Sus |  | WildfireMitigation¦PlannedWSIPSystemHardening¦¦
24-0013586 | Company Initiated | Planned- maintenance |  |  | 2024 | Tier 2 | Distribution Circuit |  |  |  | 2386037 | Sus |  | CompanyInitiated¦Plannedmaintenance¦¦
24-0003901 | Company Initiated | Planned- capital |  |  | 2024 | Tier 2 | Distribution Circuit |  |  |  | 2386073 | Sus |  | CompanyInitiated¦Plannedcapital¦¦
24-0027741 | Wildfire Mitigation | Planned - WSIP/System Hardening |  |  | 2024 | Tier 2 | Transformer only |  |  |  | 2386065 | Sus |  | WildfireMitigation¦PlannedWSIPSystemHardening¦¦
24-0014201 | Company Initiated | Planned- maintenance |  |  | 2024 | Tier 3 | Distribution Circuit |  |  |  | 2385895 | Sus |  | CompanyInitiated¦Plannedmaintenance¦¦
24-0026969 | Company Initiated | Planned- maintenance |  |  | 2024 | Tier 3 | Transformer only |  |  |  | 2386206 | Sus |  | CompanyInitiated¦Plannedmaintenance¦¦
24-0018164 | Wildfire Mitigation | Planned - WSIP/System Hardening |  |  | 2024 | Tier 2 | Distribution Circuit |  |  |  | 2386294 | Sus |  | WildfireMitigation¦PlannedWSIPSystemHardening¦¦
24-0033458 | Equipment Failure/Involved | Overhead | Transformer (OH) | Failed/Faulted | 2024 | Tier 3 | Transformer only |  |  |  | 2386665 | Sus |  | EquipmentFailureInvolved¦Overhead¦Transformer(OH)¦FailedFaulted
24-0023955 | Company Initiated | Planned- maintenance |  |  | 2024 | Tier 2 | Distribution Circuit |  |  |  | 2386703 | Sus |  | CompanyInitiated¦Plannedmaintenance¦¦
24-0017211 | Company Initiated | Planned- maintenance |  |  | 2024 | Tier 2 | Distribution Circuit |  |  |  | 2386716 | Sus |  | CompanyInitiated¦Plannedmaintenance¦¦
24-0017212 | Wildfire Mitigation | Planned - WSIP/System Hardening |  |  | 2024 | Tier 3 | Transformer only |  |  |  | 2386915 | Sus |  | WildfireMitigation¦PlannedWSIPSystemHardening¦¦
24-0033519 | Vegetation | Tree - branch fell on line | Conductor- Overhead | Normal | 2024 | Tier 2 | Distribution Circuit |  |  |  | 2386988 | Sus |  | Vegetation¦Treebranchfellonline¦ConductorOverhead¦Normal
24-0033543 | Equipment Failure/Involved | Overhead | Transformer (OH) | Failed/Faulted | 2024 | Tier 3 | Transformer only |  |  |  | 2387038 | Sus |  | EquipmentFailureInvolved¦Overhead¦Transformer(OH)¦FailedFaulted
24-0033601 | Equipment Failure/Involved | Overhead | Secondary | Deteriorated | 2024 | Tier 3 | Transformer only |  |  |  | 2387288 | Sus |  | EquipmentFailureInvolved¦Overhead¦Secondary¦Deteriorated
24-0033622 | Equipment Failure/Involved | Overhead | Transformer (OH) | Failed/Faulted | 2024 | Tier 3 | Transformer only |  |  |  | 2387405 | Sus |  | EquipmentFailureInvolved¦Overhead¦Transformer(OH)¦FailedFaulted
24-0027164 | Company Initiated | Planned- maintenance |  |  | 2024 | Tier 2 | Distribution Circuit |  |  |  | 2387694 | Sus |  | CompanyInitiated¦Plannedmaintenance¦¦
24-0025948 | Company Initiated | Planned- maintenance |  |  | 2024 | Tier 3 | Distribution Circuit |  |  |  | 2387735 | Sus |  | CompanyInitiated¦Plannedmaintenance¦¦
24-0026260 | Wildfire Mitigation | Planned - WSIP/System Hardening |  |  | 2024 | Tier 2 | Distribution Circuit |  |  |  | 2387736 | Sus |  | WildfireMitigation¦PlannedWSIPSystemHardening¦¦
24-0025963 | Company Initiated | Planned- maintenance |  |  | 2024 | Tier 3 | Transformer only |  |  |  | 2387750 | Sus |  | CompanyInitiated¦Plannedmaintenance¦¦
24-0026897 | Company Initiated | Planned- maintenance |  |  | 2024 | Tier 2 | Distribution Circuit |  |  |  | 2387786 | Sus |  | CompanyInitiated¦Plannedmaintenance¦¦
24-0025953 | Company Initiated | Planned- maintenance |  |  | 2024 | Tier 2 | Distribution Circuit |  |  |  | 2387755 | Sus |  | CompanyInitiated¦Plannedmaintenance¦¦
24-0027895 | Company Initiated | Planned- maintenance |  |  | 2024 | Tier 3 | Distribution Circuit |  |  |  | 2387811 | Sus |  | CompanyInitiated¦Plannedmaintenance¦¦
24-0024083 | Company Initiated | Planned- maintenance |  |  | 2024 | Tier 2 | Transformer only |  |  |  | 2387829 | Sus |  | CompanyInitiated¦Plannedmaintenance¦¦
24-0028514 | Company Initiated | Planned- maintenance |  |  | 2024 | Tier 2 | Distribution Circuit |  |  |  | 2387814 | Sus |  | CompanyInitiated¦Plannedmaintenance¦¦
24-0026956 | Company Initiated | Planned- maintenance |  |  | 2024 | Tier 2 | Distribution Circuit |  |  |  | 2387807 | Sus |  | CompanyInitiated¦Plannedmaintenance¦¦
24-0026942 | Company Initiated | Planned- maintenance |  |  | 2024 | Tier 2 | Transformer only |  |  |  | 2387847 | Sus |  | CompanyInitiated¦Plannedmaintenance¦¦
24-0026467 | Wildfire Mitigation | Planned - WSIP/System Hardening |  |  | 2024 | Tier 2 | Transformer only |  |  |  | 2387867 | Sus |  | WildfireMitigation¦PlannedWSIPSystemHardening¦¦
24-0026909 | Company Initiated | Planned- maintenance |  |  | 2024 | Tier 2 | Distribution Circuit |  |  |  | 2387861 | Sus |  | CompanyInitiated¦Plannedmaintenance¦¦
24-0027311 | Wildfire Mitigation | Planned - WSIP/System Hardening |  |  | 2024 | Tier 2 | Transformer only |  |  |  | 2387889 | Sus |  | WildfireMitigation¦PlannedWSIPSystemHardening¦¦
24-0027314 | Wildfire Mitigation | Planned - WSIP/System Hardening |  |  | 2024 | Tier 2 | Transformer only |  |  |  | 2387899 | Sus |  | WildfireMitigation¦PlannedWSIPSystemHardening¦¦
24-0027882 | Company Initiated | Planned- maintenance |  |  | 2024 | Tier 3 | Transformer only |  |  |  | 2387902 | Sus |  | CompanyInitiated¦Plannedmaintenance¦¦
24-0018016 | Company Initiated | Planned- maintenance |  |  | 2024 | Tier 2 | Distribution Circuit |  |  |  | 2387884 | Sus |  | CompanyInitiated¦Plannedmaintenance¦¦
24-0033737 | Equipment Failure/Involved | Overhead | Pole-Wood | Deteriorated | 2024 | Tier 3 | Distribution Circuit |  |  |  | 2387820 | Sus |  | EquipmentFailureInvolved¦Overhead¦PoleWood¦Deteriorated
24-0011573 | Company Initiated | Planned- capital |  |  | 2024 | Tier 2 | Distribution Circuit |  |  |  | 2387970 | Sus |  | CompanyInitiated¦Plannedcapital¦¦
24-0026905 | Company Initiated | Planned- maintenance |  |  | 2024 | Tier 2 | Distribution Circuit |  |  |  | 2387996 | Sus |  | CompanyInitiated¦Plannedmaintenance¦¦
24-0011226 | Company Initiated | Planned- capital |  |  | 2024 | Tier 3 | Distribution Circuit |  |  |  | 2388016 | Sus |  | CompanyInitiated¦Plannedcapital¦¦
24-0026462 | Wildfire Mitigation | Planned - WSIP/System Hardening |  |  | 2024 | Tier 2 | Transformer only |  |  |  | 2388048 | Sus |  | WildfireMitigation¦PlannedWSIPSystemHardening¦¦
24-0025970 | Wildfire Mitigation | Planned - WSIP/System Hardening |  |  | 2024 | Tier 3 | Transformer only |  |  |  | 2388145 | Sus |  | WildfireMitigation¦PlannedWSIPSystemHardening¦¦
24-0025951 | Wildfire Mitigation | Planned - WSIP/System Hardening |  |  | 2024 | Tier 2 | Distribution Circuit |  |  |  | 2388114 | Sus |  | WildfireMitigation¦PlannedWSIPSystemHardening¦¦
24-0025959 | Wildfire Mitigation | Planned - WSIP/System Hardening |  |  | 2024 | Tier 2 | Distribution Circuit |  |  |  | 2388143 | Sus |  | WildfireMitigation¦PlannedWSIPSystemHardening¦¦
24-0027885 | Company Initiated | Planned- maintenance |  |  | 2024 | Tier 3 | Distribution Circuit |  |  |  | 2388163 | Sus |  | CompanyInitiated¦Plannedmaintenance¦¦
24-0027908 | Company Initiated | Planned- maintenance |  |  | 2024 | Tier 2 | Distribution Circuit |  |  |  | 2388193 | Sus |  | CompanyInitiated¦Plannedmaintenance¦¦
24-0027317 | Wildfire Mitigation | Planned - WSIP/System Hardening |  |  | 2024 | Tier 2 | Distribution Circuit |  |  |  | 2388234 | Sus |  | WildfireMitigation¦PlannedWSIPSystemHardening¦¦
24-0026916 | Wildfire Mitigation | Planned - WSIP/System Hardening |  |  | 2024 | Tier 2 | Transformer only |  |  |  | 2388282 | Sus |  | WildfireMitigation¦PlannedWSIPSystemHardening¦¦
24-0026913 | Wildfire Mitigation | Planned - WSIP/System Hardening |  |  | 2024 | Tier 2 | Distribution Circuit |  |  |  | 2388287 | Sus |  | WildfireMitigation¦PlannedWSIPSystemHardening¦¦
24-0028515 | Wildfire Mitigation | Planned - WSIP/System Hardening |  |  | 2024 | Tier 3 | Transformer only |  |  |  | 2388294 | Sus |  | WildfireMitigation¦PlannedWSIPSystemHardening¦¦
24-0027901 | Wildfire Mitigation | Planned - WSIP/System Hardening |  |  | 2024 | Tier 3 | Transformer only |  |  |  | 2388679 | Sus |  | WildfireMitigation¦PlannedWSIPSystemHardening¦¦
24-0027909 | Wildfire Mitigation | Planned - WSIP/System Hardening |  |  | 2024 | Tier 3 | Distribution Circuit |  |  |  | 2388695 | Sus |  | WildfireMitigation¦PlannedWSIPSystemHardening¦¦
24-0028385 | Company Initiated | Planned- maintenance |  |  | 2024 | Tier 3 | Transformer only |  |  |  | 2388686 | Sus |  | CompanyInitiated¦Plannedmaintenance¦¦
24-0027886 | Company Initiated | Planned- maintenance |  |  | 2024 | Tier 2 | Distribution Circuit |  |  |  | 2388674 | Sus |  | CompanyInitiated¦Plannedmaintenance¦¦
24-0027936 | Wildfire Mitigation | Planned - WSIP/System Hardening |  |  | 2024 | Tier 2 | Distribution Circuit |  |  |  | 2388694 | Sus |  | WildfireMitigation¦PlannedWSIPSystemHardening¦¦
24-0027009 | Company Initiated | Planned- maintenance |  |  | 2024 | Tier 3 | Distribution Circuit |  |  |  | 2388719 | Sus |  | CompanyInitiated¦Plannedmaintenance¦¦
24-0026964 | Company Initiated | Planned- maintenance |  |  | 2024 | Tier 2 | Distribution Circuit |  |  |  | 2388692 | Sus |  | CompanyInitiated¦Plannedmaintenance¦¦
24-0028876 | Company Initiated | Planned- maintenance |  |  | 2024 | Tier 2 | Distribution Circuit |  |  |  | 2388717 | Sus |  | CompanyInitiated¦Plannedmaintenance¦¦
24-0027008 | Company Initiated | Planned- maintenance |  |  | 2024 | Tier 3 | Transformer only |  |  |  | 2388736 | Sus |  | CompanyInitiated¦Plannedmaintenance¦¦
24-0015526 | Wildfire Mitigation | Planned - WSIP/System Hardening |  |  | 2024 | Tier 2 | Distribution Circuit |  |  |  | 2388748 | Sus |  | WildfireMitigation¦PlannedWSIPSystemHardening¦¦
24-0028834 | Company Initiated | Planned- maintenance |  |  | 2024 | Tier 3 | Distribution Circuit |  |  |  | 2388749 | Sus |  | CompanyInitiated¦Plannedmaintenance¦¦
24-0027914 | Company Initiated | Planned- maintenance |  |  | 2024 | Tier 2 | Transformer only |  |  |  | 2389184 | Sus |  | CompanyInitiated¦Plannedmaintenance¦¦
24-0032625 | Company Initiated | Planned- maintenance |  |  | 2024 | Tier 2 | Distribution Circuit |  |  |  | 2388759 | Sus |  | CompanyInitiated¦Plannedmaintenance¦¦
24-0019522 | Company Initiated | Planned- maintenance |  |  | 2024 | Tier 2 | Distribution Circuit |  |  |  | 2388791 | Sus |  | CompanyInitiated¦Plannedmaintenance¦¦
24-0029128 | Company Initiated | Planned- maintenance |  |  | 2024 | Tier 3 | Distribution Circuit |  |  |  | 2388804 | Sus |  | CompanyInitiated¦Plannedmaintenance¦¦
24-0026355 | Company Initiated | Planned- maintenance |  |  | 2024 | Tier 2 | Distribution Circuit |  |  |  | 2388829 | Sus |  | CompanyInitiated¦Plannedmaintenance¦¦
24-0027943 | Company Initiated | Planned- maintenance |  |  | 2024 | Tier 2 | Transformer only |  |  |  | 2388832 | Sus |  | CompanyInitiated¦Plannedmaintenance¦¦
24-0027323 | Company Initiated | Planned- maintenance |  |  | 2024 | Tier 3 | Transformer only |  |  |  | 2388846 | Sus |  | CompanyInitiated¦Plannedmaintenance¦¦
24-0026367 | Company Initiated | Planned- maintenance |  |  | 2024 | Tier 2 | Distribution Circuit |  |  |  | 2388843 | Sus |  | CompanyInitiated¦Plannedmaintenance¦¦
24-0027953 | Wildfire Mitigation | Planned - WSIP/System Hardening |  |  | 2024 | Tier 3 | Distribution Circuit |  |  |  | 2388859 | Sus |  | WildfireMitigation¦PlannedWSIPSystemHardening¦¦
24-0027303 | Wildfire Mitigation | Planned - WSIP/System Hardening |  |  | 2024 | Tier 2 | Transformer only |  |  |  | 2388872 | Sus |  | WildfireMitigation¦PlannedWSIPSystemHardening¦¦
24-0027318 | Wildfire Mitigation | Planned - WSIP/System Hardening |  |  | 2024 | Tier 2 | Distribution Circuit |  |  |  | 2388874 | Sus |  | WildfireMitigation¦PlannedWSIPSystemHardening¦¦
24-0028058 | Wildfire Mitigation | Planned - WSIP/System Hardening |  |  | 2024 | Tier 3 | Distribution Circuit |  |  |  | 2388898 | Sus |  | WildfireMitigation¦PlannedWSIPSystemHardening¦¦
24-0031378 | Company Initiated | Planned- maintenance |  |  | 2024 | Tier 2 | Distribution Circuit |  |  |  | 2388858 | Sus |  | CompanyInitiated¦Plannedmaintenance¦¦
24-0015889 | Company Initiated | Planned- maintenance |  |  | 2024 | Tier 3 | Distribution Circuit |  |  |  | 2388728 | Sus |  | CompanyInitiated¦Plannedmaintenance¦¦
24-0027897 | Wildfire Mitigation | Planned - WSIP/System Hardening |  |  | 2024 | Tier 3 | Distribution Circuit |  |  |  | 2389042 | Sus |  | WildfireMitigation¦PlannedWSIPSystemHardening¦¦
24-0026968 | Wildfire Mitigation | Planned - WSIP/System Hardening |  |  | 2024 | Tier 2 | Transformer only |  |  |  | 2389250 | Sus |  | WildfireMitigation¦PlannedWSIPSystemHardening¦¦
24-0034612 | Unknown Cause | Patrol - found nothing |  |  | 2024 | Tier 2 | Distribution Circuit |  |  |  | 2389436 | Sus |  | UnknownCause¦Patrolfoundnothing¦¦
24-0028162 | Wildfire Mitigation | Planned - WSIP/System Hardening |  |  | 2024 | Tier 3 | Transformer only |  |  |  | 2389679 | Sus |  | WildfireMitigation¦PlannedWSIPSystemHardening¦¦
24-0028168 | Wildfire Mitigation | Planned - WSIP/System Hardening |  |  | 2024 | Tier 2 | Distribution Circuit |  |  |  | 2389668 | Sus |  | WildfireMitigation¦PlannedWSIPSystemHardening¦¦
24-0028167 | Wildfire Mitigation | Planned - WSIP/System Hardening |  |  | 2024 | Tier 2 | Distribution Circuit |  |  |  | 2389655 | Sus |  | WildfireMitigation¦PlannedWSIPSystemHardening¦¦
24-0029468 | Company Initiated | Planned- maintenance |  |  | 2024 | Tier 2 | Distribution Circuit |  |  |  | 2389692 | Sus |  | CompanyInitiated¦Plannedmaintenance¦¦
24-0028155 | Wildfire Mitigation | Planned - WSIP/System Hardening |  |  | 2024 | Tier 2 | Transformer only |  |  |  | 2389690 | Sus |  | WildfireMitigation¦PlannedWSIPSystemHardening¦¦
24-0028165 | Wildfire Mitigation | Planned - WSIP/System Hardening |  |  | 2024 | Tier 3 | Distribution Circuit |  |  |  | 2389706 | Sus |  | WildfireMitigation¦PlannedWSIPSystemHardening¦¦
24-0029559 | Company Initiated | Planned- maintenance |  |  | 2024 | Tier 2 | Distribution Circuit |  |  |  | 2389712 | Sus |  | CompanyInitiated¦Plannedmaintenance¦¦
24-0029368 | Company Initiated | Planned- maintenance |  |  | 2024 | Tier 3 | Distribution Circuit |  |  |  | 2389749 | Sus |  | CompanyInitiated¦Plannedmaintenance¦¦
24-0029556 | Company Initiated | Planned- maintenance |  |  | 2024 | Tier 2 | Distribution Circuit |  |  |  | 2389731 | Sus |  | CompanyInitiated¦Plannedmaintenance¦¦
24-0026375 | Company Initiated | Planned- maintenance |  |  | 2024 | Tier 2 | Transformer only |  |  |  | 2389741 | Sus |  | CompanyInitiated¦Plannedmaintenance¦¦
24-0028012 | Company Initiated | Planned- maintenance |  |  | 2024 | Tier 2 | Distribution Circuit |  |  |  | 2389760 | Sus |  | CompanyInitiated¦Plannedmaintenance¦¦
24-0028237 | Company Initiated | Planned- maintenance |  |  | 2024 | Tier 2 | Transformer only |  |  |  | 2389811 | Sus |  | CompanyInitiated¦Plannedmaintenance¦¦
24-0028028 | Company Initiated | Planned- maintenance |  |  | 2024 | Tier 3 | Distribution Circuit |  |  |  | 2389798 | Sus |  | CompanyInitiated¦Plannedmaintenance¦¦
24-0029455 | Company Initiated | Planned- maintenance |  |  | 2024 | Tier 3 | Transformer only |  |  |  | 2390244 | Sus |  | CompanyInitiated¦Plannedmaintenance¦¦
24-0018400 | Wildfire Mitigation | Planned - WSIP/System Hardening |  |  | 2024 | Tier 3 | Distribution Circuit |  |  |  | 2389797 | Sus |  | WildfireMitigation¦PlannedWSIPSystemHardening¦¦
24-0019420 | Company Initiated | Planned- maintenance |  |  | 2024 | Tier 2 | Transformer only |  |  |  | 2389850 | Sus |  | CompanyInitiated¦Plannedmaintenance¦¦
24-0029450 | Company Initiated | Planned- maintenance |  |  | 2024 | Tier 3 | Distribution Circuit |  |  |  | 2389855 | Sus |  | CompanyInitiated¦Plannedmaintenance¦¦
24-0029444 | Company Initiated | Planned- maintenance |  |  | 2024 | Tier 3 | Distribution Circuit |  |  |  | 2389888 | Sus |  | CompanyInitiated¦Plannedmaintenance¦¦
24-0034813 | Equipment Failure/Involved | Overhead | Pole-Wood | Deteriorated | 2024 | Tier 2 | Distribution Circuit |  |  |  | 2389931 | Sus |  | EquipmentFailureInvolved¦Overhead¦PoleWood¦Deteriorated
24-0028157 | Wildfire Mitigation | Planned - WSIP/System Hardening |  |  | 2024 | Tier 3 | Distribution Circuit |  |  |  | 2390024 | Sus |  | WildfireMitigation¦PlannedWSIPSystemHardening¦¦
24-0028518 | Wildfire Mitigation | Planned - WSIP/System Hardening |  |  | 2024 | Tier 2 | Transformer only |  |  |  | 2390077 | Sus |  | WildfireMitigation¦PlannedWSIPSystemHardening¦¦
24-0028153 | Wildfire Mitigation | Planned - WSIP/System Hardening |  |  | 2024 | Tier 3 | Transformer only |  |  |  | 2390147 | Sus |  | WildfireMitigation¦PlannedWSIPSystemHardening¦¦
24-0029500 | Wildfire Mitigation | Planned - WSIP/System Hardening |  |  | 2024 | Tier 2 | Transformer only |  |  |  | 2390148 | Sus |  | WildfireMitigation¦PlannedWSIPSystemHardening¦¦
24-0028014 | Wildfire Mitigation | Planned - WSIP/System Hardening |  |  | 2024 | Tier 2 | Transformer only |  |  |  | 2390152 | Sus |  | WildfireMitigation¦PlannedWSIPSystemHardening¦¦
24-0035207 | Equipment Failure/Involved | Overhead | Crossarm- Wood | Normal | 2024 | Tier 3 | Distribution Circuit |  |  |  | 2390511 | Sus |  | EquipmentFailureInvolved¦Overhead¦CrossarmWood¦Normal
24-0029777 | Company Initiated | Planned- maintenance |  |  | 2024 | Tier 2 | Distribution Circuit |  |  |  | 2390630 | Sus |  | CompanyInitiated¦Plannedmaintenance¦¦
24-0029778 | Company Initiated | Planned- maintenance |  |  | 2024 | Tier 3 | Transformer only |  |  |  | 2390661 | Sus |  | CompanyInitiated¦Plannedmaintenance¦¦
24-0028163 | Company Initiated | Planned- maintenance |  |  | 2024 | Tier 2 | Distribution Circuit |  |  |  | 2390808 | Sus |  | CompanyInitiated¦Plannedmaintenance¦¦
24-0029869 | Wildfire Mitigation | Planned - WSIP/System Hardening |  |  | 2024 | Tier 3 | Distribution Circuit |  |  |  | 2391223 | Sus |  | WildfireMitigation¦PlannedWSIPSystemHardening¦¦
24-0035747 | Vegetation | Tree - branch fell on line | Conductor- Overhead | Normal | 2024 | Tier 3 | Distribution Circuit |  |  |  | 2391583 | Sus |  | Vegetation¦Treebranchfellonline¦ConductorOverhead¦Normal
24-0035973 | Vegetation | Tree - branch fell on line | Conductor- Overhead | Normal | 2024 | Tier 2 | Distribution Circuit |  |  |  | 2391919 | Sus |  | Vegetation¦Treebranchfellonline¦ConductorOverhead¦Normal
24-0036172 | Unknown Cause | Patrol - found nothing |  |  | 2024 | Tier 2 | Transformer only |  |  |  | 2392070 | Sus |  | UnknownCause¦Patrolfoundnothing¦¦
24-0036125 | Unknown Cause | Patrol - not conducted |  |  | 2024 | Tier 2 | Distribution Circuit |  |  |  | 2392110 | Sus |  | UnknownCause¦Patrolnotconducted¦¦
24-0036239 | Equipment Failure/Involved | Overhead | Connector or Splice (OH) | Broken | 2024 | Tier 2 | Distribution Circuit |  |  |  | 2392448 | Sus |  | EquipmentFailureInvolved¦Overhead¦ConnectororSplice(OH)¦Broken
24-0036224 | Equipment Failure/Involved | Overhead | Insulator | Broken | 2024 | Tier 2 | Distribution Circuit |  |  |  | 2392432 | Sus |  | EquipmentFailureInvolved¦Overhead¦Insulator¦Broken
24-0036415 | Unknown Cause | Patrol - found nothing |  |  | 2024 | Tier 2 | Distribution Circuit |  |  |  | 2392590 | Sus |  | UnknownCause¦Patrolfoundnothing¦¦
24-0036523 | Vegetation | Tree - fell into line | Conductor- Overhead | Broken- wire on ground | 2024 | Tier 2 | Distribution Circuit |  |  |  | 2393678 | Sus |  | Vegetation¦Treefellintoline¦ConductorOverhead¦Brokenwireonground
24-0036531 | Vegetation | Tree - fell into line | Conductor- Overhead | Broken- wire on ground | 2024 | Tier 3 | Distribution Circuit |  |  |  | 2394708 | Sus |  | Vegetation¦Treefellintoline¦ConductorOverhead¦Brokenwireonground
24-0036773 | Vegetation | Tree - fell into line | Conductor- Overhead | Normal | 2024 | Tier 2 | Distribution Circuit |  |  |  | 2394057 | Sus |  | Vegetation¦Treefellintoline¦ConductorOverhead¦Normal
24-0036750 | Equipment Failure/Involved | Overhead | Conductor- Overhead | On Ground | 2024 | Tier 2 | Distribution Circuit |  |  |  | 2394556 | Sus |  | EquipmentFailureInvolved¦Overhead¦ConductorOverhead¦OnGround
24-0036731 | Unknown Cause | Patrol - found nothing |  |  | 2024 | Tier 2 | Distribution Circuit |  |  |  | 2394086 | Sus |  | UnknownCause¦Patrolfoundnothing¦¦
24-0036946 | Unknown Cause | Patrol - found nothing |  |  | 2024 | Tier 2 | Distribution Circuit |  |  |  | 2395030 | Sus |  | UnknownCause¦Patrolfoundnothing¦¦
24-0036602 | Unknown Cause | Patrol - found nothing |  |  | 2024 | Tier 2 | Distribution Circuit |  |  |  | 2394183 | Sus |  | UnknownCause¦Patrolfoundnothing¦¦
24-0036906 | Environmental/External | Ice or snow | Transformer (OH) | Broken | 2024 | Tier 3 | Transformer only |  |  |  | 2394537 | Sus |  | EnvironmentalExternal¦Iceorsnow¦Transformer(OH)¦Broken
24-0036950 | Equipment Failure/Involved | Overhead | Transformer (OH) | Failed/Faulted | 2024 | Tier 2 | Transformer only |  |  |  | 2394837 | Sus |  | EquipmentFailureInvolved¦Overhead¦Transformer(OH)¦FailedFaulted
24-0036886 | Equipment Failure/Involved | Overhead | Insulator | Broken | 2024 | Tier 2 | Distribution Circuit |  |  |  | 2394873 | Sus |  | EquipmentFailureInvolved¦Overhead¦Insulator¦Broken
24-0037005 | Equipment Failure/Involved | Overhead | Jumper | Burned Open | 2024 | Tier 2 | Distribution Circuit |  |  |  | 2395354 | Sus |  | EquipmentFailureInvolved¦Overhead¦Jumper¦BurnedOpen
24-0036993 | Company Initiated | Other Circuits | Other | Normal | 2024 | Tier 3 | Transmission line |  |  |  | 2395292 | Sus |  | CompanyInitiated¦OtherCircuits¦Other¦Normal
24-0036993 | Company Initiated | Other Circuits | Other | Normal | 2024 | Tier 3 | Transmission line |  |  |  | 2395261 | Sus |  | CompanyInitiated¦OtherCircuits¦Other¦Normal
24-0037070 | Unknown Cause | Patrol - found nothing |  |  | 2024 | Tier 3 | Distribution Circuit |  |  |  | 2395576 | Sus |  | UnknownCause¦Patrolfoundnothing¦¦
24-0037075 | Unknown Cause | Patrol - found nothing |  |  | 2024 | Tier 3 | Transformer only |  |  |  | 2395573 | Sus |  | UnknownCause¦Patrolfoundnothing¦¦
24-0037081 | Environmental/External | Ice or snow | Fuse | Burned Open | 2024 | Tier 3 | Transformer only |  |  |  | 2395638 | Sus |  | EnvironmentalExternal¦Iceorsnow¦Fuse¦BurnedOpen
24-0037169 | Vegetation | Tree - branch fell on line | Conductor- Overhead | Normal | 2024 | Tier 3 | Distribution Circuit |  |  |  | 2395783 | Sus |  | Vegetation¦Treebranchfellonline¦ConductorOverhead¦Normal
24-0037207 | Environmental/External | Ice or snow | Transformer | Normal | 2024 | Tier 3 | Transformer only |  |  |  | 2396150 | Sus |  | EnvironmentalExternal¦Iceorsnow¦Transformer¦Normal
24-0037198 | Vegetation | Tree - fell into line | Pole-Wood | Broken | 2024 | Tier 3 | Distribution Circuit |  |  |  | 2396084 | Sus |  | Vegetation¦Treefellintoline¦PoleWood¦Broken
24-0037261 | Unknown Cause | Patrol - found nothing |  |  | 2024 | Tier 2 | Transformer only |  |  |  | 2396291 | Sus |  | UnknownCause¦Patrolfoundnothing¦¦
24-0037324 | Unknown Cause | Patrol - found nothing |  |  | 2024 | Tier 3 | Distribution Circuit |  |  |  | 2396334 | Sus |  | UnknownCause¦Patrolfoundnothing¦¦
24-0037734 | Unknown Cause | Patrol - found nothing |  |  | 2024 | Tier 3 | Distribution Circuit |  |  |  | 2396882 | Sus |  | UnknownCause¦Patrolfoundnothing¦¦
24-0037876 | Company Initiated | Return Circuit Normal | Conductor- Overhead | Normal | 2024 | Tier 3 | Transmission line |  |  |  | 2397231 | Sus |  | CompanyInitiated¦ReturnCircuitNormal¦ConductorOverhead¦Normal
24-0038246 | Vegetation | Tree - fell into line | Transformer (OH) | Failed/Faulted | 2024 | Tier 2 | Transformer only |  |  |  | 2397807 | Sus |  | Vegetation¦Treefellintoline¦Transformer(OH)¦FailedFaulted
24-0038384 | Unknown Cause | Patrol - found nothing |  |  | 2024 | Tier 2 | Distribution Circuit |  |  |  | 2397893 | Sus |  | UnknownCause¦Patrolfoundnothing¦¦
24-0038589 | Equipment Failure/Involved | Overhead | Woodpin | Broken | 2024 | Tier 2 | Distribution Circuit |  |  |  | 2398082 | Sus |  | EquipmentFailureInvolved¦Overhead¦Woodpin¦Broken
24-0038579 | Equipment Failure/Involved | Overhead | Pole-Wood | Deteriorated | 2024 | Tier 2 | Distribution Circuit |  |  |  | 2398171 | Sus |  | EquipmentFailureInvolved¦Overhead¦PoleWood¦Deteriorated
24-0031785 | Company Initiated | Planned- maintenance |  |  | 2024 | Tier 3 | Transformer only |  |  |  | 2398199 | Sus |  | CompanyInitiated¦Plannedmaintenance¦¦
24-0031777 | Company Initiated | Planned- maintenance |  |  | 2024 | Tier 2 | Distribution Circuit |  |  |  | 2398230 | Sus |  | CompanyInitiated¦Plannedmaintenance¦¦
24-0032134 | Wildfire Mitigation | Planned - WSIP/System Hardening |  |  | 2024 | Tier 3 | Distribution Circuit |  |  |  | 2398227 | Sus |  | WildfireMitigation¦PlannedWSIPSystemHardening¦¦
24-0031843 | Company Initiated | Planned- maintenance |  |  | 2024 | Tier 3 | Distribution Circuit |  |  |  | 2398239 | Sus |  | CompanyInitiated¦Plannedmaintenance¦¦
24-0031784 | Company Initiated | Planned- maintenance |  |  | 2024 | Tier 2 | Distribution Circuit |  |  |  | 2398261 | Sus |  | CompanyInitiated¦Plannedmaintenance¦¦
24-0031860 | Company Initiated | Planned- maintenance |  |  | 2024 | Tier 2 | Distribution Circuit |  |  |  | 2398484 | Sus |  | CompanyInitiated¦Plannedmaintenance¦¦
24-0038849 | Equipment Failure/Involved | Overhead | Transformer (OH) | Broken | 2024 | Tier 2 | Transformer only |  |  |  | 2398547 | Sus |  | EquipmentFailureInvolved¦Overhead¦Transformer(OH)¦Broken
24-0038931 | Environmental/External | Lightning | Transformer (OH) | Burned/flashed | 2024 | Tier 3 | Distribution Circuit |  |  |  | 2398739 | Sus |  | EnvironmentalExternal¦Lightning¦Transformer(OH)¦Burnedflashed
24-0038928 | Equipment Failure/Involved | Overhead | Insulator | Broken | 2024 | Tier 2 | Distribution Circuit |  |  |  | 2398723 | Sus |  | EquipmentFailureInvolved¦Overhead¦Insulator¦Broken
24-0038965 | Environmental/External | Lightning | Transformer | Failed/Faulted | 2024 | Tier 3 | Transformer only |  |  |  | 2398800 | Sus |  | EnvironmentalExternal¦Lightning¦Transformer¦FailedFaulted
24-0032068 | Wildfire Mitigation | Planned - WSIP/System Hardening |  |  | 2024 | Tier 3 | Distribution Circuit |  |  |  | 2399008 | Sus |  | WildfireMitigation¦PlannedWSIPSystemHardening¦¦
24-0032135 | Company Initiated | Planned- maintenance |  |  | 2024 | Tier 3 | Distribution Circuit |  |  |  | 2399020 | Sus |  | CompanyInitiated¦Plannedmaintenance¦¦
24-0032074 | Company Initiated | Planned- maintenance |  |  | 2024 | Tier 3 | Distribution Circuit |  |  |  | 2399018 | Sus |  | CompanyInitiated¦Plannedmaintenance¦¦
24-0031795 | Company Initiated | Planned- maintenance |  |  | 2024 | Tier 2 | Transformer only |  |  |  | 2399287 | Sus |  | CompanyInitiated¦Plannedmaintenance¦¦
24-0031883 | Company Initiated | Planned- maintenance |  |  | 2024 | Tier 3 | Distribution Circuit |  |  |  | 2399050 | Sus |  | CompanyInitiated¦Plannedmaintenance¦¦
24-0031801 | Company Initiated | Planned- maintenance |  |  | 2024 | Tier 3 | Distribution Circuit |  |  |  | 2399063 | Sus |  | CompanyInitiated¦Plannedmaintenance¦¦
24-0031799 | Company Initiated | Planned- maintenance |  |  | 2024 | Tier 2 | Distribution Circuit |  |  |  | 2399075 | Sus |  | CompanyInitiated¦Plannedmaintenance¦¦
24-0031885 | Company Initiated | Planned- maintenance |  |  | 2024 | Tier 3 | Transformer only |  |  |  | 2399091 | Sus |  | CompanyInitiated¦Plannedmaintenance¦¦
24-0035202 | Company Initiated | Planned- maintenance |  |  | 2024 | Tier 3 | Transformer only |  |  |  | 2399453 | Sus |  | CompanyInitiated¦Plannedmaintenance¦¦
24-0039206 | Unknown Cause | Patrol - found nothing |  |  | 2024 | Tier 2 | Distribution Circuit |  |  |  | 2399106 | Sus |  | UnknownCause¦Patrolfoundnothing¦¦
24-0031800 | Company Initiated | Planned- maintenance |  |  | 2024 | Tier 2 | Transformer only |  |  |  | 2399108 | Sus |  | CompanyInitiated¦Plannedmaintenance¦¦
24-0031793 | Company Initiated | Planned- maintenance |  |  | 2024 | Tier 3 | Distribution Circuit |  |  |  | 2399309 | Sus |  | CompanyInitiated¦Plannedmaintenance¦¦
24-0039425 | Equipment Failure/Involved | Overhead | Fuse | Burned Open | 2024 | Tier 2 | Transformer only |  |  |  | 2399313 | Sus |  | EquipmentFailureInvolved¦Overhead¦Fuse¦BurnedOpen
24-0039250 | Vegetation | Tree - fell into line | Conductor- Overhead | Normal | 2024 | Tier 3 | Distribution Circuit |  |  |  | 2399361 | Sus |  | Vegetation¦Treefellintoline¦ConductorOverhead¦Normal
24-0031916 | Company Initiated | Planned- maintenance |  |  | 2024 | Tier 3 | Distribution Circuit |  |  |  | 2399392 | Sus |  | CompanyInitiated¦Plannedmaintenance¦¦
24-0039082 | Equipment Failure/Involved | Overhead | Insulator | Broken | 2024 | Tier 3 | Distribution Circuit |  |  |  | 2399405 | Sus |  | EquipmentFailureInvolved¦Overhead¦Insulator¦Broken
24-0039574 | Unknown Cause | Patrol - found nothing |  |  | 2024 | Tier 2 | Distribution Circuit |  |  |  | 2399653 | Sus |  | UnknownCause¦Patrolfoundnothing¦¦
24-0032409 | Company Initiated | Planned- maintenance |  |  | 2024 | Tier 2 | Distribution Circuit |  |  |  | 2399807 | Sus |  | CompanyInitiated¦Plannedmaintenance¦¦
24-0032388 | Company Initiated | Planned- maintenance |  |  | 2024 | Tier 2 | Distribution Circuit |  |  |  | 2399790 | Sus |  | CompanyInitiated¦Plannedmaintenance¦¦
24-0032414 | Company Initiated | Planned- maintenance |  |  | 2024 | Tier 3 | Distribution Circuit |  |  |  | 2399874 | Sus |  | CompanyInitiated¦Plannedmaintenance¦¦
24-0032385 | Company Initiated | Planned- maintenance |  |  | 2024 | Tier 2 | Transformer only |  |  |  | 2400166 | Sus |  | CompanyInitiated¦Plannedmaintenance¦¦
24-0032136 | Company Initiated | Planned- maintenance |  |  | 2024 | Tier 2 | Distribution Circuit |  |  |  | 2399880 | Sus |  | CompanyInitiated¦Plannedmaintenance¦¦
24-0032940 | Company Initiated | Planned- maintenance |  |  | 2024 | Tier 2 | Transformer only |  |  |  | 2399894 | Sus |  | CompanyInitiated¦Plannedmaintenance¦¦
24-0032221 | Company Initiated | Planned- maintenance |  |  | 2024 | Tier 2 | Distribution Circuit |  |  |  | 2399914 | Sus |  | CompanyInitiated¦Plannedmaintenance¦¦
24-0032221 | Company Initiated | Planned- maintenance |  |  | 2024 | Tier 2 | Distribution Circuit |  |  |  | 2399915 | Sus |  | CompanyInitiated¦Plannedmaintenance¦¦
24-0015438 | Company Initiated | Planned- capital |  |  | 2024 | Tier 2 | Distribution Circuit |  |  |  | 2399936 | Sus |  | CompanyInitiated¦Plannedcapital¦¦
24-0032936 | Company Initiated | Planned- maintenance |  |  | 2024 | Tier 3 | Transformer only |  |  |  | 2399932 | Sus |  | CompanyInitiated¦Plannedmaintenance¦¦
24-0032934 | Company Initiated | Planned- maintenance |  |  | 2024 | Tier 3 | Distribution Circuit |  |  |  | 2400249 | Sus |  | CompanyInitiated¦Plannedmaintenance¦¦
24-0031803 | Company Initiated | Planned- maintenance |  |  | 2024 | Tier 2 | Distribution Circuit |  |  |  | 2399947 | Sus |  | CompanyInitiated¦Plannedmaintenance¦¦
24-0031804 | Company Initiated | Planned- maintenance |  |  | 2024 | Tier 3 | Distribution Circuit |  |  |  | 2399935 | Sus |  | CompanyInitiated¦Plannedmaintenance¦¦
24-0035203 | Company Initiated | Planned- maintenance |  |  | 2024 | Tier 3 | Transformer only |  |  |  | 2399949 | Sus |  | CompanyInitiated¦Plannedmaintenance¦¦
24-0035199 | Wildfire Mitigation | Planned - WSIP/System Hardening |  |  | 2024 | Tier 2 | Transformer only |  |  |  | 2399958 | Sus |  | WildfireMitigation¦PlannedWSIPSystemHardening¦¦
24-0032383 | Company Initiated | Planned- maintenance |  |  | 2024 | Tier 3 | Transformer only |  |  |  | 2399964 | Sus |  | CompanyInitiated¦Plannedmaintenance¦¦
24-0032041 | Company Initiated | Planned- maintenance |  |  | 2024 | Tier 3 | Distribution Circuit |  |  |  | 2399962 | Sus |  | CompanyInitiated¦Plannedmaintenance¦¦
24-0039927 | Equipment Failure/Involved | Overhead | Transformer (OH) | Failed/Faulted | 2024 | Tier 2 | Transformer only |  |  |  | 2400219 | Sus |  | EquipmentFailureInvolved¦Overhead¦Transformer(OH)¦FailedFaulted
24-0032137 | Wildfire Mitigation | Planned - WSIP/System Hardening |  |  | 2024 | Tier 2 | Transformer only |  |  |  | 2400230 | Sus |  | WildfireMitigation¦PlannedWSIPSystemHardening¦¦
24-0032069 | Company Initiated | Planned- maintenance |  |  | 2024 | Tier 3 | Distribution Circuit |  |  |  | 2400246 | Sus |  | CompanyInitiated¦Plannedmaintenance¦¦
24-0032939 | Wildfire Mitigation | Planned - WSIP/System Hardening |  |  | 2024 | Tier 2 | Distribution Circuit |  |  |  | 2400262 | Sus |  | WildfireMitigation¦PlannedWSIPSystemHardening¦¦
24-0032524 | Wildfire Mitigation | Planned - WSIP/System Hardening |  |  | 2024 | Tier 2 | Transformer only |  |  |  | 2400312 | Sus |  | WildfireMitigation¦PlannedWSIPSystemHardening¦¦
24-0040052 | Unknown Cause | Patrol - found nothing |  |  | 2024 | Tier 2 | Distribution Circuit |  |  |  | 2400481 | Sus |  | UnknownCause¦Patrolfoundnothing¦¦
24-0016120 | Company Initiated | Planned- capital |  |  | 2024 | Tier 3 | Distribution Circuit |  |  |  | 2400522 | Sus |  | CompanyInitiated¦Plannedcapital¦¦
24-0040073 | Equipment Failure/Involved | Electrical Overload | Transformer | Failed/Faulted | 2024 | Tier 2 | Transformer only |  |  |  | 2400599 | Sus |  | EquipmentFailureInvolved¦ElectricalOverload¦Transformer¦FailedFaulted
24-0032139 | Company Initiated | Planned- maintenance |  |  | 2024 | Tier 3 | Distribution Circuit |  |  |  | 2400616 | Sus |  | CompanyInitiated¦Plannedmaintenance¦¦
24-0032943 | Company Initiated | Planned- maintenance |  |  | 2024 | Tier 2 | Distribution Circuit |  |  |  | 2400643 | Sus |  | CompanyInitiated¦Plannedmaintenance¦¦
24-0032945 | Company Initiated | Planned- maintenance |  |  | 2024 | Tier 2 | Transformer only |  |  |  | 2400646 | Sus |  | CompanyInitiated¦Plannedmaintenance¦¦
24-0032544 | Wildfire Mitigation | Planned - WSIP/System Hardening |  |  | 2024 | Tier 2 | Transformer only |  |  |  | 2400768 | Sus |  | WildfireMitigation¦PlannedWSIPSystemHardening¦¦
24-0040127 | Unknown Cause | Patrol - found nothing |  |  | 2024 | Tier 2 | Transformer only |  |  |  | 2400904 | Sus |  | UnknownCause¦Patrolfoundnothing¦¦
24-0040141 | Unknown Cause | Patrol - found nothing |  |  | 2024 | Tier 2 | Distribution Circuit |  |  |  | 2400959 | Sus |  | UnknownCause¦Patrolfoundnothing¦¦
24-0033003 | Company Initiated | Planned- maintenance |  |  | 2024 | Tier 2 | Transformer only |  |  |  | 2401402 | Sus |  | CompanyInitiated¦Plannedmaintenance¦¦
24-0034413 | Company Initiated | Planned- maintenance |  |  | 2024 | Tier 2 | Distribution Circuit |  |  |  | 2401408 | Sus |  | CompanyInitiated¦Plannedmaintenance¦¦
24-0032996 | Company Initiated | Planned- maintenance |  |  | 2024 | Tier 2 | Distribution Circuit |  |  |  | 2401396 | Sus |  | CompanyInitiated¦Plannedmaintenance¦¦
24-0033786 | Company Initiated | Planned- maintenance |  |  | 2024 | Tier 2 | Distribution Circuit |  |  |  | 2401411 | Sus |  | CompanyInitiated¦Plannedmaintenance¦¦
24-0033794 | Company Initiated | Planned- maintenance |  |  | 2024 | Tier 2 | Distribution Circuit |  |  |  | 2401399 | Sus |  | CompanyInitiated¦Plannedmaintenance¦¦
24-0032990 | Company Initiated | Planned- maintenance |  |  | 2024 | Tier 2 | Distribution Circuit |  |  |  | 2401427 | Sus |  | CompanyInitiated¦Plannedmaintenance¦¦
24-0034393 | Company Initiated | Planned- maintenance |  |  | 2024 | Tier 3 | Transformer only |  |  |  | 2401750 | Sus |  | CompanyInitiated¦Plannedmaintenance¦¦
24-0034405 | Company Initiated | Planned- maintenance |  |  | 2024 | Tier 3 | Transformer only |  |  |  | 2401433 | Sus |  | CompanyInitiated¦Plannedmaintenance¦¦
24-0034387 | Company Initiated | Planned- maintenance |  |  | 2024 | Tier 3 | Distribution Circuit |  |  |  | 2401444 | Sus |  | CompanyInitiated¦Plannedmaintenance¦¦
24-0034378 | Company Initiated | Planned- maintenance |  |  | 2024 | Tier 3 | Distribution Circuit |  |  |  | 2401453 | Sus |  | CompanyInitiated¦Plannedmaintenance¦¦
24-0034358 | Company Initiated | Planned- maintenance |  |  | 2024 | Tier 3 | Transformer only |  |  |  | 2401769 | Sus |  | CompanyInitiated¦Plannedmaintenance¦¦
24-0033768 | Company Initiated | Planned- maintenance |  |  | 2024 | Tier 2 | Distribution Circuit |  |  |  | 2401478 | Sus |  | CompanyInitiated¦Plannedmaintenance¦¦
24-0029209 | Company Initiated | Planned- maintenance |  |  | 2024 | Tier 2 | Transformer only |  |  |  | 2401563 | Sus |  | CompanyInitiated¦Plannedmaintenance¦¦
24-0029208 | Company Initiated | Planned- maintenance |  |  | 2024 | Tier 2 | Distribution Circuit |  |  |  | 2401485 | Sus |  | CompanyInitiated¦Plannedmaintenance¦¦
24-0033780 | Wildfire Mitigation | Planned - WSIP/System Hardening |  |  | 2024 | Tier 2 | Transformer only |  |  |  | 2401497 | Sus |  | WildfireMitigation¦PlannedWSIPSystemHardening¦¦
24-0034511 | Company Initiated | Planned- maintenance |  |  | 2024 | Tier 3 | Distribution Circuit |  |  |  | 2401494 | Sus |  | CompanyInitiated¦Plannedmaintenance¦¦
24-0034431 | Company Initiated | Planned- maintenance |  |  | 2024 | Tier 3 | Distribution Circuit |  |  |  | 2401534 | Sus |  | CompanyInitiated¦Plannedmaintenance¦¦
24-0034433 | Company Initiated | Planned- maintenance |  |  | 2024 | Tier 3 | Transformer only |  |  |  | 2401865 | Sus |  | CompanyInitiated¦Plannedmaintenance¦¦
24-0034072 | Company Initiated | Planned- maintenance |  |  | 2024 | Tier 3 | Transformer only |  |  |  | 2401535 | Sus |  | CompanyInitiated¦Plannedmaintenance¦¦
24-0034069 | Company Initiated | Planned- maintenance |  |  | 2024 | Tier 3 | Distribution Circuit |  |  |  | 2401569 | Sus |  | CompanyInitiated¦Plannedmaintenance¦¦
24-0034417 | Company Initiated | Planned- maintenance |  |  | 2024 | Tier 2 | Transformer only |  |  |  | 2401818 | Sus |  | CompanyInitiated¦Plannedmaintenance¦¦
24-0034408 | Company Initiated | Planned- maintenance |  |  | 2024 | Tier 3 | Distribution Circuit |  |  |  | 2401801 | Sus |  | CompanyInitiated¦Plannedmaintenance¦¦
24-0033029 | Wildfire Mitigation | Planned - WSIP/System Hardening |  |  | 2024 | Tier 2 | Distribution Circuit |  |  |  | 2401804 | Sus |  | WildfireMitigation¦PlannedWSIPSystemHardening¦¦
24-0034500 | Company Initiated | Planned- maintenance |  |  | 2024 | Tier 2 | Transformer only |  |  |  | 2401821 | Sus |  | CompanyInitiated¦Plannedmaintenance¦¦
24-0032985 | Wildfire Mitigation | Planned - WSIP/System Hardening |  |  | 2024 | Tier 2 | Distribution Circuit |  |  |  | 2401853 | Sus |  | WildfireMitigation¦PlannedWSIPSystemHardening¦¦
24-0034169 | Company Initiated | Planned- maintenance |  |  | 2024 | Tier 2 | Distribution Circuit |  |  |  | 2402400 | Sus |  | CompanyInitiated¦Plannedmaintenance¦¦
24-0034170 | Company Initiated | Planned- maintenance |  |  | 2024 | Tier 2 | Transformer only |  |  |  | 2402776 | Sus |  | CompanyInitiated¦Plannedmaintenance¦¦
24-0034501 | Company Initiated | Planned- maintenance |  |  | 2024 | Tier 2 | Transformer only |  |  |  | 2402476 | Sus |  | CompanyInitiated¦Plannedmaintenance¦¦
24-0033849 | Wildfire Mitigation | Planned - WSIP/System Hardening |  |  | 2024 | Tier 2 | Distribution Circuit |  |  |  | 2402486 | Sus |  | WildfireMitigation¦PlannedWSIPSystemHardening¦¦
24-0003887 | Company Initiated | Planned- capital |  |  | 2024 | Tier 3 | Distribution Circuit |  |  |  | 2402493 | Sus |  | CompanyInitiated¦Plannedcapital¦¦
24-0034666 | Company Initiated | Planned- maintenance |  |  | 2024 | Tier 2 | Distribution Circuit |  |  |  | 2403198 | Sus |  | CompanyInitiated¦Plannedmaintenance¦¦
24-0035563 | Company Initiated | Planned- maintenance |  |  | 2024 | Tier 2 | Distribution Circuit |  |  |  | 2403204 | Sus |  | CompanyInitiated¦Plannedmaintenance¦¦
24-0034668 | Company Initiated | Planned- maintenance |  |  | 2024 | Tier 2 | Distribution Circuit |  |  |  | 2403193 | Sus |  | CompanyInitiated¦Plannedmaintenance¦¦
24-0035496 | Company Initiated | Planned- maintenance |  |  | 2024 | Tier 2 | Distribution Circuit |  |  |  | 2403205 | Sus |  | CompanyInitiated¦Plannedmaintenance¦¦
24-0034236 | Company Initiated | Planned- maintenance |  |  | 2024 | Tier 2 | Distribution Circuit |  |  |  | 2403223 | Sus |  | CompanyInitiated¦Plannedmaintenance¦¦
24-0035434 | Company Initiated | Planned- maintenance |  |  | 2024 | Tier 3 | Distribution Circuit |  |  |  | 2403235 | Sus |  | CompanyInitiated¦Plannedmaintenance¦¦
24-0035303 | Company Initiated | Planned- maintenance |  |  | 2024 | Tier 3 | Distribution Circuit |  |  |  | 2403241 | Sus |  | CompanyInitiated¦Plannedmaintenance¦¦
24-0034171 | Wildfire Mitigation | Planned - WSIP/System Hardening |  |  | 2024 | Tier 2 | Transformer only |  |  |  | 2403254 | Sus |  | WildfireMitigation¦PlannedWSIPSystemHardening¦¦
24-0000430 | Company Initiated | Planned- capital |  |  | 2024 | Tier 2 | Distribution Circuit |  |  |  | 2403268 | Sus |  | CompanyInitiated¦Plannedcapital¦¦
24-0034209 | Company Initiated | Planned- maintenance |  |  | 2024 | Tier 3 | Distribution Circuit |  |  |  | 2403265 | Sus |  | CompanyInitiated¦Plannedmaintenance¦¦
24-0016096 | Company Initiated | Planned- capital |  |  | 2024 | Tier 2 | Distribution Circuit |  |  |  | 2403284 | Sus |  | CompanyInitiated¦Plannedcapital¦¦
24-0034516 | Company Initiated | Planned- maintenance |  |  | 2024 | Tier 3 | Distribution Circuit |  |  |  | 2403286 | Sus |  | CompanyInitiated¦Plannedmaintenance¦¦
24-0040917 | Vegetation | Tree - fell into line | Conductor- Overhead | Normal | 2024 | Tier 2 | Distribution Circuit |  |  |  | 2403288 | Sus |  | Vegetation¦Treefellintoline¦ConductorOverhead¦Normal
24-0034682 | Wildfire Mitigation | Planned - WSIP/System Hardening |  |  | 2024 | Tier 3 | Transformer only |  |  |  | 2403314 | Sus |  | WildfireMitigation¦PlannedWSIPSystemHardening¦¦
24-0028145 | Company Initiated | Planned- maintenance |  |  | 2024 | Tier 2 | Distribution Circuit |  |  |  | 2403185 | Sus |  | CompanyInitiated¦Plannedmaintenance¦¦
24-0035017 | Company Initiated | Planned- maintenance |  |  | 2024 | Tier 2 | Distribution Circuit |  |  |  | 2403267 | Sus |  | CompanyInitiated¦Plannedmaintenance¦¦
24-0036191 | Company Initiated | Planned- maintenance |  |  | 2024 | Tier 2 | Distribution Circuit |  |  |  | 2403320 | Sus |  | CompanyInitiated¦Plannedmaintenance¦¦
24-0030477 | Company Initiated | Planned- maintenance |  |  | 2024 | Tier 3 | Distribution Circuit |  |  |  | 2403310 | Sus |  | CompanyInitiated¦Plannedmaintenance¦¦
24-0033072 | Company Initiated | Planned- maintenance |  |  | 2024 | Tier 2 | Transformer only |  |  |  | 2403370 | Sus |  | CompanyInitiated¦Plannedmaintenance¦¦
24-0029502 | Company Initiated | Planned- maintenance |  |  | 2024 | Tier 3 | Distribution Circuit |  |  |  | 2403388 | Sus |  | CompanyInitiated¦Plannedmaintenance¦¦
24-0030408 | Wildfire Mitigation | Planned - WSIP/System Hardening |  |  | 2024 | Tier 2 | Distribution Circuit |  |  |  | 2403407 | Sus |  | WildfireMitigation¦PlannedWSIPSystemHardening¦¦
24-0034177 | Wildfire Mitigation | Planned - WSIP/System Hardening |  |  | 2024 | Tier 2 | Distribution Circuit |  |  |  | 2403459 | Sus |  | WildfireMitigation¦PlannedWSIPSystemHardening¦¦
24-0034196 | Company Initiated | Planned- maintenance |  |  | 2024 | Tier 2 | Transformer only |  |  |  | 2403541 | Sus |  | CompanyInitiated¦Plannedmaintenance¦¦
24-0035479 | Company Initiated | Planned- maintenance |  |  | 2024 | Tier 2 | Distribution Circuit |  |  |  | 2403543 | Sus |  | CompanyInitiated¦Plannedmaintenance¦¦
24-0041617 | Unknown Cause | Patrol - found nothing |  |  | 2024 | Tier 2 | Distribution Circuit |  |  |  | 2403566 | Sus |  | UnknownCause¦Patrolfoundnothing¦¦
24-0035927 | Wildfire Mitigation | Planned - WSIP/System Hardening |  |  | 2024 | Tier 3 | Distribution Circuit |  |  |  | 2403585 | Sus |  | WildfireMitigation¦PlannedWSIPSystemHardening¦¦
24-0034173 | Wildfire Mitigation | Planned - WSIP/System Hardening |  |  | 2024 | Tier 2 | Distribution Circuit |  |  |  | 2403627 | Sus |  | WildfireMitigation¦PlannedWSIPSystemHardening¦¦
24-0041669 | Unknown Cause | Patrol - found nothing |  |  | 2024 | Tier 3 | Distribution Circuit |  |  |  | 2403505 | Sus |  | UnknownCause¦Patrolfoundnothing¦¦
24-0041664 | Vegetation | Tree - bark fell into line | Conductor- Overhead | Normal | 2024 | Tier 3 | Distribution Circuit |  |  |  | 2403683 | Sus |  | Vegetation¦Treebarkfellintoline¦ConductorOverhead¦Normal
24-0041735 | Equipment Failure/Involved | Overhead | Crossarm- Wood | Broken | 2024 | Tier 2 | Distribution Circuit |  |  |  | 2403754 | Sus |  | EquipmentFailureInvolved¦Overhead¦CrossarmWood¦Broken
24-0041830 | Vegetation | Tree - branch fell on line | Conductor- Overhead | Normal | 2024 | Tier 3 | Distribution Circuit |  |  |  | 2404150 | Sus |  | Vegetation¦Treebranchfellonline¦ConductorOverhead¦Normal
24-0034712 | Company Initiated | Planned- maintenance |  |  | 2024 | Tier 2 | Distribution Circuit |  |  |  | 2404294 | Sus |  | CompanyInitiated¦Plannedmaintenance¦¦
24-0035840 | Company Initiated | Planned- maintenance |  |  | 2024 | Tier 3 | Distribution Circuit |  |  |  | 2404305 | Sus |  | CompanyInitiated¦Plannedmaintenance¦¦
24-0034728 | Company Initiated | Planned- maintenance |  |  | 2024 | Tier 2 | Transformer only |  |  |  | 2404324 | Sus |  | CompanyInitiated¦Plannedmaintenance¦¦
24-0041878 | Vegetation | Tree - fell into line | Conductor- Overhead | Broken- wire on ground | 2024 | Tier 3 | Distribution Circuit |  |  |  | 2404312 | Sus |  | Vegetation¦Treefellintoline¦ConductorOverhead¦Brokenwireonground
24-0035472 | Company Initiated | Planned- maintenance |  |  | 2024 | Tier 2 | Transformer only |  |  |  | 2404349 | Sus |  | CompanyInitiated¦Plannedmaintenance¦¦
24-0035571 | Company Initiated | Planned- maintenance |  |  | 2024 | Tier 2 | Distribution Circuit |  |  |  | 2404355 | Sus |  | CompanyInitiated¦Plannedmaintenance¦¦
24-0035836 | Company Initiated | Planned- maintenance |  |  | 2024 | Tier 3 | Transformer only |  |  |  | 2404365 | Sus |  | CompanyInitiated¦Plannedmaintenance¦¦
24-0035317 | Company Initiated | Planned- maintenance |  |  | 2024 | Tier 3 | Distribution Circuit |  |  |  | 2404390 | Sus |  | CompanyInitiated¦Plannedmaintenance¦¦
24-0038711 | Company Initiated | Planned- maintenance |  |  | 2024 | Tier 3 | Transformer only |  |  |  | 2404403 | Sus |  | CompanyInitiated¦Plannedmaintenance¦¦
24-0035842 | Company Initiated | Planned- maintenance |  |  | 2024 | Tier 3 | Distribution Circuit |  |  |  | 2404401 | Sus |  | CompanyInitiated¦Plannedmaintenance¦¦
24-0035054 | Company Initiated | Planned- maintenance |  |  | 2024 | Tier 3 | Transformer only |  |  |  | 2404438 | Sus |  | CompanyInitiated¦Plannedmaintenance¦¦
24-0042124 | Unknown Cause | Patrol - found nothing |  |  | 2024 | Tier 2 | Distribution Circuit |  |  |  | 2404434 | Sus |  | UnknownCause¦Patrolfoundnothing¦¦
24-0030379 | Company Initiated | Planned- maintenance |  |  | 2024 | Tier 3 | Distribution Circuit |  |  |  | 2404466 | Sus |  | CompanyInitiated¦Plannedmaintenance¦¦
24-0035507 | Company Initiated | Planned- maintenance |  |  | 2024 | Tier 3 | Distribution Circuit |  |  |  | 2404511 | Sus |  | CompanyInitiated¦Plannedmaintenance¦¦
24-0029251 | Company Initiated | Planned- maintenance |  |  | 2024 | Tier 2 | Transformer only |  |  |  | 2404555 | Sus |  | CompanyInitiated¦Plannedmaintenance¦¦
24-0034939 | Wildfire Mitigation | Planned - WSIP/System Hardening |  |  | 2024 | Tier 2 | Transformer only |  |  |  | 2404559 | Sus |  | WildfireMitigation¦PlannedWSIPSystemHardening¦¦
24-0041976 | Vegetation | Tree - branch fell on line | Conductor- Overhead | Normal | 2024 | Tier 3 | Distribution Circuit |  |  |  | 2404629 | Sus |  | Vegetation¦Treebranchfellonline¦ConductorOverhead¦Normal
24-0042104 | Vegetation | Tree - fell into line | Conductor- Overhead | Broken- wire on ground | 2024 | Tier 2 | Distribution Circuit |  |  |  | 2404650 | Sus |  | Vegetation¦Treefellintoline¦ConductorOverhead¦Brokenwireonground
24-0035659 | Wildfire Mitigation | Planned - WSIP/System Hardening |  |  | 2024 | Tier 2 | Distribution Circuit |  |  |  | 2405023 | Sus |  | WildfireMitigation¦PlannedWSIPSystemHardening¦¦
24-0016639 | Company Initiated | Planned- maintenance |  |  | 2024 | Tier 3 | Transformer only |  |  |  | 2405071 | Sus |  | CompanyInitiated¦Plannedmaintenance¦¦
24-0042360 | Equipment Failure/Involved | Electrical Overload | Transformer | Failed/Faulted | 2024 | Tier 3 | Transformer only |  |  |  | 2405114 | Sus |  | EquipmentFailureInvolved¦ElectricalOverload¦Transformer¦FailedFaulted
24-0042189 | Vegetation | Tree - branch fell on line | Conductor- Overhead | Normal | 2024 | Tier 2 | Distribution Circuit |  |  |  | 2405161 | Sus |  | Vegetation¦Treebranchfellonline¦ConductorOverhead¦Normal
24-0035674 | Company Initiated | Planned- maintenance |  |  | 2024 | Tier 3 | Transformer only |  |  |  | 2405182 | Sus |  | CompanyInitiated¦Plannedmaintenance¦¦
24-0035055 | Company Initiated | Planned- maintenance |  |  | 2024 | Tier 3 | Transformer only |  |  |  | 2405237 | Sus |  | CompanyInitiated¦Plannedmaintenance¦¦
24-0042408 | Equipment Failure/Involved | Overhead | Transformer (OH) | Broken | 2024 | Tier 2 | Transformer only |  |  |  | 2405443 | Sus |  | EquipmentFailureInvolved¦Overhead¦Transformer(OH)¦Broken
24-0042372 | Equipment Failure/Involved | Overhead | Pole-Wood | Broken | 2024 | Tier 2 | Distribution Circuit |  |  |  | 2405546 | Sus |  | EquipmentFailureInvolved¦Overhead¦PoleWood¦Broken
24-0042543 | Vegetation | Tree - fell into line | Conductor- Overhead | Normal | 2024 | Tier 3 | Distribution Circuit |  |  |  | 2405685 | Sus |  | Vegetation¦Treefellintoline¦ConductorOverhead¦Normal
24-0042606 | Vegetation | Tree - branch fell on line | Conductor- Overhead | Normal | 2024 | Tier 3 | Distribution Circuit |  |  |  | 2405700 | Sus |  | Vegetation¦Treebranchfellonline¦ConductorOverhead¦Normal
24-0042567 | Vegetation | Tree - grew into line | Pole-Wood | Broken- wire on ground | 2024 | Tier 3 | Distribution Circuit |  |  |  | 2405702 | Sus |  | Vegetation¦Treegrewintoline¦PoleWood¦Brokenwireonground
24-0037369 | Wildfire Mitigation | Planned - WSIP/System Hardening |  |  | 2024 | Tier 3 | Distribution Circuit |  |  |  | 2405860 | Sus |  | WildfireMitigation¦PlannedWSIPSystemHardening¦¦
24-0037390 | Wildfire Mitigation | Planned - WSIP/System Hardening |  |  | 2024 | Tier 3 | Distribution Circuit |  |  |  | 2405857 | Sus |  | WildfireMitigation¦PlannedWSIPSystemHardening¦¦
24-0035871 | Company Initiated | Planned- maintenance |  |  | 2024 | Tier 3 | Distribution Circuit |  |  |  | 2405850 | Sus |  | CompanyInitiated¦Plannedmaintenance¦¦
24-0035979 | Company Initiated | Planned- maintenance |  |  | 2024 | Tier 3 | Distribution Circuit |  |  |  | 2405865 | Sus |  | CompanyInitiated¦Plannedmaintenance¦¦
24-0037388 | Wildfire Mitigation | Planned - WSIP/System Hardening |  |  | 2024 | Tier 3 | Distribution Circuit |  |  |  | 2405875 | Sus |  | WildfireMitigation¦PlannedWSIPSystemHardening¦¦
24-0034946 | Company Initiated | Planned- maintenance |  |  | 2024 | Tier 2 | Distribution Circuit |  |  |  | 2405893 | Sus |  | CompanyInitiated¦Plannedmaintenance¦¦
24-0035982 | Company Initiated | Planned- maintenance |  |  | 2024 | Tier 3 | Distribution Circuit |  |  |  | 2405898 | Sus |  | CompanyInitiated¦Plannedmaintenance¦¦
24-0035335 | Company Initiated | Planned- maintenance |  |  | 2024 | Tier 3 | Distribution Circuit |  |  |  | 2405895 | Sus |  | CompanyInitiated¦Plannedmaintenance¦¦
24-0035890 | Company Initiated | Planned- maintenance |  |  | 2024 | Tier 2 | Distribution Circuit |  |  |  | 2405909 | Sus |  | CompanyInitiated¦Plannedmaintenance¦¦
24-0035056 | Company Initiated | Planned- maintenance |  |  | 2024 | Tier 3 | Distribution Circuit |  |  |  | 2405904 | Sus |  | CompanyInitiated¦Plannedmaintenance¦¦
24-0035861 | Company Initiated | Planned- maintenance |  |  | 2024 | Tier 3 | Distribution Circuit |  |  |  | 2405925 | Sus |  | CompanyInitiated¦Plannedmaintenance¦¦
24-0034744 | Company Initiated | Planned- maintenance |  |  | 2024 | Tier 2 | Distribution Circuit |  |  |  | 2405941 | Sus |  | CompanyInitiated¦Plannedmaintenance¦¦
24-0042762 | Vegetation | Tree - fell into line | Conductor- Overhead | Broken- wire on ground | 2024 | Tier 3 | Distribution Circuit |  |  |  | 2405967 | Sus |  | Vegetation¦Treefellintoline¦ConductorOverhead¦Brokenwireonground
24-0034525 | Company Initiated | Planned- maintenance |  |  | 2024 | Tier 2 | Transformer only |  |  |  | 2405989 | Sus |  | CompanyInitiated¦Plannedmaintenance¦¦
24-0034455 | Company Initiated | Planned- maintenance |  |  | 2024 | Tier 2 | Distribution Circuit |  |  |  | 2406021 | Sus |  | CompanyInitiated¦Plannedmaintenance¦¦
24-0030396 | Wildfire Mitigation | Planned - WSIP/System Hardening |  |  | 2024 | Tier 3 | Transformer only |  |  |  | 2406023 | Sus |  | WildfireMitigation¦PlannedWSIPSystemHardening¦¦
24-0042879 | Equipment Failure/Involved | Overhead | Conductor- Overhead | Broken- wire on object | 2024 | Tier 2 | Distribution Circuit |  |  |  | 2406387 | Sus |  | EquipmentFailureInvolved¦Overhead¦ConductorOverhead¦Brokenwireonobject
24-0042768 | Equipment Failure/Involved | Overhead | Transformer | Failed/Faulted | 2024 | Tier 2 | Transformer only |  |  |  | 2406452 | Sus |  | EquipmentFailureInvolved¦Overhead¦Transformer¦FailedFaulted
24-0035889 | Company Initiated | Planned- maintenance |  |  | 2024 | Tier 3 | Distribution Circuit |  |  |  | 2406549 | Sus |  | CompanyInitiated¦Plannedmaintenance¦¦
24-0042861 | Environmental/External | Water | Recloser | Malfunctioning | 2024 | Tier 2 | Distribution Circuit |  |  |  | 2406632 | Sus |  | EnvironmentalExternal¦Water¦Recloser¦Malfunctioning
24-0043004 | Unknown Cause | Patrol - found nothing |  |  | 2024 | Tier 2 | Distribution Circuit |  |  |  | 2406690 | Sus |  | UnknownCause¦Patrolfoundnothing¦¦
24-0036010 | Company Initiated | Planned- maintenance |  |  | 2024 | Tier 2 | Transformer only |  |  |  | 2407075 | Sus |  | CompanyInitiated¦Plannedmaintenance¦¦
24-0035997 | Company Initiated | Planned- maintenance |  |  | 2024 | Tier 2 | Distribution Circuit |  |  |  | 2407077 | Sus |  | CompanyInitiated¦Plannedmaintenance¦¦
24-0035989 | Wildfire Mitigation | Planned - WSIP/System Hardening |  |  | 2024 | Tier 3 | Distribution Circuit |  |  |  | 2407089 | Sus |  | WildfireMitigation¦PlannedWSIPSystemHardening¦¦
24-0036006 | Company Initiated | Planned- maintenance |  |  | 2024 | Tier 2 | Distribution Circuit |  |  |  | 2407087 | Sus |  | CompanyInitiated¦Plannedmaintenance¦¦
24-0036016 | Company Initiated | Planned- maintenance |  |  | 2024 | Tier 2 | Transformer only |  |  |  | 2407101 | Sus |  | CompanyInitiated¦Plannedmaintenance¦¦
24-0035057 | Company Initiated | Planned- maintenance |  |  | 2024 | Tier 3 | Distribution Circuit |  |  |  | 2407109 | Sus |  | CompanyInitiated¦Plannedmaintenance¦¦
24-0000432 | Company Initiated | Planned- capital |  |  | 2024 | Tier 2 | Distribution Circuit |  |  |  | 2407130 | Sus |  | CompanyInitiated¦Plannedcapital¦¦
24-0036007 | Company Initiated | Planned- maintenance |  |  | 2024 | Tier 2 | Transformer only |  |  |  | 2407272 | Sus |  | CompanyInitiated¦Plannedmaintenance¦¦
24-0043148 | Equipment Failure/Involved | Overhead | Transformer (OH) | Failed/Faulted | 2024 | Tier 2 | Transformer only |  |  |  | 2407273 | Sus |  | EquipmentFailureInvolved¦Overhead¦Transformer(OH)¦FailedFaulted
24-0043214 | 3rd Party | Vehicle | Pole-Wood | Broken- wire on ground | 2024 | Tier 2 | Distribution Circuit |  |  |  | 2407587 | Sus |  | 3rdParty¦Vehicle¦PoleWood¦Brokenwireonground
24-0043229 | Unknown Cause | Patrol - found nothing |  |  | 2024 | Tier 2 | Distribution Circuit |  |  |  | 2407630 | Sus |  | UnknownCause¦Patrolfoundnothing¦¦
24-0043253 | Unknown Cause | Patrol - found nothing |  |  | 2024 | Tier 3 | Distribution Circuit |  |  |  | 2407724 | Sus |  | UnknownCause¦Patrolfoundnothing¦¦
24-0037667 | Company Initiated | Planned- maintenance |  |  | 2024 | Tier 2 | Distribution Circuit |  |  |  | 2407996 | Sus |  | CompanyInitiated¦Plannedmaintenance¦¦
24-0037676 | Wildfire Mitigation | Planned - WSIP/System Hardening |  |  | 2024 | Tier 3 | Distribution Circuit |  |  |  | 2408010 | Sus |  | WildfireMitigation¦PlannedWSIPSystemHardening¦¦
24-0037650 | Wildfire Mitigation | Planned - WSIP/System Hardening |  |  | 2024 | Tier 2 | Distribution Circuit |  |  |  | 2407960 | Sus |  | WildfireMitigation¦PlannedWSIPSystemHardening¦¦
24-0037657 | Company Initiated | Planned- maintenance |  |  | 2024 | Tier 2 | Distribution Circuit |  |  |  | 2407982 | Sus |  | CompanyInitiated¦Plannedmaintenance¦¦
24-0037874 | Company Initiated | Planned- maintenance |  |  | 2024 | Tier 2 | Transformer only |  |  |  | 2407997 | Sus |  | CompanyInitiated¦Plannedmaintenance¦¦
24-0037647 | Wildfire Mitigation | Planned - WSIP/System Hardening |  |  | 2024 | Tier 2 | Transformer only |  |  |  | 2408214 | Sus |  | WildfireMitigation¦PlannedWSIPSystemHardening¦¦
24-0035233 | Company Initiated | Planned- maintenance |  |  | 2024 | Tier 2 | Distribution Circuit |  |  |  | 2407988 | Sus |  | CompanyInitiated¦Plannedmaintenance¦¦
24-0037880 | Company Initiated | Planned- maintenance |  |  | 2024 | Tier 2 | Transformer only |  |  |  | 2408009 | Sus |  | CompanyInitiated¦Plannedmaintenance¦¦
24-0037879 | Company Initiated | Planned- maintenance |  |  | 2024 | Tier 2 | Distribution Circuit |  |  |  | 2408034 | Sus |  | CompanyInitiated¦Plannedmaintenance¦¦
24-0043539 | Unknown Cause | Patrol - found nothing |  |  | 2024 | Tier 2 | Distribution Circuit |  |  |  | 2408022 | Sus |  | UnknownCause¦Patrolfoundnothing¦¦
24-0037701 | Wildfire Mitigation | Planned - WSIP/System Hardening |  |  | 2024 | Tier 2 | Transformer only |  |  |  | 2408038 | Sus |  | WildfireMitigation¦PlannedWSIPSystemHardening¦¦
24-0037590 | Company Initiated | Planned- maintenance |  |  | 2024 | Tier 2 | Distribution Circuit |  |  |  | 2408042 | Sus |  | CompanyInitiated¦Plannedmaintenance¦¦
24-0037599 | Company Initiated | Planned- maintenance |  |  | 2024 | Tier 3 | Distribution Circuit |  |  |  | 2408035 | Sus |  | CompanyInitiated¦Plannedmaintenance¦¦
24-0004717 | Company Initiated | Planned- capital |  |  | 2024 | Tier 3 | Distribution Circuit |  |  |  | 2408069 | Sus |  | CompanyInitiated¦Plannedcapital¦¦
24-0037581 | Wildfire Mitigation | Planned - WSIP/System Hardening |  |  | 2024 | Tier 3 | Distribution Circuit |  |  |  | 2408054 | Sus |  | WildfireMitigation¦PlannedWSIPSystemHardening¦¦
23-0135378 | Company Initiated | Planned- capital |  |  | 2024 | Tier 2 | Distribution Circuit |  |  |  | 2408079 | Sus |  | CompanyInitiated¦Plannedcapital¦¦
24-0035258 | Company Initiated | Planned- maintenance |  |  | 2024 | Tier 3 | Transformer only |  |  |  | 2408094 | Sus |  | CompanyInitiated¦Plannedmaintenance¦¦
24-0029847 | Company Initiated | Planned- maintenance |  |  | 2024 | Tier 2 | Transformer only |  |  |  | 2408102 | Sus |  | CompanyInitiated¦Plannedmaintenance¦¦
24-0029842 | Company Initiated | Planned- maintenance |  |  | 2024 | Tier 2 | Distribution Circuit |  |  |  | 2408103 | Sus |  | CompanyInitiated¦Plannedmaintenance¦¦
24-0029792 | Company Initiated | Planned- maintenance |  |  | 2024 | Tier 3 | Distribution Circuit |  |  |  | 2408014 | Sus |  | CompanyInitiated¦Plannedmaintenance¦¦
24-0034707 | Company Initiated | Planned- maintenance |  |  | 2024 | Tier 3 | Transformer only |  |  |  | 2408220 | Sus |  | CompanyInitiated¦Plannedmaintenance¦¦
24-0037591 | Company Initiated | Planned- maintenance |  |  | 2024 | Tier 3 | Transformer only |  |  |  | 2408125 | Sus |  | CompanyInitiated¦Plannedmaintenance¦¦
24-0035298 | Company Initiated | Planned- maintenance |  |  | 2024 | Tier 3 | Distribution Circuit |  |  |  | 2408105 | Sus |  | CompanyInitiated¦Plannedmaintenance¦¦
24-0035516 | Company Initiated | Planned- maintenance |  |  | 2024 | Tier 2 | Distribution Circuit |  |  |  | 2408142 | Sus |  | CompanyInitiated¦Plannedmaintenance¦¦
24-0032978 | Wildfire Mitigation | Planned - WSIP/System Hardening |  |  | 2024 | Tier 2 | Transformer only |  |  |  | 2408160 | Sus |  | WildfireMitigation¦PlannedWSIPSystemHardening¦¦
24-0043503 | Unknown Cause | Patrol - found nothing |  |  | 2024 | Tier 2 | Distribution Circuit |  |  |  | 2408255 | Sus |  | UnknownCause¦Patrolfoundnothing¦¦
24-0037643 | Wildfire Mitigation | Planned - WSIP/System Hardening |  |  | 2024 | Tier 2 | Distribution Circuit |  |  |  | 2408352 | Sus |  | WildfireMitigation¦PlannedWSIPSystemHardening¦¦
24-0037593 | Wildfire Mitigation | Planned - WSIP/System Hardening |  |  | 2024 | Tier 3 | Distribution Circuit |  |  |  | 2408391 | Sus |  | WildfireMitigation¦PlannedWSIPSystemHardening¦¦
24-0035223 | Company Initiated | Planned- maintenance |  |  | 2024 | Tier 2 | Transformer only |  |  |  | 2408411 | Sus |  | CompanyInitiated¦Plannedmaintenance¦¦
24-0035224 | Company Initiated | Planned- maintenance |  |  | 2024 | Tier 2 | Distribution Circuit |  |  |  | 2408402 | Sus |  | CompanyInitiated¦Plannedmaintenance¦¦
24-0037704 | Company Initiated | Planned- maintenance |  |  | 2024 | Tier 3 | Distribution Circuit |  |  |  | 2408487 | Sus |  | CompanyInitiated¦Plannedmaintenance¦¦
24-0037408 | Company Initiated | Planned- maintenance |  |  | 2024 | Tier 3 | Transformer only |  |  |  | 2408529 | Sus |  | CompanyInitiated¦Plannedmaintenance¦¦
24-0037875 | Company Initiated | Planned- maintenance |  |  | 2024 | Tier 2 | Transformer only |  |  |  | 2408532 | Sus |  | CompanyInitiated¦Plannedmaintenance¦¦
24-0039868 | Company Initiated | Planned- maintenance |  |  | 2024 | Tier 2 | Transformer only |  |  |  | 2408538 | Sus |  | CompanyInitiated¦Plannedmaintenance¦¦
24-0037672 | Wildfire Mitigation | Planned - WSIP/System Hardening |  |  | 2024 | Tier 2 | Distribution Circuit |  |  |  | 2408547 | Sus |  | WildfireMitigation¦PlannedWSIPSystemHardening¦¦
24-0037697 | Wildfire Mitigation | Planned - WSIP/System Hardening |  |  | 2024 | Tier 2 | Transformer only |  |  |  | 2408553 | Sus |  | WildfireMitigation¦PlannedWSIPSystemHardening¦¦
24-0043752 | Vegetation | Tree - branch fell on line | Conductor- Overhead | Normal | 2024 | Tier 3 | Distribution Circuit |  |  |  | 2408669 | Sus |  | Vegetation¦Treebranchfellonline¦ConductorOverhead¦Normal
24-0043780 | Unknown Cause | Patrol - found nothing |  |  | 2024 | Tier 3 | Distribution Circuit |  |  |  | 2408772 | Sus |  | UnknownCause¦Patrolfoundnothing¦¦
24-0043838 | Animal | Bird found | Conductor- Overhead | Normal | 2024 | Tier 2 | Distribution Circuit |  |  |  | 2408854 | Sus |  | Animal¦Birdfound¦ConductorOverhead¦Normal
24-0043957 | Unknown Cause | Patrol - found nothing |  |  | 2024 | Tier 3 | Distribution Circuit |  |  |  | 2408980 | Sus |  | UnknownCause¦Patrolfoundnothing¦¦
24-0038035 | Wildfire Mitigation | Planned - WSIP/System Hardening |  |  | 2024 | Tier 2 | Distribution Circuit |  |  |  | 2408997 | Sus |  | WildfireMitigation¦PlannedWSIPSystemHardening¦¦
24-0037886 | Company Initiated | Planned- maintenance |  |  | 2024 | Tier 2 | Transformer only |  |  |  | 2409001 | Sus |  | CompanyInitiated¦Plannedmaintenance¦¦
24-0038011 | Company Initiated | Planned- maintenance |  |  | 2024 | Tier 2 | Distribution Circuit |  |  |  | 2408958 | Sus |  | CompanyInitiated¦Plannedmaintenance¦¦
24-0038016 | Company Initiated | Planned- maintenance |  |  | 2024 | Tier 2 | Distribution Circuit |  |  |  | 2408990 | Sus |  | CompanyInitiated¦Plannedmaintenance¦¦
24-0038025 | Wildfire Mitigation | Planned - WSIP/System Hardening |  |  | 2024 | Tier 2 | Distribution Circuit |  |  |  | 2408999 | Sus |  | WildfireMitigation¦PlannedWSIPSystemHardening¦¦
24-0035865 | Company Initiated | Planned- maintenance |  |  | 2024 | Tier 2 | Transformer only |  |  |  | 2409009 | Sus |  | CompanyInitiated¦Plannedmaintenance¦¦
24-0035862 | Company Initiated | Planned- maintenance |  |  | 2024 | Tier 2 | Distribution Circuit |  |  |  | 2409029 | Sus |  | CompanyInitiated¦Plannedmaintenance¦¦
24-0037890 | Wildfire Mitigation | Planned - WSIP/System Hardening |  |  | 2024 | Tier 3 | Distribution Circuit |  |  |  | 2409044 | Sus |  | WildfireMitigation¦PlannedWSIPSystemHardening¦¦
24-0038274 | Wildfire Mitigation | Planned - WSIP/System Hardening |  |  | 2024 | Tier 3 | Transformer only |  |  |  | 2409083 | Sus |  | WildfireMitigation¦PlannedWSIPSystemHardening¦¦
24-0005486 | Company Initiated | Planned- capital |  |  | 2024 | Tier 2 | Distribution Circuit |  |  |  | 2409069 | Sus |  | CompanyInitiated¦Plannedcapital¦¦
24-0031606 | Company Initiated | Planned- capital |  |  | 2024 | Tier 2 | Distribution Circuit |  |  |  | 2409074 | Sus |  | CompanyInitiated¦Plannedcapital¦¦
24-0037884 | Company Initiated | Planned- maintenance |  |  | 2024 | Tier 2 | Distribution Circuit |  |  |  | 2409161 | Sus |  | CompanyInitiated¦Plannedmaintenance¦¦
24-0037397 | Company Initiated | Planned- maintenance |  |  | 2024 | Tier 3 | Distribution Circuit |  |  |  | 2409068 | Sus |  | CompanyInitiated¦Plannedmaintenance¦¦
24-0041627 | Company Initiated | Planned- maintenance |  |  | 2024 | Tier 3 | Distribution Circuit |  |  |  | 2409080 | Sus |  | CompanyInitiated¦Plannedmaintenance¦¦
24-0035951 | Company Initiated | Planned- maintenance |  |  | 2024 | Tier 3 | Distribution Circuit |  |  |  | 2409094 | Sus |  | CompanyInitiated¦Plannedmaintenance¦¦
24-0031301 | Company Initiated | Planned- maintenance |  |  | 2024 | Tier 2 | Distribution Circuit |  |  |  | 2409046 | Sus |  | CompanyInitiated¦Plannedmaintenance¦¦
23-0135381 | Company Initiated | Planned- capital |  |  | 2024 | Tier 2 | Distribution Circuit |  |  |  | 2409264 | Sus |  | CompanyInitiated¦Plannedcapital¦¦
24-0031979 | Wildfire Mitigation | Planned - WSIP/System Hardening |  |  | 2024 | Tier 2 | Distribution Circuit |  |  |  | 2409133 | Sus |  | WildfireMitigation¦PlannedWSIPSystemHardening¦¦
24-0044139 | Equipment Failure/Involved | Overhead | Transformer (OH) | Failed/Faulted | 2024 | Tier 2 | Transformer only |  |  |  | 2409313 | Sus |  | EquipmentFailureInvolved¦Overhead¦Transformer(OH)¦FailedFaulted
24-0035904 | Company Initiated | Planned- maintenance |  |  | 2024 | Tier 2 | Transformer only |  |  |  | 2409374 | Sus |  | CompanyInitiated¦Plannedmaintenance¦¦
24-0038027 | Wildfire Mitigation | Planned - WSIP/System Hardening |  |  | 2024 | Tier 2 | Distribution Circuit |  |  |  | 2409363 | Sus |  | WildfireMitigation¦PlannedWSIPSystemHardening¦¦
24-0043556 | 3rd Party | Vehicle | Transformer (UG) | Broken | 2024 | Tier 2 | Distribution Circuit |  |  |  | 2409479 | Sus |  | 3rdParty¦Vehicle¦Transformer(UG)¦Broken
24-0044472 | Unknown Cause | Patrol - found nothing |  |  | 2024 | Tier 2 | Distribution Circuit |  |  |  | 2409886 | Sus |  | UnknownCause¦Patrolfoundnothing¦¦
24-0036103 | Company Initiated | Planned- maintenance |  |  | 2024 | Tier 2 | Transformer only |  |  |  | 2409938 | Sus |  | CompanyInitiated¦Plannedmaintenance¦¦
24-0038498 | Company Initiated | Planned- maintenance |  |  | 2024 | Tier 2 | Distribution Circuit |  |  |  | 2409922 | Sus |  | CompanyInitiated¦Plannedmaintenance¦¦
24-0038162 | Company Initiated | Planned- maintenance |  |  | 2024 | Tier 3 | Distribution Circuit |  |  |  | 2409931 | Sus |  | CompanyInitiated¦Plannedmaintenance¦¦
24-0037415 | Company Initiated | Planned- maintenance |  |  | 2024 | Tier 2 | Distribution Circuit |  |  |  | 2409948 | Sus |  | CompanyInitiated¦Plannedmaintenance¦¦
24-0038099 | Company Initiated | Planned- maintenance |  |  | 2024 | Tier 3 | Distribution Circuit |  |  |  | 2409933 | Sus |  | CompanyInitiated¦Plannedmaintenance¦¦
24-0038113 | Wildfire Mitigation | Planned - WSIP/System Hardening |  |  | 2024 | Tier 3 | Transformer only |  |  |  | 2409954 | Sus |  | WildfireMitigation¦PlannedWSIPSystemHardening¦¦
24-0038095 | Wildfire Mitigation | Planned - WSIP/System Hardening |  |  | 2024 | Tier 2 | Transformer only |  |  |  | 2409988 | Sus |  | WildfireMitigation¦PlannedWSIPSystemHardening¦¦
24-0038108 | Company Initiated | Planned- maintenance |  |  | 2024 | Tier 2 | Distribution Circuit |  |  |  | 2409981 | Sus |  | CompanyInitiated¦Plannedmaintenance¦¦
24-0038305 | Company Initiated | Planned- maintenance |  |  | 2024 | Tier 2 | Distribution Circuit |  |  |  | 2409997 | Sus |  | CompanyInitiated¦Plannedmaintenance¦¦
24-0035429 | Wildfire Mitigation | Planned - WSIP/System Hardening |  |  | 2024 | Tier 2 | Distribution Circuit |  |  |  | 2410024 | Sus |  | WildfireMitigation¦PlannedWSIPSystemHardening¦¦
24-0038534 | Company Initiated | Planned- maintenance |  |  | 2024 | Tier 3 | Distribution Circuit |  |  |  | 2410287 | Sus |  | CompanyInitiated¦Plannedmaintenance¦¦
24-0038496 | Company Initiated | Planned- maintenance |  |  | 2024 | Tier 3 | Transformer only |  |  |  | 2410545 | Sus |  | CompanyInitiated¦Plannedmaintenance¦¦
24-0036088 | Company Initiated | Planned- maintenance |  |  | 2024 | Tier 3 | Distribution Circuit |  |  |  | 2410041 | Sus |  | CompanyInitiated¦Plannedmaintenance¦¦
24-0036140 | Company Initiated | Planned- maintenance |  |  | 2024 | Tier 2 | Distribution Circuit |  |  |  | 2410048 | Sus |  | CompanyInitiated¦Plannedmaintenance¦¦
24-0015717 | Company Initiated | Planned- capital |  |  | 2024 | Tier 2 | Distribution Circuit |  |  |  | 2410100 | Sus |  | CompanyInitiated¦Plannedcapital¦¦
24-0030485 | Company Initiated | Planned- maintenance |  |  | 2024 | Tier 3 | Distribution Circuit |  |  |  | 2410044 | Sus |  | CompanyInitiated¦Plannedmaintenance¦¦
24-0034493 | Company Initiated | Planned- maintenance |  |  | 2024 | Tier 3 | Distribution Circuit |  |  |  | 2410298 | Sus |  | CompanyInitiated¦Plannedmaintenance¦¦
24-0032973 | Company Initiated | Planned- maintenance |  |  | 2024 | Tier 2 | Distribution Circuit |  |  |  | 2409994 | Sus |  | CompanyInitiated¦Plannedmaintenance¦¦
24-0035574 | Company Initiated | Planned- maintenance |  |  | 2024 | Tier 2 | Distribution Circuit |  |  |  | 2410061 | Sus |  | CompanyInitiated¦Plannedmaintenance¦¦
24-0036079 | Company Initiated | Planned- maintenance |  |  | 2024 | Tier 3 | Distribution Circuit |  |  |  | 2410156 | Sus |  | CompanyInitiated¦Plannedmaintenance¦¦
24-0037359 | Company Initiated | Planned- maintenance |  |  | 2024 | Tier 2 | Transformer only |  |  |  | 2410168 | Sus |  | CompanyInitiated¦Plannedmaintenance¦¦
24-0036043 | Company Initiated | Planned- maintenance |  |  | 2024 | Tier 3 | Distribution Circuit |  |  |  | 2410291 | Sus |  | CompanyInitiated¦Plannedmaintenance¦¦
24-0037432 | Company Initiated | Planned- maintenance |  |  | 2024 | Tier 2 | Transformer only |  |  |  | 2410314 | Sus |  | CompanyInitiated¦Plannedmaintenance¦¦
24-0038499 | Company Initiated | Planned- maintenance |  |  | 2024 | Tier 2 | Transformer only |  |  |  | 2410418 | Sus |  | CompanyInitiated¦Plannedmaintenance¦¦
24-0038087 | Wildfire Mitigation | Planned - WSIP/System Hardening |  |  | 2024 | Tier 2 | Transformer only |  |  |  | 2410437 | Sus |  | WildfireMitigation¦PlannedWSIPSystemHardening¦¦
24-0044967 | 3rd Party | Dig in- 3rd party | Conductor- Underground | Broken | 2024 | Tier 2 | Transformer only |  |  |  | 2410567 | Sus |  | 3rdParty¦Digin3rdparty¦ConductorUnderground¦Broken
24-0039467 | Company Initiated | Planned- maintenance |  |  | 2024 | Tier 2 | Distribution Circuit |  |  |  | 2410984 | Sus |  | CompanyInitiated¦Plannedmaintenance¦¦
24-0039196 | Company Initiated | Planned- maintenance |  |  | 2024 | Tier 2 | Distribution Circuit |  |  |  | 2410988 | Sus |  | CompanyInitiated¦Plannedmaintenance¦¦
24-0037699 | Company Initiated | Planned- maintenance |  |  | 2024 | Tier 2 | Distribution Circuit |  |  |  | 2410996 | Sus |  | CompanyInitiated¦Plannedmaintenance¦¦
24-0039448 | Wildfire Mitigation | Planned - WSIP/System Hardening |  |  | 2024 | Tier 2 | Transformer only |  |  |  | 2410994 | Sus |  | WildfireMitigation¦PlannedWSIPSystemHardening¦¦
24-0037688 | Company Initiated | Planned- maintenance |  |  | 2024 | Tier 2 | Transformer only |  |  |  | 2411153 | Sus |  | CompanyInitiated¦Plannedmaintenance¦¦
24-0038500 | Company Initiated | Planned- maintenance |  |  | 2024 | Tier 2 | Distribution Circuit |  |  |  | 2410999 | Sus |  | CompanyInitiated¦Plannedmaintenance¦¦
24-0039442 | Wildfire Mitigation | Planned - WSIP/System Hardening |  |  | 2024 | Tier 2 | Distribution Circuit |  |  |  | 2411009 | Sus |  | WildfireMitigation¦PlannedWSIPSystemHardening¦¦
24-0037540 | Company Initiated | Planned- maintenance |  |  | 2024 | Tier 2 | Distribution Circuit |  |  |  | 2411017 | Sus |  | CompanyInitiated¦Plannedmaintenance¦¦
24-0038311 | Company Initiated | Planned- maintenance |  |  | 2024 | Tier 2 | Transformer only |  |  |  | 2411037 | Sus |  | CompanyInitiated¦Plannedmaintenance¦¦
24-0033374 | Company Initiated | Planned- maintenance |  |  | 2024 | Tier 2 | Transformer only |  |  |  | 2411071 | Sus |  | CompanyInitiated¦Plannedmaintenance¦¦
24-0037673 | Wildfire Mitigation | Planned - WSIP/System Hardening |  |  | 2024 | Tier 3 | Transformer only |  |  |  | 2411095 | Sus |  | WildfireMitigation¦PlannedWSIPSystemHardening¦¦
24-0039476 | Wildfire Mitigation | Planned - WSIP/System Hardening |  |  | 2024 | Tier 3 | Transformer only |  |  |  | 2411187 | Sus |  | WildfireMitigation¦PlannedWSIPSystemHardening¦¦
24-0039470 | Company Initiated | Planned- maintenance |  |  | 2024 | Tier 2 | Transformer only |  |  |  | 2411242 | Sus |  | CompanyInitiated¦Plannedmaintenance¦¦
24-0038501 | Company Initiated | Planned- maintenance |  |  | 2024 | Tier 3 | Distribution Circuit |  |  |  | 2411240 | Sus |  | CompanyInitiated¦Plannedmaintenance¦¦
24-0039620 | Wildfire Mitigation | Planned - WSIP/System Hardening |  |  | 2024 | Tier 3 | Transformer only |  |  |  | 2411624 | Sus |  | WildfireMitigation¦PlannedWSIPSystemHardening¦¦
24-0039648 | Wildfire Mitigation | Planned - WSIP/System Hardening |  |  | 2024 | Tier 2 | Transformer only |  |  |  | 2411626 | Sus |  | WildfireMitigation¦PlannedWSIPSystemHardening¦¦
24-0037908 | Company Initiated | Planned- maintenance |  |  | 2024 | Tier 2 | Distribution Circuit |  |  |  | 2411627 | Sus |  | CompanyInitiated¦Plannedmaintenance¦¦
24-0041070 | Wildfire Mitigation | Planned - WSIP/System Hardening |  |  | 2024 | Tier 2 | Distribution Circuit |  |  |  | 2411964 | Sus |  | WildfireMitigation¦PlannedWSIPSystemHardening¦¦
24-0038508 | Company Initiated | Planned- maintenance |  |  | 2024 | Tier 2 | Distribution Circuit |  |  |  | 2411636 | Sus |  | CompanyInitiated¦Plannedmaintenance¦¦
24-0038509 | Company Initiated | Planned- maintenance |  |  | 2024 | Tier 2 | Transformer only |  |  |  | 2411643 | Sus |  | CompanyInitiated¦Plannedmaintenance¦¦
24-0038854 | Company Initiated | Planned- maintenance |  |  | 2024 | Tier 3 | Transformer only |  |  |  | 2411968 | Sus |  | CompanyInitiated¦Plannedmaintenance¦¦
24-0028466 | Company Initiated | Planned- capital |  |  | 2024 | Tier 3 | Distribution Circuit |  |  |  | 2411853 | Sus |  | CompanyInitiated¦Plannedcapital¦¦
24-0038504 | Wildfire Mitigation | Planned - WSIP/System Hardening |  |  | 2024 | Tier 3 | Distribution Circuit |  |  |  | 2411653 | Sus |  | WildfireMitigation¦PlannedWSIPSystemHardening¦¦
24-0036127 | Company Initiated | Planned- maintenance |  |  | 2024 | Tier 2 | Distribution Circuit |  |  |  | 2411694 | Sus |  | CompanyInitiated¦Plannedmaintenance¦¦
24-0036127 | Company Initiated | Planned- maintenance |  |  | 2024 | Tier 2 | Distribution Circuit |  |  |  | 2411700 | Sus |  | CompanyInitiated¦Plannedmaintenance¦¦
24-0035358 | Wildfire Mitigation | Planned - WSIP/System Hardening |  |  | 2024 | Tier 3 | Distribution Circuit |  |  |  | 2411767 | Sus |  | WildfireMitigation¦PlannedWSIPSystemHardening¦¦
24-0037940 | Company Initiated | Planned- maintenance |  |  | 2024 | Tier 2 | Transformer only |  |  |  | 2411872 | Sus |  | CompanyInitiated¦Plannedmaintenance¦¦
24-0025203 | Company Initiated | Planned- capital |  |  | 2024 | Tier 3 | Distribution Circuit |  |  |  | 2411850 | Sus |  | CompanyInitiated¦Plannedcapital¦¦
24-0029788 | Company Initiated | Planned- maintenance |  |  | 2024 | Tier 3 | Distribution Circuit |  |  |  | 2411867 | Sus |  | CompanyInitiated¦Plannedmaintenance¦¦
24-0045449 | Equipment Failure/Involved | Overhead | Connector or Splice (OH) | Deteriorated | 2024 | Tier 3 | Distribution Circuit |  |  |  | 2411877 | Sus |  | EquipmentFailureInvolved¦Overhead¦ConnectororSplice(OH)¦Deteriorated
24-0045717 | Vegetation | Tree - branch fell on line | Conductor- Overhead | Normal | 2024 | Tier 2 | Distribution Circuit |  |  |  | 2411894 | Sus |  | Vegetation¦Treebranchfellonline¦ConductorOverhead¦Normal
24-0039640 | Wildfire Mitigation | Planned - WSIP/System Hardening |  |  | 2024 | Tier 3 | Distribution Circuit |  |  |  | 2411973 | Sus |  | WildfireMitigation¦PlannedWSIPSystemHardening¦¦
24-0037918 | Company Initiated | Planned- maintenance |  |  | 2024 | Tier 2 | Transformer only |  |  |  | 2411974 | Sus |  | CompanyInitiated¦Plannedmaintenance¦¦
24-0038329 | Wildfire Mitigation | Planned - WSIP/System Hardening |  |  | 2024 | Tier 2 | Transformer only |  |  |  | 2412001 | Sus |  | WildfireMitigation¦PlannedWSIPSystemHardening¦¦
24-0038328 | Wildfire Mitigation | Planned - WSIP/System Hardening |  |  | 2024 | Tier 2 | Distribution Circuit |  |  |  | 2412002 | Sus |  | WildfireMitigation¦PlannedWSIPSystemHardening¦¦
24-0045687 | Equipment Failure/Involved | Overhead | Cutout- fuse holder | Broken | 2024 | Tier 2 | Distribution Circuit |  |  |  | 2411863 | Sus |  | EquipmentFailureInvolved¦Overhead¦Cutoutfuseholder¦Broken
24-0038511 | Company Initiated | Planned- maintenance |  |  | 2024 | Tier 3 | Transformer only |  |  |  | 2412035 | Sus |  | CompanyInitiated¦Plannedmaintenance¦¦
24-0038510 | Company Initiated | Planned- maintenance |  |  | 2024 | Tier 3 | Distribution Circuit |  |  |  | 2412031 | Sus |  | CompanyInitiated¦Plannedmaintenance¦¦
24-0038325 | Wildfire Mitigation | Planned - WSIP/System Hardening |  |  | 2024 | Tier 3 | Transformer only |  |  |  | 2412061 | Sus |  | WildfireMitigation¦PlannedWSIPSystemHardening¦¦
24-0045780 | Unknown Cause | Patrol - found nothing |  |  | 2024 | Tier 2 | Distribution Circuit |  |  |  | 2412129 | Sus |  | UnknownCause¦Patrolfoundnothing¦¦
24-0045770 | Vegetation | Tree - grew into line | Conductor- Overhead | Normal | 2024 | Tier 3 | Distribution Circuit |  |  |  | 2412206 | Sus |  | Vegetation¦Treegrewintoline¦ConductorOverhead¦Normal
24-0045874 | Unknown Cause | Patrol - found nothing |  |  | 2024 | Tier 2 | Distribution Circuit |  |  |  | 2412411 | Sus |  | UnknownCause¦Patrolfoundnothing¦¦
24-0045921 | Environmental/External | Lightning | Transformer (OH) | Failed/Faulted | 2024 | Tier 3 | Transformer only |  |  |  | 2412490 | Sus |  | EnvironmentalExternal¦Lightning¦Transformer(OH)¦FailedFaulted
24-0046014 | Environmental/External | Lightning | Transformer (OH) | Burned/flashed | 2024 | Tier 2 | Transformer only |  |  |  | 2412614 | Sus |  | EnvironmentalExternal¦Lightning¦Transformer(OH)¦Burnedflashed
24-0045925 | Animal | Other | Capacitor | Burned/flashed | 2024 | Tier 3 | Distribution Circuit |  |  |  | 2412637 | Sus |  | Animal¦Other¦Capacitor¦Burnedflashed
24-0038858 | Company Initiated | Planned- maintenance |  |  | 2024 | Tier 3 | Distribution Circuit |  |  |  | 2412646 | Sus |  | CompanyInitiated¦Plannedmaintenance¦¦
24-0046033 | Environmental/External | Lightning | Transformer (OH) | Broken | 2024 | Tier 2 | Transformer only |  |  |  | 2412744 | Sus |  | EnvironmentalExternal¦Lightning¦Transformer(OH)¦Broken
24-0045972 | Equipment Failure/Involved | Overhead | Crossarm- Wood | Broken | 2024 | Tier 2 | Distribution Circuit |  |  |  | 2412725 | Sus |  | EquipmentFailureInvolved¦Overhead¦CrossarmWood¦Broken
24-0038859 | Wildfire Mitigation | Planned - WSIP/System Hardening |  |  | 2024 | Tier 3 | Transformer only |  |  |  | 2412789 | Sus |  | WildfireMitigation¦PlannedWSIPSystemHardening¦¦
24-0046007 | Equipment Failure/Involved | Overhead | Insulator | Broken | 2024 | Tier 2 | Distribution Circuit |  |  |  | 2412835 | Sus |  | EquipmentFailureInvolved¦Overhead¦Insulator¦Broken
24-0038860 | Wildfire Mitigation | Planned - WSIP/System Hardening |  |  | 2024 | Tier 2 | Transformer only |  |  |  | 2412846 | Sus |  | WildfireMitigation¦PlannedWSIPSystemHardening¦¦
24-0046092 | Vegetation | Tree - branch fell on line | Conductor- Overhead | Normal | 2024 | Tier 3 | Distribution Circuit |  |  |  | 2412911 | Sus |  | Vegetation¦Treebranchfellonline¦ConductorOverhead¦Normal
24-0046094 | Environmental/External | Lightning | Transformer (OH) | Broken | 2024 | Tier 2 | Distribution Circuit |  |  |  | 2413054 | Sus |  | EnvironmentalExternal¦Lightning¦Transformer(OH)¦Broken
24-0040747 | Company Initiated | Planned- maintenance |  |  | 2024 | Tier 2 | Distribution Circuit |  |  |  | 2413808 | Sus |  | CompanyInitiated¦Plannedmaintenance¦¦
24-0040761 | Wildfire Mitigation | Planned - WSIP/System Hardening |  |  | 2024 | Tier 2 | Distribution Circuit |  |  |  | 2413806 | Sus |  | WildfireMitigation¦PlannedWSIPSystemHardening¦¦
24-0038538 | Company Initiated | Planned- maintenance |  |  | 2024 | Tier 2 | Distribution Circuit |  |  |  | 2413804 | Sus |  | CompanyInitiated¦Plannedmaintenance¦¦
24-0039916 | Company Initiated | Planned- maintenance |  |  | 2024 | Tier 2 | Distribution Circuit |  |  |  | 2413832 | Sus |  | CompanyInitiated¦Plannedmaintenance¦¦
24-0040753 | Wildfire Mitigation | Planned - WSIP/System Hardening |  |  | 2024 | Tier 2 | Distribution Circuit |  |  |  | 2413836 | Sus |  | WildfireMitigation¦PlannedWSIPSystemHardening¦¦
24-0038532 | Wildfire Mitigation | Planned - WSIP/System Hardening |  |  | 2024 | Tier 3 | Transformer only |  |  |  | 2413859 | Sus |  | WildfireMitigation¦PlannedWSIPSystemHardening¦¦
24-0039825 | Company Initiated | Planned- maintenance |  |  | 2024 | Tier 2 | Distribution Circuit |  |  |  | 2413871 | Sus |  | CompanyInitiated¦Plannedmaintenance¦¦
24-0036183 | Company Initiated | Planned- maintenance |  |  | 2024 | Tier 3 | Distribution Circuit |  |  |  | 2413851 | Sus |  | CompanyInitiated¦Plannedmaintenance¦¦
24-0039053 | Wildfire Mitigation | Planned - WSIP/System Hardening |  |  | 2024 | Tier 3 | Distribution Circuit |  |  |  | 2413903 | Sus |  | WildfireMitigation¦PlannedWSIPSystemHardening¦¦
24-0026771 | Company Initiated | Planned- capital |  |  | 2024 | Tier 3 | Distribution Circuit |  |  |  | 2414033 | Sus |  | CompanyInitiated¦Plannedcapital¦¦
24-0032438 | Wildfire Mitigation | Planned - WSIP/System Hardening |  |  | 2024 | Tier 2 | Distribution Circuit |  |  |  | 2413959 | Sus |  | WildfireMitigation¦PlannedWSIPSystemHardening¦¦
24-0039127 | Company Initiated | Planned- maintenance |  |  | 2024 | Tier 2 | Distribution Circuit |  |  |  | 2413943 | Sus |  | CompanyInitiated¦Plannedmaintenance¦¦
24-0037393 | Company Initiated | Planned- maintenance |  |  | 2024 | Tier 3 | Distribution Circuit |  |  |  | 2413975 | Sus |  | CompanyInitiated¦Plannedmaintenance¦¦
24-0039217 | Wildfire Mitigation | Planned - WSIP/System Hardening |  |  | 2024 | Tier 2 | Transformer only |  |  |  | 2414005 | Sus |  | WildfireMitigation¦PlannedWSIPSystemHardening¦¦
24-0035395 | Company Initiated | Planned- maintenance |  |  | 2024 | Tier 2 | Transformer only |  |  |  | 2414049 | Sus |  | CompanyInitiated¦Plannedmaintenance¦¦
24-0041582 | Company Initiated | Planned- maintenance |  |  | 2024 | Tier 2 | Distribution Circuit |  |  |  | 2414123 | Sus |  | CompanyInitiated¦Plannedmaintenance¦¦
24-0038559 | Company Initiated | Planned- maintenance |  |  | 2024 | Tier 2 | Transformer only |  |  |  | 2414223 | Sus |  | CompanyInitiated¦Plannedmaintenance¦¦
24-0038552 | Company Initiated | Planned- maintenance |  |  | 2024 | Tier 2 | Distribution Circuit |  |  |  | 2414225 | Sus |  | CompanyInitiated¦Plannedmaintenance¦¦
24-0039914 | Company Initiated | Planned- maintenance |  |  | 2024 | Tier 2 | Transformer only |  |  |  | 2414262 | Sus |  | CompanyInitiated¦Plannedmaintenance¦¦
24-0046707 | Equipment Failure/Involved | Overhead | Connector or Splice (OH) | Arcing | 2024 | Tier 2 | Distribution Circuit |  |  |  | 2414508 | Sus |  | EquipmentFailureInvolved¦Overhead¦ConnectororSplice(OH)¦Arcing
24-0041856 | Company Initiated | Planned- maintenance |  |  | 2024 | Tier 2 | Distribution Circuit |  |  |  | 2414954 | Sus |  | CompanyInitiated¦Plannedmaintenance¦¦
24-0041861 | Company Initiated | Planned- maintenance |  |  | 2024 | Tier 2 | Transformer only |  |  |  | 2414969 | Sus |  | CompanyInitiated¦Plannedmaintenance¦¦
24-0041859 | Company Initiated | Planned- maintenance |  |  | 2024 | Tier 2 | Distribution Circuit |  |  |  | 2415021 | Sus |  | CompanyInitiated¦Plannedmaintenance¦¦
24-0039258 | Company Initiated | Planned- maintenance |  |  | 2024 | Tier 2 | Distribution Circuit |  |  |  | 2415020 | Sus |  | CompanyInitiated¦Plannedmaintenance¦¦
24-0041642 | Company Initiated | Planned- maintenance |  |  | 2024 | Tier 2 | Distribution Circuit |  |  |  | 2415063 | Sus |  | CompanyInitiated¦Plannedmaintenance¦¦
24-0041994 | Company Initiated | Planned- maintenance |  |  | 2024 | Tier 3 | Distribution Circuit |  |  |  | 2415583 | Sus |  | CompanyInitiated¦Plannedmaintenance¦¦
24-0037446 | Wildfire Mitigation | Planned - WSIP/System Hardening |  |  | 2024 | Tier 2 | Distribution Circuit |  |  |  | 2414598 | Sus |  | WildfireMitigation¦PlannedWSIPSystemHardening¦¦
24-0031530 | Company Initiated | Planned- maintenance |  |  | 2024 | Tier 2 | Transformer only |  |  |  | 2415087 | Sus |  | CompanyInitiated¦Plannedmaintenance¦¦
24-0034253 | Wildfire Mitigation | Planned - WSIP/System Hardening |  |  | 2024 | Tier 2 | Distribution Circuit |  |  |  | 2415081 | Sus |  | WildfireMitigation¦PlannedWSIPSystemHardening¦¦
24-0040550 | Company Initiated | Planned- maintenance |  |  | 2024 | Tier 2 | Distribution Circuit |  |  |  | 2415207 | Sus |  | CompanyInitiated¦Plannedmaintenance¦¦
24-0040599 | Company Initiated | Planned- maintenance |  |  | 2024 | Tier 3 | Distribution Circuit |  |  |  | 2415109 | Sus |  | CompanyInitiated¦Plannedmaintenance¦¦
24-0000217 | Company Initiated | Planned- capital |  |  | 2024 | Tier 2 | Distribution Circuit |  |  |  | 2415121 | Sus |  | CompanyInitiated¦Plannedcapital¦¦
24-0040728 | Company Initiated | Planned- maintenance |  |  | 2024 | Tier 2 | Distribution Circuit |  |  |  | 2415133 | Sus |  | CompanyInitiated¦Plannedmaintenance¦¦
24-0040729 | Company Initiated | Planned- maintenance |  |  | 2024 | Tier 2 | Transformer only |  |  |  | 2415167 | Sus |  | CompanyInitiated¦Plannedmaintenance¦¦
24-0006628 | Company Initiated | Planned- capital |  |  | 2024 | Tier 2 | Distribution Circuit |  |  |  | 2415152 | Sus |  | CompanyInitiated¦Plannedcapital¦¦
24-0037419 | Company Initiated | Planned- maintenance |  |  | 2024 | Tier 2 | Distribution Circuit |  |  |  | 2415155 | Sus |  | CompanyInitiated¦Plannedmaintenance¦¦
24-0038681 | Wildfire Mitigation | Planned - WSIP/System Hardening |  |  | 2024 | Tier 3 | Transformer only |  |  |  | 2415432 | Sus |  | WildfireMitigation¦PlannedWSIPSystemHardening¦¦
24-0039715 | Wildfire Mitigation | Planned - WSIP/System Hardening |  |  | 2024 | Tier 2 | Distribution Circuit |  |  |  | 2415422 | Sus |  | WildfireMitigation¦PlannedWSIPSystemHardening¦¦
24-0039934 | Wildfire Mitigation | Planned - WSIP/System Hardening |  |  | 2024 | Tier 2 | Transformer only |  |  |  | 2415438 | Sus |  | WildfireMitigation¦PlannedWSIPSystemHardening¦¦
24-0033715 | Company Initiated | Planned- maintenance |  |  | 2024 | Tier 3 | Distribution Circuit |  |  |  | 2415442 | Sus |  | CompanyInitiated¦Plannedmaintenance¦¦
24-0046930 | Equipment Failure/Involved | Electrical Overload | Transformer | Failed/Faulted | 2024 | Tier 3 | Transformer only |  |  |  | 2415515 | Sus |  | EquipmentFailureInvolved¦ElectricalOverload¦Transformer¦FailedFaulted
24-0047026 | Equipment Failure/Involved | Overhead | Transformer | Failed/Faulted | 2024 | Tier 2 | Transformer only |  |  |  | 2415661 | Sus |  | EquipmentFailureInvolved¦Overhead¦Transformer¦FailedFaulted
24-0040556 | Wildfire Mitigation | Planned - WSIP/System Hardening |  |  | 2024 | Tier 3 | Distribution Circuit |  |  |  | 2415689 | Sus |  | WildfireMitigation¦PlannedWSIPSystemHardening¦¦
24-0046901 | Equipment Failure/Involved | Overhead | Conductor- Overhead | Deteriorated | 2024 | Tier 3 | Distribution Circuit |  |  |  | 2415725 | Sus |  | EquipmentFailureInvolved¦Overhead¦ConductorOverhead¦Deteriorated
24-0039126 | Wildfire Mitigation | Planned - WSIP/System Hardening |  |  | 2024 | Tier 3 | Transformer only |  |  |  | 2415780 | Sus |  | WildfireMitigation¦PlannedWSIPSystemHardening¦¦
24-0040555 | Wildfire Mitigation | Planned - WSIP/System Hardening |  |  | 2024 | Tier 3 | Transformer only |  |  |  | 2415795 | Sus |  | WildfireMitigation¦PlannedWSIPSystemHardening¦¦
24-0047137 | Unknown Cause | Patrol - found nothing |  |  | 2024 | Tier 2 | Distribution Circuit |  |  |  | 2415889 | Sus |  | UnknownCause¦Patrolfoundnothing¦¦
24-0047154 | Unknown Cause | Patrol - found nothing |  |  | 2024 | Tier 2 | Distribution Circuit |  |  |  | 2415914 | Sus |  | UnknownCause¦Patrolfoundnothing¦¦
24-0042267 | Company Initiated | Planned- maintenance |  |  | 2024 | Tier 2 | Distribution Circuit |  |  |  | 2416237 | Sus |  | CompanyInitiated¦Plannedmaintenance¦¦
24-0041126 | Company Initiated | Planned- maintenance |  |  | 2024 | Tier 3 | Distribution Circuit |  |  |  | 2416259 | Sus |  | CompanyInitiated¦Plannedmaintenance¦¦
24-0039354 | Wildfire Mitigation | Planned - WSIP/System Hardening |  |  | 2024 | Tier 2 | Distribution Circuit |  |  |  | 2416283 | Sus |  | WildfireMitigation¦PlannedWSIPSystemHardening¦¦
24-0039395 | Company Initiated | Planned- maintenance |  |  | 2024 | Tier 2 | Transformer only |  |  |  | 2416287 | Sus |  | CompanyInitiated¦Plannedmaintenance¦¦
24-0028552 | Wildfire Mitigation | Planned - WSIP/System Hardening |  |  | 2024 | Tier 2 | Distribution Circuit |  |  |  | 2416246 | Sus |  | WildfireMitigation¦PlannedWSIPSystemHardening¦¦
24-0041779 | Company Initiated | Planned- maintenance |  |  | 2024 | Tier 3 | Distribution Circuit |  |  |  | 2416296 | Sus |  | CompanyInitiated¦Plannedmaintenance¦¦
24-0041363 | Company Initiated | Planned- maintenance |  |  | 2024 | Tier 3 | Distribution Circuit |  |  |  | 2416303 | Sus |  | CompanyInitiated¦Plannedmaintenance¦¦
24-0040291 | Company Initiated | Planned- maintenance |  |  | 2024 | Tier 2 | Distribution Circuit |  |  |  | 2416313 | Sus |  | CompanyInitiated¦Plannedmaintenance¦¦
24-0013465 | Company Initiated | Planned- capital |  |  | 2024 | Tier 2 | Distribution Circuit |  |  |  | 2416322 | Sus |  | CompanyInitiated¦Plannedcapital¦¦
24-0040733 | Company Initiated | Planned- maintenance |  |  | 2024 | Tier 2 | Distribution Circuit |  |  |  | 2416327 | Sus |  | CompanyInitiated¦Plannedmaintenance¦¦
24-0045994 | Company Initiated | Planned- maintenance |  |  | 2024 | Tier 3 | Distribution Circuit |  |  |  | 2416368 | Sus |  | CompanyInitiated¦Plannedmaintenance¦¦
24-0039279 | Wildfire Mitigation | Planned - WSIP/System Hardening |  |  | 2024 | Tier 2 | Distribution Circuit |  |  |  | 2416356 | Sus |  | WildfireMitigation¦PlannedWSIPSystemHardening¦¦
24-0041016 | Wildfire Mitigation | Planned - WSIP/System Hardening |  |  | 2024 | Tier 3 | Transformer only |  |  |  | 2416472 | Sus |  | WildfireMitigation¦PlannedWSIPSystemHardening¦¦
24-0039296 | Wildfire Mitigation | Planned - WSIP/System Hardening |  |  | 2024 | Tier 2 | Distribution Circuit |  |  |  | 2416580 | Sus |  | WildfireMitigation¦PlannedWSIPSystemHardening¦¦
24-0041022 | Company Initiated | Planned- maintenance |  |  | 2024 | Tier 3 | Distribution Circuit |  |  |  | 2416627 | Sus |  | CompanyInitiated¦Plannedmaintenance¦¦
24-0047609 | 3rd Party | Metallic Balloon | Conductor- Overhead | Normal | 2024 | Tier 2 | Distribution Circuit |  |  |  | 2416636 | Sus |  | 3rdParty¦MetallicBalloon¦ConductorOverhead¦Normal
24-0047650 | Equipment Failure/Involved | Overhead | Crossarm- Wood | Broken | 2024 | Tier 2 | Distribution Circuit |  |  |  | 2416744 | Sus |  | EquipmentFailureInvolved¦Overhead¦CrossarmWood¦Broken
24-0047694 | Unknown Cause | Patrol - found nothing |  |  | 2024 | Tier 2 | Distribution Circuit |  |  |  | 2416827 | Sus |  | UnknownCause¦Patrolfoundnothing¦¦
24-0047737 | Vegetation | Tree - fell into line | Conductor- Overhead | On Ground | 2024 | Tier 2 | Distribution Circuit |  |  |  | 2416907 | Sus |  | Vegetation¦Treefellintoline¦ConductorOverhead¦OnGround
24-0047797 | Unknown Cause | Patrol - found nothing |  |  | 2024 | Tier 3 | Distribution Circuit |  |  |  | 2417038 | Sus |  | UnknownCause¦Patrolfoundnothing¦¦
24-0042568 | Wildfire Mitigation | Planned - WSIP/System Hardening |  |  | 2024 | Tier 2 | Transformer only |  |  |  | 2417070 | Sus |  | WildfireMitigation¦PlannedWSIPSystemHardening¦¦
24-0041789 | Company Initiated | Planned- maintenance |  |  | 2024 | Tier 2 | Distribution Circuit |  |  |  | 2417059 | Sus |  | CompanyInitiated¦Plannedmaintenance¦¦
24-0041636 | Company Initiated | Planned- maintenance |  |  | 2024 | Tier 2 | Distribution Circuit |  |  |  | 2417063 | Sus |  | CompanyInitiated¦Plannedmaintenance¦¦
24-0042557 | Company Initiated | Planned- maintenance |  |  | 2024 | Tier 2 | Transformer only |  |  |  | 2417088 | Sus |  | CompanyInitiated¦Plannedmaintenance¦¦
24-0042026 | Company Initiated | Planned- maintenance |  |  | 2024 | Tier 3 | Distribution Circuit |  |  |  | 2417109 | Sus |  | CompanyInitiated¦Plannedmaintenance¦¦
24-0041597 | Company Initiated | Planned- maintenance |  |  | 2024 | Tier 2 | Distribution Circuit |  |  |  | 2417117 | Sus |  | CompanyInitiated¦Plannedmaintenance¦¦
24-0042169 | Company Initiated | Planned- maintenance |  |  | 2024 | Tier 3 | Distribution Circuit |  |  |  | 2417156 | Sus |  | CompanyInitiated¦Plannedmaintenance¦¦
24-0013529 | Company Initiated | Planned- maintenance |  |  | 2024 | Tier 2 | Distribution Circuit |  |  |  | 2417228 | Sus |  | CompanyInitiated¦Plannedmaintenance¦¦
24-0040928 | Wildfire Mitigation | Planned - WSIP/System Hardening |  |  | 2024 | Tier 2 | Distribution Circuit |  |  |  | 2417153 | Sus |  | WildfireMitigation¦PlannedWSIPSystemHardening¦¦
24-0034828 | Wildfire Mitigation | Planned - WSIP/System Hardening |  |  | 2024 | Tier 2 | Distribution Circuit |  |  |  | 2417101 | Sus |  | WildfireMitigation¦PlannedWSIPSystemHardening¦¦
24-0037357 | Company Initiated | Planned- maintenance |  |  | 2024 | Tier 2 | Transformer only |  |  |  | 2417268 | Sus |  | CompanyInitiated¦Plannedmaintenance¦¦
24-0039230 | Company Initiated | Planned- maintenance |  |  | 2024 | Tier 2 | Distribution Circuit |  |  |  | 2417274 | Sus |  | CompanyInitiated¦Plannedmaintenance¦¦
24-0041783 | Wildfire Mitigation | Planned - WSIP/System Hardening |  |  | 2024 | Tier 3 | Distribution Circuit |  |  |  | 2417303 | Sus |  | WildfireMitigation¦PlannedWSIPSystemHardening¦¦
24-0041638 | Company Initiated | Planned- maintenance |  |  | 2024 | Tier 2 | Distribution Circuit |  |  |  | 2417328 | Sus |  | CompanyInitiated¦Plannedmaintenance¦¦
24-0048018 | Animal | Squirrel | Transformer (OH) | Failed/Faulted | 2024 | Tier 2 | Transformer only |  |  |  | 2417401 | Sus |  | Animal¦Squirrel¦Transformer(OH)¦FailedFaulted
24-0041639 | Company Initiated | Planned- maintenance |  |  | 2024 | Tier 2 | Distribution Circuit |  |  |  | 2417408 | Sus |  | CompanyInitiated¦Plannedmaintenance¦¦
24-0041641 | Wildfire Mitigation | Planned - WSIP/System Hardening |  |  | 2024 | Tier 2 | Distribution Circuit |  |  |  | 2417537 | Sus |  | WildfireMitigation¦PlannedWSIPSystemHardening¦¦
24-0041610 | Company Initiated | Planned- maintenance |  |  | 2024 | Tier 2 | Distribution Circuit |  |  |  | 2417538 | Sus |  | CompanyInitiated¦Plannedmaintenance¦¦
24-0048156 | Equipment Failure/Involved | Overhead | Transformer (OH) | Failed/Faulted | 2024 | Tier 3 | Transformer only |  |  |  | 2417509 | Sus |  | EquipmentFailureInvolved¦Overhead¦Transformer(OH)¦FailedFaulted
24-0048226 | Unknown Cause | Patrol - found nothing |  |  | 2024 | Tier 2 | Distribution Circuit |  |  |  | 2417790 | Sus |  | UnknownCause¦Patrolfoundnothing¦¦
24-0048254 | Unknown Cause | Patrol - found nothing |  |  | 2024 | Tier 2 | Distribution Circuit |  |  |  | 2417787 | Sus |  | UnknownCause¦Patrolfoundnothing¦¦
24-0048240 | Equipment Failure/Involved | Overhead | Connector or Splice (OH) | Broken | 2024 | Tier 2 | Distribution Circuit |  |  |  | 2417783 | Sus |  | EquipmentFailureInvolved¦Overhead¦ConnectororSplice(OH)¦Broken
24-0042945 | Wildfire Mitigation | Planned - WSIP/System Hardening |  |  | 2024 | Tier 2 | Distribution Circuit |  |  |  | 2417839 | Sus |  | WildfireMitigation¦PlannedWSIPSystemHardening¦¦
24-0043668 | Wildfire Mitigation | Planned - WSIP/System Hardening |  |  | 2024 | Tier 2 | Distribution Circuit |  |  |  | 2417844 | Sus |  | WildfireMitigation¦PlannedWSIPSystemHardening¦¦
24-0040771 | Company Initiated | Planned- maintenance |  |  | 2024 | Tier 2 | Distribution Circuit |  |  |  | 2417866 | Sus |  | CompanyInitiated¦Plannedmaintenance¦¦
24-0039272 | Company Initiated | Planned- maintenance |  |  | 2024 | Tier 2 | Distribution Circuit |  |  |  | 2417865 | Sus |  | CompanyInitiated¦Plannedmaintenance¦¦
24-0039749 | Wildfire Mitigation | Planned - WSIP/System Hardening |  |  | 2024 | Tier 2 | Transformer only |  |  |  | 2417953 | Sus |  | WildfireMitigation¦PlannedWSIPSystemHardening¦¦
24-0028251 | Company Initiated | Planned- maintenance |  |  | 2024 | Tier 2 | Distribution Circuit |  |  |  | 2417898 | Sus |  | CompanyInitiated¦Plannedmaintenance¦¦
24-0040749 | Wildfire Mitigation | Planned - WSIP/System Hardening |  |  | 2024 | Tier 2 | Distribution Circuit |  |  |  | 2418001 | Sus |  | WildfireMitigation¦PlannedWSIPSystemHardening¦¦
24-0048320 | Equipment Failure/Involved | Overhead | Conductor- Overhead | Broken | 2024 | Tier 2 | Distribution Circuit |  |  |  | 2417996 | Sus |  | EquipmentFailureInvolved¦Overhead¦ConductorOverhead¦Broken
24-0026190 | Company Initiated | Planned- maintenance |  |  | 2024 | Tier 3 | Distribution Circuit |  |  |  | 2418127 | Sus |  | CompanyInitiated¦Plannedmaintenance¦¦
24-0029841 | Company Initiated | Planned- capital |  |  | 2024 | Tier 2 | Distribution Circuit |  |  |  | 2418918 | Sus |  | CompanyInitiated¦Plannedcapital¦¦
24-0048704 | Unknown Cause | Patrol - found nothing |  |  | 2024 | Tier 2 | Distribution Circuit |  |  |  | 2418916 | Sus |  | UnknownCause¦Patrolfoundnothing¦¦
24-0048919 | Equipment Failure/Involved | Overhead | Insulator | Burned/flashed | 2024 | Tier 3 | Transformer only |  |  |  | 2419496 | Sus |  | EquipmentFailureInvolved¦Overhead¦Insulator¦Burnedflashed
24-0049033 | Unknown Cause | Patrol - found nothing |  |  | 2024 | Tier 2 | Distribution Circuit |  |  |  | 2419827 | Sus |  | UnknownCause¦Patrolfoundnothing¦¦
24-0040865 | Company Initiated | Planned- maintenance |  |  | 2024 | Tier 2 | Distribution Circuit |  |  |  | 2419870 | Sus |  | CompanyInitiated¦Plannedmaintenance¦¦
24-0043442 | Company Initiated | Planned- maintenance |  |  | 2024 | Tier 2 | Distribution Circuit |  |  |  | 2419888 | Sus |  | CompanyInitiated¦Plannedmaintenance¦¦
24-0044965 | Company Initiated | Planned- maintenance |  |  | 2024 | Tier 2 | Transformer only |  |  |  | 2419887 | Sus |  | CompanyInitiated¦Plannedmaintenance¦¦
24-0044251 | Company Initiated | Planned- maintenance |  |  | 2024 | Tier 2 | Distribution Circuit |  |  |  | 2419899 | Sus |  | CompanyInitiated¦Plannedmaintenance¦¦
24-0043719 | Wildfire Mitigation | Planned - WSIP/System Hardening |  |  | 2024 | Tier 3 | Distribution Circuit |  |  |  | 2419900 | Sus |  | WildfireMitigation¦PlannedWSIPSystemHardening¦¦
24-0044554 | Company Initiated | Planned- maintenance |  |  | 2024 | Tier 2 | Distribution Circuit |  |  |  | 2419944 | Sus |  | CompanyInitiated¦Plannedmaintenance¦¦
24-0043748 | Company Initiated | Planned- maintenance |  |  | 2024 | Tier 2 | Distribution Circuit |  |  |  | 2419976 | Sus |  | CompanyInitiated¦Plannedmaintenance¦¦
24-0037533 | Company Initiated | Planned- maintenance |  |  | 2024 | Tier 2 | Distribution Circuit |  |  |  | 2419945 | Sus |  | CompanyInitiated¦Plannedmaintenance¦¦
24-0036070 | Company Initiated | Planned- maintenance |  |  | 2024 | Tier 2 | Distribution Circuit |  |  |  | 2419873 | Sus |  | CompanyInitiated¦Plannedmaintenance¦¦
24-0043666 | Company Initiated | Planned- maintenance |  |  | 2024 | Tier 3 | Transformer only |  |  |  | 2420084 | Sus |  | CompanyInitiated¦Plannedmaintenance¦¦
24-0043372 | Wildfire Mitigation | Planned - WSIP/System Hardening |  |  | 2024 | Tier 2 | Transformer only |  |  |  | 2420034 | Sus |  | WildfireMitigation¦PlannedWSIPSystemHardening¦¦
24-0043371 | Wildfire Mitigation | Planned - WSIP/System Hardening |  |  | 2024 | Tier 2 | Distribution Circuit |  |  |  | 2420073 | Sus |  | WildfireMitigation¦PlannedWSIPSystemHardening¦¦
24-0039281 | Wildfire Mitigation | Planned - WSIP/System Hardening |  |  | 2024 | Tier 2 | Transformer only |  |  |  | 2420089 | Sus |  | WildfireMitigation¦PlannedWSIPSystemHardening¦¦
24-0037448 | Company Initiated | Planned- maintenance |  |  | 2024 | Tier 2 | Distribution Circuit |  |  |  | 2420094 | Sus |  | CompanyInitiated¦Plannedmaintenance¦¦
24-0040844 | Company Initiated | Planned- maintenance |  |  | 2024 | Tier 2 | Transformer only |  |  |  | 2420269 | Sus |  | CompanyInitiated¦Plannedmaintenance¦¦
24-0049304 | Unknown Cause | Patrol - found nothing |  |  | 2024 | Tier 2 | Distribution Circuit |  |  |  | 2420286 | Sus |  | UnknownCause¦Patrolfoundnothing¦¦
24-0049478 | Equipment Failure/Involved | Overhead | Conductor- Overhead | Broken- wire on ground | 2024 | Tier 3 | Distribution Circuit |  |  |  | 2420659 | Sus |  | EquipmentFailureInvolved¦Overhead¦ConductorOverhead¦Brokenwireonground
24-0043848 | Company Initiated | Planned- maintenance |  |  | 2024 | Tier 2 | Distribution Circuit |  |  |  | 2420697 | Sus |  | CompanyInitiated¦Plannedmaintenance¦¦
24-0043845 | Company Initiated | Planned- maintenance |  |  | 2024 | Tier 2 | Distribution Circuit |  |  |  | 2420701 | Sus |  | CompanyInitiated¦Plannedmaintenance¦¦
24-0043843 | Wildfire Mitigation | Planned - WSIP/System Hardening |  |  | 2024 | Tier 2 | Distribution Circuit |  |  |  | 2420729 | Sus |  | WildfireMitigation¦PlannedWSIPSystemHardening¦¦
24-0043835 | Company Initiated | Planned- maintenance |  |  | 2024 | Tier 2 | Distribution Circuit |  |  |  | 2420757 | Sus |  | CompanyInitiated¦Plannedmaintenance¦¦
24-0043844 | Wildfire Mitigation | Planned - WSIP/System Hardening |  |  | 2024 | Tier 2 | Distribution Circuit |  |  |  | 2420761 | Sus |  | WildfireMitigation¦PlannedWSIPSystemHardening¦¦
24-0043837 | Company Initiated | Planned- maintenance |  |  | 2024 | Tier 2 | Distribution Circuit |  |  |  | 2420782 | Sus |  | CompanyInitiated¦Plannedmaintenance¦¦
24-0043840 | Company Initiated | Planned- maintenance |  |  | 2024 | Tier 2 | Transformer only |  |  |  | 2420785 | Sus |  | CompanyInitiated¦Plannedmaintenance¦¦
24-0000223 | Company Initiated | Planned- maintenance |  |  | 2024 | Tier 2 | Distribution Circuit |  |  |  | 2420789 | Sus |  | CompanyInitiated¦Plannedmaintenance¦¦
24-0039284 | Wildfire Mitigation | Planned - WSIP/System Hardening |  |  | 2024 | Tier 2 | Transformer only |  |  |  | 2420828 | Sus |  | WildfireMitigation¦PlannedWSIPSystemHardening¦¦
24-0036118 | Company Initiated | Planned- maintenance |  |  | 2024 | Tier 2 | Distribution Circuit |  |  |  | 2420775 | Sus |  | CompanyInitiated¦Plannedmaintenance¦¦
24-0043390 | Company Initiated | Planned- maintenance |  |  | 2024 | Tier 2 | Transformer only |  |  |  | 2420850 | Sus |  | CompanyInitiated¦Plannedmaintenance¦¦
24-0040994 | Company Initiated | Planned- maintenance |  |  | 2024 | Tier 2 | Distribution Circuit |  |  |  | 2420830 | Sus |  | CompanyInitiated¦Plannedmaintenance¦¦
24-0040996 | Company Initiated | Planned- maintenance |  |  | 2024 | Tier 2 | Distribution Circuit |  |  |  | 2420837 | Sus |  | CompanyInitiated¦Plannedmaintenance¦¦
24-0037477 | Wildfire Mitigation | Planned - WSIP/System Hardening |  |  | 2024 | Tier 3 | Distribution Circuit |  |  |  | 2420889 | Sus |  | WildfireMitigation¦PlannedWSIPSystemHardening¦¦
24-0042791 | Wildfire Mitigation | Planned - WSIP/System Hardening |  |  | 2024 | Tier 2 | Transformer only |  |  |  | 2420981 | Sus |  | WildfireMitigation¦PlannedWSIPSystemHardening¦¦
24-0049563 | Vegetation | Tree - fell into line | Conductor- Overhead | Normal | 2024 | Tier 3 | Distribution Circuit |  |  |  | 2420872 | Sus |  | Vegetation¦Treefellintoline¦ConductorOverhead¦Normal
24-0043841 | Company Initiated | Planned- maintenance |  |  | 2024 | Tier 2 | Transformer only |  |  |  | 2421095 | Sus |  | CompanyInitiated¦Plannedmaintenance¦¦
24-0049921 | Equipment Failure/Involved | Electrical Overload | Transformer | Failed/Faulted | 2024 | Tier 2 | Transformer only |  |  |  | 2421190 | Sus |  | EquipmentFailureInvolved¦ElectricalOverload¦Transformer¦FailedFaulted
24-0044212 | Company Initiated | Planned- maintenance |  |  | 2024 | Tier 2 | Distribution Circuit |  |  |  | 2421505 | Sus |  | CompanyInitiated¦Plannedmaintenance¦¦
24-0044253 | Company Initiated | Planned- maintenance |  |  | 2024 | Tier 2 | Transformer only |  |  |  | 2421524 | Sus |  | CompanyInitiated¦Plannedmaintenance¦¦
24-0044174 | Company Initiated | Planned- maintenance |  |  | 2024 | Tier 3 | Transformer only |  |  |  | 2421534 | Sus |  | CompanyInitiated¦Plannedmaintenance¦¦
24-0044172 | Company Initiated | Planned- maintenance |  |  | 2024 | Tier 3 | Distribution Circuit |  |  |  | 2421537 | Sus |  | CompanyInitiated¦Plannedmaintenance¦¦
24-0039294 | Wildfire Mitigation | Planned - WSIP/System Hardening |  |  | 2024 | Tier 2 | Distribution Circuit |  |  |  | 2421530 | Sus |  | WildfireMitigation¦PlannedWSIPSystemHardening¦¦
24-0039291 | Wildfire Mitigation | Planned - WSIP/System Hardening |  |  | 2024 | Tier 2 | Transformer only |  |  |  | 2421884 | Sus |  | WildfireMitigation¦PlannedWSIPSystemHardening¦¦
24-0011709 | Company Initiated | Planned- maintenance |  |  | 2024 | Tier 2 | Distribution Circuit |  |  |  | 2421558 | Sus |  | CompanyInitiated¦Plannedmaintenance¦¦
24-0050002 | Equipment Failure/Involved | Overhead | Pole-Wood | Deteriorated | 2024 | Tier 3 | Distribution Circuit |  |  |  | 2421464 | Sus |  | EquipmentFailureInvolved¦Overhead¦PoleWood¦Deteriorated
24-0050059 | Equipment Failure/Involved | Electrical Overload | Transformer (OH) | Failed/Faulted | 2024 | Tier 3 | Transformer only |  |  |  | 2421581 | Sus |  | EquipmentFailureInvolved¦ElectricalOverload¦Transformer(OH)¦FailedFaulted
24-0044192 | Company Initiated | Planned- maintenance |  |  | 2024 | Tier 3 | Transformer only |  |  |  | 2421594 | Sus |  | CompanyInitiated¦Plannedmaintenance¦¦
24-0044189 | Company Initiated | Planned- maintenance |  |  | 2024 | Tier 2 | Distribution Circuit |  |  |  | 2421607 | Sus |  | CompanyInitiated¦Plannedmaintenance¦¦
24-0040487 | Company Initiated | Planned- maintenance |  |  | 2024 | Tier 2 | Distribution Circuit |  |  |  | 2421605 | Sus |  | CompanyInitiated¦Plannedmaintenance¦¦
24-0037441 | Wildfire Mitigation | Planned - WSIP/System Hardening |  |  | 2024 | Tier 3 | Transformer only |  |  |  | 2421624 | Sus |  | WildfireMitigation¦PlannedWSIPSystemHardening¦¦
24-0039117 | Company Initiated | Planned- maintenance |  |  | 2024 | Tier 2 | Transformer only |  |  |  | 2421622 | Sus |  | CompanyInitiated¦Plannedmaintenance¦¦
24-0037529 | Wildfire Mitigation | Planned - WSIP/System Hardening |  |  | 2024 | Tier 2 | Transformer only |  |  |  | 2421640 | Sus |  | WildfireMitigation¦PlannedWSIPSystemHardening¦¦
24-0041282 | Company Initiated | Planned- maintenance |  |  | 2024 | Tier 2 | Distribution Circuit |  |  |  | 2421613 | Sus |  | CompanyInitiated¦Plannedmaintenance¦¦
24-0043417 | Company Initiated | Planned- maintenance |  |  | 2024 | Tier 3 | Distribution Circuit |  |  |  | 2421642 | Sus |  | CompanyInitiated¦Plannedmaintenance¦¦
24-0044759 | Wildfire Mitigation | Planned - WSIP/System Hardening |  |  | 2024 | Tier 2 | Distribution Circuit |  |  |  | 2421690 | Sus |  | WildfireMitigation¦PlannedWSIPSystemHardening¦¦
24-0000448 | Company Initiated | Planned- maintenance |  |  | 2024 | Tier 3 | Distribution Circuit |  |  |  | 2421596 | Sus |  | CompanyInitiated¦Plannedmaintenance¦¦
24-0050247 | Vegetation | Tree - fell into line | Conductor- Overhead | Broken- wire on ground | 2024 | Tier 2 | Distribution Circuit |  |  |  | 2421798 | Sus |  | Vegetation¦Treefellintoline¦ConductorOverhead¦Brokenwireonground
24-0050171 | Company Initiated | Construction Activity/equip- company | Transformer (OH) | Normal | 2024 | Tier 2 | Transformer only |  |  |  | 2421820 | Sus |  | CompanyInitiated¦ConstructionActivityequipcompany¦Transformer(OH)¦Normal
24-0044254 | Company Initiated | Planned- maintenance |  |  | 2024 | Tier 2 | Distribution Circuit |  |  |  | 2421892 | Sus |  | CompanyInitiated¦Plannedmaintenance¦¦
24-0050556 | Unknown Cause | Patrol - found nothing |  |  | 2024 | Tier 2 | Distribution Circuit |  |  |  | 2422215 | Sus |  | UnknownCause¦Patrolfoundnothing¦¦
24-0039305 | Wildfire Mitigation | Planned - WSIP/System Hardening |  |  | 2024 | Tier 2 | Transformer only |  |  |  | 2422500 | Sus |  | WildfireMitigation¦PlannedWSIPSystemHardening¦¦
24-0039303 | Wildfire Mitigation | Planned - WSIP/System Hardening |  |  | 2024 | Tier 2 | Distribution Circuit |  |  |  | 2422309 | Sus |  | WildfireMitigation¦PlannedWSIPSystemHardening¦¦
24-0050584 | Equipment Failure/Involved | Overhead | Insulator | Broken | 2024 | Tier 3 | Distribution Circuit |  |  |  | 2422341 | Sus |  | EquipmentFailureInvolved¦Overhead¦Insulator¦Broken
24-0041356 | Wildfire Mitigation | Planned - WSIP/System Hardening |  |  | 2024 | Tier 2 | Distribution Circuit |  |  |  | 2422348 | Sus |  | WildfireMitigation¦PlannedWSIPSystemHardening¦¦
24-0045077 | Company Initiated | Planned- maintenance |  |  | 2024 | Tier 2 | Transformer only |  |  |  | 2422358 | Sus |  | CompanyInitiated¦Plannedmaintenance¦¦
24-0041379 | Company Initiated | Planned- maintenance |  |  | 2024 | Tier 2 | Distribution Circuit |  |  |  | 2422365 | Sus |  | CompanyInitiated¦Plannedmaintenance¦¦
24-0051133 | Vegetation | Tree - branch fell on line | Conductor- Overhead | Normal | 2024 | Tier 3 | Distribution Circuit |  |  |  | 2423547 | Sus |  | Vegetation¦Treebranchfellonline¦ConductorOverhead¦Normal
24-0044359 | Company Initiated | Planned- maintenance |  |  | 2024 | Tier 2 | Distribution Circuit |  |  |  | 2423661 | Sus |  | CompanyInitiated¦Plannedmaintenance¦¦
24-0044381 | Wildfire Mitigation | Planned - WSIP/System Hardening |  |  | 2024 | Tier 2 | Distribution Circuit |  |  |  | 2423687 | Sus |  | WildfireMitigation¦PlannedWSIPSystemHardening¦¦
24-0044382 | Wildfire Mitigation | Planned - WSIP/System Hardening |  |  | 2024 | Tier 2 | Transformer only |  |  |  | 2423695 | Sus |  | WildfireMitigation¦PlannedWSIPSystemHardening¦¦
24-0051431 | Unknown Cause | Patrol - found nothing |  |  | 2024 | Tier 3 | Distribution Circuit |  |  |  | 2423958 | Sus |  | UnknownCause¦Patrolfoundnothing¦¦
24-0003737 | Company Initiated | Planned- capital |  |  | 2024 | Tier 2 | Distribution Circuit |  |  |  | 2424062 | Sus |  | CompanyInitiated¦Plannedcapital¦¦
24-0044383 | Company Initiated | Planned- maintenance |  |  | 2024 | Tier 2 | Transformer only |  |  |  | 2424194 | Sus |  | CompanyInitiated¦Plannedmaintenance¦¦
24-0051538 | Unknown Cause | Patrol - found nothing |  |  | 2024 | Tier 2 | Distribution Circuit |  |  |  | 2424336 | Sus |  | UnknownCause¦Patrolfoundnothing¦¦
24-0044259 | Company Initiated | Planned- maintenance |  |  | 2024 | Tier 2 | Distribution Circuit |  |  |  | 2425091 | Sus |  | CompanyInitiated¦Plannedmaintenance¦¦
24-0044400 | Company Initiated | Planned- maintenance |  |  | 2024 | Tier 2 | Distribution Circuit |  |  |  | 2425085 | Sus |  | CompanyInitiated¦Plannedmaintenance¦¦
24-0044399 | Company Initiated | Planned- maintenance |  |  | 2024 | Tier 2 | Distribution Circuit |  |  |  | 2425099 | Sus |  | CompanyInitiated¦Plannedmaintenance¦¦
24-0045203 | Company Initiated | Planned- maintenance |  |  | 2024 | Tier 3 | Transformer only |  |  |  | 2425101 | Sus |  | CompanyInitiated¦Plannedmaintenance¦¦
24-0045198 | Company Initiated | Planned- maintenance |  |  | 2024 | Tier 3 | Distribution Circuit |  |  |  | 2425109 | Sus |  | CompanyInitiated¦Plannedmaintenance¦¦
24-0044390 | Company Initiated | Planned- maintenance |  |  | 2024 | Tier 3 | Distribution Circuit |  |  |  | 2425110 | Sus |  | CompanyInitiated¦Plannedmaintenance¦¦
24-0000429 | Company Initiated | Planned- capital |  |  | 2024 | Tier 3 | Distribution Circuit |  |  |  | 2425178 | Sus |  | CompanyInitiated¦Plannedcapital¦¦
24-0051824 | Unknown Cause | Patrol - found nothing |  |  | 2024 | Tier 3 | Distribution Circuit |  |  |  | 2425418 | Sus |  | UnknownCause¦Patrolfoundnothing¦¦
24-0051888 | Equipment Failure/Involved | Overhead | Switch (OH) | Normal | 2024 | Tier 2 | Distribution Circuit |  |  |  | 2425708 | Sus |  | EquipmentFailureInvolved¦Overhead¦Switch(OH)¦Normal
24-0051972 | Equipment Failure/Involved | Overhead | Cutout- fuse holder | Broken | 2024 | Zone 1 | Distribution Circuit |  |  |  | 2425901 | Sus |  | EquipmentFailureInvolved¦Overhead¦Cutoutfuseholder¦Broken
24-0043410 | Company Initiated | Planned- maintenance |  |  | 2024 | Tier 3 | Distribution Circuit |  |  |  | 2425932 | Sus |  | CompanyInitiated¦Plannedmaintenance¦¦
24-0043407 | Company Initiated | Planned- maintenance |  |  | 2024 | Zone 1 | Distribution Circuit |  |  |  | 2425939 | Sus |  | CompanyInitiated¦Plannedmaintenance¦¦
24-0045282 | Company Initiated | Planned- maintenance |  |  | 2024 | Tier 2 | Distribution Circuit |  |  |  | 2425975 | Sus |  | CompanyInitiated¦Plannedmaintenance¦¦
24-0043406 | Company Initiated | Planned- maintenance |  |  | 2024 | Zone 1 | Transformer only |  |  |  | 2425980 | Sus |  | CompanyInitiated¦Plannedmaintenance¦¦
24-0047029 | Company Initiated | Planned- maintenance |  |  | 2024 | Tier 2 | Distribution Circuit |  |  |  | 2425971 | Sus |  | CompanyInitiated¦Plannedmaintenance¦¦
24-0043400 | Company Initiated | Planned- maintenance |  |  | 2024 | Zone 1 | Distribution Circuit |  |  |  | 2425977 | Sus |  | CompanyInitiated¦Plannedmaintenance¦¦
24-0045268 | Company Initiated | Planned- maintenance |  |  | 2024 | Tier 2 | Transformer only |  |  |  | 2426224 | Sus |  | CompanyInitiated¦Plannedmaintenance¦¦
24-0045303 | Company Initiated | Planned- maintenance |  |  | 2024 | Tier 3 | Distribution Circuit |  |  |  | 2425996 | Sus |  | CompanyInitiated¦Plannedmaintenance¦¦
24-0040121 | Wildfire Mitigation | Planned - WSIP/System Hardening |  |  | 2024 | Tier 3 | Distribution Circuit |  |  |  | 2426017 | Sus |  | WildfireMitigation¦PlannedWSIPSystemHardening¦¦
24-0047611 | Wildfire Mitigation | Planned - WSIP/System Hardening |  |  | 2024 | Tier 2 | Transformer only |  |  |  | 2426195 | Sus |  | WildfireMitigation¦PlannedWSIPSystemHardening¦¦
24-0045287 | Company Initiated | Planned- maintenance |  |  | 2024 | Tier 2 | Distribution Circuit |  |  |  | 2425913 | Sus |  | CompanyInitiated¦Plannedmaintenance¦¦
24-0046059 | Wildfire Mitigation | Planned - WSIP/System Hardening |  |  | 2024 | Tier 3 | Transformer only |  |  |  | 2426206 | Sus |  | WildfireMitigation¦PlannedWSIPSystemHardening¦¦
24-0046360 | Company Initiated | Planned- maintenance |  |  | 2024 | Tier 2 | Distribution Circuit |  |  |  | 2426076 | Sus |  | CompanyInitiated¦Plannedmaintenance¦¦
24-0005428 | Company Initiated | Planned- capital |  |  | 2024 | Tier 2 | Distribution Circuit |  |  |  | 2426183 | Sus |  | CompanyInitiated¦Plannedcapital¦¦
24-0046402 | Company Initiated | Planned- maintenance |  |  | 2024 | Tier 2 | Distribution Circuit |  |  |  | 2426191 | Sus |  | CompanyInitiated¦Plannedmaintenance¦¦
24-0047607 | Wildfire Mitigation | Planned - WSIP/System Hardening |  |  | 2024 | Tier 2 | Distribution Circuit |  |  |  | 2426233 | Sus |  | WildfireMitigation¦PlannedWSIPSystemHardening¦¦
24-0047586 | Wildfire Mitigation | Planned - WSIP/System Hardening |  |  | 2024 | Tier 2 | Transformer only |  |  |  | 2426354 | Sus |  | WildfireMitigation¦PlannedWSIPSystemHardening¦¦
24-0047610 | Wildfire Mitigation | Planned - WSIP/System Hardening |  |  | 2024 | Tier 3 | Transformer only |  |  |  | 2426430 | Sus |  | WildfireMitigation¦PlannedWSIPSystemHardening¦¦
24-0052282 | Vegetation | Tree - fell into line | Conductor- Overhead | Normal | 2024 | Tier 3 | Distribution Circuit |  |  |  | 2426520 | Sus |  | Vegetation¦Treefellintoline¦ConductorOverhead¦Normal
24-0044226 | Wildfire Mitigation | Planned - WSIP/System Hardening |  |  | 2024 | Tier 3 | Distribution Circuit |  |  |  | 2426707 | Sus |  | WildfireMitigation¦PlannedWSIPSystemHardening¦¦
24-0045254 | Company Initiated | Planned- maintenance |  |  | 2024 | Tier 2 | Distribution Circuit |  |  |  | 2426751 | Sus |  | CompanyInitiated¦Plannedmaintenance¦¦
24-0044241 | Wildfire Mitigation | Planned - WSIP/System Hardening |  |  | 2024 | Tier 3 | Transformer only |  |  |  | 2426771 | Sus |  | WildfireMitigation¦PlannedWSIPSystemHardening¦¦
24-0044202 | Company Initiated | Planned- maintenance |  |  | 2024 | Tier 3 | Distribution Circuit |  |  |  | 2426778 | Sus |  | CompanyInitiated¦Plannedmaintenance¦¦
24-0046569 | Company Initiated | Planned- maintenance |  |  | 2024 | Tier 2 | Transformer only |  |  |  | 2426797 | Sus |  | CompanyInitiated¦Plannedmaintenance¦¦
24-0046644 | Company Initiated | Planned- maintenance |  |  | 2024 | Tier 2 | Distribution Circuit |  |  |  | 2426800 | Sus |  | CompanyInitiated¦Plannedmaintenance¦¦
24-0040122 | Wildfire Mitigation | Planned - WSIP/System Hardening |  |  | 2024 | Tier 2 | Distribution Circuit |  |  |  | 2426796 | Sus |  | WildfireMitigation¦PlannedWSIPSystemHardening¦¦
24-0046632 | Wildfire Mitigation | Planned - WSIP/System Hardening |  |  | 2024 | Tier 2 | Distribution Circuit |  |  |  | 2426808 | Sus |  | WildfireMitigation¦PlannedWSIPSystemHardening¦¦
24-0046633 | Wildfire Mitigation | Planned - WSIP/System Hardening |  |  | 2024 | Tier 2 | Transformer only |  |  |  | 2427014 | Sus |  | WildfireMitigation¦PlannedWSIPSystemHardening¦¦
24-0047618 | Wildfire Mitigation | Planned - WSIP/System Hardening |  |  | 2024 | Tier 2 | Transformer only |  |  |  | 2426850 | Sus |  | WildfireMitigation¦PlannedWSIPSystemHardening¦¦
24-0045489 | Company Initiated | Planned- maintenance |  |  | 2024 | Tier 2 | Distribution Circuit |  |  |  | 2426691 | Sus |  | CompanyInitiated¦Plannedmaintenance¦¦
24-0041400 | Wildfire Mitigation | Planned - WSIP/System Hardening |  |  | 2024 | Tier 2 | Distribution Circuit |  |  |  | 2426844 | Sus |  | WildfireMitigation¦PlannedWSIPSystemHardening¦¦
24-0045651 | Company Initiated | Planned- maintenance |  |  | 2024 | Tier 2 | Distribution Circuit |  |  |  | 2426859 | Sus |  | CompanyInitiated¦Plannedmaintenance¦¦
24-0045737 | Wildfire Mitigation | Planned - WSIP/System Hardening |  |  | 2024 | Tier 3 | Distribution Circuit |  |  |  | 2426868 | Sus |  | WildfireMitigation¦PlannedWSIPSystemHardening¦¦
24-0037478 | Company Initiated | Planned- maintenance |  |  | 2024 | Tier 2 | Transformer only |  |  |  | 2426900 | Sus |  | CompanyInitiated¦Plannedmaintenance¦¦
24-0052573 | Unknown Cause | Patrol - found nothing |  |  | 2024 | Tier 3 | Distribution Circuit |  |  |  | 2426884 | Sus |  | UnknownCause¦Patrolfoundnothing¦¦
24-0042867 | Company Initiated | Planned- maintenance |  |  | 2024 | Tier 2 | Distribution Circuit |  |  |  | 2426929 | Sus |  | CompanyInitiated¦Plannedmaintenance¦¦
24-0046634 | Wildfire Mitigation | Planned - WSIP/System Hardening |  |  | 2024 | Tier 2 | Transformer only |  |  |  | 2427042 | Sus |  | WildfireMitigation¦PlannedWSIPSystemHardening¦¦
24-0045575 | Wildfire Mitigation | Planned - WSIP/System Hardening |  |  | 2024 | Tier 2 | Transformer only |  |  |  | 2427123 | Sus |  | WildfireMitigation¦PlannedWSIPSystemHardening¦¦
24-0045262 | Company Initiated | Planned- maintenance |  |  | 2024 | Zone 1 | Transformer only |  |  |  | 2427154 | Sus |  | CompanyInitiated¦Plannedmaintenance¦¦
24-0046587 | Company Initiated | Planned- capital |  |  | 2024 | Tier 2 | Distribution Circuit |  |  |  | 2427248 | Sus |  | CompanyInitiated¦Plannedcapital¦¦
24-0052832 | Equipment Failure/Involved | Overhead | Connector or Splice (OH) | Arcing | 2024 | Tier 3 | Transformer only |  |  |  | 2427384 | Sus |  | EquipmentFailureInvolved¦Overhead¦ConnectororSplice(OH)¦Arcing
24-0045495 | Wildfire Mitigation | Planned - WSIP/System Hardening |  |  | 2024 | Tier 3 | Distribution Circuit |  |  |  | 2427554 | Sus |  | WildfireMitigation¦PlannedWSIPSystemHardening¦¦
24-0045499 | Wildfire Mitigation | Planned - WSIP/System Hardening |  |  | 2024 | Tier 3 | Transformer only |  |  |  | 2427563 | Sus |  | WildfireMitigation¦PlannedWSIPSystemHardening¦¦
24-0046788 | Company Initiated | Planned- maintenance |  |  | 2024 | Tier 2 | Distribution Circuit |  |  |  | 2427552 | Sus |  | CompanyInitiated¦Plannedmaintenance¦¦
24-0046842 | Company Initiated | Planned- maintenance |  |  | 2024 | Tier 3 | Distribution Circuit |  |  |  | 2427573 | Sus |  | CompanyInitiated¦Plannedmaintenance¦¦
24-0045785 | Company Initiated | Planned- maintenance |  |  | 2024 | Tier 3 | Transformer only |  |  |  | 2427627 | Sus |  | CompanyInitiated¦Plannedmaintenance¦¦
24-0047619 | Company Initiated | Planned- maintenance |  |  | 2024 | Tier 2 | Transformer only |  |  |  | 2427603 | Sus |  | CompanyInitiated¦Plannedmaintenance¦¦
24-0026775 | Company Initiated | Planned- capital |  |  | 2024 | Tier 2 | Distribution Circuit |  |  |  | 2427628 | Sus |  | CompanyInitiated¦Plannedcapital¦¦
24-0046650 | Wildfire Mitigation | Planned - WSIP/System Hardening |  |  | 2024 | Tier 2 | Transformer only |  |  |  | 2427641 | Sus |  | WildfireMitigation¦PlannedWSIPSystemHardening¦¦
24-0040788 | Wildfire Mitigation | Planned - WSIP/System Hardening |  |  | 2024 | Tier 3 | Distribution Circuit |  |  |  | 2427647 | Sus |  | WildfireMitigation¦PlannedWSIPSystemHardening¦¦
24-0040788 | Wildfire Mitigation | Planned - WSIP/System Hardening |  |  | 2024 | Tier 3 | Distribution Circuit |  |  |  | 2427648 | Sus |  | WildfireMitigation¦PlannedWSIPSystemHardening¦¦
24-0046476 | Company Initiated | Planned- maintenance |  |  | 2024 | Tier 2 | Distribution Circuit |  |  |  | 2427658 | Sus |  | CompanyInitiated¦Plannedmaintenance¦¦
24-0037907 | Company Initiated | Planned- maintenance |  |  | 2024 | Tier 2 | Distribution Circuit |  |  |  | 2427625 | Sus |  | CompanyInitiated¦Plannedmaintenance¦¦
24-0047955 | Wildfire Mitigation | Planned - WSIP/System Hardening |  |  | 2024 | Tier 2 | Distribution Circuit |  |  |  | 2427544 | Sus |  | WildfireMitigation¦PlannedWSIPSystemHardening¦¦
24-0044619 | Company Initiated | Planned- maintenance |  |  | 2024 | Tier 2 | Distribution Circuit |  |  |  | 2427662 | Sus |  | CompanyInitiated¦Plannedmaintenance¦¦
24-0045604 | Company Initiated | Planned- maintenance |  |  | 2024 | Tier 2 | Distribution Circuit |  |  |  | 2427694 | Sus |  | CompanyInitiated¦Plannedmaintenance¦¦
24-0046370 | Wildfire Mitigation | Planned - WSIP/System Hardening |  |  | 2024 | Tier 2 | Transformer only |  |  |  | 2427722 | Sus |  | WildfireMitigation¦PlannedWSIPSystemHardening¦¦
24-0026781 | Company Initiated | Planned- capital |  |  | 2024 | Tier 2 | Distribution Circuit |  |  |  | 2427725 | Sus |  | CompanyInitiated¦Plannedcapital¦¦
24-0045562 | Wildfire Mitigation | Planned - WSIP/System Hardening |  |  | 2024 | Tier 3 | Distribution Circuit |  |  |  | 2427726 | Sus |  | WildfireMitigation¦PlannedWSIPSystemHardening¦¦
24-0046514 | Company Initiated | Planned- maintenance |  |  | 2024 | Tier 3 | Distribution Circuit |  |  |  | 2427832 | Sus |  | CompanyInitiated¦Plannedmaintenance¦¦
24-0046028 | Wildfire Mitigation | Planned - WSIP/System Hardening |  |  | 2024 | Tier 3 | Transformer only |  |  |  | 2427747 | Sus |  | WildfireMitigation¦PlannedWSIPSystemHardening¦¦
24-0046647 | Wildfire Mitigation | Planned - WSIP/System Hardening |  |  | 2024 | Tier 2 | Distribution Circuit |  |  |  | 2427765 | Sus |  | WildfireMitigation¦PlannedWSIPSystemHardening¦¦
24-0046848 | Company Initiated | Planned- maintenance |  |  | 2024 | Tier 2 | Transformer only |  |  |  | 2427912 | Sus |  | CompanyInitiated¦Plannedmaintenance¦¦
24-0046646 | Wildfire Mitigation | Planned - WSIP/System Hardening |  |  | 2024 | Tier 2 | Distribution Circuit |  |  |  | 2427901 | Sus |  | WildfireMitigation¦PlannedWSIPSystemHardening¦¦
24-0047033 | Company Initiated | Planned- maintenance |  |  | 2024 | Tier 2 | Transformer only |  |  |  | 2427958 | Sus |  | CompanyInitiated¦Plannedmaintenance¦¦
24-0046651 | Wildfire Mitigation | Planned - WSIP/System Hardening |  |  | 2024 | Tier 3 | Transformer only |  |  |  | 2427959 | Sus |  | WildfireMitigation¦PlannedWSIPSystemHardening¦¦
24-0046151 | Wildfire Mitigation | Planned - WSIP/System Hardening |  |  | 2024 | Tier 3 | Distribution Circuit |  |  |  | 2428250 | Sus |  | WildfireMitigation¦PlannedWSIPSystemHardening¦¦
24-0047038 | Company Initiated | Planned- maintenance |  |  | 2024 | Tier 2 | Distribution Circuit |  |  |  | 2428254 | Sus |  | CompanyInitiated¦Plannedmaintenance¦¦
24-0047666 | Wildfire Mitigation | Planned - WSIP/System Hardening |  |  | 2024 | Tier 3 | Distribution Circuit |  |  |  | 2428226 | Sus |  | WildfireMitigation¦PlannedWSIPSystemHardening¦¦
24-0047642 | Company Initiated | Planned- maintenance |  |  | 2024 | Tier 2 | Distribution Circuit |  |  |  | 2428253 | Sus |  | CompanyInitiated¦Plannedmaintenance¦¦
24-0047669 | Company Initiated | Planned- maintenance |  |  | 2024 | Tier 2 | Distribution Circuit |  |  |  | 2428232 | Sus |  | CompanyInitiated¦Plannedmaintenance¦¦
24-0047034 | Company Initiated | Planned- maintenance |  |  | 2024 | Tier 2 | Distribution Circuit |  |  |  | 2428251 | Sus |  | CompanyInitiated¦Plannedmaintenance¦¦
24-0046851 | Company Initiated | Planned- maintenance |  |  | 2024 | Tier 3 | Distribution Circuit |  |  |  | 2428326 | Sus |  | CompanyInitiated¦Plannedmaintenance¦¦
24-0035696 | Company Initiated | Planned- capital |  |  | 2024 | Tier 2 | Distribution Circuit |  |  |  | 2428339 | Sus |  | CompanyInitiated¦Plannedcapital¦¦
24-0048348 | Company Initiated | Planned- maintenance |  |  | 2024 | Zone 1 | Distribution Circuit |  |  |  | 2428277 | Sus |  | CompanyInitiated¦Plannedmaintenance¦¦
24-0046365 | Company Initiated | Planned- maintenance |  |  | 2024 | Tier 2 | Distribution Circuit |  |  |  | 2428383 | Sus |  | CompanyInitiated¦Plannedmaintenance¦¦
24-0046367 | Company Initiated | Planned- maintenance |  |  | 2024 | Tier 2 | Distribution Circuit |  |  |  | 2428392 | Sus |  | CompanyInitiated¦Plannedmaintenance¦¦
24-0047091 | Company Initiated | Planned- maintenance |  |  | 2024 | Tier 2 | Transformer only |  |  |  | 2428677 | Sus |  | CompanyInitiated¦Plannedmaintenance¦¦
24-0047307 | Wildfire Mitigation | Planned - WSIP/System Hardening |  |  | 2024 | Tier 2 | Distribution Circuit |  |  |  | 2428439 | Sus |  | WildfireMitigation¦PlannedWSIPSystemHardening¦¦
24-0038814 | Company Initiated | Planned- maintenance |  |  | 2024 | Tier 2 | Distribution Circuit |  |  |  | 2428468 | Sus |  | CompanyInitiated¦Plannedmaintenance¦¦
24-0041381 | Wildfire Mitigation | Planned - WSIP/System Hardening |  |  | 2024 | Tier 2 | Distribution Circuit |  |  |  | 2428478 | Sus |  | WildfireMitigation¦PlannedWSIPSystemHardening¦¦
24-0053361 | Equipment Failure/Involved | Overhead | Pole-Wood | Broken | 2024 | Tier 2 | Distribution Circuit |  |  |  | 2428532 | Sus |  | EquipmentFailureInvolved¦Overhead¦PoleWood¦Broken
24-0047021 | Company Initiated | Planned- maintenance |  |  | 2024 | Tier 2 | Distribution Circuit |  |  |  | 2428554 | Sus |  | CompanyInitiated¦Plannedmaintenance¦¦
24-0048390 | Company Initiated | Planned- maintenance |  |  | 2024 | Tier 3 | Distribution Circuit |  |  |  | 2429116 | Sus |  | CompanyInitiated¦Plannedmaintenance¦¦
24-0048365 | Company Initiated | Planned- maintenance |  |  | 2024 | Tier 3 | Distribution Circuit |  |  |  | 2429161 | Sus |  | CompanyInitiated¦Plannedmaintenance¦¦
24-0047674 | Company Initiated | Planned- maintenance |  |  | 2024 | Tier 2 | Distribution Circuit |  |  |  | 2429156 | Sus |  | CompanyInitiated¦Plannedmaintenance¦¦
24-0047211 | Company Initiated | Planned- maintenance |  |  | 2024 | Tier 2 | Transformer only |  |  |  | 2429173 | Sus |  | CompanyInitiated¦Plannedmaintenance¦¦
24-0047210 | Company Initiated | Planned- maintenance |  |  | 2024 | Tier 2 | Transformer only |  |  |  | 2429446 | Sus |  | CompanyInitiated¦Plannedmaintenance¦¦
24-0047214 | Company Initiated | Planned- maintenance |  |  | 2024 | Tier 2 | Distribution Circuit |  |  |  | 2429201 | Sus |  | CompanyInitiated¦Plannedmaintenance¦¦
24-0029091 | Company Initiated | Planned- capital |  |  | 2024 | Tier 2 | Distribution Circuit |  |  |  | 2429215 | Sus |  | CompanyInitiated¦Plannedcapital¦¦
24-0047063 | Company Initiated | Planned- maintenance |  |  | 2024 | Tier 3 | Distribution Circuit |  |  |  | 2429210 | Sus |  | CompanyInitiated¦Plannedmaintenance¦¦
24-0048356 | Company Initiated | Planned- maintenance |  |  | 2024 | Tier 2 | Distribution Circuit |  |  |  | 2429227 | Sus |  | CompanyInitiated¦Plannedmaintenance¦¦
24-0041820 | Company Initiated | Planned- maintenance |  |  | 2024 | Tier 3 | Distribution Circuit |  |  |  | 2429263 | Sus |  | CompanyInitiated¦Plannedmaintenance¦¦
24-0046483 | Company Initiated | Planned- maintenance |  |  | 2024 | Tier 2 | Distribution Circuit |  |  |  | 2429284 | Sus |  | CompanyInitiated¦Plannedmaintenance¦¦
24-0046353 | Company Initiated | Planned- maintenance |  |  | 2024 | Tier 2 | Distribution Circuit |  |  |  | 2429262 | Sus |  | CompanyInitiated¦Plannedmaintenance¦¦
24-0046520 | Wildfire Mitigation | Planned - WSIP/System Hardening |  |  | 2024 | Tier 2 | Transformer only |  |  |  | 2429289 | Sus |  | WildfireMitigation¦PlannedWSIPSystemHardening¦¦
24-0041489 | Wildfire Mitigation | Planned - WSIP/System Hardening |  |  | 2024 | Tier 3 | Transformer only |  |  |  | 2429308 | Sus |  | WildfireMitigation¦PlannedWSIPSystemHardening¦¦
24-0046375 | Wildfire Mitigation | Planned - WSIP/System Hardening |  |  | 2024 | Tier 2 | Distribution Circuit |  |  |  | 2429325 | Sus |  | WildfireMitigation¦PlannedWSIPSystemHardening¦¦
24-0053963 | Equipment Failure/Involved | Overhead | Pole-Wood | Broken | 2024 | Tier 3 | Distribution Circuit |  |  |  | 2429339 | Sus |  | EquipmentFailureInvolved¦Overhead¦PoleWood¦Broken
24-0054085 | Company Initiated | Planned- customer | Transformer (OH) |  | 2024 | Tier 2 | Transformer only |  |  |  | 2429474 | Sus |  | CompanyInitiated¦Plannedcustomer¦Transformer(OH)¦
24-0048375 | Wildfire Mitigation | Planned - WSIP/System Hardening |  |  | 2024 | Tier 3 | Distribution Circuit |  |  |  | 2429102 | Sus |  | WildfireMitigation¦PlannedWSIPSystemHardening¦¦
24-0054331 | Equipment Failure/Involved | Overhead | Connector or Splice (OH) | Burned Open | 2024 | Tier 3 | Transformer only |  |  |  | 2430100 | Sus |  | EquipmentFailureInvolved¦Overhead¦ConnectororSplice(OH)¦BurnedOpen
24-0054577 | Unknown Cause | Patrol - found nothing |  |  | 2024 | Tier 2 | Distribution Circuit |  |  |  | 2430930 | Sus |  | UnknownCause¦Patrolfoundnothing¦¦
24-0050654 | Wildfire Mitigation | Planned - WSIP/System Hardening |  |  | 2024 | Zone 1 | Distribution Circuit |  |  |  | 2431608 | Sus |  | WildfireMitigation¦PlannedWSIPSystemHardening¦¦
24-0049126 | Company Initiated | Planned- maintenance |  |  | 2024 | Tier 3 | Distribution Circuit |  |  |  | 2431610 | Sus |  | CompanyInitiated¦Plannedmaintenance¦¦
24-0049155 | Company Initiated | Planned- maintenance |  |  | 2024 | Tier 2 | Distribution Circuit |  |  |  | 2431602 | Sus |  | CompanyInitiated¦Plannedmaintenance¦¦
24-0049023 | Wildfire Mitigation | Planned - WSIP/System Hardening |  |  | 2024 | Tier 3 | Transformer only |  |  |  | 2431642 | Sus |  | WildfireMitigation¦PlannedWSIPSystemHardening¦¦
24-0049116 | Company Initiated | Planned- maintenance |  |  | 2024 | Tier 2 | Transformer only |  |  |  | 2431629 | Sus |  | CompanyInitiated¦Plannedmaintenance¦¦
24-0050703 | Company Initiated | Planned- maintenance |  |  | 2024 | Tier 3 | Distribution Circuit |  |  |  | 2431649 | Sus |  | CompanyInitiated¦Plannedmaintenance¦¦
24-0048446 | Wildfire Mitigation | Planned - WSIP/System Hardening |  |  | 2024 | Tier 2 | Transformer only |  |  |  | 2431854 | Sus |  | WildfireMitigation¦PlannedWSIPSystemHardening¦¦
24-0049820 | Company Initiated | Planned- maintenance |  |  | 2024 | Tier 3 | Distribution Circuit |  |  |  | 2431666 | Sus |  | CompanyInitiated¦Plannedmaintenance¦¦
24-0045101 | Company Initiated | Planned- maintenance |  |  | 2024 | Tier 2 | Distribution Circuit |  |  |  | 2431668 | Sus |  | CompanyInitiated¦Plannedmaintenance¦¦
24-0043121 | Wildfire Mitigation | Planned - WSIP/System Hardening |  |  | 2024 | Tier 2 | Transformer only |  |  |  | 2431995 | Sus |  | WildfireMitigation¦PlannedWSIPSystemHardening¦¦
24-0050143 | Company Initiated | Planned- maintenance |  |  | 2024 | Tier 3 | Transformer only |  |  |  | 2431713 | Sus |  | CompanyInitiated¦Plannedmaintenance¦¦
24-0051377 | Company Initiated | Planned- maintenance |  |  | 2024 | Tier 2 | Distribution Circuit |  |  |  | 2431700 | Sus |  | CompanyInitiated¦Plannedmaintenance¦¦
24-0046345 | Company Initiated | Planned- maintenance |  |  | 2024 | Tier 2 | Distribution Circuit |  |  |  | 2431723 | Sus |  | CompanyInitiated¦Plannedmaintenance¦¦
24-0030173 | Company Initiated | Planned- capital |  |  | 2024 | Tier 2 | Distribution Circuit |  |  |  | 2431763 | Sus |  | CompanyInitiated¦Plannedcapital¦¦
24-0048373 | Company Initiated | Planned- maintenance |  |  | 2024 | Tier 3 | Transformer only |  |  |  | 2431766 | Sus |  | CompanyInitiated¦Plannedmaintenance¦¦
24-0054960 | Unknown Cause | Patrol - found nothing |  |  | 2024 | Tier 3 | Distribution Circuit |  |  |  | 2431775 | Sus |  | UnknownCause¦Patrolfoundnothing¦¦
24-0049818 | Wildfire Mitigation | Planned - WSIP/System Hardening |  |  | 2024 | Tier 2 | Transformer only |  |  |  | 2431878 | Sus |  | WildfireMitigation¦PlannedWSIPSystemHardening¦¦
24-0049156 | Company Initiated | Planned- maintenance |  |  | 2024 | Tier 2 | Distribution Circuit |  |  |  | 2431868 | Sus |  | CompanyInitiated¦Plannedmaintenance¦¦
24-0049018 | Wildfire Mitigation | Planned - WSIP/System Hardening |  |  | 2024 | Tier 3 | Transformer only |  |  |  | 2431882 | Sus |  | WildfireMitigation¦PlannedWSIPSystemHardening¦¦
24-0043124 | Wildfire Mitigation | Planned - WSIP/System Hardening |  |  | 2024 | Tier 2 | Transformer only |  |  |  | 2431906 | Sus |  | WildfireMitigation¦PlannedWSIPSystemHardening¦¦
24-0049158 | Company Initiated | Planned- maintenance |  |  | 2024 | Tier 2 | Distribution Circuit |  |  |  | 2431937 | Sus |  | CompanyInitiated¦Plannedmaintenance¦¦
24-0049022 | Company Initiated | Planned- maintenance |  |  | 2024 | Tier 2 | Distribution Circuit |  |  |  | 2431979 | Sus |  | CompanyInitiated¦Plannedmaintenance¦¦
24-0045107 | Wildfire Mitigation | Planned - WSIP/System Hardening |  |  | 2024 | Tier 3 | Distribution Circuit |  |  |  | 2431978 | Sus |  | WildfireMitigation¦PlannedWSIPSystemHardening¦¦
24-0049165 | Wildfire Mitigation | Planned - WSIP/System Hardening |  |  | 2024 | Tier 2 | Transformer only |  |  |  | 2432015 | Sus |  | WildfireMitigation¦PlannedWSIPSystemHardening¦¦
24-0049819 | Wildfire Mitigation | Planned - WSIP/System Hardening |  |  | 2024 | Tier 3 | Distribution Circuit |  |  |  | 2432049 | Sus |  | WildfireMitigation¦PlannedWSIPSystemHardening¦¦
24-0055115 | Animal | Squirrel | Cutout- fuse holder | Normal | 2024 | Tier 2 | Distribution Circuit |  |  |  | 2432071 | Sus |  | Animal¦Squirrel¦Cutoutfuseholder¦Normal
24-0050253 | Wildfire Mitigation | Planned - WSIP/System Hardening |  |  | 2024 | Tier 2 | Distribution Circuit |  |  |  | 2432410 | Sus |  | WildfireMitigation¦PlannedWSIPSystemHardening¦¦
24-0050666 | Company Initiated | Planned- maintenance |  |  | 2024 | Tier 3 | Distribution Circuit |  |  |  | 2432408 | Sus |  | CompanyInitiated¦Plannedmaintenance¦¦
24-0050791 | Company Initiated | Planned- maintenance |  |  | 2024 | Tier 2 | Distribution Circuit |  |  |  | 2432363 | Sus |  | CompanyInitiated¦Plannedmaintenance¦¦
24-0050659 | Wildfire Mitigation | Planned - WSIP/System Hardening |  |  | 2024 | Tier 2 | Distribution Circuit |  |  |  | 2432414 | Sus |  | WildfireMitigation¦PlannedWSIPSystemHardening¦¦
24-0049554 | Company Initiated | Planned- maintenance |  |  | 2024 | Tier 3 | Distribution Circuit |  |  |  | 2432416 | Sus |  | CompanyInitiated¦Plannedmaintenance¦¦
24-0051148 | Company Initiated | Planned- maintenance |  |  | 2024 | Tier 2 | Distribution Circuit |  |  |  | 2432415 | Sus |  | CompanyInitiated¦Plannedmaintenance¦¦
24-0049181 | Company Initiated | Planned- maintenance |  |  | 2024 | Tier 2 | Distribution Circuit |  |  |  | 2432421 | Sus |  | CompanyInitiated¦Plannedmaintenance¦¦
24-0049201 | Company Initiated | Planned- maintenance |  |  | 2024 | Tier 2 | Transformer only |  |  |  | 2432449 | Sus |  | CompanyInitiated¦Plannedmaintenance¦¦
24-0049223 | Wildfire Mitigation | Planned - WSIP/System Hardening |  |  | 2024 | Tier 3 | Distribution Circuit |  |  |  | 2432470 | Sus |  | WildfireMitigation¦PlannedWSIPSystemHardening¦¦
24-0043117 | Wildfire Mitigation | Planned - WSIP/System Hardening |  |  | 2024 | Tier 2 | Distribution Circuit |  |  |  | 2432459 | Sus |  | WildfireMitigation¦PlannedWSIPSystemHardening¦¦
24-0047253 | Company Initiated | Planned- maintenance |  |  | 2024 | Tier 3 | Distribution Circuit |  |  |  | 2432495 | Sus |  | CompanyInitiated¦Plannedmaintenance¦¦
24-0049305 | Company Initiated | Planned- maintenance |  |  | 2024 | Tier 2 | Distribution Circuit |  |  |  | 2432505 | Sus |  | CompanyInitiated¦Plannedmaintenance¦¦
24-0050379 | Company Initiated | Planned- maintenance |  |  | 2024 | Tier 2 | Distribution Circuit |  |  |  | 2432538 | Sus |  | CompanyInitiated¦Plannedmaintenance¦¦
24-0050257 | Company Initiated | Planned- maintenance |  |  | 2024 | Zone 1 | Transformer only |  |  |  | 2432547 | Sus |  | CompanyInitiated¦Plannedmaintenance¦¦
24-0048991 | Company Initiated | Planned- maintenance |  |  | 2024 | Tier 2 | Transformer only |  |  |  | 2432560 | Sus |  | CompanyInitiated¦Plannedmaintenance¦¦
24-0028272 | Company Initiated | Planned- capital |  |  | 2024 | Tier 3 | Distribution Circuit |  |  |  | 2432581 | Sus |  | CompanyInitiated¦Plannedcapital¦¦
24-0050075 | Company Initiated | Planned- maintenance |  |  | 2024 | Tier 2 | Distribution Circuit |  |  |  | 2432563 | Sus |  | CompanyInitiated¦Plannedmaintenance¦¦
24-0050078 | Company Initiated | Planned- maintenance |  |  | 2024 | Tier 2 | Transformer only |  |  |  | 2432568 | Sus |  | CompanyInitiated¦Plannedmaintenance¦¦
24-0048282 | Company Initiated | Planned- maintenance |  |  | 2024 | Tier 2 | Transformer only |  |  |  | 2432592 | Sus |  | CompanyInitiated¦Plannedmaintenance¦¦
24-0049313 | Wildfire Mitigation | Planned - WSIP/System Hardening |  |  | 2024 | Tier 2 | Transformer only |  |  |  | 2432780 | Sus |  | WildfireMitigation¦PlannedWSIPSystemHardening¦¦
24-0050706 | Company Initiated | Planned- maintenance |  |  | 2024 | Tier 3 | Transformer only |  |  |  | 2432796 | Sus |  | CompanyInitiated¦Plannedmaintenance¦¦
24-0049067 | Company Initiated | Planned- maintenance |  |  | 2024 | Tier 3 | Distribution Circuit |  |  |  | 2432793 | Sus |  | CompanyInitiated¦Plannedmaintenance¦¦
24-0050255 | Wildfire Mitigation | Planned - WSIP/System Hardening |  |  | 2024 | Tier 3 | Distribution Circuit |  |  |  | 2432814 | Sus |  | WildfireMitigation¦PlannedWSIPSystemHardening¦¦
24-0049157 | Company Initiated | Planned- maintenance |  |  | 2024 | Tier 2 | Distribution Circuit |  |  |  | 2432824 | Sus |  | CompanyInitiated¦Plannedmaintenance¦¦
24-0055786 | Unknown Cause | Patrol - found nothing |  |  | 2024 | Tier 2 | Distribution Circuit |  |  |  | 2433120 | Sus |  | UnknownCause¦Patrolfoundnothing¦¦
24-0049229 | Wildfire Mitigation | Planned - WSIP/System Hardening |  |  | 2024 | Tier 2 | Transformer only |  |  |  | 2433181 | Sus |  | WildfireMitigation¦PlannedWSIPSystemHardening¦¦
24-0028225 | Company Initiated | Planned- capital |  |  | 2024 | Tier 2 | Distribution Circuit |  |  |  | 2433170 | Sus |  | CompanyInitiated¦Plannedcapital¦¦
24-0049235 | Company Initiated | Planned- maintenance |  |  | 2024 | Tier 2 | Transformer only |  |  |  | 2433184 | Sus |  | CompanyInitiated¦Plannedmaintenance¦¦
24-0050714 | Company Initiated | Planned- maintenance |  |  | 2024 | Tier 2 | Distribution Circuit |  |  |  | 2433197 | Sus |  | CompanyInitiated¦Plannedmaintenance¦¦
24-0049245 | Company Initiated | Planned- maintenance |  |  | 2024 | Tier 2 | Distribution Circuit |  |  |  | 2433200 | Sus |  | CompanyInitiated¦Plannedmaintenance¦¦
24-0049263 | Wildfire Mitigation | Planned - WSIP/System Hardening |  |  | 2024 | Tier 2 | Distribution Circuit |  |  |  | 2433216 | Sus |  | WildfireMitigation¦PlannedWSIPSystemHardening¦¦
24-0050297 | Wildfire Mitigation | Planned - WSIP/System Hardening |  |  | 2024 | Tier 2 | Transformer only |  |  |  | 2433226 | Sus |  | WildfireMitigation¦PlannedWSIPSystemHardening¦¦
24-0049917 | Company Initiated | Planned- maintenance |  |  | 2024 | Tier 3 | Transformer only |  |  |  | 2433454 | Sus |  | CompanyInitiated¦Plannedmaintenance¦¦
24-0048139 | Company Initiated | Planned- maintenance |  |  | 2024 | Tier 2 | Distribution Circuit |  |  |  | 2433281 | Sus |  | CompanyInitiated¦Plannedmaintenance¦¦
24-0045239 | Wildfire Mitigation | Planned - WSIP/System Hardening |  |  | 2024 | Tier 2 | Distribution Circuit |  |  |  | 2433194 | Sus |  | WildfireMitigation¦PlannedWSIPSystemHardening¦¦
24-0049927 | Company Initiated | Planned- maintenance |  |  | 2024 | Tier 2 | Distribution Circuit |  |  |  | 2433261 | Sus |  | CompanyInitiated¦Plannedmaintenance¦¦
24-0043862 | Company Initiated | Planned- maintenance |  |  | 2024 | Tier 3 | Distribution Circuit |  |  |  | 2433266 | Sus |  | CompanyInitiated¦Plannedmaintenance¦¦
24-0049265 | Wildfire Mitigation | Planned - WSIP/System Hardening |  |  | 2024 | Tier 2 | Transformer only |  |  |  | 2433453 | Sus |  | WildfireMitigation¦PlannedWSIPSystemHardening¦¦
24-0048389 | Company Initiated | Planned- maintenance |  |  | 2024 | Tier 2 | Distribution Circuit |  |  |  | 2433296 | Sus |  | CompanyInitiated¦Plannedmaintenance¦¦
24-0042530 | Wildfire Mitigation | Planned - WSIP/System Hardening |  |  | 2024 | Tier 3 | Transformer only |  |  |  | 2433342 | Sus |  | WildfireMitigation¦PlannedWSIPSystemHardening¦¦
24-0050001 | Company Initiated | Planned- maintenance |  |  | 2024 | Tier 2 | Transformer only |  |  |  | 2433357 | Sus |  | CompanyInitiated¦Plannedmaintenance¦¦
24-0055907 | Equipment Failure/Involved | Overhead | Secondary | Burned/flashed | 2024 | Tier 2 | Transformer only |  |  |  | 2433494 | Sus |  | EquipmentFailureInvolved¦Overhead¦Secondary¦Burnedflashed
24-0049240 | Company Initiated | Planned- maintenance |  |  | 2024 | Tier 2 | Distribution Circuit |  |  |  | 2433535 | Sus |  | CompanyInitiated¦Plannedmaintenance¦¦
24-0051992 | Wildfire Mitigation | Planned - WSIP/System Hardening |  |  | 2024 | Tier 3 | Transformer only |  |  |  | 2433971 | Sus |  | WildfireMitigation¦PlannedWSIPSystemHardening¦¦
24-0051996 | Company Initiated | Planned- maintenance |  |  | 2024 | Tier 2 | Distribution Circuit |  |  |  | 2433967 | Sus |  | CompanyInitiated¦Plannedmaintenance¦¦
24-0049588 | Company Initiated | Planned- maintenance |  |  | 2024 | Tier 3 | Distribution Circuit |  |  |  | 2433985 | Sus |  | CompanyInitiated¦Plannedmaintenance¦¦
24-0050719 | Wildfire Mitigation | Planned - WSIP/System Hardening |  |  | 2024 | Tier 2 | Distribution Circuit |  |  |  | 2433981 | Sus |  | WildfireMitigation¦PlannedWSIPSystemHardening¦¦
24-0049611 | Company Initiated | Planned- maintenance |  |  | 2024 | Tier 2 | Distribution Circuit |  |  |  | 2433986 | Sus |  | CompanyInitiated¦Plannedmaintenance¦¦
24-0049619 | Company Initiated | Planned- maintenance |  |  | 2024 | Tier 3 | Distribution Circuit |  |  |  | 2433991 | Sus |  | CompanyInitiated¦Plannedmaintenance¦¦
24-0049617 | Wildfire Mitigation | Planned - WSIP/System Hardening |  |  | 2024 | Tier 3 | Distribution Circuit |  |  |  | 2433988 | Sus |  | WildfireMitigation¦PlannedWSIPSystemHardening¦¦
24-0050880 | Wildfire Mitigation | Planned - WSIP/System Hardening |  |  | 2024 | Tier 3 | Distribution Circuit |  |  |  | 2434007 | Sus |  | WildfireMitigation¦PlannedWSIPSystemHardening¦¦
24-0049578 | Company Initiated | Planned- maintenance |  |  | 2024 | Tier 2 | Transformer only |  |  |  | 2434177 | Sus |  | CompanyInitiated¦Plannedmaintenance¦¦
24-0051253 | Company Initiated | Planned- maintenance |  |  | 2024 | Tier 2 | Distribution Circuit |  |  |  | 2434113 | Sus |  | CompanyInitiated¦Plannedmaintenance¦¦
24-0056419 | 3rd Party | Vehicle | Conductor- Overhead | Broken- wire on ground | 2024 | Tier 2 | Distribution Circuit |  |  |  | 2434129 | Sus |  | 3rdParty¦Vehicle¦ConductorOverhead¦Brokenwireonground
24-0056713 | Unknown Cause | Patrol - found nothing |  |  | 2024 | Tier 2 | Distribution Circuit |  |  |  | 2434569 | Sus |  | UnknownCause¦Patrolfoundnothing¦¦
24-0056693 | Equipment Failure/Involved | Overhead | Recloser | Malfunctioning | 2024 | Tier 2 | Distribution Circuit |  |  |  | 2434602 | Sus |  | EquipmentFailureInvolved¦Overhead¦Recloser¦Malfunctioning
24-0047244 | Company Initiated | Planned- capital |  |  | 2024 | Tier 2 | Distribution Circuit |  |  |  | 2434735 | Sus |  | CompanyInitiated¦Plannedcapital¦¦
24-0056822 | Equipment Failure/Involved | Overhead | Secondary | Broken- wire on ground | 2024 | Tier 2 | Transformer only |  |  |  | 2434846 | Sus |  | EquipmentFailureInvolved¦Overhead¦Secondary¦Brokenwireonground
24-0051300 | Wildfire Mitigation | Planned - WSIP/System Hardening |  |  | 2024 | Tier 3 | Distribution Circuit |  |  |  | 2434659 | Sus |  | WildfireMitigation¦PlannedWSIPSystemHardening¦¦
24-0002411 | Company Initiated | Planned- capital |  |  | 2024 | Tier 2 | Distribution Circuit |  |  |  | 2434666 | Sus |  | CompanyInitiated¦Plannedcapital¦¦
24-0051233 | Wildfire Mitigation | Planned - WSIP/System Hardening |  |  | 2024 | Tier 2 | Distribution Circuit |  |  |  | 2434685 | Sus |  | WildfireMitigation¦PlannedWSIPSystemHardening¦¦
24-0051306 | Company Initiated | Planned- maintenance |  |  | 2024 | Tier 3 | Distribution Circuit |  |  |  | 2434695 | Sus |  | CompanyInitiated¦Plannedmaintenance¦¦
24-0051240 | Wildfire Mitigation | Planned - WSIP/System Hardening |  |  | 2024 | Tier 2 | Transformer only |  |  |  | 2434956 | Sus |  | WildfireMitigation¦PlannedWSIPSystemHardening¦¦
24-0051298 | Wildfire Mitigation | Planned - WSIP/System Hardening |  |  | 2024 | Tier 3 | Distribution Circuit |  |  |  | 2434704 | Sus |  | WildfireMitigation¦PlannedWSIPSystemHardening¦¦
24-0051327 | Company Initiated | Planned- maintenance |  |  | 2024 | Tier 3 | Distribution Circuit |  |  |  | 2434712 | Sus |  | CompanyInitiated¦Plannedmaintenance¦¦
24-0051366 | Company Initiated | Planned- maintenance |  |  | 2024 | Tier 2 | Transformer only |  |  |  | 2434723 | Sus |  | CompanyInitiated¦Plannedmaintenance¦¦
24-0052432 | Wildfire Mitigation | Planned - WSIP/System Hardening |  |  | 2024 | Tier 3 | Distribution Circuit |  |  |  | 2434731 | Sus |  | WildfireMitigation¦PlannedWSIPSystemHardening¦¦
24-0041365 | Wildfire Mitigation | Planned - WSIP/System Hardening |  |  | 2024 | Zone 1 | Transformer only |  |  |  | 2434748 | Sus |  | WildfireMitigation¦PlannedWSIPSystemHardening¦¦
24-0050643 | Wildfire Mitigation | Planned - WSIP/System Hardening |  |  | 2024 | Tier 2 | Distribution Circuit |  |  |  | 2434775 | Sus |  | WildfireMitigation¦PlannedWSIPSystemHardening¦¦
24-0056825 | Equipment Failure/Involved | Overhead | Recloser | Malfunctioning | 2024 | Tier 2 | Distribution Circuit |  |  |  | 2434856 | Sus |  | EquipmentFailureInvolved¦Overhead¦Recloser¦Malfunctioning
24-0051310 | Wildfire Mitigation | Planned - WSIP/System Hardening |  |  | 2024 | Tier 3 | Transformer only |  |  |  | 2434892 | Sus |  | WildfireMitigation¦PlannedWSIPSystemHardening¦¦
24-0051316 | Wildfire Mitigation | Planned - WSIP/System Hardening |  |  | 2024 | Tier 3 | Transformer only |  |  |  | 2435115 | Sus |  | WildfireMitigation¦PlannedWSIPSystemHardening¦¦
24-0050932 | Wildfire Mitigation | Planned - WSIP/System Hardening |  |  | 2024 | Tier 3 | Distribution Circuit |  |  |  | 2435053 | Sus |  | WildfireMitigation¦PlannedWSIPSystemHardening¦¦
24-0051334 | Wildfire Mitigation | Planned - WSIP/System Hardening |  |  | 2024 | Tier 3 | Distribution Circuit |  |  |  | 2435071 | Sus |  | WildfireMitigation¦PlannedWSIPSystemHardening¦¦
24-0051319 | Wildfire Mitigation | Planned - WSIP/System Hardening |  |  | 2024 | Tier 2 | Distribution Circuit |  |  |  | 2435107 | Sus |  | WildfireMitigation¦PlannedWSIPSystemHardening¦¦
24-0051368 | Wildfire Mitigation | Planned - WSIP/System Hardening |  |  | 2024 | Tier 2 | Distribution Circuit |  |  |  | 2435124 | Sus |  | WildfireMitigation¦PlannedWSIPSystemHardening¦¦
24-0057069 | Animal | Bird found | Conductor- Overhead | Normal | 2024 | Tier 2 | Distribution Circuit |  |  |  | 2435159 | Sus |  | Animal¦Birdfound¦ConductorOverhead¦Normal
24-0057070 | Unknown Cause | Patrol - found nothing |  |  | 2024 | Tier 2 | Distribution Circuit |  |  |  | 2435209 | Sus |  | UnknownCause¦Patrolfoundnothing¦¦
24-0057082 | Unknown Cause | Patrol - found nothing |  |  | 2024 | Tier 2 | Distribution Circuit |  |  |  | 2435274 | Sus |  | UnknownCause¦Patrolfoundnothing¦¦
24-0051441 | Company Initiated | Planned- maintenance |  |  | 2024 | Tier 3 | Transformer only |  |  |  | 2435377 | Sus |  | CompanyInitiated¦Plannedmaintenance¦¦
24-0051438 | Company Initiated | Planned- maintenance |  |  | 2024 | Tier 3 | Distribution Circuit |  |  |  | 2435378 | Sus |  | CompanyInitiated¦Plannedmaintenance¦¦
24-0051453 | Wildfire Mitigation | Planned - WSIP/System Hardening |  |  | 2024 | Tier 2 | Transformer only |  |  |  | 2435385 | Sus |  | WildfireMitigation¦PlannedWSIPSystemHardening¦¦
24-0051396 | Company Initiated | Planned- maintenance |  |  | 2024 | Tier 3 | Distribution Circuit |  |  |  | 2435383 | Sus |  | CompanyInitiated¦Plannedmaintenance¦¦
24-0051391 | Company Initiated | Planned- maintenance |  |  | 2024 | Tier 2 | Distribution Circuit |  |  |  | 2435387 | Sus |  | CompanyInitiated¦Plannedmaintenance¦¦
24-0051418 | Wildfire Mitigation | Planned - WSIP/System Hardening |  |  | 2024 | Tier 2 | Distribution Circuit |  |  |  | 2435414 | Sus |  | WildfireMitigation¦PlannedWSIPSystemHardening¦¦
24-0047240 | Wildfire Mitigation | Planned - WSIP/System Hardening |  |  | 2024 | Tier 2 | Distribution Circuit |  |  |  | 2435420 | Sus |  | WildfireMitigation¦PlannedWSIPSystemHardening¦¦
24-0051369 | Company Initiated | Planned- maintenance |  |  | 2024 | Tier 2 | Distribution Circuit |  |  |  | 2435431 | Sus |  | CompanyInitiated¦Plannedmaintenance¦¦
24-0051375 | Company Initiated | Planned- maintenance |  |  | 2024 | Tier 2 | Distribution Circuit |  |  |  | 2435439 | Sus |  | CompanyInitiated¦Plannedmaintenance¦¦
24-0051376 | Company Initiated | Planned- maintenance |  |  | 2024 | Tier 2 | Transformer only |  |  |  | 2435445 | Sus |  | CompanyInitiated¦Plannedmaintenance¦¦
24-0057187 | Equipment Failure/Involved | Overhead | Transformer (OH) | Failed/Faulted | 2024 | Tier 2 | Transformer only |  |  |  | 2435553 | Sus |  | EquipmentFailureInvolved¦Overhead¦Transformer(OH)¦FailedFaulted
24-0050688 | Wildfire Mitigation | Planned - WSIP/System Hardening |  |  | 2024 | Tier 2 | Transformer only |  |  |  | 2435547 | Sus |  | WildfireMitigation¦PlannedWSIPSystemHardening¦¦
24-0057184 | Equipment Failure/Involved | Overhead | Pole-Wood | Deteriorated | 2024 | Tier 2 | Distribution Circuit |  |  |  | 2435565 | Sus |  | EquipmentFailureInvolved¦Overhead¦PoleWood¦Deteriorated
24-0057294 | Animal | Squirrel | Conductor- Overhead | Normal | 2024 | Tier 2 | Distribution Circuit |  |  |  | 2435814 | Sus |  | Animal¦Squirrel¦ConductorOverhead¦Normal
24-0028084 | Company Initiated | Planned- capital |  |  | 2024 | Zone 1 | Distribution Circuit |  |  |  | 2435792 | Sus |  | CompanyInitiated¦Plannedcapital¦¦
24-0057317 | Animal | Squirrel | Conductor- Overhead | Normal | 2024 | Tier 2 | Distribution Circuit |  |  |  | 2435828 | Sus |  | Animal¦Squirrel¦ConductorOverhead¦Normal
24-0057314 | 3rd Party | Tree - cutting- 3rd party | Conductor- Overhead | Broken- wire on ground | 2024 | Tier 3 | Distribution Circuit |  |  |  | 2435860 | Sus |  | 3rdParty¦Treecutting3rdparty¦ConductorOverhead¦Brokenwireonground
24-0057321 | Vegetation | Tree - fell into line | Conductor- Overhead | Normal | 2024 | Tier 2 | Distribution Circuit |  |  |  | 2435891 | Sus |  | Vegetation¦Treefellintoline¦ConductorOverhead¦Normal
24-0057435 | Unknown Cause | Patrol - found nothing |  |  | 2024 | Tier 2 | Distribution Circuit |  |  |  | 2436183 | Sus |  | UnknownCause¦Patrolfoundnothing¦¦
24-0052684 | Wildfire Mitigation | Planned - WSIP/System Hardening |  |  | 2024 | Tier 2 | Distribution Circuit |  |  |  | 2436203 | Sus |  | WildfireMitigation¦PlannedWSIPSystemHardening¦¦
24-0053783 | Wildfire Mitigation | Planned - WSIP/System Hardening |  |  | 2024 | Tier 2 | Distribution Circuit |  |  |  | 2436212 | Sus |  | WildfireMitigation¦PlannedWSIPSystemHardening¦¦
24-0048395 | Company Initiated | Planned- capital |  |  | 2024 | Tier 2 | Distribution Circuit |  |  |  | 2436234 | Sus |  | CompanyInitiated¦Plannedcapital¦¦
24-0052653 | Wildfire Mitigation | Planned - WSIP/System Hardening |  |  | 2024 | Tier 2 | Transformer only |  |  |  | 2436246 | Sus |  | WildfireMitigation¦PlannedWSIPSystemHardening¦¦
24-0056062 | Wildfire Mitigation | Planned - WSIP/System Hardening |  |  | 2024 | Tier 2 | Transformer only |  |  |  | 2436283 | Sus |  | WildfireMitigation¦PlannedWSIPSystemHardening¦¦
24-0053537 | Wildfire Mitigation | Planned - WSIP/System Hardening |  |  | 2024 | Tier 2 | Distribution Circuit |  |  |  | 2436216 | Sus |  | WildfireMitigation¦PlannedWSIPSystemHardening¦¦
24-0047399 | Company Initiated | Planned- maintenance |  |  | 2024 | Tier 2 | Distribution Circuit |  |  |  | 2436326 | Sus |  | CompanyInitiated¦Plannedmaintenance¦¦
24-0050896 | Wildfire Mitigation | Planned - WSIP/System Hardening |  |  | 2024 | Tier 2 | Transformer only |  |  |  | 2436327 | Sus |  | WildfireMitigation¦PlannedWSIPSystemHardening¦¦
24-0049472 | Company Initiated | Planned- maintenance |  |  | 2024 | Tier 2 | Transformer only |  |  |  | 2436332 | Sus |  | CompanyInitiated¦Plannedmaintenance¦¦
24-0047981 | Wildfire Mitigation | Planned - WSIP/System Hardening |  |  | 2024 | Tier 2 | Transformer only |  |  |  | 2436649 | Sus |  | WildfireMitigation¦PlannedWSIPSystemHardening¦¦
24-0043413 | Company Initiated | Planned- maintenance |  |  | 2024 | Tier 2 | Distribution Circuit |  |  |  | 2436342 | Sus |  | CompanyInitiated¦Plannedmaintenance¦¦
24-0051472 | Wildfire Mitigation | Planned - WSIP/System Hardening |  |  | 2024 | Tier 3 | Transformer only |  |  |  | 2436356 | Sus |  | WildfireMitigation¦PlannedWSIPSystemHardening¦¦
24-0048440 | Company Initiated | Planned- maintenance |  |  | 2024 | Tier 2 | Distribution Circuit |  |  |  | 2436398 | Sus |  | CompanyInitiated¦Plannedmaintenance¦¦
24-0057544 | Unknown Cause | Patrol - not conducted |  |  | 2024 | Tier 2 | Distribution Circuit |  |  |  | 2436404 | Sus |  | UnknownCause¦Patrolnotconducted¦¦
24-0031275 | Company Initiated | Planned- capital |  |  | 2024 | Tier 3 | Distribution Circuit |  |  |  | 2436489 | Sus |  | CompanyInitiated¦Plannedcapital¦¦
24-0035722 | Company Initiated | Planned- capital |  |  | 2024 | Tier 2 | Distribution Circuit |  |  |  | 2436565 | Sus |  | CompanyInitiated¦Plannedcapital¦¦
24-0057634 | Unknown Cause | Patrol - found nothing |  |  | 2024 | Tier 2 | Distribution Circuit |  |  |  | 2436611 | Sus |  | UnknownCause¦Patrolfoundnothing¦¦
24-0056069 | Wildfire Mitigation | Planned - WSIP/System Hardening |  |  | 2024 | Tier 2 | Distribution Circuit |  |  |  | 2436618 | Sus |  | WildfireMitigation¦PlannedWSIPSystemHardening¦¦
24-0052688 | Wildfire Mitigation | Planned - WSIP/System Hardening |  |  | 2024 | Tier 2 | Distribution Circuit |  |  |  | 2436633 | Sus |  | WildfireMitigation¦PlannedWSIPSystemHardening¦¦
24-0052706 | Company Initiated | Planned- maintenance |  |  | 2024 | Zone 1 | Transformer only |  |  |  | 2436635 | Sus |  | CompanyInitiated¦Plannedmaintenance¦¦
24-0057780 | Unknown Cause | Patrol - found nothing |  |  | 2024 | Tier 2 | Distribution Circuit |  |  |  | 2436975 | Sus |  | UnknownCause¦Patrolfoundnothing¦¦
24-0054270 | Wildfire Mitigation | Planned - WSIP/System Hardening |  |  | 2024 | Tier 2 | Distribution Circuit |  |  |  | 2437154 | Sus |  | WildfireMitigation¦PlannedWSIPSystemHardening¦¦
24-0056076 | Wildfire Mitigation | Planned - WSIP/System Hardening |  |  | 2024 | Tier 2 | Distribution Circuit |  |  |  | 2437171 | Sus |  | WildfireMitigation¦PlannedWSIPSystemHardening¦¦
24-0054137 | Wildfire Mitigation | Planned - WSIP/System Hardening |  |  | 2024 | Tier 2 | Transformer only |  |  |  | 2437181 | Sus |  | WildfireMitigation¦PlannedWSIPSystemHardening¦¦
24-0053152 | Company Initiated | Planned- maintenance |  |  | 2024 | Tier 2 | Distribution Circuit |  |  |  | 2437223 | Sus |  | CompanyInitiated¦Plannedmaintenance¦¦
24-0052921 | Company Initiated | Planned- maintenance |  |  | 2024 | Tier 2 | Transformer only |  |  |  | 2437215 | Sus |  | CompanyInitiated¦Plannedmaintenance¦¦
24-0053173 | Company Initiated | Planned- maintenance |  |  | 2024 | Tier 2 | Distribution Circuit |  |  |  | 2437115 | Sus |  | CompanyInitiated¦Plannedmaintenance¦¦
24-0045246 | Wildfire Mitigation | Planned - WSIP/System Hardening |  |  | 2024 | Tier 2 | Distribution Circuit |  |  |  | 2437151 | Sus |  | WildfireMitigation¦PlannedWSIPSystemHardening¦¦
24-0054094 | Company Initiated | Planned- maintenance |  |  | 2024 | Tier 2 | Distribution Circuit |  |  |  | 2437240 | Sus |  | CompanyInitiated¦Plannedmaintenance¦¦
24-0050907 | Company Initiated | Planned- maintenance |  |  | 2024 | Tier 2 | Distribution Circuit |  |  |  | 2437248 | Sus |  | CompanyInitiated¦Plannedmaintenance¦¦
24-0035975 | Company Initiated | Planned- capital |  |  | 2024 | Tier 2 | Distribution Circuit |  |  |  | 2437397 | Sus |  | CompanyInitiated¦Plannedcapital¦¦
24-0047361 | Wildfire Mitigation | Planned - WSIP/System Hardening |  |  | 2024 | Tier 3 | Distribution Circuit |  |  |  | 2437199 | Sus |  | WildfireMitigation¦PlannedWSIPSystemHardening¦¦
24-0057916 | Company Initiated | Planned- capital |  |  | 2024 | Tier 2 | Distribution Circuit |  |  |  | 2437289 | Sus |  | CompanyInitiated¦Plannedcapital¦¦
24-0052446 | Company Initiated | Planned- maintenance |  |  | 2024 | Tier 3 | Distribution Circuit |  |  |  | 2437271 | Sus |  | CompanyInitiated¦Plannedmaintenance¦¦
24-0050911 | Company Initiated | Planned- maintenance |  |  | 2024 | Tier 2 | Transformer only |  |  |  | 2437310 | Sus |  | CompanyInitiated¦Plannedmaintenance¦¦
24-0048453 | Company Initiated | Planned- maintenance |  |  | 2024 | Tier 2 | Distribution Circuit |  |  |  | 2437311 | Sus |  | CompanyInitiated¦Plannedmaintenance¦¦
24-0054096 | Company Initiated | Planned- maintenance |  |  | 2024 | Tier 2 | Distribution Circuit |  |  |  | 2437357 | Sus |  | CompanyInitiated¦Plannedmaintenance¦¦
24-0057009 | Equipment Failure/Involved | Fire- pole | Pole-Wood | Burned/flashed | 2024 | Tier 2 | Distribution Circuit |  |  |  | 2437370 | Sus |  | EquipmentFailureInvolved¦Firepole¦PoleWood¦Burnedflashed
24-0057950 | Equipment Failure/Involved | Overhead | Crossarm- Wood | Broken | 2024 | Tier 2 | Distribution Circuit |  |  |  | 2437387 | Sus |  | EquipmentFailureInvolved¦Overhead¦CrossarmWood¦Broken
24-0057900 | Equipment Failure/Involved | Overhead | Pole-Wood | Broken | 2024 | Tier 3 | Distribution Circuit |  |  |  | 2437284 | Sus |  | EquipmentFailureInvolved¦Overhead¦PoleWood¦Broken
24-0054146 | Wildfire Mitigation | Planned - WSIP/System Hardening |  |  | 2024 | Tier 2 | Distribution Circuit |  |  |  | 2437398 | Sus |  | WildfireMitigation¦PlannedWSIPSystemHardening¦¦
24-0054150 | Wildfire Mitigation | Planned - WSIP/System Hardening |  |  | 2024 | Tier 2 | Transformer only |  |  |  | 2437489 | Sus |  | WildfireMitigation¦PlannedWSIPSystemHardening¦¦
24-0052724 | Company Initiated | Planned- maintenance |  |  | 2024 | Tier 2 | Distribution Circuit |  |  |  | 2437580 | Sus |  | CompanyInitiated¦Plannedmaintenance¦¦
24-0053157 | Wildfire Mitigation | Planned - WSIP/System Hardening |  |  | 2024 | Tier 2 | Transformer only |  |  |  | 2437597 | Sus |  | WildfireMitigation¦PlannedWSIPSystemHardening¦¦
24-0054372 | Company Initiated | Planned- maintenance |  |  | 2024 | Tier 3 | Distribution Circuit |  |  |  | 2437877 | Sus |  | CompanyInitiated¦Plannedmaintenance¦¦
24-0049025 | Company Initiated | Planned- maintenance |  |  | 2024 | Tier 2 | Transformer only |  |  |  | 2437890 | Sus |  | CompanyInitiated¦Plannedmaintenance¦¦
24-0056092 | Wildfire Mitigation | Planned - WSIP/System Hardening |  |  | 2024 | Zone 1 | Distribution Circuit |  |  |  | 2437894 | Sus |  | WildfireMitigation¦PlannedWSIPSystemHardening¦¦
24-0045525 | Wildfire Mitigation | Planned - WSIP/System Hardening |  |  | 2024 | Tier 2 | Distribution Circuit |  |  |  | 2437906 | Sus |  | WildfireMitigation¦PlannedWSIPSystemHardening¦¦
24-0053193 | Company Initiated | Planned- maintenance |  |  | 2024 | Tier 2 | Distribution Circuit |  |  |  | 2437945 | Sus |  | CompanyInitiated¦Plannedmaintenance¦¦
24-0058358 | Equipment Failure/Involved | Overhead | Pole-Wood | Broken | 2024 | Tier 2 | Distribution Circuit |  |  |  | 2437901 | Sus |  | EquipmentFailureInvolved¦Overhead¦PoleWood¦Broken
24-0054158 | Company Initiated | Planned- maintenance |  |  | 2024 | Tier 3 | Distribution Circuit |  |  |  | 2437970 | Sus |  | CompanyInitiated¦Plannedmaintenance¦¦
24-0043653 | Company Initiated | Planned- maintenance |  |  | 2024 | Tier 2 | Transformer only |  |  |  | 2438000 | Sus |  | CompanyInitiated¦Plannedmaintenance¦¦
24-0048319 | Company Initiated | Planned- maintenance |  |  | 2024 | Tier 2 | Distribution Circuit |  |  |  | 2437902 | Sus |  | CompanyInitiated¦Plannedmaintenance¦¦
24-0052129 | Company Initiated | Planned- maintenance |  |  | 2024 | Tier 2 | Distribution Circuit |  |  |  | 2437979 | Sus |  | CompanyInitiated¦Plannedmaintenance¦¦
24-0050088 | Company Initiated | Planned- maintenance |  |  | 2024 | Tier 2 | Transformer only |  |  |  | 2437999 | Sus |  | CompanyInitiated¦Plannedmaintenance¦¦
24-0043118 | Wildfire Mitigation | Planned - WSIP/System Hardening |  |  | 2024 | Tier 2 | Distribution Circuit |  |  |  | 2438023 | Sus |  | WildfireMitigation¦PlannedWSIPSystemHardening¦¦
23-0135583 | Company Initiated | Planned- capital |  |  | 2024 | Tier 2 | Distribution Circuit |  |  |  | 2438085 | Sus |  | CompanyInitiated¦Plannedcapital¦¦
24-0054367 | Wildfire Mitigation | Planned - WSIP/System Hardening |  |  | 2024 | Tier 3 | Transformer only |  |  |  | 2438238 | Sus |  | WildfireMitigation¦PlannedWSIPSystemHardening¦¦
24-0058458 | Vegetation | Tree - branch fell on line | Conductor- Overhead | Normal | 2024 | Tier 3 | Distribution Circuit |  |  |  | 2438103 | Sus |  | Vegetation¦Treebranchfellonline¦ConductorOverhead¦Normal
24-0056093 | Wildfire Mitigation | Planned - WSIP/System Hardening |  |  | 2024 | Tier 2 | Transformer only |  |  |  | 2438164 | Sus |  | WildfireMitigation¦PlannedWSIPSystemHardening¦¦
24-0058047 | Company Initiated | Planned- maintenance |  |  | 2024 | Tier 2 | Transformer only |  |  |  | 2438235 | Sus |  | CompanyInitiated¦Plannedmaintenance¦¦
24-0053197 | Wildfire Mitigation | Planned - WSIP/System Hardening |  |  | 2024 | Tier 2 | Transformer only |  |  |  | 2438257 | Sus |  | WildfireMitigation¦PlannedWSIPSystemHardening¦¦
24-0058715 | Animal | Other | Recloser | Normal | 2024 | Tier 2 | Distribution Circuit |  |  |  | 2438551 | Sus |  | Animal¦Other¦Recloser¦Normal
24-0010035 | Company Initiated | Planned- capital |  |  | 2024 | Tier 3 | Distribution Circuit |  |  |  | 2438681 | Sus |  | CompanyInitiated¦Plannedcapital¦¦
24-0053733 | Wildfire Mitigation | Planned - WSIP/System Hardening |  |  | 2024 | Zone 1 | Distribution Circuit |  |  |  | 2438641 | Sus |  | WildfireMitigation¦PlannedWSIPSystemHardening¦¦
24-0055043 | Wildfire Mitigation | Planned - WSIP/System Hardening |  |  | 2024 | Tier 3 | Transformer only |  |  |  | 2438656 | Sus |  | WildfireMitigation¦PlannedWSIPSystemHardening¦¦
24-0053969 | Wildfire Mitigation | Planned - WSIP/System Hardening |  |  | 2024 | Tier 3 | Distribution Circuit |  |  |  | 2438661 | Sus |  | WildfireMitigation¦PlannedWSIPSystemHardening¦¦
24-0053900 | Company Initiated | Planned- maintenance |  |  | 2024 | Tier 3 | Distribution Circuit |  |  |  | 2438667 | Sus |  | CompanyInitiated¦Plannedmaintenance¦¦
24-0055027 | Company Initiated | Planned- maintenance |  |  | 2024 | Tier 2 | Distribution Circuit |  |  |  | 2438691 | Sus |  | CompanyInitiated¦Plannedmaintenance¦¦
24-0053288 | Company Initiated | Planned- maintenance |  |  | 2024 | Tier 2 | Distribution Circuit |  |  |  | 2438688 | Sus |  | CompanyInitiated¦Plannedmaintenance¦¦
24-0054006 | Wildfire Mitigation | Planned - WSIP/System Hardening |  |  | 2024 | Tier 3 | Transformer only |  |  |  | 2438805 | Sus |  | WildfireMitigation¦PlannedWSIPSystemHardening¦¦
24-0049937 | Company Initiated | Planned- maintenance |  |  | 2024 | Tier 3 | Distribution Circuit |  |  |  | 2438811 | Sus |  | CompanyInitiated¦Plannedmaintenance¦¦
24-0052988 | Wildfire Mitigation | Planned - WSIP/System Hardening |  |  | 2024 | Tier 3 | Distribution Circuit |  |  |  | 2438831 | Sus |  | WildfireMitigation¦PlannedWSIPSystemHardening¦¦
24-0058836 | Company Initiated | Planned- capital |  |  | 2024 | Tier 3 | Distribution Circuit |  |  |  | 2438862 | Sus |  | CompanyInitiated¦Plannedcapital¦¦
24-0051246 | Company Initiated | Planned- maintenance |  |  | 2024 | Tier 2 | Transformer only |  |  |  | 2438873 | Sus |  | CompanyInitiated¦Plannedmaintenance¦¦
24-0050620 | Company Initiated | Planned- maintenance |  |  | 2024 | Tier 2 | Transformer only |  |  |  | 2438879 | Sus |  | CompanyInitiated¦Plannedmaintenance¦¦
24-0054016 | Wildfire Mitigation | Planned - WSIP/System Hardening |  |  | 2024 | Tier 3 | Transformer only |  |  |  | 2438918 | Sus |  | WildfireMitigation¦PlannedWSIPSystemHardening¦¦
24-0053868 | Company Initiated | Planned- maintenance |  |  | 2024 | Tier 2 | Transformer only |  |  |  | 2438951 | Sus |  | CompanyInitiated¦Plannedmaintenance¦¦
24-0052712 | Company Initiated | Planned- maintenance |  |  | 2024 | Tier 2 | Transformer only |  |  |  | 2439019 | Sus |  | CompanyInitiated¦Plannedmaintenance¦¦
24-0010035 | Company Initiated | Planned- capital |  |  | 2024 | Tier 3 | Substation - Distribution |  |  |  | 2439154 | Sus |  | CompanyInitiated¦Plannedcapital¦¦
24-0055030 | Wildfire Mitigation | Planned - WSIP/System Hardening |  |  | 2024 | Tier 2 | Distribution Circuit |  |  |  | 2439523 | Sus |  | WildfireMitigation¦PlannedWSIPSystemHardening¦¦
24-0055039 | Wildfire Mitigation | Planned - WSIP/System Hardening |  |  | 2024 | Tier 2 | Transformer only |  |  |  | 2439533 | Sus |  | WildfireMitigation¦PlannedWSIPSystemHardening¦¦
24-0054965 | Company Initiated | Planned- maintenance |  |  | 2024 | Tier 2 | Distribution Circuit |  |  |  | 2439527 | Sus |  | CompanyInitiated¦Plannedmaintenance¦¦
24-0054971 | Company Initiated | Planned- maintenance |  |  | 2024 | Tier 2 | Transformer only |  |  |  | 2439804 | Sus |  | CompanyInitiated¦Plannedmaintenance¦¦
24-0055025 | Company Initiated | Planned- maintenance |  |  | 2024 | Tier 2 | Transformer only |  |  |  | 2439541 | Sus |  | CompanyInitiated¦Plannedmaintenance¦¦
24-0053525 | Company Initiated | Planned- capital |  |  | 2024 | Tier 2 | Distribution Circuit |  |  |  | 2439539 | Sus |  | CompanyInitiated¦Plannedcapital¦¦
24-0054078 | Wildfire Mitigation | Planned - WSIP/System Hardening |  |  | 2024 | Tier 2 | Distribution Circuit |  |  |  | 2439542 | Sus |  | WildfireMitigation¦PlannedWSIPSystemHardening¦¦
24-0053985 | Company Initiated | Planned- maintenance |  |  | 2024 | Tier 2 | Distribution Circuit |  |  |  | 2439548 | Sus |  | CompanyInitiated¦Plannedmaintenance¦¦
24-0055048 | Company Initiated | Planned- maintenance |  |  | 2024 | Tier 3 | Distribution Circuit |  |  |  | 2439556 | Sus |  | CompanyInitiated¦Plannedmaintenance¦¦
24-0054958 | Company Initiated | Planned- maintenance |  |  | 2024 | Tier 2 | Distribution Circuit |  |  |  | 2439565 | Sus |  | CompanyInitiated¦Plannedmaintenance¦¦
24-0051165 | Wildfire Mitigation | Planned - WSIP/System Hardening |  |  | 2024 | Tier 3 | Distribution Circuit |  |  |  | 2439605 | Sus |  | WildfireMitigation¦PlannedWSIPSystemHardening¦¦
24-0053997 | Company Initiated | Planned- maintenance |  |  | 2024 | Tier 3 | Transformer only |  |  |  | 2439615 | Sus |  | CompanyInitiated¦Plannedmaintenance¦¦
24-0043139 | Company Initiated | Planned- maintenance |  |  | 2024 | Tier 2 | Distribution Circuit |  |  |  | 2439699 | Sus |  | CompanyInitiated¦Plannedmaintenance¦¦
24-0054950 | Wildfire Mitigation | Planned - WSIP/System Hardening |  |  | 2024 | Tier 2 | Transformer only |  |  |  | 2439722 | Sus |  | WildfireMitigation¦PlannedWSIPSystemHardening¦¦
24-0054075 | Wildfire Mitigation | Planned - WSIP/System Hardening |  |  | 2024 | Tier 2 | Distribution Circuit |  |  |  | 2439743 | Sus |  | WildfireMitigation¦PlannedWSIPSystemHardening¦¦
24-0054954 | Wildfire Mitigation | Planned - WSIP/System Hardening |  |  | 2024 | Tier 2 | Transformer only |  |  |  | 2439771 | Sus |  | WildfireMitigation¦PlannedWSIPSystemHardening¦¦
24-0048135 | Company Initiated | Planned- maintenance |  |  | 2024 | Tier 2 | Distribution Circuit |  |  |  | 2439831 | Sus |  | CompanyInitiated¦Plannedmaintenance¦¦
24-0048137 | Company Initiated | Planned- maintenance |  |  | 2024 | Tier 2 | Transformer only |  |  |  | 2439835 | Sus |  | CompanyInitiated¦Plannedmaintenance¦¦
24-0054065 | Company Initiated | Planned- maintenance |  |  | 2024 | Zone 1 | Transformer only |  |  |  | 2439863 | Sus |  | CompanyInitiated¦Plannedmaintenance¦¦
24-0053990 | Wildfire Mitigation | Planned - WSIP/System Hardening |  |  | 2024 | Tier 3 | Transformer only |  |  |  | 2439935 | Sus |  | WildfireMitigation¦PlannedWSIPSystemHardening¦¦
24-0059527 | Equipment Failure/Involved | Overhead | Transformer (OH) | Failed/Faulted | 2024 | Tier 2 | Transformer only |  |  |  | 2440216 | Sus |  | EquipmentFailureInvolved¦Overhead¦Transformer(OH)¦FailedFaulted
24-0055055 | Company Initiated | Planned- maintenance |  |  | 2024 | Tier 2 | Distribution Circuit |  |  |  | 2440396 | Sus |  | CompanyInitiated¦Plannedmaintenance¦¦
24-0055106 | Company Initiated | Planned- maintenance |  |  | 2024 | Tier 3 | Distribution Circuit |  |  |  | 2440398 | Sus |  | CompanyInitiated¦Plannedmaintenance¦¦
24-0009271 | Company Initiated | Planned- capital |  |  | 2024 | Tier 2 | Distribution Circuit |  |  |  | 2440397 | Sus |  | CompanyInitiated¦Plannedcapital¦¦
24-0055098 | Company Initiated | Planned- maintenance |  |  | 2024 | Tier 3 | Distribution Circuit |  |  |  | 2440411 | Sus |  | CompanyInitiated¦Plannedmaintenance¦¦
24-0052715 | Company Initiated | Planned- maintenance |  |  | 2024 | Zone 1 | Transformer only |  |  |  | 2440419 | Sus |  | CompanyInitiated¦Plannedmaintenance¦¦
24-0059621 | Equipment Failure/Involved | Electrical Overload | Transformer | Failed/Faulted | 2024 | Tier 2 | Transformer only |  |  |  | 2440494 | Sus |  | EquipmentFailureInvolved¦ElectricalOverload¦Transformer¦FailedFaulted
24-0059624 | Equipment Failure/Involved | Overhead | Crossarm- Wood | Broken | 2024 | Tier 2 | Distribution Circuit |  |  |  | 2440565 | Sus |  | EquipmentFailureInvolved¦Overhead¦CrossarmWood¦Broken
24-0055119 | Wildfire Mitigation | Planned - WSIP/System Hardening |  |  | 2024 | Tier 3 | Transformer only |  |  |  | 2440635 | Sus |  | WildfireMitigation¦PlannedWSIPSystemHardening¦¦
24-0048008 | Company Initiated | Planned- capital |  |  | 2024 | Tier 2 | Distribution Circuit |  |  |  | 2440981 | Sus |  | CompanyInitiated¦Plannedcapital¦¦
24-0059774 | Equipment Failure/Involved | Overhead | Insulator | Broken | 2024 | Zone 1 | Distribution Circuit |  |  |  | 2441070 | Sus |  | EquipmentFailureInvolved¦Overhead¦Insulator¦Broken
24-0056074 | Company Initiated | Planned- maintenance |  |  | 2024 | Tier 2 | Distribution Circuit |  |  |  | 2441337 | Sus |  | CompanyInitiated¦Plannedmaintenance¦¦
24-0056279 | Wildfire Mitigation | Planned - WSIP/System Hardening |  |  | 2024 | Tier 2 | Transformer only |  |  |  | 2441351 | Sus |  | WildfireMitigation¦PlannedWSIPSystemHardening¦¦
24-0056073 | Wildfire Mitigation | Planned - WSIP/System Hardening |  |  | 2024 | Tier 2 | Distribution Circuit |  |  |  | 2441347 | Sus |  | WildfireMitigation¦PlannedWSIPSystemHardening¦¦
24-0056973 | Company Initiated | Planned- capital |  |  | 2024 | Tier 3 | Distribution Circuit |  |  |  | 2441464 | Sus |  | CompanyInitiated¦Plannedcapital¦¦
24-0056441 | Company Initiated | Planned- maintenance |  |  | 2024 | Tier 2 | Distribution Circuit |  |  |  | 2441373 | Sus |  | CompanyInitiated¦Plannedmaintenance¦¦
24-0056278 | Wildfire Mitigation | Planned - WSIP/System Hardening |  |  | 2024 | Tier 2 | Transformer only |  |  |  | 2441358 | Sus |  | WildfireMitigation¦PlannedWSIPSystemHardening¦¦
24-0055457 | Company Initiated | Planned- maintenance |  |  | 2024 | Tier 2 | Transformer only |  |  |  | 2441395 | Sus |  | CompanyInitiated¦Plannedmaintenance¦¦
24-0055468 | Company Initiated | Planned- maintenance |  |  | 2024 | Tier 3 | Distribution Circuit |  |  |  | 2441396 | Sus |  | CompanyInitiated¦Plannedmaintenance¦¦
24-0053514 | Wildfire Mitigation | Planned - WSIP/System Hardening |  |  | 2024 | Tier 3 | Transformer only |  |  |  | 2441427 | Sus |  | WildfireMitigation¦PlannedWSIPSystemHardening¦¦
24-0055448 | Company Initiated | Planned- maintenance |  |  | 2024 | Tier 2 | Distribution Circuit |  |  |  | 2441448 | Sus |  | CompanyInitiated¦Plannedmaintenance¦¦
24-0053871 | Company Initiated | Planned- maintenance |  |  | 2024 | Tier 2 | Distribution Circuit |  |  |  | 2441771 | Sus |  | CompanyInitiated¦Plannedmaintenance¦¦
24-0048263 | Wildfire Mitigation | Planned - WSIP/System Hardening |  |  | 2024 | Tier 2 | Transformer only |  |  |  | 2441513 | Sus |  | WildfireMitigation¦PlannedWSIPSystemHardening¦¦
24-0043990 | Wildfire Mitigation | Planned - WSIP/System Hardening |  |  | 2024 | Tier 3 | Distribution Circuit |  |  |  | 2441517 | Sus |  | WildfireMitigation¦PlannedWSIPSystemHardening¦¦
24-0053497 | Company Initiated | Planned- maintenance |  |  | 2024 | Tier 2 | Distribution Circuit |  |  |  | 2441542 | Sus |  | CompanyInitiated¦Plannedmaintenance¦¦
24-0055244 | Wildfire Mitigation | Planned - WSIP/System Hardening |  |  | 2024 | Tier 2 | Transformer only |  |  |  | 2441778 | Sus |  | WildfireMitigation¦PlannedWSIPSystemHardening¦¦
24-0053565 | Company Initiated | Planned- maintenance |  |  | 2024 | Tier 2 | Distribution Circuit |  |  |  | 2441618 | Sus |  | CompanyInitiated¦Plannedmaintenance¦¦
24-0053517 | Wildfire Mitigation | Planned - WSIP/System Hardening |  |  | 2024 | Tier 3 | Transformer only |  |  |  | 2441649 | Sus |  | WildfireMitigation¦PlannedWSIPSystemHardening¦¦
24-0056130 | Wildfire Mitigation | Planned - WSIP/System Hardening |  |  | 2024 | Tier 2 | Transformer only |  |  |  | 2441654 | Sus |  | WildfireMitigation¦PlannedWSIPSystemHardening¦¦
24-0044027 | Company Initiated | Planned- maintenance |  |  | 2024 | Tier 2 | Distribution Circuit |  |  |  | 2441663 | Sus |  | CompanyInitiated¦Plannedmaintenance¦¦
24-0056131 | Wildfire Mitigation | Planned - WSIP/System Hardening |  |  | 2024 | Tier 2 | Distribution Circuit |  |  |  | 2441722 | Sus |  | WildfireMitigation¦PlannedWSIPSystemHardening¦¦
24-0056132 | Wildfire Mitigation | Planned - WSIP/System Hardening |  |  | 2024 | Tier 2 | Transformer only |  |  |  | 2441857 | Sus |  | WildfireMitigation¦PlannedWSIPSystemHardening¦¦
24-0050488 | Wildfire Mitigation | Planned - WSIP/System Hardening |  |  | 2024 | Tier 2 | Transformer only |  |  |  | 2441938 | Sus |  | WildfireMitigation¦PlannedWSIPSystemHardening¦¦
24-0060377 | Environmental/External | Lightning | Transformer (OH) | Failed/Faulted | 2024 | Tier 2 | Transformer only |  |  |  | 2442234 | Sus |  | EnvironmentalExternal¦Lightning¦Transformer(OH)¦FailedFaulted
24-0056549 | Wildfire Mitigation | Planned - WSIP/System Hardening |  |  | 2024 | Tier 2 | Transformer only |  |  |  | 2442265 | Sus |  | WildfireMitigation¦PlannedWSIPSystemHardening¦¦
24-0056515 | Wildfire Mitigation | Planned - WSIP/System Hardening |  |  | 2024 | Tier 2 | Transformer only |  |  |  | 2442266 | Sus |  | WildfireMitigation¦PlannedWSIPSystemHardening¦¦
24-0056339 | Wildfire Mitigation | Planned - WSIP/System Hardening |  |  | 2024 | Tier 2 | Transformer only |  |  |  | 2442324 | Sus |  | WildfireMitigation¦PlannedWSIPSystemHardening¦¦
24-0029748 | Company Initiated | Planned- capital |  |  | 2024 | Tier 3 | Distribution Circuit |  |  |  | 2442261 | Sus |  | CompanyInitiated¦Plannedcapital¦¦
24-0055546 | Company Initiated | Planned- maintenance |  |  | 2024 | Tier 2 | Distribution Circuit |  |  |  | 2442272 | Sus |  | CompanyInitiated¦Plannedmaintenance¦¦
24-0049030 | Company Initiated | Planned- maintenance |  |  | 2024 | Tier 2 | Transformer only |  |  |  | 2442289 | Sus |  | CompanyInitiated¦Plannedmaintenance¦¦
24-0055531 | Company Initiated | Planned- maintenance |  |  | 2024 | Tier 2 | Distribution Circuit |  |  |  | 2442291 | Sus |  | CompanyInitiated¦Plannedmaintenance¦¦
24-0052980 | Wildfire Mitigation | Planned - WSIP/System Hardening |  |  | 2024 | Tier 2 | Distribution Circuit |  |  |  | 2442305 | Sus |  | WildfireMitigation¦PlannedWSIPSystemHardening¦¦
24-0058766 | Company Initiated | Planned- maintenance |  |  | 2024 | Tier 2 | Distribution Circuit |  |  |  | 2442322 | Sus |  | CompanyInitiated¦Plannedmaintenance¦¦
24-0055766 | Wildfire Mitigation | Planned - WSIP/System Hardening |  |  | 2024 | Tier 2 | Transformer only |  |  |  | 2442484 | Sus |  | WildfireMitigation¦PlannedWSIPSystemHardening¦¦
24-0054804 | Wildfire Mitigation | Planned - WSIP/System Hardening |  |  | 2024 | Tier 3 | Transformer only |  |  |  | 2442424 | Sus |  | WildfireMitigation¦PlannedWSIPSystemHardening¦¦
24-0055247 | Company Initiated | Planned- maintenance |  |  | 2024 | Tier 2 | Distribution Circuit |  |  |  | 2442428 | Sus |  | CompanyInitiated¦Plannedmaintenance¦¦
24-0051747 | Company Initiated | Planned- maintenance |  |  | 2024 | Tier 2 | Transformer only |  |  |  | 2442439 | Sus |  | CompanyInitiated¦Plannedmaintenance¦¦
24-0054809 | Wildfire Mitigation | Planned - WSIP/System Hardening |  |  | 2024 | Tier 2 | Transformer only |  |  |  | 2442426 | Sus |  | WildfireMitigation¦PlannedWSIPSystemHardening¦¦
24-0055240 | Wildfire Mitigation | Planned - WSIP/System Hardening |  |  | 2024 | Tier 2 | Distribution Circuit |  |  |  | 2442185 | Sus |  | WildfireMitigation¦PlannedWSIPSystemHardening¦¦
24-0049743 | Company Initiated | Planned- maintenance |  |  | 2024 | Tier 3 | Distribution Circuit |  |  |  | 2442412 | Sus |  | CompanyInitiated¦Plannedmaintenance¦¦
24-0053575 | Company Initiated | Planned- maintenance |  |  | 2024 | Tier 3 | Distribution Circuit |  |  |  | 2442434 | Sus |  | CompanyInitiated¦Plannedmaintenance¦¦
24-0002279 | Company Initiated | Planned- maintenance |  |  | 2024 | Tier 2 | Distribution Circuit |  |  |  | 2442575 | Sus |  | CompanyInitiated¦Plannedmaintenance¦¦
24-0044464 | Company Initiated | Planned- maintenance |  |  | 2024 | Tier 3 | Distribution Circuit |  |  |  | 2442453 | Sus |  | CompanyInitiated¦Plannedmaintenance¦¦
24-0056342 | Wildfire Mitigation | Planned - WSIP/System Hardening |  |  | 2024 | Tier 2 | Transformer only |  |  |  | 2442567 | Sus |  | WildfireMitigation¦PlannedWSIPSystemHardening¦¦
24-0055772 | Wildfire Mitigation | Planned - WSIP/System Hardening |  |  | 2024 | Tier 2 | Transformer only |  |  |  | 2442568 | Sus |  | WildfireMitigation¦PlannedWSIPSystemHardening¦¦
24-0056347 | Wildfire Mitigation | Planned - WSIP/System Hardening |  |  | 2024 | Tier 2 | Distribution Circuit |  |  |  | 2442574 | Sus |  | WildfireMitigation¦PlannedWSIPSystemHardening¦¦
24-0060431 | Equipment Failure/Involved | Overhead | Transformer (OH) | Failed/Faulted | 2024 | Tier 2 | Transformer only |  |  |  | 2442592 | Sus |  | EquipmentFailureInvolved¦Overhead¦Transformer(OH)¦FailedFaulted
24-0055775 | Wildfire Mitigation | Planned - WSIP/System Hardening |  |  | 2024 | Tier 2 | Distribution Circuit |  |  |  | 2442613 | Sus |  | WildfireMitigation¦PlannedWSIPSystemHardening¦¦
24-0056554 | Wildfire Mitigation | Planned - WSIP/System Hardening |  |  | 2024 | Tier 2 | Transformer only |  |  |  | 2442672 | Sus |  | WildfireMitigation¦PlannedWSIPSystemHardening¦¦
24-0055541 | Company Initiated | Planned- maintenance |  |  | 2024 | Tier 2 | Transformer only |  |  |  | 2442684 | Sus |  | CompanyInitiated¦Plannedmaintenance¦¦
24-0056360 | Wildfire Mitigation | Planned - WSIP/System Hardening |  |  | 2024 | Tier 2 | Distribution Circuit |  |  |  | 2442735 | Sus |  | WildfireMitigation¦PlannedWSIPSystemHardening¦¦
24-0054827 | Wildfire Mitigation | Planned - WSIP/System Hardening |  |  | 2024 | Tier 3 | Transformer only |  |  |  | 2442733 | Sus |  | WildfireMitigation¦PlannedWSIPSystemHardening¦¦
24-0055788 | Wildfire Mitigation | Planned - WSIP/System Hardening |  |  | 2024 | Tier 2 | Transformer only |  |  |  | 2442774 | Sus |  | WildfireMitigation¦PlannedWSIPSystemHardening¦¦
24-0049036 | Wildfire Mitigation | Planned - WSIP/System Hardening |  |  | 2024 | Tier 3 | Distribution Circuit |  |  |  | 2442742 | Sus |  | WildfireMitigation¦PlannedWSIPSystemHardening¦¦
24-0055495 | Wildfire Mitigation | Planned - WSIP/System Hardening |  |  | 2024 | Tier 3 | Transformer only |  |  |  | 2442834 | Sus |  | WildfireMitigation¦PlannedWSIPSystemHardening¦¦
24-0056567 | Wildfire Mitigation | Planned - WSIP/System Hardening |  |  | 2024 | Tier 2 | Distribution Circuit |  |  |  | 2442840 | Sus |  | WildfireMitigation¦PlannedWSIPSystemHardening¦¦
24-0060746 | Unknown Cause | Patrol - found nothing |  |  | 2024 | Tier 2 | Distribution Circuit |  |  |  | 2443085 | Sus |  | UnknownCause¦Patrolfoundnothing¦¦
24-0056805 | Wildfire Mitigation | Planned - WSIP/System Hardening |  |  | 2024 | Tier 2 | Transformer only |  |  |  | 2443113 | Sus |  | WildfireMitigation¦PlannedWSIPSystemHardening¦¦
24-0035969 | Company Initiated | Planned- capital |  |  | 2024 | Tier 2 | Distribution Circuit |  |  |  | 2443131 | Sus |  | CompanyInitiated¦Plannedcapital¦¦
24-0055251 | Company Initiated | Planned- maintenance |  |  | 2024 | Tier 2 | Distribution Circuit |  |  |  | 2443123 | Sus |  | CompanyInitiated¦Plannedmaintenance¦¦
24-0056283 | Wildfire Mitigation | Planned - WSIP/System Hardening |  |  | 2024 | Tier 2 | Distribution Circuit |  |  |  | 2443130 | Sus |  | WildfireMitigation¦PlannedWSIPSystemHardening¦¦
24-0056503 | Company Initiated | Planned- maintenance |  |  | 2024 | Tier 2 | Transformer only |  |  |  | 2443609 | Sus |  | CompanyInitiated¦Plannedmaintenance¦¦
24-0055699 | Company Initiated | Planned- maintenance |  |  | 2024 | Tier 2 | Distribution Circuit |  |  |  | 2443147 | Sus |  | CompanyInitiated¦Plannedmaintenance¦¦
24-0046003 | Wildfire Mitigation | Planned - WSIP/System Hardening |  |  | 2024 | Tier 3 | Distribution Circuit |  |  |  | 2443150 | Sus |  | WildfireMitigation¦PlannedWSIPSystemHardening¦¦
24-0044119 | Wildfire Mitigation | Planned - WSIP/System Hardening |  |  | 2024 | Tier 2 | Distribution Circuit |  |  |  | 2443063 | Sus |  | WildfireMitigation¦PlannedWSIPSystemHardening¦¦
24-0055826 | Wildfire Mitigation | Planned - WSIP/System Hardening |  |  | 2024 | Tier 3 | Distribution Circuit |  |  |  | 2443180 | Sus |  | WildfireMitigation¦PlannedWSIPSystemHardening¦¦
24-0055795 | Wildfire Mitigation | Planned - WSIP/System Hardening |  |  | 2024 | Tier 2 | Transformer only |  |  |  | 2443201 | Sus |  | WildfireMitigation¦PlannedWSIPSystemHardening¦¦
24-0056798 | Wildfire Mitigation | Planned - WSIP/System Hardening |  |  | 2024 | Tier 2 | Transformer only |  |  |  | 2443285 | Sus |  | WildfireMitigation¦PlannedWSIPSystemHardening¦¦
24-0055020 | Wildfire Mitigation | Planned - WSIP/System Hardening |  |  | 2024 | Tier 2 | Distribution Circuit |  |  |  | 2443218 | Sus |  | WildfireMitigation¦PlannedWSIPSystemHardening¦¦
24-0056026 | Company Initiated | Planned- maintenance |  |  | 2024 | Tier 2 | Distribution Circuit |  |  |  | 2443233 | Sus |  | CompanyInitiated¦Plannedmaintenance¦¦
24-0054104 | Company Initiated | Planned- maintenance |  |  | 2024 | Tier 2 | Distribution Circuit |  |  |  | 2443236 | Sus |  | CompanyInitiated¦Plannedmaintenance¦¦
24-0034466 | Company Initiated | Planned- capital |  |  | 2024 | Tier 2 | Distribution Circuit |  |  |  | 2443262 | Sus |  | CompanyInitiated¦Plannedcapital¦¦
24-0051458 | Company Initiated | Planned- maintenance |  |  | 2024 | Tier 3 | Transformer only |  |  |  | 2443539 | Sus |  | CompanyInitiated¦Plannedmaintenance¦¦
24-0056777 | Wildfire Mitigation | Planned - WSIP/System Hardening |  |  | 2024 | Tier 2 | Transformer only |  |  |  | 2443327 | Sus |  | WildfireMitigation¦PlannedWSIPSystemHardening¦¦
24-0055836 | Wildfire Mitigation | Planned - WSIP/System Hardening |  |  | 2024 | Tier 3 | Transformer only |  |  |  | 2443344 | Sus |  | WildfireMitigation¦PlannedWSIPSystemHardening¦¦
24-0056765 | Wildfire Mitigation | Planned - WSIP/System Hardening |  |  | 2024 | Tier 3 | Transformer only |  |  |  | 2443395 | Sus |  | WildfireMitigation¦PlannedWSIPSystemHardening¦¦
24-0056446 | Wildfire Mitigation | Planned - WSIP/System Hardening |  |  | 2024 | Tier 3 | Transformer only |  |  |  | 2443447 | Sus |  | WildfireMitigation¦PlannedWSIPSystemHardening¦¦
24-0056847 | Wildfire Mitigation | Planned - WSIP/System Hardening |  |  | 2024 | Tier 2 | Transformer only |  |  |  | 2443442 | Sus |  | WildfireMitigation¦PlannedWSIPSystemHardening¦¦
24-0055850 | Wildfire Mitigation | Planned - WSIP/System Hardening |  |  | 2024 | Tier 2 | Transformer only |  |  |  | 2443464 | Sus |  | WildfireMitigation¦PlannedWSIPSystemHardening¦¦
24-0056439 | Wildfire Mitigation | Planned - WSIP/System Hardening |  |  | 2024 | Tier 3 | Transformer only |  |  |  | 2443532 | Sus |  | WildfireMitigation¦PlannedWSIPSystemHardening¦¦
24-0061092 | Animal | Squirrel | Fuse | Failed/Faulted | 2024 | Tier 3 | Transformer only |  |  |  | 2443731 | Sus |  | Animal¦Squirrel¦Fuse¦FailedFaulted
24-0061119 | Equipment Failure/Involved | Overhead | Transformer (OH) | Failed/Faulted | 2024 | Tier 2 | Transformer only |  |  |  | 2443823 | Sus |  | EquipmentFailureInvolved¦Overhead¦Transformer(OH)¦FailedFaulted
24-0061165 | Animal | Bird found | Conductor- Overhead | Normal | 2024 | Tier 2 | Distribution Circuit |  |  |  | 2443864 | Sus |  | Animal¦Birdfound¦ConductorOverhead¦Normal
24-0057210 | Wildfire Mitigation | Planned - WSIP/System Hardening |  |  | 2024 | Tier 3 | Distribution Circuit |  |  |  | 2443921 | Sus |  | WildfireMitigation¦PlannedWSIPSystemHardening¦¦
24-0056513 | Wildfire Mitigation | Planned - WSIP/System Hardening |  |  | 2024 | Tier 2 | Distribution Circuit |  |  |  | 2443925 | Sus |  | WildfireMitigation¦PlannedWSIPSystemHardening¦¦
24-0056824 | Wildfire Mitigation | Planned - WSIP/System Hardening |  |  | 2024 | Tier 2 | Transformer only |  |  |  | 2443945 | Sus |  | WildfireMitigation¦PlannedWSIPSystemHardening¦¦
24-0056582 | Company Initiated | Planned- maintenance |  |  | 2024 | Tier 3 | Distribution Circuit |  |  |  | 2443992 | Sus |  | CompanyInitiated¦Plannedmaintenance¦¦
24-0056882 | Wildfire Mitigation | Planned - WSIP/System Hardening |  |  | 2024 | Tier 3 | Distribution Circuit |  |  |  | 2443995 | Sus |  | WildfireMitigation¦PlannedWSIPSystemHardening¦¦
24-0055243 | Wildfire Mitigation | Planned - WSIP/System Hardening |  |  | 2024 | Tier 3 | Distribution Circuit |  |  |  | 2444003 | Sus |  | WildfireMitigation¦PlannedWSIPSystemHardening¦¦
24-0056304 | Company Initiated | Planned- maintenance |  |  | 2024 | Tier 3 | Transformer only |  |  |  | 2444054 | Sus |  | CompanyInitiated¦Plannedmaintenance¦¦
24-0056199 | Wildfire Mitigation | Planned - WSIP/System Hardening |  |  | 2024 | Tier 3 | Distribution Circuit |  |  |  | 2444069 | Sus |  | WildfireMitigation¦PlannedWSIPSystemHardening¦¦
24-0053546 | Company Initiated | Planned- maintenance |  |  | 2024 | Tier 2 | Distribution Circuit |  |  |  | 2444065 | Sus |  | CompanyInitiated¦Plannedmaintenance¦¦
24-0053450 | Company Initiated | Planned- maintenance |  |  | 2024 | Tier 2 | Distribution Circuit |  |  |  | 2444126 | Sus |  | CompanyInitiated¦Plannedmaintenance¦¦
24-0047297 | Company Initiated | Planned- maintenance |  |  | 2024 | Tier 3 | Distribution Circuit |  |  |  | 2444080 | Sus |  | CompanyInitiated¦Plannedmaintenance¦¦
24-0057211 | Wildfire Mitigation | Planned - WSIP/System Hardening |  |  | 2024 | Tier 2 | Distribution Circuit |  |  |  | 2444152 | Sus |  | WildfireMitigation¦PlannedWSIPSystemHardening¦¦
24-0046017 | Company Initiated | Planned- maintenance |  |  | 2024 | Tier 2 | Distribution Circuit |  |  |  | 2444085 | Sus |  | CompanyInitiated¦Plannedmaintenance¦¦
24-0053944 | Wildfire Mitigation | Planned - WSIP/System Hardening |  |  | 2024 | Tier 3 | Distribution Circuit |  |  |  | 2444153 | Sus |  | WildfireMitigation¦PlannedWSIPSystemHardening¦¦
24-0048279 | Wildfire Mitigation | Planned - WSIP/System Hardening |  |  | 2024 | Tier 3 | Transformer only |  |  |  | 2444161 | Sus |  | WildfireMitigation¦PlannedWSIPSystemHardening¦¦
24-0053441 | Company Initiated | Planned- maintenance |  |  | 2024 | Tier 2 | Distribution Circuit |  |  |  | 2444156 | Sus |  | CompanyInitiated¦Plannedmaintenance¦¦
24-0056520 | Wildfire Mitigation | Planned - WSIP/System Hardening |  |  | 2024 | Zone 1 | Transformer only |  |  |  | 2444241 | Sus |  | WildfireMitigation¦PlannedWSIPSystemHardening¦¦
24-0061301 | Animal | Squirrel | Transformer (OH) | Normal | 2024 | Tier 2 | Distribution Circuit |  |  |  | 2444239 | Sus |  | Animal¦Squirrel¦Transformer(OH)¦Normal
24-0056829 | Wildfire Mitigation | Planned - WSIP/System Hardening |  |  | 2024 | Tier 3 | Transformer only |  |  |  | 2444262 | Sus |  | WildfireMitigation¦PlannedWSIPSystemHardening¦¦
24-0057212 | Wildfire Mitigation | Planned - WSIP/System Hardening |  |  | 2024 | Tier 3 | Distribution Circuit |  |  |  | 2444281 | Sus |  | WildfireMitigation¦PlannedWSIPSystemHardening¦¦
24-0061370 | Animal | Squirrel | Conductor- Overhead | Normal | 2024 | Tier 2 | Distribution Circuit |  |  |  | 2444286 | Sus |  | Animal¦Squirrel¦ConductorOverhead¦Normal
24-0056883 | Wildfire Mitigation | Planned - WSIP/System Hardening |  |  | 2024 | Tier 3 | Distribution Circuit |  |  |  | 2444372 | Sus |  | WildfireMitigation¦PlannedWSIPSystemHardening¦¦
24-0056933 | Wildfire Mitigation | Planned - WSIP/System Hardening |  |  | 2024 | Tier 3 | Transformer only |  |  |  | 2444455 | Sus |  | WildfireMitigation¦PlannedWSIPSystemHardening¦¦
24-0057215 | Wildfire Mitigation | Planned - WSIP/System Hardening |  |  | 2024 | Tier 2 | Transformer only |  |  |  | 2444473 | Sus |  | WildfireMitigation¦PlannedWSIPSystemHardening¦¦
24-0010940 | Company Initiated | Return Circuit Normal | Conductor- Overhead | Normal | 2024 | Tier 3 | Distribution Circuit |  |  |  | 2444508 | Sus |  | CompanyInitiated¦ReturnCircuitNormal¦ConductorOverhead¦Normal
24-0057642 | Company Initiated | Planned- maintenance |  |  | 2024 | Tier 3 | Distribution Circuit |  |  |  | 2444734 | Sus |  | CompanyInitiated¦Plannedmaintenance¦¦
24-0057619 | Company Initiated | Planned- maintenance |  |  | 2024 | Tier 2 | Transformer only |  |  |  | 2444739 | Sus |  | CompanyInitiated¦Plannedmaintenance¦¦
24-0056543 | Company Initiated | Planned- maintenance |  |  | 2024 | Tier 2 | Distribution Circuit |  |  |  | 2444747 | Sus |  | CompanyInitiated¦Plannedmaintenance¦¦
24-0057795 | Company Initiated | Planned- maintenance |  |  | 2024 | Tier 3 | Transformer only |  |  |  | 2444756 | Sus |  | CompanyInitiated¦Plannedmaintenance¦¦
24-0055881 | Company Initiated | Planned- maintenance |  |  | 2024 | Tier 2 | Distribution Circuit |  |  |  | 2444766 | Sus |  | CompanyInitiated¦Plannedmaintenance¦¦
24-0045020 | Company Initiated | Planned- maintenance |  |  | 2024 | Tier 2 | Transformer only |  |  |  | 2444879 | Sus |  | CompanyInitiated¦Plannedmaintenance¦¦
24-0012955 | Company Initiated | Planned- capital |  |  | 2024 | Tier 3 | Distribution Circuit |  |  |  | 2444927 | Sus |  | CompanyInitiated¦Plannedcapital¦¦
24-0061721 | Unknown Cause | Patrol - found nothing |  |  | 2024 | Tier 2 | Transformer only |  |  |  | 2444933 | Sus |  | UnknownCause¦Patrolfoundnothing¦¦
24-0057219 | Wildfire Mitigation | Planned - WSIP/System Hardening |  |  | 2024 | Tier 2 | Transformer only |  |  |  | 2444954 | Sus |  | WildfireMitigation¦PlannedWSIPSystemHardening¦¦
24-0057218 | Wildfire Mitigation | Planned - WSIP/System Hardening |  |  | 2024 | Tier 2 | Distribution Circuit |  |  |  | 2444929 | Sus |  | WildfireMitigation¦PlannedWSIPSystemHardening¦¦
24-0057030 | Wildfire Mitigation | Planned - WSIP/System Hardening |  |  | 2024 | Tier 3 | Distribution Circuit |  |  |  | 2444976 | Sus |  | WildfireMitigation¦PlannedWSIPSystemHardening¦¦
24-0057021 | Wildfire Mitigation | Planned - WSIP/System Hardening |  |  | 2024 | Tier 2 | Distribution Circuit |  |  |  | 2444989 | Sus |  | WildfireMitigation¦PlannedWSIPSystemHardening¦¦
24-0057636 | Company Initiated | Planned- maintenance |  |  | 2024 | Tier 3 | Distribution Circuit |  |  |  | 2445030 | Sus |  | CompanyInitiated¦Plannedmaintenance¦¦
24-0057043 | Wildfire Mitigation | Planned - WSIP/System Hardening |  |  | 2024 | Tier 3 | Distribution Circuit |  |  |  | 2445086 | Sus |  | WildfireMitigation¦PlannedWSIPSystemHardening¦¦
24-0061810 | Unknown Cause | Patrol - found nothing |  |  | 2024 | Tier 2 | Distribution Circuit |  |  |  | 2445098 | Sus |  | UnknownCause¦Patrolfoundnothing¦¦
24-0057696 | Company Initiated | Planned- maintenance |  |  | 2024 | Tier 2 | Distribution Circuit |  |  |  | 2445106 | Sus |  | CompanyInitiated¦Plannedmaintenance¦¦
24-0061883 | 3rd Party | Dig in- 3rd party | Secondary | Broken | 2024 | Tier 2 | Transformer only |  |  |  | 2445238 | Sus |  | 3rdParty¦Digin3rdparty¦Secondary¦Broken
24-0062298 | Unknown Cause | Patrol - found nothing |  |  | 2024 | Tier 2 | Distribution Circuit |  |  |  | 2446259 | Sus |  | UnknownCause¦Patrolfoundnothing¦¦
24-0062243 | Environmental/External | Lightning | Transformer (OH) | Failed/Faulted | 2024 | Tier 2 | Distribution Circuit |  |  |  | 2446153 | Sus |  | EnvironmentalExternal¦Lightning¦Transformer(OH)¦FailedFaulted
24-0058890 | Company Initiated | Planned- capital |  |  | 2024 | Tier 2 | Distribution Circuit |  |  |  | 2446301 | Sus |  | CompanyInitiated¦Plannedcapital¦¦
24-0001037 | Company Initiated | Planned- capital |  |  | 2024 | Tier 2 | Distribution Circuit |  |  |  | 2446332 | Sus |  | CompanyInitiated¦Plannedcapital¦¦
24-0062388 | Vegetation | Tree - branch fell on line | Conductor- Overhead | Normal | 2024 | Tier 2 | Distribution Circuit |  |  |  | 2446488 | Sus |  | Vegetation¦Treebranchfellonline¦ConductorOverhead¦Normal
24-0058455 | Wildfire Mitigation | Planned - WSIP/System Hardening |  |  | 2024 | Tier 3 | Distribution Circuit |  |  |  | 2446733 | Sus |  | WildfireMitigation¦PlannedWSIPSystemHardening¦¦
24-0016683 | Company Initiated | Planned- capital |  |  | 2024 | Tier 2 | Distribution Circuit |  |  |  | 2446768 | Sus |  | CompanyInitiated¦Plannedcapital¦¦
24-0058446 | Company Initiated | Planned- maintenance |  |  | 2024 | Tier 3 | Distribution Circuit |  |  |  | 2446760 | Sus |  | CompanyInitiated¦Plannedmaintenance¦¦
24-0058461 | Company Initiated | Planned- maintenance |  |  | 2024 | Tier 2 | Transformer only |  |  |  | 2446766 | Sus |  | CompanyInitiated¦Plannedmaintenance¦¦
24-0058725 | Wildfire Mitigation | Planned - WSIP/System Hardening |  |  | 2024 | Tier 2 | Transformer only |  |  |  | 2446780 | Sus |  | WildfireMitigation¦PlannedWSIPSystemHardening¦¦
24-0055383 | Wildfire Mitigation | Planned - WSIP/System Hardening |  |  | 2024 | Tier 2 | Transformer only |  |  |  | 2446784 | Sus |  | WildfireMitigation¦PlannedWSIPSystemHardening¦¦
24-0058470 | Company Initiated | Planned- maintenance |  |  | 2024 | Tier 2 | Distribution Circuit |  |  |  | 2446793 | Sus |  | CompanyInitiated¦Plannedmaintenance¦¦
24-0058117 | Company Initiated | Planned- maintenance |  |  | 2024 | Tier 3 | Transformer only |  |  |  | 2446844 | Sus |  | CompanyInitiated¦Plannedmaintenance¦¦
24-0057823 | Wildfire Mitigation | Planned - WSIP/System Hardening |  |  | 2024 | Tier 2 | Transformer only |  |  |  | 2446961 | Sus |  | WildfireMitigation¦PlannedWSIPSystemHardening¦¦
24-0045676 | Company Initiated | Planned- maintenance |  |  | 2024 | Tier 3 | Distribution Circuit |  |  |  | 2446761 | Sus |  | CompanyInitiated¦Plannedmaintenance¦¦
24-0048504 | Wildfire Mitigation | Planned - WSIP/System Hardening |  |  | 2024 | Tier 3 | Distribution Circuit |  |  |  | 2446968 | Sus |  | WildfireMitigation¦PlannedWSIPSystemHardening¦¦
24-0054980 | Wildfire Mitigation | Planned - WSIP/System Hardening |  |  | 2024 | Tier 2 | Transformer only |  |  |  | 2446982 | Sus |  | WildfireMitigation¦PlannedWSIPSystemHardening¦¦
24-0057827 | Wildfire Mitigation | Planned - WSIP/System Hardening |  |  | 2024 | Tier 2 | Transformer only |  |  |  | 2447043 | Sus |  | WildfireMitigation¦PlannedWSIPSystemHardening¦¦
24-0062594 | Environmental/External | Lightning | Transformer (OH) | Failed/Faulted | 2024 | Tier 2 | Transformer only |  |  |  | 2447053 | Sus |  | EnvironmentalExternal¦Lightning¦Transformer(OH)¦FailedFaulted
24-0057902 | Wildfire Mitigation | Planned - WSIP/System Hardening |  |  | 2024 | Tier 2 | Distribution Circuit |  |  |  | 2445067 | Sus |  | WildfireMitigation¦PlannedWSIPSystemHardening¦¦
24-0057837 | Wildfire Mitigation | Planned - WSIP/System Hardening |  |  | 2024 | Tier 2 | Transformer only |  |  |  | 2447161 | Sus |  | WildfireMitigation¦PlannedWSIPSystemHardening¦¦
24-0048529 | Company Initiated | Planned- maintenance |  |  | 2024 | Tier 3 | Distribution Circuit |  |  |  | 2447184 | Sus |  | CompanyInitiated¦Plannedmaintenance¦¦
24-0057848 | Wildfire Mitigation | Planned - WSIP/System Hardening |  |  | 2024 | Tier 2 | Transformer only |  |  |  | 2447209 | Sus |  | WildfireMitigation¦PlannedWSIPSystemHardening¦¦
24-0062647 | Equipment Failure/Involved | Overhead | Conductor- Overhead | Broken- wire on ground | 2024 | Tier 2 | Distribution Circuit |  |  |  | 2447240 | Sus |  | EquipmentFailureInvolved¦Overhead¦ConductorOverhead¦Brokenwireonground
24-0062714 | Equipment Failure/Involved | Overhead | Fuse | Failed/Faulted | 2024 | Tier 2 | Transformer only |  |  |  | 2447264 | Sus |  | EquipmentFailureInvolved¦Overhead¦Fuse¦FailedFaulted
24-0058118 | Wildfire Mitigation | Planned - WSIP/System Hardening |  |  | 2024 | Tier 2 | Distribution Circuit |  |  |  | 2447298 | Sus |  | WildfireMitigation¦PlannedWSIPSystemHardening¦¦
24-0057866 | Wildfire Mitigation | Planned - WSIP/System Hardening |  |  | 2024 | Tier 2 | Distribution Circuit |  |  |  | 2447315 | Sus |  | WildfireMitigation¦PlannedWSIPSystemHardening¦¦
24-0059350 | Company Initiated | Planned- maintenance |  |  | 2024 | Tier 2 | Distribution Circuit |  |  |  | 2447650 | Sus |  | CompanyInitiated¦Plannedmaintenance¦¦
24-0058726 | Wildfire Mitigation | Planned - WSIP/System Hardening |  |  | 2024 | Tier 2 | Distribution Circuit |  |  |  | 2447681 | Sus |  | WildfireMitigation¦PlannedWSIPSystemHardening¦¦
24-0058898 | Company Initiated | Planned- maintenance |  |  | 2024 | Tier 3 | Distribution Circuit |  |  |  | 2447573 | Sus |  | CompanyInitiated¦Plannedmaintenance¦¦
24-0058179 | Wildfire Mitigation | Planned - WSIP/System Hardening |  |  | 2024 | Tier 2 | Transformer only |  |  |  | 2447690 | Sus |  | WildfireMitigation¦PlannedWSIPSystemHardening¦¦
24-0058917 | Company Initiated | Planned- maintenance |  |  | 2024 | Tier 2 | Distribution Circuit |  |  |  | 2447680 | Sus |  | CompanyInitiated¦Plannedmaintenance¦¦
24-0058382 | Wildfire Mitigation | Planned - WSIP/System Hardening |  |  | 2024 | Tier 2 | Transformer only |  |  |  | 2447817 | Sus |  | WildfireMitigation¦PlannedWSIPSystemHardening¦¦
24-0005443 | Company Initiated | Planned- capital |  |  | 2024 | Tier 2 | Distribution Circuit |  |  |  | 2447758 | Sus |  | CompanyInitiated¦Plannedcapital¦¦
24-0056978 | Wildfire Mitigation | Planned - WSIP/System Hardening |  |  | 2024 | Tier 2 | Distribution Circuit |  |  |  | 2447772 | Sus |  | WildfireMitigation¦PlannedWSIPSystemHardening¦¦
24-0003744 | Company Initiated | Planned- capital |  |  | 2024 | Tier 2 | Distribution Circuit |  |  |  | 2447809 | Sus |  | CompanyInitiated¦Plannedcapital¦¦
24-0058911 | Wildfire Mitigation | Planned - WSIP/System Hardening |  |  | 2024 | Tier 3 | Transformer only |  |  |  | 2447837 | Sus |  | WildfireMitigation¦PlannedWSIPSystemHardening¦¦
24-0036143 | Company Initiated | Planned- capital |  |  | 2024 | Tier 2 | Distribution Circuit |  |  |  | 2447763 | Sus |  | CompanyInitiated¦Plannedcapital¦¦
24-0058477 | Wildfire Mitigation | Planned - WSIP/System Hardening |  |  | 2024 | Tier 2 | Distribution Circuit |  |  |  | 2447949 | Sus |  | WildfireMitigation¦PlannedWSIPSystemHardening¦¦
24-0058488 | Wildfire Mitigation | Planned - WSIP/System Hardening |  |  | 2024 | Tier 2 | Distribution Circuit |  |  |  | 2448111 | Sus |  | WildfireMitigation¦PlannedWSIPSystemHardening¦¦
24-0062945 | Company Initiated | Improper Construction | Insulator | Normal | 2024 | Tier 3 | Distribution Circuit |  |  |  | 2447969 | Sus |  | CompanyInitiated¦ImproperConstruction¦Insulator¦Normal
24-0059032 | Company Initiated | Planned- maintenance |  |  | 2024 | Tier 2 | Distribution Circuit |  |  |  | 2448413 | Sus |  | CompanyInitiated¦Plannedmaintenance¦¦
24-0059366 | Wildfire Mitigation | Planned - WSIP/System Hardening |  |  | 2024 | Tier 2 | Transformer only |  |  |  | 2448422 | Sus |  | WildfireMitigation¦PlannedWSIPSystemHardening¦¦
24-0058951 | Company Initiated | Planned- maintenance |  |  | 2024 | Tier 2 | Distribution Circuit |  |  |  | 2448424 | Sus |  | CompanyInitiated¦Plannedmaintenance¦¦
24-0059343 | Wildfire Mitigation | Planned - WSIP/System Hardening |  |  | 2024 | Tier 2 | Distribution Circuit |  |  |  | 2448431 | Sus |  | WildfireMitigation¦PlannedWSIPSystemHardening¦¦
24-0059038 | Wildfire Mitigation | Planned - WSIP/System Hardening |  |  | 2024 | Tier 2 | Transformer only |  |  |  | 2448579 | Sus |  | WildfireMitigation¦PlannedWSIPSystemHardening¦¦
24-0037894 | Company Initiated | Planned- capital |  |  | 2024 | Tier 2 | Distribution Circuit |  |  |  | 2448480 | Sus |  | CompanyInitiated¦Plannedcapital¦¦
24-0047077 | Wildfire Mitigation | Planned - WSIP/System Hardening |  |  | 2024 | Tier 2 | Distribution Circuit |  |  |  | 2448427 | Sus |  | WildfireMitigation¦PlannedWSIPSystemHardening¦¦
24-0058579 | Company Initiated | Planned- maintenance |  |  | 2024 | Tier 3 | Distribution Circuit |  |  |  | 2448481 | Sus |  | CompanyInitiated¦Plannedmaintenance¦¦
24-0058351 | Company Initiated | Planned- maintenance |  |  | 2024 | Tier 2 | Transformer only |  |  |  | 2448532 | Sus |  | CompanyInitiated¦Plannedmaintenance¦¦
24-0059373 | Wildfire Mitigation | Planned - WSIP/System Hardening |  |  | 2024 | Tier 2 | Transformer only |  |  |  | 2448557 | Sus |  | WildfireMitigation¦PlannedWSIPSystemHardening¦¦
24-0059372 | Wildfire Mitigation | Planned - WSIP/System Hardening |  |  | 2024 | Tier 2 | Distribution Circuit |  |  |  | 2448556 | Sus |  | WildfireMitigation¦PlannedWSIPSystemHardening¦¦
24-0054092 | Company Initiated | Planned- maintenance |  |  | 2024 | Tier 3 | Distribution Circuit |  |  |  | 2448582 | Sus |  | CompanyInitiated¦Plannedmaintenance¦¦
24-0053378 | Wildfire Mitigation | Planned - WSIP/System Hardening |  |  | 2024 | Tier 2 | Distribution Circuit |  |  |  | 2448537 | Sus |  | WildfireMitigation¦PlannedWSIPSystemHardening¦¦
24-0001036 | Company Initiated | Planned- capital |  |  | 2024 | Tier 2 | Distribution Circuit |  |  |  | 2448610 | Sus |  | CompanyInitiated¦Plannedcapital¦¦
24-0063602 | Equipment Failure/Involved | Overhead | Cutout- fuse holder | Broken | 2024 | Tier 2 | Transformer only |  |  |  | 2448675 | Sus |  | EquipmentFailureInvolved¦Overhead¦Cutoutfuseholder¦Broken
24-0063967 | Animal | Bird found | Conductor- Overhead | Normal | 2024 | Tier 2 | Distribution Circuit |  |  |  | 2449300 | Sus |  | Animal¦Birdfound¦ConductorOverhead¦Normal
24-0063972 | Unknown Cause | Patrol - not conducted |  |  | 2024 | Tier 3 | Distribution Circuit |  |  |  | 2449333 | Sus |  | UnknownCause¦Patrolnotconducted¦¦
24-0063974 | Vegetation | Tree - fell into line | Conductor- Overhead | Normal | 2024 | Tier 3 | Distribution Circuit |  |  |  | 2449350 | Sus |  | Vegetation¦Treefellintoline¦ConductorOverhead¦Normal
24-0038837 | Company Initiated | Planned- capital |  |  | 2024 | Tier 2 | Distribution Circuit |  |  |  | 2449450 | Sus |  | CompanyInitiated¦Plannedcapital¦¦
24-0038832 | Wildfire Mitigation | Planned - WSIP/System Hardening |  |  | 2024 | Tier 2 | Transformer only |  |  |  | 2449452 | Sus |  | WildfireMitigation¦PlannedWSIPSystemHardening¦¦
24-0059154 | Wildfire Mitigation | Planned - WSIP/System Hardening |  |  | 2024 | Tier 2 | Distribution Circuit |  |  |  | 2449445 | Sus |  | WildfireMitigation¦PlannedWSIPSystemHardening¦¦
24-0059157 | Wildfire Mitigation | Planned - WSIP/System Hardening |  |  | 2024 | Tier 3 | Transformer only |  |  |  | 2449607 | Sus |  | WildfireMitigation¦PlannedWSIPSystemHardening¦¦
24-0055372 | Company Initiated | Planned- capital |  |  | 2024 | Tier 2 | Distribution Circuit |  |  |  | 2449506 | Sus |  | CompanyInitiated¦Plannedcapital¦¦
24-0059043 | Wildfire Mitigation | Planned - WSIP/System Hardening |  |  | 2024 | Tier 3 | Distribution Circuit |  |  |  | 2449483 | Sus |  | WildfireMitigation¦PlannedWSIPSystemHardening¦¦
24-0059041 | Company Initiated | Planned- maintenance |  |  | 2024 | Tier 3 | Distribution Circuit |  |  |  | 2449540 | Sus |  | CompanyInitiated¦Plannedmaintenance¦¦
24-0058384 | Company Initiated | Planned- maintenance |  |  | 2024 | Tier 2 | Distribution Circuit |  |  |  | 2449558 | Sus |  | CompanyInitiated¦Plannedmaintenance¦¦
24-0057440 | Wildfire Mitigation | Planned - WSIP/System Hardening |  |  | 2024 | Tier 2 | Distribution Circuit |  |  |  | 2449672 | Sus |  | WildfireMitigation¦PlannedWSIPSystemHardening¦¦
24-0055916 | Company Initiated | Planned- maintenance |  |  | 2024 | Tier 2 | Distribution Circuit |  |  |  | 2449664 | Sus |  | CompanyInitiated¦Plannedmaintenance¦¦
24-0054159 | Company Initiated | Planned- capital |  |  | 2024 | Tier 3 | Distribution Circuit |  |  |  | 2449668 | Sus |  | CompanyInitiated¦Plannedcapital¦¦
24-0059160 | Wildfire Mitigation | Planned - WSIP/System Hardening |  |  | 2024 | Tier 3 | Transformer only |  |  |  | 2449682 | Sus |  | WildfireMitigation¦PlannedWSIPSystemHardening¦¦
24-0059155 | Wildfire Mitigation | Planned - WSIP/System Hardening |  |  | 2024 | Tier 3 | Transformer only |  |  |  | 2449733 | Sus |  | WildfireMitigation¦PlannedWSIPSystemHardening¦¦
24-0057941 | Company Initiated | Planned- maintenance |  |  | 2024 | Tier 2 | Transformer only |  |  |  | 2449736 | Sus |  | CompanyInitiated¦Plannedmaintenance¦¦
24-0048243 | Company Initiated | Planned- maintenance |  |  | 2024 | Tier 2 | Transformer only |  |  |  | 2449761 | Sus |  | CompanyInitiated¦Plannedmaintenance¦¦
24-0059044 | Company Initiated | Planned- maintenance |  |  | 2024 | Tier 2 | Distribution Circuit |  |  |  | 2449803 | Sus |  | CompanyInitiated¦Plannedmaintenance¦¦
24-0064285 | Unknown Cause | Patrol - found nothing |  |  | 2024 | Tier 2 | Distribution Circuit |  |  |  | 2449844 | Sus |  | UnknownCause¦Patrolfoundnothing¦¦
24-0059045 | Company Initiated | Planned- maintenance |  |  | 2024 | Tier 3 | Distribution Circuit |  |  |  | 2449894 | Sus |  | CompanyInitiated¦Plannedmaintenance¦¦
24-0057931 | Company Initiated | Planned- maintenance |  |  | 2024 | Tier 2 | Transformer only |  |  |  | 2449898 | Sus |  | CompanyInitiated¦Plannedmaintenance¦¦
24-0064564 | Equipment Failure/Involved | Overhead | Transformer (OH) | Failed/Faulted | 2024 | Tier 2 | Transformer only |  |  |  | 2450331 | Sus |  | EquipmentFailureInvolved¦Overhead¦Transformer(OH)¦FailedFaulted
24-0056334 | Wildfire Mitigation | Planned - WSIP/System Hardening |  |  | 2024 | Tier 2 | Distribution Circuit |  |  |  | 2450376 | Sus |  | WildfireMitigation¦PlannedWSIPSystemHardening¦¦
24-0057714 | Company Initiated | Planned- maintenance |  |  | 2024 | Tier 2 | Transformer only |  |  |  | 2450466 | Sus |  | CompanyInitiated¦Plannedmaintenance¦¦
24-0058363 | Company Initiated | Planned- maintenance |  |  | 2024 | Tier 2 | Distribution Circuit |  |  |  | 2450449 | Sus |  | CompanyInitiated¦Plannedmaintenance¦¦
24-0058462 | Company Initiated | Planned- maintenance |  |  | 2024 | Tier 2 | Transformer only |  |  |  | 2450470 | Sus |  | CompanyInitiated¦Plannedmaintenance¦¦
24-0059221 | Company Initiated | Planned- maintenance |  |  | 2024 | Tier 2 | Distribution Circuit |  |  |  | 2450477 | Sus |  | CompanyInitiated¦Plannedmaintenance¦¦
24-0058290 | Wildfire Mitigation | Planned - WSIP/System Hardening |  |  | 2024 | Tier 2 | Distribution Circuit |  |  |  | 2450490 | Sus |  | WildfireMitigation¦PlannedWSIPSystemHardening¦¦
24-0064586 | Vegetation | Tree - grew into line | Conductor- Overhead | Normal | 2024 | Zone 1 | Distribution Circuit |  |  |  | 2450446 | Sus |  | Vegetation¦Treegrewintoline¦ConductorOverhead¦Normal
24-0039248 | Company Initiated | Planned- capital |  |  | 2024 | Zone 1 | Distribution Circuit |  |  |  | 2450514 | Sus |  | CompanyInitiated¦Plannedcapital¦¦
24-0059313 | Company Initiated | Planned- maintenance |  |  | 2024 | Tier 2 | Distribution Circuit |  |  |  | 2450568 | Sus |  | CompanyInitiated¦Plannedmaintenance¦¦
24-0059291 | Wildfire Mitigation | Planned - WSIP/System Hardening |  |  | 2024 | Tier 3 | Distribution Circuit |  |  |  | 2450857 | Sus |  | WildfireMitigation¦PlannedWSIPSystemHardening¦¦
24-0060034 | Company Initiated | Planned- maintenance |  |  | 2024 | Tier 2 | Distribution Circuit |  |  |  | 2450853 | Sus |  | CompanyInitiated¦Plannedmaintenance¦¦
24-0059233 | Company Initiated | Planned- maintenance |  |  | 2024 | Tier 2 | Distribution Circuit |  |  |  | 2450886 | Sus |  | CompanyInitiated¦Plannedmaintenance¦¦
24-0058584 | Company Initiated | Planned- maintenance |  |  | 2024 | Tier 3 | Transformer only |  |  |  | 2450890 | Sus |  | CompanyInitiated¦Plannedmaintenance¦¦
24-0060039 | Company Initiated | Planned- maintenance |  |  | 2024 | Tier 2 | Distribution Circuit |  |  |  | 2450922 | Sus |  | CompanyInitiated¦Plannedmaintenance¦¦
24-0064758 | Equipment Failure/Involved | Overhead | Pole-Wood | Deteriorated | 2024 | Tier 2 | Distribution Circuit |  |  |  | 2450959 | Sus |  | EquipmentFailureInvolved¦Overhead¦PoleWood¦Deteriorated
24-0059274 | Wildfire Mitigation | Planned - WSIP/System Hardening |  |  | 2024 | Tier 2 | Transformer only |  |  |  | 2450974 | Sus |  | WildfireMitigation¦PlannedWSIPSystemHardening¦¦
24-0064879 | Unknown Cause | Patrol - found nothing |  |  | 2024 | Tier 3 | Distribution Circuit |  |  |  | 2451130 | Sus |  | UnknownCause¦Patrolfoundnothing¦¦
24-0059332 | Company Initiated | Planned- maintenance |  |  | 2024 | Tier 3 | Distribution Circuit |  |  |  | 2451344 | Sus |  | CompanyInitiated¦Plannedmaintenance¦¦
24-0060140 | Company Initiated | Planned- maintenance |  |  | 2024 | Tier 2 | Distribution Circuit |  |  |  | 2451350 | Sus |  | CompanyInitiated¦Plannedmaintenance¦¦
24-0061311 | Company Initiated | Planned- maintenance |  |  | 2024 | Tier 3 | Transformer only |  |  |  | 2451363 | Sus |  | CompanyInitiated¦Plannedmaintenance¦¦
24-0002667 | Company Initiated | Planned- capital |  |  | 2024 | Tier 3 | Distribution Circuit |  |  |  | 2451368 | Sus |  | CompanyInitiated¦Plannedcapital¦¦
24-0064958 | Equipment Failure/Involved | Overhead | Crossarm- Wood | Broken | 2024 | Tier 3 | Distribution Circuit |  |  |  | 2451445 | Sus |  | EquipmentFailureInvolved¦Overhead¦CrossarmWood¦Broken
24-0065014 | Vegetation | Tree - branch fell on line | Secondary | Together | 2024 | Zone 1 | Transformer only |  |  |  | 2451458 | Sus |  | Vegetation¦Treebranchfellonline¦Secondary¦Together
24-0059331 | Wildfire Mitigation | Planned - WSIP/System Hardening |  |  | 2024 | Tier 2 | Distribution Circuit |  |  |  | 2451589 | Sus |  | WildfireMitigation¦PlannedWSIPSystemHardening¦¦
24-0065168 | Equipment Failure/Involved | Overhead | Transformer (OH) | Failed/Faulted | 2024 | Tier 3 | Distribution Circuit |  |  |  | 2451999 | Sus |  | EquipmentFailureInvolved¦Overhead¦Transformer(OH)¦FailedFaulted
24-0065205 | Equipment Failure/Involved | Overhead | Transformer (OH) | Broken | 2024 | Tier 2 | Transformer only |  |  |  | 2452120 | Sus |  | EquipmentFailureInvolved¦Overhead¦Transformer(OH)¦Broken
24-0065204 | Vegetation | Tree - fell into line | Service conductor | Broken | 2024 | Tier 3 | Transformer only |  |  |  | 2452119 | Sus |  | Vegetation¦Treefellintoline¦Serviceconductor¦Broken
24-0065250 | Unknown Cause | Patrol - found nothing |  |  | 2024 | Tier 2 | Distribution Circuit |  |  |  | 2452276 | Sus |  | UnknownCause¦Patrolfoundnothing¦¦
24-0060296 | Wildfire Mitigation | Planned - WSIP/System Hardening |  |  | 2024 | Tier 3 | Distribution Circuit |  |  |  | 2452358 | Sus |  | WildfireMitigation¦PlannedWSIPSystemHardening¦¦
24-0039078 | Company Initiated | Planned- capital |  |  | 2024 | Tier 3 | Distribution Circuit |  |  |  | 2452370 | Sus |  | CompanyInitiated¦Plannedcapital¦¦
24-0060908 | Wildfire Mitigation | Planned - WSIP/System Hardening |  |  | 2024 | Tier 2 | Transformer only |  |  |  | 2452437 | Sus |  | WildfireMitigation¦PlannedWSIPSystemHardening¦¦
24-0060902 | Company Initiated | Planned- maintenance |  |  | 2024 | Tier 2 | Distribution Circuit |  |  |  | 2452356 | Sus |  | CompanyInitiated¦Plannedmaintenance¦¦
24-0060286 | Company Initiated | Planned- capital |  |  | 2024 | Tier 3 | Distribution Circuit |  |  |  | 2452398 | Sus |  | CompanyInitiated¦Plannedcapital¦¦
24-0061379 | Wildfire Mitigation | Planned - WSIP/System Hardening |  |  | 2024 | Tier 2 | Distribution Circuit |  |  |  | 2452400 | Sus |  | WildfireMitigation¦PlannedWSIPSystemHardening¦¦
24-0065350 | Unknown Cause | Patrol - found nothing |  |  | 2024 | Tier 2 | Distribution Circuit |  |  |  | 2452427 | Sus |  | UnknownCause¦Patrolfoundnothing¦¦
24-0060911 | Company Initiated | Planned- maintenance |  |  | 2024 | Tier 3 | Distribution Circuit |  |  |  | 2452434 | Sus |  | CompanyInitiated¦Plannedmaintenance¦¦
24-0057981 | Wildfire Mitigation | Planned - WSIP/System Hardening |  |  | 2024 | Tier 3 | Distribution Circuit |  |  |  | 2452440 | Sus |  | WildfireMitigation¦PlannedWSIPSystemHardening¦¦
24-0057988 | Company Initiated | Planned- maintenance |  |  | 2024 | Tier 3 | Transformer only |  |  |  | 2452442 | Sus |  | CompanyInitiated¦Plannedmaintenance¦¦
24-0060933 | Company Initiated | Planned- maintenance |  |  | 2024 | Tier 2 | Transformer only |  |  |  | 2452449 | Sus |  | CompanyInitiated¦Plannedmaintenance¦¦
24-0048451 | Company Initiated | Planned- maintenance |  |  | 2024 | Tier 3 | Distribution Circuit |  |  |  | 2452357 | Sus |  | CompanyInitiated¦Plannedmaintenance¦¦
24-0058785 | Company Initiated | Planned- maintenance |  |  | 2024 | Tier 2 | Distribution Circuit |  |  |  | 2452464 | Sus |  | CompanyInitiated¦Plannedmaintenance¦¦
24-0051138 | Company Initiated | Planned- maintenance |  |  | 2024 | Tier 2 | Transformer only |  |  |  | 2452492 | Sus |  | CompanyInitiated¦Plannedmaintenance¦¦
24-0051128 | Wildfire Mitigation | Planned - WSIP/System Hardening |  |  | 2024 | Tier 2 | Transformer only |  |  |  | 2452497 | Sus |  | WildfireMitigation¦PlannedWSIPSystemHardening¦¦
24-0059402 | Company Initiated | Planned- maintenance |  |  | 2024 | Tier 3 | Transformer only |  |  |  | 2452639 | Sus |  | CompanyInitiated¦Plannedmaintenance¦¦
24-0065352 | Equipment Failure/Involved | Overhead | Pole-Wood | Broken | 2024 | Tier 3 | Distribution Circuit |  |  |  | 2452561 | Sus |  | EquipmentFailureInvolved¦Overhead¦PoleWood¦Broken
24-0060904 | Wildfire Mitigation | Planned - WSIP/System Hardening |  |  | 2024 | Tier 2 | Distribution Circuit |  |  |  | 2452689 | Sus |  | WildfireMitigation¦PlannedWSIPSystemHardening¦¦
24-0061255 | Wildfire Mitigation | Planned - WSIP/System Hardening |  |  | 2024 | Tier 2 | Distribution Circuit |  |  |  | 2452844 | Sus |  | WildfireMitigation¦PlannedWSIPSystemHardening¦¦
24-0065415 | Equipment Failure/Involved | Overhead | Pole-Wood | Deteriorated | 2024 | Tier 2 | Distribution Circuit |  |  |  | 2452714 | Sus |  | EquipmentFailureInvolved¦Overhead¦PoleWood¦Deteriorated
24-0058374 | Wildfire Mitigation | Planned - WSIP/System Hardening |  |  | 2024 | Tier 2 | Distribution Circuit |  |  |  | 2453181 | Sus |  | WildfireMitigation¦PlannedWSIPSystemHardening¦¦
24-0061002 | Wildfire Mitigation | Planned - WSIP/System Hardening |  |  | 2024 | Tier 3 | Transformer only |  |  |  | 2453382 | Sus |  | WildfireMitigation¦PlannedWSIPSystemHardening¦¦
24-0061044 | Company Initiated | Planned- maintenance |  |  | 2024 | Tier 3 | Distribution Circuit |  |  |  | 2453286 | Sus |  | CompanyInitiated¦Plannedmaintenance¦¦
24-0060513 | Company Initiated | Planned- maintenance |  |  | 2024 | Tier 2 | Distribution Circuit |  |  |  | 2453350 | Sus |  | CompanyInitiated¦Plannedmaintenance¦¦
23-0146560 | Company Initiated | Planned- capital |  |  | 2024 | Tier 3 | Distribution Circuit |  |  |  | 2453378 | Sus |  | CompanyInitiated¦Plannedcapital¦¦
24-0061303 | Company Initiated | Planned- maintenance |  |  | 2024 | Tier 2 | Distribution Circuit |  |  |  | 2453401 | Sus |  | CompanyInitiated¦Plannedmaintenance¦¦
24-0061306 | Company Initiated | Planned- maintenance |  |  | 2024 | Tier 2 | Transformer only |  |  |  | 2453408 | Sus |  | CompanyInitiated¦Plannedmaintenance¦¦
24-0059868 | Company Initiated | Planned- maintenance |  |  | 2024 | Tier 3 | Transformer only |  |  |  | 2453411 | Sus |  | CompanyInitiated¦Plannedmaintenance¦¦
24-0059174 | Company Initiated | Planned- maintenance |  |  | 2024 | Tier 2 | Distribution Circuit |  |  |  | 2453418 | Sus |  | CompanyInitiated¦Plannedmaintenance¦¦
24-0053905 | Wildfire Mitigation | Planned - WSIP/System Hardening |  |  | 2024 | Tier 3 | Transformer only |  |  |  | 2453423 | Sus |  | WildfireMitigation¦PlannedWSIPSystemHardening¦¦
24-0058915 | Company Initiated | Planned- maintenance |  |  | 2024 | Tier 2 | Distribution Circuit |  |  |  | 2453437 | Sus |  | CompanyInitiated¦Plannedmaintenance¦¦
24-0065753 | Equipment Failure/Involved | Underground | Conductor- Underground | Burned/flashed | 2024 | Tier 2 | Distribution Circuit |  |  |  | 2453424 | Sus |  | EquipmentFailureInvolved¦Underground¦ConductorUnderground¦Burnedflashed
24-0060280 | Company Initiated | Planned- maintenance |  |  | 2024 | Tier 2 | Distribution Circuit |  |  |  | 2453497 | Sus |  | CompanyInitiated¦Plannedmaintenance¦¦
24-0053928 | Wildfire Mitigation | Planned - WSIP/System Hardening |  |  | 2024 | Tier 3 | Transformer only |  |  |  | 2453653 | Sus |  | WildfireMitigation¦PlannedWSIPSystemHardening¦¦
24-0066075 | Unknown Cause | Patrol - found nothing |  |  | 2024 | Tier 2 | Distribution Circuit |  |  |  | 2454005 | Sus |  | UnknownCause¦Patrolfoundnothing¦¦
24-0066197 | Unknown Cause | Patrol - found nothing |  |  | 2024 | Tier 3 | Distribution Circuit |  |  |  | 2454037 | Sus |  | UnknownCause¦Patrolfoundnothing¦¦
24-0057019 | Company Initiated | Planned- maintenance |  |  | 2024 | Tier 2 | Transformer only |  |  |  | 2454157 | Sus |  | CompanyInitiated¦Plannedmaintenance¦¦
24-0061884 | Wildfire Mitigation | Planned - WSIP/System Hardening |  |  | 2024 | Tier 2 | Distribution Circuit |  |  |  | 2454058 | Sus |  | WildfireMitigation¦PlannedWSIPSystemHardening¦¦
24-0061764 | Wildfire Mitigation | Planned - WSIP/System Hardening |  |  | 2024 | Tier 2 | Transformer only |  |  |  | 2454073 | Sus |  | WildfireMitigation¦PlannedWSIPSystemHardening¦¦
24-0061885 | Wildfire Mitigation | Planned - WSIP/System Hardening |  |  | 2024 | Tier 2 | Distribution Circuit |  |  |  | 2454080 | Sus |  | WildfireMitigation¦PlannedWSIPSystemHardening¦¦
24-0061384 | Wildfire Mitigation | Planned - WSIP/System Hardening |  |  | 2024 | Tier 2 | Transformer only |  |  |  | 2454097 | Sus |  | WildfireMitigation¦PlannedWSIPSystemHardening¦¦
24-0061256 | Company Initiated | Planned- maintenance |  |  | 2024 | Tier 2 | Distribution Circuit |  |  |  | 2454099 | Sus |  | CompanyInitiated¦Plannedmaintenance¦¦
24-0004147 | Company Initiated | Planned- capital |  |  | 2024 | Tier 2 | Distribution Circuit |  |  |  | 2454161 | Sus |  | CompanyInitiated¦Plannedcapital¦¦
24-0047966 | Wildfire Mitigation | Planned - WSIP/System Hardening |  |  | 2024 | Tier 2 | Distribution Circuit |  |  |  | 2454016 | Sus |  | WildfireMitigation¦PlannedWSIPSystemHardening¦¦
24-0066156 | Equipment Failure/Involved | Overhead | Pole-Wood | Deteriorated | 2024 | Tier 2 | Distribution Circuit |  |  |  | 2454130 | Sus |  | EquipmentFailureInvolved¦Overhead¦PoleWood¦Deteriorated
24-0059607 | Company Initiated | Planned- maintenance |  |  | 2024 | Tier 2 | Distribution Circuit |  |  |  | 2454257 | Sus |  | CompanyInitiated¦Plannedmaintenance¦¦
24-0039721 | Company Initiated | Planned- maintenance |  |  | 2024 | Tier 2 | Distribution Circuit |  |  |  | 2454175 | Sus |  | CompanyInitiated¦Plannedmaintenance¦¦
24-0060536 | Company Initiated | Planned- maintenance |  |  | 2024 | Tier 2 | Distribution Circuit |  |  |  | 2454218 | Sus |  | CompanyInitiated¦Plannedmaintenance¦¦
24-0039156 | Company Initiated | Planned- capital |  |  | 2024 | Tier 2 | Distribution Circuit |  |  |  | 2454228 | Sus |  | CompanyInitiated¦Plannedcapital¦¦
24-0060736 | Company Initiated | Planned- maintenance |  |  | 2024 | Tier 2 | Distribution Circuit |  |  |  | 2454212 | Sus |  | CompanyInitiated¦Plannedmaintenance¦¦
24-0059852 | Company Initiated | Planned- maintenance |  |  | 2024 | Tier 2 | Distribution Circuit |  |  |  | 2454231 | Sus |  | CompanyInitiated¦Plannedmaintenance¦¦
24-0058571 | Company Initiated | Planned- maintenance |  |  | 2024 | Tier 3 | Distribution Circuit |  |  |  | 2454270 | Sus |  | CompanyInitiated¦Plannedmaintenance¦¦
24-0058789 | Company Initiated | Planned- maintenance |  |  | 2024 | Tier 2 | Transformer only |  |  |  | 2454266 | Sus |  | CompanyInitiated¦Plannedmaintenance¦¦
24-0057015 | Company Initiated | Planned- maintenance |  |  | 2024 | Tier 2 | Transformer only |  |  |  | 2454302 | Sus |  | CompanyInitiated¦Plannedmaintenance¦¦
24-0048303 | Company Initiated | Planned- maintenance |  |  | 2024 | Tier 2 | Distribution Circuit |  |  |  | 2454307 | Sus |  | CompanyInitiated¦Plannedmaintenance¦¦
24-0057017 | Company Initiated | Planned- maintenance |  |  | 2024 | Tier 2 | Transformer only |  |  |  | 2454414 | Sus |  | CompanyInitiated¦Plannedmaintenance¦¦
24-0057012 | Company Initiated | Planned- maintenance |  |  | 2024 | Tier 2 | Transformer only |  |  |  | 2454492 | Sus |  | CompanyInitiated¦Plannedmaintenance¦¦
24-0066581 | Unknown Cause | Patrol - found nothing |  |  | 2024 | Tier 2 | Transformer only |  |  |  | 2454682 | Sus |  | UnknownCause¦Patrolfoundnothing¦¦
24-0066726 | Equipment Failure/Involved | Overhead | Pole-Wood | Deteriorated | 2024 | Tier 2 | Distribution Circuit |  |  |  | 2460542 | Sus |  | EquipmentFailureInvolved¦Overhead¦PoleWood¦Deteriorated
24-0061979 | Company Initiated | Planned- maintenance |  |  | 2024 | Tier 3 | Transformer only |  |  |  | 2460785 | Sus |  | CompanyInitiated¦Plannedmaintenance¦¦
24-0066837 | Equipment Failure/Involved | Overhead | Pole-Wood | Broken | 2024 | Tier 2 | Distribution Circuit |  |  |  | 2460684 | Sus |  | EquipmentFailureInvolved¦Overhead¦PoleWood¦Broken
24-0057053 | Company Initiated | Planned- maintenance |  |  | 2024 | Tier 2 | Transformer only |  |  |  | 2460738 | Sus |  | CompanyInitiated¦Plannedmaintenance¦¦
24-0066883 | Vegetation | Tree - fell into line | Conductor- Overhead | Broken- wire on ground | 2024 | Tier 3 | Distribution Circuit |  |  |  | 2460754 | Sus |  | Vegetation¦Treefellintoline¦ConductorOverhead¦Brokenwireonground
24-0057052 | Company Initiated | Planned- maintenance |  |  | 2024 | Tier 2 | Transformer only |  |  |  | 2460814 | Sus |  | CompanyInitiated¦Plannedmaintenance¦¦
24-0062416 | Wildfire Mitigation | Planned - WSIP/System Hardening |  |  | 2024 | Tier 2 | Distribution Circuit |  |  |  | 2461313 | Sus |  | WildfireMitigation¦PlannedWSIPSystemHardening¦¦
24-0062415 | Wildfire Mitigation | Planned - WSIP/System Hardening |  |  | 2024 | Tier 2 | Distribution Circuit |  |  |  | 2461314 | Sus |  | WildfireMitigation¦PlannedWSIPSystemHardening¦¦
24-0061792 | Wildfire Mitigation | Planned - WSIP/System Hardening |  |  | 2024 | Tier 2 | Distribution Circuit |  |  |  | 2461330 | Sus |  | WildfireMitigation¦PlannedWSIPSystemHardening¦¦
24-0062574 | Company Initiated | Planned- maintenance |  |  | 2024 | Tier 2 | Transformer only |  |  |  | 2461335 | Sus |  | CompanyInitiated¦Plannedmaintenance¦¦
24-0062436 | Wildfire Mitigation | Planned - WSIP/System Hardening |  |  | 2024 | Tier 2 | Distribution Circuit |  |  |  | 2461327 | Sus |  | WildfireMitigation¦PlannedWSIPSystemHardening¦¦
24-0067124 | Equipment Failure/Involved | Overhead | Pole-Wood | Deteriorated | 2024 | Tier 2 | Distribution Circuit |  |  |  | 2461373 | Sus |  | EquipmentFailureInvolved¦Overhead¦PoleWood¦Deteriorated
24-0060517 | Wildfire Mitigation | Planned - WSIP/System Hardening |  |  | 2024 | Tier 3 | Distribution Circuit |  |  |  | 2461455 | Sus |  | WildfireMitigation¦PlannedWSIPSystemHardening¦¦
24-0058775 | Company Initiated | Planned- maintenance |  |  | 2024 | Tier 2 | Transformer only |  |  |  | 2461457 | Sus |  | CompanyInitiated¦Plannedmaintenance¦¦
24-0060768 | Wildfire Mitigation | Planned - WSIP/System Hardening |  |  | 2024 | Tier 2 | Distribution Circuit |  |  |  | 2461473 | Sus |  | WildfireMitigation¦PlannedWSIPSystemHardening¦¦
24-0061147 | Company Initiated | Planned- maintenance |  |  | 2024 | Tier 2 | Transformer only |  |  |  | 2461494 | Sus |  | CompanyInitiated¦Plannedmaintenance¦¦
24-0060540 | Company Initiated | Planned- maintenance |  |  | 2024 | Tier 3 | Distribution Circuit |  |  |  | 2461544 | Sus |  | CompanyInitiated¦Plannedmaintenance¦¦
24-0060605 | Wildfire Mitigation | Planned - WSIP/System Hardening |  |  | 2024 | Tier 3 | Transformer only |  |  |  | 2461606 | Sus |  | WildfireMitigation¦PlannedWSIPSystemHardening¦¦
24-0067484 | Animal | Bird found | Bushing | Normal | 2024 | Tier 2 | Distribution Circuit |  |  |  | 2462062 | Sus |  | Animal¦Birdfound¦Bushing¦Normal
24-0061366 | Wildfire Mitigation | Planned - WSIP/System Hardening |  |  | 2024 | Tier 2 | Distribution Circuit |  |  |  | 2462077 | Sus |  | WildfireMitigation¦PlannedWSIPSystemHardening¦¦
24-0062280 | Company Initiated | Planned- maintenance |  |  | 2024 | Tier 2 | Distribution Circuit |  |  |  | 2462131 | Sus |  | CompanyInitiated¦Plannedmaintenance¦¦
24-0067586 | Animal | Squirrel | Transformer (OH) | Burned/flashed | 2024 | Tier 3 | Transformer only |  |  |  | 2462421 | Sus |  | Animal¦Squirrel¦Transformer(OH)¦Burnedflashed
24-0067629 | Unknown Cause | Patrol - found nothing |  |  | 2024 | Tier 3 | Distribution Circuit |  |  |  | 2462553 | Sus |  | UnknownCause¦Patrolfoundnothing¦¦
24-0038587 | Company Initiated | Planned- capital |  |  | 2024 | Tier 3 | Distribution Circuit |  |  |  | 2462935 | Sus |  | CompanyInitiated¦Plannedcapital¦¦
24-0063758 | Wildfire Mitigation | Planned - WSIP/System Hardening |  |  | 2024 | Tier 2 | Transformer only |  |  |  | 2463397 | Sus |  | WildfireMitigation¦PlannedWSIPSystemHardening¦¦
24-0063930 | Wildfire Mitigation | Planned - WSIP/System Hardening |  |  | 2024 | Tier 2 | Transformer only |  |  |  | 2462954 | Sus |  | WildfireMitigation¦PlannedWSIPSystemHardening¦¦
24-0064682 | Wildfire Mitigation | Planned - WSIP/System Hardening |  |  | 2024 | Tier 2 | Distribution Circuit |  |  |  | 2462968 | Sus |  | WildfireMitigation¦PlannedWSIPSystemHardening¦¦
24-0037504 | Company Initiated | Planned- capital |  |  | 2024 | Tier 2 | Distribution Circuit |  |  |  | 2463197 | Sus |  | CompanyInitiated¦Plannedcapital¦¦
24-0063644 | Company Initiated | Planned- maintenance |  |  | 2024 | Tier 3 | Distribution Circuit |  |  |  | 2462993 | Sus |  | CompanyInitiated¦Plannedmaintenance¦¦
24-0063648 | Company Initiated | Planned- maintenance |  |  | 2024 | Tier 2 | Distribution Circuit |  |  |  | 2463010 | Sus |  | CompanyInitiated¦Plannedmaintenance¦¦
24-0060961 | Wildfire Mitigation | Planned - WSIP/System Hardening |  |  | 2024 | Tier 3 | Transformer only |  |  |  | 2463052 | Sus |  | WildfireMitigation¦PlannedWSIPSystemHardening¦¦
24-0060482 | Wildfire Mitigation | Planned - WSIP/System Hardening |  |  | 2024 | Tier 3 | Transformer only |  |  |  | 2463289 | Sus |  | WildfireMitigation¦PlannedWSIPSystemHardening¦¦
24-0053175 | Company Initiated | Planned- maintenance |  |  | 2024 | Tier 3 | Distribution Circuit |  |  |  | 2463091 | Sus |  | CompanyInitiated¦Plannedmaintenance¦¦
24-0067889 | Equipment Failure/Involved | Overhead | Crossarm- Wood | Broken | 2024 | Tier 2 | Distribution Circuit |  |  |  | 2463275 | Sus |  | EquipmentFailureInvolved¦Overhead¦CrossarmWood¦Broken
24-0067920 | Equipment Failure/Involved | Overhead | Transformer (OH) | Leaking | 2024 | Tier 3 | Transformer only |  |  |  | 2463317 | Sus |  | EquipmentFailureInvolved¦Overhead¦Transformer(OH)¦Leaking
24-0064483 | Wildfire Mitigation | Planned - WSIP/System Hardening |  |  | 2024 | Tier 2 | Distribution Circuit |  |  |  | 2464015 | Sus |  | WildfireMitigation¦PlannedWSIPSystemHardening¦¦
24-0061616 | Wildfire Mitigation | Planned - WSIP/System Hardening |  |  | 2024 | Tier 2 | Transformer only |  |  |  | 2464035 | Sus |  | WildfireMitigation¦PlannedWSIPSystemHardening¦¦
24-0061357 | Wildfire Mitigation | Planned - WSIP/System Hardening |  |  | 2024 | Tier 2 | Distribution Circuit |  |  |  | 2464037 | Sus |  | WildfireMitigation¦PlannedWSIPSystemHardening¦¦
24-0062750 | Wildfire Mitigation | Planned - WSIP/System Hardening |  |  | 2024 | Tier 3 | Transformer only |  |  |  | 2464040 | Sus |  | WildfireMitigation¦PlannedWSIPSystemHardening¦¦
24-0037520 | Company Initiated | Planned- capital |  |  | 2024 | Tier 2 | Distribution Circuit |  |  |  | 2464050 | Sus |  | CompanyInitiated¦Plannedcapital¦¦
24-0063682 | Company Initiated | Planned- maintenance |  |  | 2024 | Tier 2 | Distribution Circuit |  |  |  | 2464070 | Sus |  | CompanyInitiated¦Plannedmaintenance¦¦
24-0063667 | Company Initiated | Planned- maintenance |  |  | 2024 | Tier 3 | Distribution Circuit |  |  |  | 2464104 | Sus |  | CompanyInitiated¦Plannedmaintenance¦¦
24-0059324 | Wildfire Mitigation | Planned - WSIP/System Hardening |  |  | 2024 | Tier 2 | Transformer only |  |  |  | 2464106 | Sus |  | WildfireMitigation¦PlannedWSIPSystemHardening¦¦
24-0059321 | Wildfire Mitigation | Planned - WSIP/System Hardening |  |  | 2024 | Tier 2 | Distribution Circuit |  |  |  | 2464110 | Sus |  | WildfireMitigation¦PlannedWSIPSystemHardening¦¦
24-0061588 | Company Initiated | Planned- maintenance |  |  | 2024 | Tier 2 | Distribution Circuit |  |  |  | 2464114 | Sus |  | CompanyInitiated¦Plannedmaintenance¦¦
24-0062654 | Wildfire Mitigation | Planned - WSIP/System Hardening |  |  | 2024 | Tier 2 | Transformer only |  |  |  | 2464141 | Sus |  | WildfireMitigation¦PlannedWSIPSystemHardening¦¦
24-0053870 | Wildfire Mitigation | Planned - WSIP/System Hardening |  |  | 2024 | Tier 2 | Distribution Circuit |  |  |  | 2464155 | Sus |  | WildfireMitigation¦PlannedWSIPSystemHardening¦¦
24-0063990 | Company Initiated | Planned- capital |  |  | 2024 | Tier 3 | Distribution Circuit |  |  |  | 2464171 | Sus |  | CompanyInitiated¦Plannedcapital¦¦
24-0062697 | Company Initiated | Planned- maintenance |  |  | 2024 | Tier 2 | Distribution Circuit |  |  |  | 2464170 | Sus |  | CompanyInitiated¦Plannedmaintenance¦¦
24-0051716 | Company Initiated | Planned- maintenance |  |  | 2024 | Tier 2 | Transformer only |  |  |  | 2464205 | Sus |  | CompanyInitiated¦Plannedmaintenance¦¦
24-0053592 | Company Initiated | Planned- maintenance |  |  | 2024 | Tier 2 | Distribution Circuit |  |  |  | 2464215 | Sus |  | CompanyInitiated¦Plannedmaintenance¦¦
24-0053589 | Company Initiated | Planned- maintenance |  |  | 2024 | Tier 2 | Distribution Circuit |  |  |  | 2464210 | Sus |  | CompanyInitiated¦Plannedmaintenance¦¦
24-0039698 | Company Initiated | Planned- capital |  |  | 2024 | Tier 3 | Distribution Circuit |  |  |  | 2464250 | Sus |  | CompanyInitiated¦Plannedcapital¦¦
24-0068298 | Company Initiated | Construction Activity/equip- company | Insulator | Broken | 2024 | Tier 2 | Distribution Circuit |  |  |  | 2464297 | Sus |  | CompanyInitiated¦ConstructionActivityequipcompany¦Insulator¦Broken
24-0062661 | Wildfire Mitigation | Planned - WSIP/System Hardening |  |  | 2024 | Tier 2 | Transformer only |  |  |  | 2464353 | Sus |  | WildfireMitigation¦PlannedWSIPSystemHardening¦¦
24-0065410 | Company Initiated | Planned- maintenance |  |  | 2024 | Tier 2 | Transformer only |  |  |  | 2464848 | Sus |  | CompanyInitiated¦Plannedmaintenance¦¦
23-0107219 | Company Initiated | Planned- capital |  |  | 2024 | Tier 2 | Distribution Circuit |  |  |  | 2465056 | Sus |  | CompanyInitiated¦Plannedcapital¦¦
24-0068618 | Equipment Failure/Involved | Overhead | Transformer (OH) | Failed/Faulted | 2024 | Tier 2 | Distribution Circuit |  |  |  | 2464840 | Sus |  | EquipmentFailureInvolved¦Overhead¦Transformer(OH)¦FailedFaulted
24-0063166 | Company Initiated | Planned- maintenance |  |  | 2024 | Tier 3 | Distribution Circuit |  |  |  | 2464878 | Sus |  | CompanyInitiated¦Plannedmaintenance¦¦
24-0061682 | Wildfire Mitigation | Planned - WSIP/System Hardening |  |  | 2024 | Tier 2 | Distribution Circuit |  |  |  | 2464890 | Sus |  | WildfireMitigation¦PlannedWSIPSystemHardening¦¦
24-0050367 | Company Initiated | Planned- customer |  |  | 2024 | Tier 3 | Distribution Circuit |  |  |  | 2464903 | Sus |  | CompanyInitiated¦Plannedcustomer¦¦
24-0064333 | Company Initiated | Planned- maintenance |  |  | 2024 | Tier 2 | Distribution Circuit |  |  |  | 2464902 | Sus |  | CompanyInitiated¦Plannedmaintenance¦¦
24-0063803 | Company Initiated | Planned- maintenance |  |  | 2024 | Zone 1 | Transformer only |  |  |  | 2465043 | Sus |  | CompanyInitiated¦Plannedmaintenance¦¦
24-0061625 | Company Initiated | Planned- maintenance |  |  | 2024 | Tier 3 | Distribution Circuit |  |  |  | 2464923 | Sus |  | CompanyInitiated¦Plannedmaintenance¦¦
24-0063797 | Company Initiated | Planned- maintenance |  |  | 2024 | Tier 2 | Distribution Circuit |  |  |  | 2464970 | Sus |  | CompanyInitiated¦Plannedmaintenance¦¦
24-0062457 | Company Initiated | Planned- maintenance |  |  | 2024 | Tier 2 | Distribution Circuit |  |  |  | 2464967 | Sus |  | CompanyInitiated¦Plannedmaintenance¦¦
24-0061791 | Unknown Cause | Patrol - found nothing |  |  | 2024 | Tier 3 | Transformer only |  |  |  | 2464976 | Sus |  | UnknownCause¦Patrolfoundnothing¦¦
24-0063850 | Wildfire Mitigation | Planned - WSIP/System Hardening |  |  | 2024 | Tier 2 | Distribution Circuit |  |  |  | 2465205 | Sus |  | WildfireMitigation¦PlannedWSIPSystemHardening¦¦
24-0064212 | Company Initiated | Planned- maintenance |  |  | 2024 | Tier 2 | Transformer only |  |  |  | 2465267 | Sus |  | CompanyInitiated¦Plannedmaintenance¦¦
24-0065113 | Wildfire Mitigation | Planned - WSIP/System Hardening |  |  | 2024 | Tier 2 | Distribution Circuit |  |  |  | 2465548 | Sus |  | WildfireMitigation¦PlannedWSIPSystemHardening¦¦
24-0045168 | Company Initiated | Planned- capital |  |  | 2024 | Tier 2 | Distribution Circuit |  |  |  | 2465586 | Sus |  | CompanyInitiated¦Plannedcapital¦¦
24-0063398 | Wildfire Mitigation | Planned - WSIP/System Hardening |  |  | 2024 | Tier 3 | Transformer only |  |  |  | 2465600 | Sus |  | WildfireMitigation¦PlannedWSIPSystemHardening¦¦
24-0065092 | Wildfire Mitigation | Planned - WSIP/System Hardening |  |  | 2024 | Tier 2 | Transformer only |  |  |  | 2465599 | Sus |  | WildfireMitigation¦PlannedWSIPSystemHardening¦¦
24-0064725 | Wildfire Mitigation | Planned - WSIP/System Hardening |  |  | 2024 | Tier 2 | Distribution Circuit |  |  |  | 2465607 | Sus |  | WildfireMitigation¦PlannedWSIPSystemHardening¦¦
24-0054393 | Wildfire Mitigation | Planned - WSIP/System Hardening |  |  | 2024 | Tier 2 | Distribution Circuit |  |  |  | 2465643 | Sus |  | WildfireMitigation¦PlannedWSIPSystemHardening¦¦
24-0065428 | Company Initiated | Planned- maintenance |  |  | 2024 | Tier 2 | Distribution Circuit |  |  |  | 2465650 | Sus |  | CompanyInitiated¦Plannedmaintenance¦¦
24-0064236 | Company Initiated | Planned- maintenance |  |  | 2024 | Tier 3 | Distribution Circuit |  |  |  | 2465661 | Sus |  | CompanyInitiated¦Plannedmaintenance¦¦
24-0062485 | Company Initiated | Planned- maintenance |  |  | 2024 | Tier 2 | Distribution Circuit |  |  |  | 2465697 | Sus |  | CompanyInitiated¦Plannedmaintenance¦¦
24-0062006 | Company Initiated | Planned- maintenance |  |  | 2024 | Tier 2 | Distribution Circuit |  |  |  | 2465716 | Sus |  | CompanyInitiated¦Plannedmaintenance¦¦
24-0062075 | Wildfire Mitigation | Planned - WSIP/System Hardening |  |  | 2024 | Tier 3 | Transformer only |  |  |  | 2465754 | Sus |  | WildfireMitigation¦PlannedWSIPSystemHardening¦¦
24-0062954 | Company Initiated | Planned- maintenance |  |  | 2024 | Tier 3 | Transformer only |  |  |  | 2465792 | Sus |  | CompanyInitiated¦Plannedmaintenance¦¦
24-0061372 | Wildfire Mitigation | Planned - WSIP/System Hardening |  |  | 2024 | Tier 2 | Distribution Circuit |  |  |  | 2465796 | Sus |  | WildfireMitigation¦PlannedWSIPSystemHardening¦¦
24-0060826 | Company Initiated | Planned- maintenance |  |  | 2024 | Tier 2 | Distribution Circuit |  |  |  | 2465789 | Sus |  | CompanyInitiated¦Plannedmaintenance¦¦
24-0062963 | Wildfire Mitigation | Planned - WSIP/System Hardening |  |  | 2024 | Tier 3 | Transformer only |  |  |  | 2465800 | Sus |  | WildfireMitigation¦PlannedWSIPSystemHardening¦¦
24-0065094 | Wildfire Mitigation | Planned - WSIP/System Hardening |  |  | 2024 | Tier 2 | Transformer only |  |  |  | 2465866 | Sus |  | WildfireMitigation¦PlannedWSIPSystemHardening¦¦
24-0062008 | Wildfire Mitigation | Planned - WSIP/System Hardening |  |  | 2024 | Tier 2 | Transformer only |  |  |  | 2465915 | Sus |  | WildfireMitigation¦PlannedWSIPSystemHardening¦¦
24-0066436 | Company Initiated | Planned- capital |  |  | 2024 | Tier 3 | Distribution Circuit |  |  |  | 2465949 | Sus |  | CompanyInitiated¦Plannedcapital¦¦
24-0069523 | Animal | Squirrel | Conductor- Overhead | Normal | 2024 | Tier 3 | Distribution Circuit |  |  |  | 2466327 | Sus |  | Animal¦Squirrel¦ConductorOverhead¦Normal
24-0063405 | Wildfire Mitigation | Planned - WSIP/System Hardening |  |  | 2024 | Tier 3 | Distribution Circuit |  |  |  | 2466321 | Sus |  | WildfireMitigation¦PlannedWSIPSystemHardening¦¦
24-0062499 | Wildfire Mitigation | Planned - WSIP/System Hardening |  |  | 2024 | Tier 3 | Transformer only |  |  |  | 2466487 | Sus |  | WildfireMitigation¦PlannedWSIPSystemHardening¦¦
24-0064316 | Company Initiated | Planned- maintenance |  |  | 2024 | Tier 2 | Transformer only |  |  |  | 2466482 | Sus |  | CompanyInitiated¦Plannedmaintenance¦¦
24-0062504 | Wildfire Mitigation | Planned - WSIP/System Hardening |  |  | 2024 | Tier 3 | Distribution Circuit |  |  |  | 2466563 | Sus |  | WildfireMitigation¦PlannedWSIPSystemHardening¦¦
24-0062150 | Company Initiated | Planned- maintenance |  |  | 2024 | Tier 2 | Distribution Circuit |  |  |  | 2466494 | Sus |  | CompanyInitiated¦Plannedmaintenance¦¦
24-0062495 | Company Initiated | Planned- maintenance |  |  | 2024 | Tier 2 | Transformer only |  |  |  | 2466506 | Sus |  | CompanyInitiated¦Plannedmaintenance¦¦
24-0053624 | Company Initiated | Planned- maintenance |  |  | 2024 | Tier 3 | Distribution Circuit |  |  |  | 2466500 | Sus |  | CompanyInitiated¦Plannedmaintenance¦¦
24-0063108 | Wildfire Mitigation | Planned - WSIP/System Hardening |  |  | 2024 | Tier 3 | Distribution Circuit |  |  |  | 2466512 | Sus |  | WildfireMitigation¦PlannedWSIPSystemHardening¦¦
24-0054370 | Company Initiated | Planned- maintenance |  |  | 2024 | Tier 2 | Transformer only |  |  |  | 2466520 | Sus |  | CompanyInitiated¦Plannedmaintenance¦¦
24-0069687 | Vegetation | Tree - fell into line | Transformer (OH) | Failed/Faulted | 2024 | Tier 2 | Transformer only |  |  |  | 2466544 | Sus |  | Vegetation¦Treefellintoline¦Transformer(OH)¦FailedFaulted
24-0062535 | Wildfire Mitigation | Planned - WSIP/System Hardening |  |  | 2024 | Tier 2 | Transformer only |  |  |  | 2466573 | Sus |  | WildfireMitigation¦PlannedWSIPSystemHardening¦¦
24-0065635 | Wildfire Mitigation | Planned - WSIP/System Hardening |  |  | 2024 | Tier 2 | Transformer only |  |  |  | 2466578 | Sus |  | WildfireMitigation¦PlannedWSIPSystemHardening¦¦
24-0064251 | Company Initiated | Planned- maintenance |  |  | 2024 | Tier 2 | Distribution Circuit |  |  |  | 2466630 | Sus |  | CompanyInitiated¦Plannedmaintenance¦¦
24-0069816 | Equipment Failure/Involved | Overhead | Transformer (OH) | Failed/Faulted | 2024 | Tier 2 | Transformer only |  |  |  | 2466656 | Sus |  | EquipmentFailureInvolved¦Overhead¦Transformer(OH)¦FailedFaulted
24-0069863 | Equipment Failure/Involved | Overhead | Conductor- Overhead | Broken- wire on ground | 2024 | Tier 2 | Distribution Circuit |  |  |  | 2466695 | Sus |  | EquipmentFailureInvolved¦Overhead¦ConductorOverhead¦Brokenwireonground
24-0065527 | Company Initiated | Planned- maintenance |  |  | 2024 | Tier 2 | Distribution Circuit |  |  |  | 2466713 | Sus |  | CompanyInitiated¦Plannedmaintenance¦¦
24-0046000 | Company Initiated | Planned- capital |  |  | 2024 | Tier 2 | Distribution Circuit |  |  |  | 2467463 | Sus |  | CompanyInitiated¦Plannedcapital¦¦
24-0070035 | Equipment Failure/Involved | Overhead | Transformer (OH) | Failed/Faulted | 2024 | Tier 2 | Transformer only |  |  |  | 2467599 | Sus |  | EquipmentFailureInvolved¦Overhead¦Transformer(OH)¦FailedFaulted
24-0070089 | Vegetation | Tree - branch fell on line | Conductor- Overhead | Normal | 2024 | Tier 2 | Distribution Circuit |  |  |  | 2467776 | Sus |  | Vegetation¦Treebranchfellonline¦ConductorOverhead¦Normal
24-0070162 | Unknown Cause | Patrol - found nothing |  |  | 2024 | Tier 2 | Distribution Circuit |  |  |  | 2468030 | Sus |  | UnknownCause¦Patrolfoundnothing¦¦
24-0067227 | Company Initiated | Planned- maintenance |  |  | 2024 | Tier 2 | Distribution Circuit |  |  |  | 2468545 | Sus |  | CompanyInitiated¦Plannedmaintenance¦¦
24-0066230 | Company Initiated | Planned- maintenance |  |  | 2024 | Tier 2 | Distribution Circuit |  |  |  | 2468538 | Sus |  | CompanyInitiated¦Plannedmaintenance¦¦
24-0067226 | Wildfire Mitigation | Planned - WSIP/System Hardening |  |  | 2024 | Tier 2 | Distribution Circuit |  |  |  | 2468555 | Sus |  | WildfireMitigation¦PlannedWSIPSystemHardening¦¦
24-0067238 | Wildfire Mitigation | Planned - WSIP/System Hardening |  |  | 2024 | Tier 2 | Distribution Circuit |  |  |  | 2468588 | Sus |  | WildfireMitigation¦PlannedWSIPSystemHardening¦¦
24-0064079 | Wildfire Mitigation | Planned - WSIP/System Hardening |  |  | 2024 | Tier 3 | Distribution Circuit |  |  |  | 2468594 | Sus |  | WildfireMitigation¦PlannedWSIPSystemHardening¦¦
24-0064099 | Wildfire Mitigation | Planned - WSIP/System Hardening |  |  | 2024 | Tier 3 | Transformer only |  |  |  | 2468611 | Sus |  | WildfireMitigation¦PlannedWSIPSystemHardening¦¦
24-0069793 | Company Initiated | Planned- maintenance |  |  | 2024 | Tier 2 | Distribution Circuit |  |  |  | 2468620 | Sus |  | CompanyInitiated¦Plannedmaintenance¦¦
24-0062688 | Wildfire Mitigation | Planned - WSIP/System Hardening |  |  | 2024 | Tier 2 | Transformer only |  |  |  | 2468669 | Sus |  | WildfireMitigation¦PlannedWSIPSystemHardening¦¦
24-0063995 | Company Initiated | Planned- maintenance |  |  | 2024 | Tier 2 | Distribution Circuit |  |  |  | 2468678 | Sus |  | CompanyInitiated¦Plannedmaintenance¦¦
24-0063573 | Wildfire Mitigation | Planned - WSIP/System Hardening |  |  | 2024 | Tier 3 | Distribution Circuit |  |  |  | 2468661 | Sus |  | WildfireMitigation¦PlannedWSIPSystemHardening¦¦
24-0062067 | Wildfire Mitigation | Planned - WSIP/System Hardening |  |  | 2024 | Tier 2 | Distribution Circuit |  |  |  | 2468679 | Sus |  | WildfireMitigation¦PlannedWSIPSystemHardening¦¦
24-0066285 | Company Initiated | Planned- maintenance |  |  | 2024 | Tier 2 | Transformer only |  |  |  | 2468694 | Sus |  | CompanyInitiated¦Plannedmaintenance¦¦
24-0063593 | Company Initiated | Planned- maintenance |  |  | 2024 | Tier 3 | Distribution Circuit |  |  |  | 2468721 | Sus |  | CompanyInitiated¦Plannedmaintenance¦¦
24-0067248 | Wildfire Mitigation | Planned - WSIP/System Hardening |  |  | 2024 | Tier 2 | Transformer only |  |  |  | 2469189 | Sus |  | WildfireMitigation¦PlannedWSIPSystemHardening¦¦
24-0066688 | Wildfire Mitigation | Planned - WSIP/System Hardening |  |  | 2024 | Tier 2 | Transformer only |  |  |  | 2469524 | Sus |  | WildfireMitigation¦PlannedWSIPSystemHardening¦¦
24-0067278 | Company Initiated | Planned- maintenance |  |  | 2024 | Tier 2 | Distribution Circuit |  |  |  | 2469531 | Sus |  | CompanyInitiated¦Plannedmaintenance¦¦
24-0067233 | Wildfire Mitigation | Planned - WSIP/System Hardening |  |  | 2024 | Tier 2 | Transformer only |  |  |  | 2469762 | Sus |  | WildfireMitigation¦PlannedWSIPSystemHardening¦¦
24-0067255 | Company Initiated | Planned- maintenance |  |  | 2024 | Tier 2 | Distribution Circuit |  |  |  | 2469548 | Sus |  | CompanyInitiated¦Plannedmaintenance¦¦
24-0067236 | Wildfire Mitigation | Planned - WSIP/System Hardening |  |  | 2024 | Tier 2 | Transformer only |  |  |  | 2469555 | Sus |  | WildfireMitigation¦PlannedWSIPSystemHardening¦¦
24-0066742 | Wildfire Mitigation | Planned - WSIP/System Hardening |  |  | 2024 | Tier 2 | Transformer only |  |  |  | 2469563 | Sus |  | WildfireMitigation¦PlannedWSIPSystemHardening¦¦
24-0069789 | Company Initiated | Planned- maintenance |  |  | 2024 | Tier 3 | Transformer only |  |  |  | 2469586 | Sus |  | CompanyInitiated¦Plannedmaintenance¦¦
24-0066732 | Wildfire Mitigation | Planned - WSIP/System Hardening |  |  | 2024 | Tier 2 | Transformer only |  |  |  | 2469592 | Sus |  | WildfireMitigation¦PlannedWSIPSystemHardening¦¦
24-0064109 | Wildfire Mitigation | Planned - WSIP/System Hardening |  |  | 2024 | Tier 3 | Distribution Circuit |  |  |  | 2469591 | Sus |  | WildfireMitigation¦PlannedWSIPSystemHardening¦¦
24-0064115 | Wildfire Mitigation | Planned - WSIP/System Hardening |  |  | 2024 | Tier 3 | Transformer only |  |  |  | 2469600 | Sus |  | WildfireMitigation¦PlannedWSIPSystemHardening¦¦
24-0066498 | Company Initiated | Planned- maintenance |  |  | 2024 | Tier 3 | Distribution Circuit |  |  |  | 2469616 | Sus |  | CompanyInitiated¦Plannedmaintenance¦¦
24-0070832 | Equipment Failure/Involved | Overhead | Pole-Wood | Broken | 2024 | Tier 2 | Distribution Circuit |  |  |  | 2469597 | Sus |  | EquipmentFailureInvolved¦Overhead¦PoleWood¦Broken
24-0063455 | Company Initiated | Planned- maintenance |  |  | 2024 | Tier 2 | Transformer only |  |  |  | 2469632 | Sus |  | CompanyInitiated¦Plannedmaintenance¦¦
24-0063702 | Wildfire Mitigation | Planned - WSIP/System Hardening |  |  | 2024 | Tier 3 | Transformer only |  |  |  | 2469642 | Sus |  | WildfireMitigation¦PlannedWSIPSystemHardening¦¦
24-0065843 | Wildfire Mitigation | Planned - WSIP/System Hardening |  |  | 2024 | Tier 2 | Transformer only |  |  |  | 2469758 | Sus |  | WildfireMitigation¦PlannedWSIPSystemHardening¦¦
24-0064648 | Wildfire Mitigation | Planned - WSIP/System Hardening |  |  | 2024 | Tier 2 | Distribution Circuit |  |  |  | 2469647 | Sus |  | WildfireMitigation¦PlannedWSIPSystemHardening¦¦
24-0044686 | Company Initiated | Planned- capital |  |  | 2024 | Tier 2 | Distribution Circuit |  |  |  | 2469710 | Sus |  | CompanyInitiated¦Plannedcapital¦¦
24-0065869 | Wildfire Mitigation | Planned - WSIP/System Hardening |  |  | 2024 | Tier 2 | Transformer only |  |  |  | 2469907 | Sus |  | WildfireMitigation¦PlannedWSIPSystemHardening¦¦
24-0066716 | Wildfire Mitigation | Planned - WSIP/System Hardening |  |  | 2024 | Tier 2 | Transformer only |  |  |  | 2469921 | Sus |  | WildfireMitigation¦PlannedWSIPSystemHardening¦¦
24-0067287 | Company Initiated | Planned- maintenance |  |  | 2024 | Tier 2 | Distribution Circuit |  |  |  | 2469951 | Sus |  | CompanyInitiated¦Plannedmaintenance¦¦
24-0066421 | Wildfire Mitigation | Planned - WSIP/System Hardening |  |  | 2024 | Tier 2 | Transformer only |  |  |  | 2470002 | Sus |  | WildfireMitigation¦PlannedWSIPSystemHardening¦¦
24-0067269 | Company Initiated | Planned- maintenance |  |  | 2024 | Tier 2 | Distribution Circuit |  |  |  | 2470066 | Sus |  | CompanyInitiated¦Plannedmaintenance¦¦
24-0071095 | Animal | Bird found | Fuse | Failed/Faulted | 2024 | Tier 3 | Transformer only |  |  |  | 2470077 | Sus |  | Animal¦Birdfound¦Fuse¦FailedFaulted
24-0071055 | Equipment Failure/Involved | Overhead | Crossarm- Wood | Broken | 2024 | Zone 1 | Transformer only |  |  |  | 2470108 | Sus |  | EquipmentFailureInvolved¦Overhead¦CrossarmWood¦Broken
24-0066750 | Wildfire Mitigation | Planned - WSIP/System Hardening |  |  | 2024 | Tier 2 | Transformer only |  |  |  | 2470549 | Sus |  | WildfireMitigation¦PlannedWSIPSystemHardening¦¦
24-0067223 | Wildfire Mitigation | Planned - WSIP/System Hardening |  |  | 2024 | Tier 2 | Distribution Circuit |  |  |  | 2470585 | Sus |  | WildfireMitigation¦PlannedWSIPSystemHardening¦¦
24-0067300 | Company Initiated | Planned- maintenance |  |  | 2024 | Tier 2 | Distribution Circuit |  |  |  | 2470600 | Sus |  | CompanyInitiated¦Plannedmaintenance¦¦
24-0066703 | Company Initiated | Planned- maintenance |  |  | 2024 | Tier 3 | Distribution Circuit |  |  |  | 2470638 | Sus |  | CompanyInitiated¦Plannedmaintenance¦¦
24-0066524 | Wildfire Mitigation | Planned - WSIP/System Hardening |  |  | 2024 | Tier 3 | Distribution Circuit |  |  |  | 2470634 | Sus |  | WildfireMitigation¦PlannedWSIPSystemHardening¦¦
24-0016234 | Company Initiated | Planned- maintenance |  |  | 2024 | Tier 3 | Distribution Circuit |  |  |  | 2470656 | Sus |  | CompanyInitiated¦Plannedmaintenance¦¦
24-0045963 | Company Initiated | Planned- capital |  |  | 2024 | Tier 2 | Distribution Circuit |  |  |  | 2470663 | Sus |  | CompanyInitiated¦Plannedcapital¦¦
24-0063786 | Wildfire Mitigation | Planned - WSIP/System Hardening |  |  | 2024 | Tier 2 | Transformer only |  |  |  | 2470683 | Sus |  | WildfireMitigation¦PlannedWSIPSystemHardening¦¦
24-0063192 | Company Initiated | Planned- maintenance |  |  | 2024 | Tier 2 | Distribution Circuit |  |  |  | 2470732 | Sus |  | CompanyInitiated¦Plannedmaintenance¦¦
24-0059678 | Company Initiated | Planned- maintenance |  |  | 2024 | Tier 2 | Distribution Circuit |  |  |  | 2470777 | Sus |  | CompanyInitiated¦Plannedmaintenance¦¦
24-0071352 | Company Initiated | Personnel- company | Conductor- Overhead | Normal | 2024 | Tier 2 | Distribution Circuit |  |  |  | 2470829 | Sus |  | CompanyInitiated¦Personnelcompany¦ConductorOverhead¦Normal
24-0063553 | Wildfire Mitigation | Planned - WSIP/System Hardening |  |  | 2024 | Tier 3 | Transformer only |  |  |  | 2470877 | Sus |  | WildfireMitigation¦PlannedWSIPSystemHardening¦¦
24-0071412 | Equipment Failure/Involved | Overhead | Transformer (OH) | Leaking | 2024 | Tier 3 | Transformer only |  |  |  | 2470914 | Sus |  | EquipmentFailureInvolved¦Overhead¦Transformer(OH)¦Leaking
24-0059680 | Wildfire Mitigation | Planned - WSIP/System Hardening |  |  | 2024 | Tier 2 | Distribution Circuit |  |  |  | 2470962 | Sus |  | WildfireMitigation¦PlannedWSIPSystemHardening¦¦
24-0071465 | Company Initiated | Personnel- company | Fuse | Normal | 2024 | Tier 3 | Distribution Circuit |  |  |  | 2470988 | Sus |  | CompanyInitiated¦Personnelcompany¦Fuse¦Normal
24-0066517 | Company Initiated | Planned- maintenance |  |  | 2024 | Tier 3 | Distribution Circuit |  |  |  | 2471100 | Sus |  | CompanyInitiated¦Plannedmaintenance¦¦
24-0067249 | Wildfire Mitigation | Planned - WSIP/System Hardening |  |  | 2024 | Tier 2 | Transformer only |  |  |  | 2471513 | Sus |  | WildfireMitigation¦PlannedWSIPSystemHardening¦¦
24-0067878 | Wildfire Mitigation | Planned - WSIP/System Hardening |  |  | 2024 | Tier 2 | Distribution Circuit |  |  |  | 2471508 | Sus |  | WildfireMitigation¦PlannedWSIPSystemHardening¦¦
24-0067314 | Company Initiated | Planned- maintenance |  |  | 2024 | Tier 2 | Distribution Circuit |  |  |  | 2471521 | Sus |  | CompanyInitiated¦Plannedmaintenance¦¦
24-0063567 | Wildfire Mitigation | Planned - WSIP/System Hardening |  |  | 2024 | Tier 2 | Transformer only |  |  |  | 2471527 | Sus |  | WildfireMitigation¦PlannedWSIPSystemHardening¦¦
24-0052109 | Company Initiated | Planned- capital |  |  | 2024 | Tier 2 | Distribution Circuit |  |  |  | 2471541 | Sus |  | CompanyInitiated¦Plannedcapital¦¦
24-0066659 | Company Initiated | Planned- maintenance |  |  | 2024 | Tier 2 | Distribution Circuit |  |  |  | 2471557 | Sus |  | CompanyInitiated¦Plannedmaintenance¦¦
24-0066722 | Company Initiated | Planned- maintenance |  |  | 2024 | Tier 2 | Distribution Circuit |  |  |  | 2471578 | Sus |  | CompanyInitiated¦Plannedmaintenance¦¦
24-0065897 | Wildfire Mitigation | Planned - WSIP/System Hardening |  |  | 2024 | Tier 2 | Distribution Circuit |  |  |  | 2471582 | Sus |  | WildfireMitigation¦PlannedWSIPSystemHardening¦¦
24-0054429 | Wildfire Mitigation | Planned - WSIP/System Hardening |  |  | 2024 | Tier 2 | Distribution Circuit |  |  |  | 2471598 | Sus |  | WildfireMitigation¦PlannedWSIPSystemHardening¦¦
24-0063983 | Wildfire Mitigation | Planned - WSIP/System Hardening |  |  | 2024 | Tier 3 | Transformer only |  |  |  | 2471803 | Sus |  | WildfireMitigation¦PlannedWSIPSystemHardening¦¦
24-0067214 | Company Initiated | Planned- maintenance |  |  | 2024 | Tier 2 | Transformer only |  |  |  | 2471637 | Sus |  | CompanyInitiated¦Plannedmaintenance¦¦
24-0063987 | Wildfire Mitigation | Planned - WSIP/System Hardening |  |  | 2024 | Tier 3 | Distribution Circuit |  |  |  | 2471603 | Sus |  | WildfireMitigation¦PlannedWSIPSystemHardening¦¦
24-0066606 | Company Initiated | Planned- maintenance |  |  | 2024 | Zone 1 | Transformer only |  |  |  | 2471631 | Sus |  | CompanyInitiated¦Plannedmaintenance¦¦
24-0062011 | Company Initiated | Planned- maintenance |  |  | 2024 | Tier 3 | Distribution Circuit |  |  |  | 2471629 | Sus |  | CompanyInitiated¦Plannedmaintenance¦¦
24-0067354 | Company Initiated | Planned- maintenance |  |  | 2024 | Tier 2 | Transformer only |  |  |  | 2471830 | Sus |  | CompanyInitiated¦Plannedmaintenance¦¦
24-0066607 | Wildfire Mitigation | Planned - WSIP/System Hardening |  |  | 2024 | Tier 2 | Transformer only |  |  |  | 2471833 | Sus |  | WildfireMitigation¦PlannedWSIPSystemHardening¦¦
24-0071940 | Animal | Bird found | Recloser | Normal | 2024 | Tier 2 | Distribution Circuit |  |  |  | 2471863 | Sus |  | Animal¦Birdfound¦Recloser¦Normal
24-0067323 | Company Initiated | Planned- maintenance |  |  | 2024 | Tier 2 | Distribution Circuit |  |  |  | 2472381 | Sus |  | CompanyInitiated¦Plannedmaintenance¦¦
24-0066612 | Company Initiated | Planned- maintenance |  |  | 2024 | Tier 2 | Distribution Circuit |  |  |  | 2472392 | Sus |  | CompanyInitiated¦Plannedmaintenance¦¦
24-0072180 | Vegetation | Tree - branch fell on line | Conductor- Overhead | Normal | 2024 | Tier 2 | Distribution Circuit |  |  |  | 2472500 | Sus |  | Vegetation¦Treebranchfellonline¦ConductorOverhead¦Normal
24-0072210 | 3rd Party | Customer Equipment | Transformer (OH) | Failed/Faulted | 2024 | Tier 3 | Transformer only |  |  |  | 2472567 | Sus |  | 3rdParty¦CustomerEquipment¦Transformer(OH)¦FailedFaulted
24-0066613 | Wildfire Mitigation | Planned - WSIP/System Hardening |  |  | 2024 | Tier 2 | Transformer only |  |  |  | 2472612 | Sus |  | WildfireMitigation¦PlannedWSIPSystemHardening¦¦
24-0068558 | Wildfire Mitigation | Planned - WSIP/System Hardening |  |  | 2024 | Tier 2 | Distribution Circuit |  |  |  | 2473672 | Sus |  | WildfireMitigation¦PlannedWSIPSystemHardening¦¦
24-0066380 | Wildfire Mitigation | Planned - WSIP/System Hardening |  |  | 2024 | Tier 3 | Distribution Circuit |  |  |  | 2473696 | Sus |  | WildfireMitigation¦PlannedWSIPSystemHardening¦¦
24-0072446 | Company Initiated | Personnel- company | Fuse | Normal | 2024 | Tier 2 | Distribution Circuit |  |  |  | 2473723 | Sus |  | CompanyInitiated¦Personnelcompany¦Fuse¦Normal
24-0063410 | Company Initiated | Planned- maintenance |  |  | 2024 | Tier 3 | Distribution Circuit |  |  |  | 2473624 | Sus |  | CompanyInitiated¦Plannedmaintenance¦¦
24-0068002 | Wildfire Mitigation | Planned - WSIP/System Hardening |  |  | 2024 | Tier 2 | Distribution Circuit |  |  |  | 2473755 | Sus |  | WildfireMitigation¦PlannedWSIPSystemHardening¦¦
24-0067731 | Company Initiated | Planned- maintenance |  |  | 2024 | Tier 2 | Distribution Circuit |  |  |  | 2473736 | Sus |  | CompanyInitiated¦Plannedmaintenance¦¦
24-0068023 | Company Initiated | Planned- maintenance |  |  | 2024 | Tier 2 | Distribution Circuit |  |  |  | 2473732 | Sus |  | CompanyInitiated¦Plannedmaintenance¦¦
24-0068270 | Company Initiated | Planned- maintenance |  |  | 2024 | Tier 3 | Transformer only |  |  |  | 2474321 | Sus |  | CompanyInitiated¦Plannedmaintenance¦¦
24-0065998 | Wildfire Mitigation | Planned - WSIP/System Hardening |  |  | 2024 | Tier 3 | Transformer only |  |  |  | 2473786 | Sus |  | WildfireMitigation¦PlannedWSIPSystemHardening¦¦
24-0065806 | Wildfire Mitigation | Planned - WSIP/System Hardening |  |  | 2024 | Tier 2 | Distribution Circuit |  |  |  | 2473817 | Sus |  | WildfireMitigation¦PlannedWSIPSystemHardening¦¦
24-0063411 | Wildfire Mitigation | Planned - WSIP/System Hardening |  |  | 2024 | Tier 3 | Distribution Circuit |  |  |  | 2474265 | Sus |  | WildfireMitigation¦PlannedWSIPSystemHardening¦¦
24-0068349 | Company Initiated | Planned- maintenance |  |  | 2024 | Tier 2 | Distribution Circuit |  |  |  | 2473813 | Sus |  | CompanyInitiated¦Plannedmaintenance¦¦
24-0068136 | Company Initiated | Planned- maintenance |  |  | 2024 | Tier 2 | Distribution Circuit |  |  |  | 2473830 | Sus |  | CompanyInitiated¦Plannedmaintenance¦¦
24-0069381 | Company Initiated | Planned- maintenance |  |  | 2024 | Tier 2 | Distribution Circuit |  |  |  | 2473867 | Sus |  | CompanyInitiated¦Plannedmaintenance¦¦
24-0051771 | Company Initiated | Planned- maintenance |  |  | 2024 | Tier 3 | Transformer only |  |  |  | 2473881 | Sus |  | CompanyInitiated¦Plannedmaintenance¦¦
24-0065672 | Company Initiated | Planned- maintenance |  |  | 2024 | Tier 2 | Transformer only |  |  |  | 2474011 | Sus |  | CompanyInitiated¦Plannedmaintenance¦¦
24-0065358 | Wildfire Mitigation | Planned - WSIP/System Hardening |  |  | 2024 | Tier 2 | Transformer only |  |  |  | 2474193 | Sus |  | WildfireMitigation¦PlannedWSIPSystemHardening¦¦
24-0053461 | Company Initiated | Planned- maintenance |  |  | 2024 | Tier 2 | Distribution Circuit |  |  |  | 2473891 | Sus |  | CompanyInitiated¦Plannedmaintenance¦¦
24-0065896 | Company Initiated | Planned- maintenance |  |  | 2024 | Tier 2 | Transformer only |  |  |  | 2474061 | Sus |  | CompanyInitiated¦Plannedmaintenance¦¦
24-0067751 | Wildfire Mitigation | Planned - WSIP/System Hardening |  |  | 2024 | Tier 2 | Distribution Circuit |  |  |  | 2474124 | Sus |  | WildfireMitigation¦PlannedWSIPSystemHardening¦¦
24-0068027 | Company Initiated | Planned- maintenance |  |  | 2024 | Tier 2 | Distribution Circuit |  |  |  | 2474208 | Sus |  | CompanyInitiated¦Plannedmaintenance¦¦
24-0072755 | Vegetation | Tree - fell into line | Conductor- Overhead | Broken | 2024 | Tier 2 | Distribution Circuit |  |  |  | 2474434 | Sus |  | Vegetation¦Treefellintoline¦ConductorOverhead¦Broken
24-0068009 | Wildfire Mitigation | Planned - WSIP/System Hardening |  |  | 2024 | Tier 2 | Distribution Circuit |  |  |  | 2474658 | Sus |  | WildfireMitigation¦PlannedWSIPSystemHardening¦¦
24-0068791 | Wildfire Mitigation | Planned - WSIP/System Hardening |  |  | 2024 | Tier 3 | Distribution Circuit |  |  |  | 2474651 | Sus |  | WildfireMitigation¦PlannedWSIPSystemHardening¦¦
24-0065755 | Wildfire Mitigation | Planned - WSIP/System Hardening |  |  | 2024 | Tier 2 | Transformer only |  |  |  | 2474717 | Sus |  | WildfireMitigation¦PlannedWSIPSystemHardening¦¦
24-0063636 | Wildfire Mitigation | Planned - WSIP/System Hardening |  |  | 2024 | Tier 2 | Distribution Circuit |  |  |  | 2474716 | Sus |  | WildfireMitigation¦PlannedWSIPSystemHardening¦¦
24-0068671 | Company Initiated | Planned- maintenance |  |  | 2024 | Tier 2 | Distribution Circuit |  |  |  | 2474711 | Sus |  | CompanyInitiated¦Plannedmaintenance¦¦
24-0068464 | Company Initiated | Planned- maintenance |  |  | 2024 | Tier 3 | Transformer only |  |  |  | 2474733 | Sus |  | CompanyInitiated¦Plannedmaintenance¦¦
24-0068829 | Company Initiated | Planned- maintenance |  |  | 2024 | Tier 2 | Transformer only |  |  |  | 2474751 | Sus |  | CompanyInitiated¦Plannedmaintenance¦¦
24-0063427 | Wildfire Mitigation | Planned - WSIP/System Hardening |  |  | 2024 | Tier 3 | Distribution Circuit |  |  |  | 2474613 | Sus |  | WildfireMitigation¦PlannedWSIPSystemHardening¦¦
24-0059609 | Company Initiated | Planned- maintenance |  |  | 2024 | Tier 2 | Distribution Circuit |  |  |  | 2474750 | Sus |  | CompanyInitiated¦Plannedmaintenance¦¦
24-0065407 | Company Initiated | Planned- maintenance |  |  | 2024 | Tier 2 | Distribution Circuit |  |  |  | 2475260 | Sus |  | CompanyInitiated¦Plannedmaintenance¦¦
24-0067161 | Company Initiated | Planned- maintenance |  |  | 2024 | Tier 2 | Distribution Circuit |  |  |  | 2474774 | Sus |  | CompanyInitiated¦Plannedmaintenance¦¦
24-0068294 | Company Initiated | Planned- capital |  |  | 2024 | Tier 2 | Distribution Circuit |  |  |  | 2474892 | Sus |  | CompanyInitiated¦Plannedcapital¦¦
24-0068921 | Company Initiated | Construction Activity/equip- company | Conductor- Overhead | Broken- wire on ground | 2024 | Tier 2 | Distribution Circuit |  |  |  | 2474972 | Sus |  | CompanyInitiated¦ConstructionActivityequipcompany¦ConductorOverhead¦Brokenwireonground
24-0073256 | Equipment Failure/Involved | Overhead | Transformer (OH) | Failed/Faulted | 2024 | Tier 2 | Transformer only |  |  |  | 2475293 | Sus |  | EquipmentFailureInvolved¦Overhead¦Transformer(OH)¦FailedFaulted
24-0073219 | Vegetation | Tree - branch fell on line | Conductor- Overhead | Normal | 2024 | Tier 2 | Distribution Circuit |  |  |  | 2475303 | Sus |  | Vegetation¦Treebranchfellonline¦ConductorOverhead¦Normal
24-0073225 | Vegetation | Tree - branch fell on line | Conductor- Overhead | Normal | 2024 | Tier 2 | Distribution Circuit |  |  |  | 2475328 | Sus |  | Vegetation¦Treebranchfellonline¦ConductorOverhead¦Normal
24-0073360 | Vegetation | Tree - fell into line | Conductor- Overhead | Normal | 2024 | Tier 2 | Distribution Circuit |  |  |  | 2475717 | Sus |  | Vegetation¦Treefellintoline¦ConductorOverhead¦Normal
24-0073396 | Equipment Failure/Involved | Underground | Transformer (UG) | Failed/Faulted | 2024 | Tier 2 | Distribution Circuit |  |  |  | 2475786 | Sus |  | EquipmentFailureInvolved¦Underground¦Transformer(UG)¦FailedFaulted
24-0069348 | Wildfire Mitigation | Planned - WSIP/System Hardening |  |  | 2024 | Tier 2 | Distribution Circuit |  |  |  | 2475810 | Sus |  | WildfireMitigation¦PlannedWSIPSystemHardening¦¦
24-0069265 | Wildfire Mitigation | Planned - WSIP/System Hardening |  |  | 2024 | Tier 2 | Transformer only |  |  |  | 2476090 | Sus |  | WildfireMitigation¦PlannedWSIPSystemHardening¦¦
24-0068032 | Company Initiated | Planned- maintenance |  |  | 2024 | Tier 2 | Distribution Circuit |  |  |  | 2475861 | Sus |  | CompanyInitiated¦Plannedmaintenance¦¦
24-0068013 | Wildfire Mitigation | Planned - WSIP/System Hardening |  |  | 2024 | Tier 2 | Distribution Circuit |  |  |  | 2475865 | Sus |  | WildfireMitigation¦PlannedWSIPSystemHardening¦¦
24-0069264 | Company Initiated | Planned- maintenance |  |  | 2024 | Tier 2 | Distribution Circuit |  |  |  | 2475848 | Sus |  | CompanyInitiated¦Plannedmaintenance¦¦
24-0067818 | Wildfire Mitigation | Planned - WSIP/System Hardening |  |  | 2024 | Tier 2 | Transformer only |  |  |  | 2475870 | Sus |  | WildfireMitigation¦PlannedWSIPSystemHardening¦¦
24-0068411 | Company Initiated | Planned- capital |  |  | 2024 | Tier 2 | Distribution Circuit |  |  |  | 2475875 | Sus |  | CompanyInitiated¦Plannedcapital¦¦
24-0068800 | Company Initiated | Planned- maintenance |  |  | 2024 | Tier 2 | Distribution Circuit |  |  |  | 2475933 | Sus |  | CompanyInitiated¦Plannedmaintenance¦¦
24-0067720 | Company Initiated | Planned- maintenance |  |  | 2024 | Tier 3 | Distribution Circuit |  |  |  | 2475985 | Sus |  | CompanyInitiated¦Plannedmaintenance¦¦
24-0067825 | Company Initiated | Planned- maintenance |  |  | 2024 | Tier 2 | Distribution Circuit |  |  |  | 2476153 | Sus |  | CompanyInitiated¦Plannedmaintenance¦¦
24-0069279 | Wildfire Mitigation | Planned - WSIP/System Hardening |  |  | 2024 | Tier 2 | Transformer only |  |  |  | 2476325 | Sus |  | WildfireMitigation¦PlannedWSIPSystemHardening¦¦
24-0073768 | Unknown Cause | Patrol - found nothing |  |  | 2024 | Tier 3 | Distribution Circuit |  |  |  | 2476511 | Sus |  | UnknownCause¦Patrolfoundnothing¦¦
24-0073905 | Equipment Failure/Involved | Overhead | Transformer (OH) | Failed/Faulted | 2024 | Tier 2 | Transformer only |  |  |  | 2477064 | Sus |  | EquipmentFailureInvolved¦Overhead¦Transformer(OH)¦FailedFaulted
24-0073842 | Equipment Failure/Involved | Overhead | Insulator | Broken | 2024 | Tier 2 | Distribution Circuit |  |  |  | 2477014 | Sus |  | EquipmentFailureInvolved¦Overhead¦Insulator¦Broken
24-0069865 | Wildfire Mitigation | Planned - WSIP/System Hardening |  |  | 2024 | Tier 2 | Distribution Circuit |  |  |  | 2477349 | Sus |  | WildfireMitigation¦PlannedWSIPSystemHardening¦¦
24-0069879 | Wildfire Mitigation | Planned - WSIP/System Hardening |  |  | 2024 | Tier 2 | Transformer only |  |  |  | 2477427 | Sus |  | WildfireMitigation¦PlannedWSIPSystemHardening¦¦
24-0069862 | Wildfire Mitigation | Planned - WSIP/System Hardening |  |  | 2024 | Tier 2 | Transformer only |  |  |  | 2477438 | Sus |  | WildfireMitigation¦PlannedWSIPSystemHardening¦¦
24-0068038 | Wildfire Mitigation | Planned - WSIP/System Hardening |  |  | 2024 | Tier 2 | Transformer only |  |  |  | 2477450 | Sus |  | WildfireMitigation¦PlannedWSIPSystemHardening¦¦
24-0067755 | Company Initiated | Planned- maintenance |  |  | 2024 | Tier 2 | Distribution Circuit |  |  |  | 2477442 | Sus |  | CompanyInitiated¦Plannedmaintenance¦¦
24-0068042 | Wildfire Mitigation | Planned - WSIP/System Hardening |  |  | 2024 | Tier 2 | Transformer only |  |  |  | 2477460 | Sus |  | WildfireMitigation¦PlannedWSIPSystemHardening¦¦
24-0063470 | Wildfire Mitigation | Planned - WSIP/System Hardening |  |  | 2024 | Tier 2 | Distribution Circuit |  |  |  | 2477448 | Sus |  | WildfireMitigation¦PlannedWSIPSystemHardening¦¦
24-0068909 | Wildfire Mitigation | Planned - WSIP/System Hardening |  |  | 2024 | Tier 2 | Transformer only |  |  |  | 2477475 | Sus |  | WildfireMitigation¦PlannedWSIPSystemHardening¦¦
24-0069763 | Company Initiated | Planned- maintenance |  |  | 2024 | Tier 2 | Distribution Circuit |  |  |  | 2477474 | Sus |  | CompanyInitiated¦Plannedmaintenance¦¦
24-0066222 | Wildfire Mitigation | Planned - WSIP/System Hardening |  |  | 2024 | Tier 3 | Transformer only |  |  |  | 2477480 | Sus |  | WildfireMitigation¦PlannedWSIPSystemHardening¦¦
24-0066430 | Wildfire Mitigation | Planned - WSIP/System Hardening |  |  | 2024 | Tier 2 | Transformer only |  |  |  | 2477689 | Sus |  | WildfireMitigation¦PlannedWSIPSystemHardening¦¦
24-0066923 | Wildfire Mitigation | Planned - WSIP/System Hardening |  |  | 2024 | Tier 3 | Transformer only |  |  |  | 2477539 | Sus |  | WildfireMitigation¦PlannedWSIPSystemHardening¦¦
24-0066463 | Wildfire Mitigation | Planned - WSIP/System Hardening |  |  | 2024 | Tier 2 | Transformer only |  |  |  | 2477625 | Sus |  | WildfireMitigation¦PlannedWSIPSystemHardening¦¦
24-0074015 | Equipment Failure/Involved | Overhead | Pole-Wood | Deteriorated | 2024 | Tier 2 | Distribution Circuit |  |  |  | 2477559 | Sus |  | EquipmentFailureInvolved¦Overhead¦PoleWood¦Deteriorated
24-0069608 | Company Initiated | Planned- maintenance |  |  | 2024 | Tier 2 | Distribution Circuit |  |  |  | 2477574 | Sus |  | CompanyInitiated¦Plannedmaintenance¦¦
24-0069606 | Company Initiated | Planned- maintenance |  |  | 2024 | Tier 2 | Transformer only |  |  |  | 2477592 | Sus |  | CompanyInitiated¦Plannedmaintenance¦¦
24-0066277 | Company Initiated | Planned- maintenance |  |  | 2024 | Tier 3 | Distribution Circuit |  |  |  | 2477610 | Sus |  | CompanyInitiated¦Plannedmaintenance¦¦
24-0074053 | Unknown Cause | Patrol - found nothing |  |  | 2024 | Tier 2 | Distribution Circuit |  |  |  | 2477687 | Sus |  | UnknownCause¦Patrolfoundnothing¦¦
24-0059620 | Company Initiated | Planned- maintenance |  |  | 2024 | Tier 2 | Distribution Circuit |  |  |  | 2477693 | Sus |  | CompanyInitiated¦Plannedmaintenance¦¦
24-0068920 | Wildfire Mitigation | Planned - WSIP/System Hardening |  |  | 2024 | Tier 2 | Transformer only |  |  |  | 2477713 | Sus |  | WildfireMitigation¦PlannedWSIPSystemHardening¦¦
24-0066240 | Wildfire Mitigation | Planned - WSIP/System Hardening |  |  | 2024 | Tier 3 | Transformer only |  |  |  | 2477712 | Sus |  | WildfireMitigation¦PlannedWSIPSystemHardening¦¦
24-0069113 | Company Initiated | Planned- maintenance |  |  | 2024 | Tier 2 | Distribution Circuit |  |  |  | 2477722 | Sus |  | CompanyInitiated¦Plannedmaintenance¦¦
24-0069562 | Company Initiated | Planned- maintenance |  |  | 2024 | Tier 2 | Transformer only |  |  |  | 2478071 | Sus |  | CompanyInitiated¦Plannedmaintenance¦¦
24-0072493 | Company Initiated | Planned- capital |  |  | 2024 | Tier 3 | Distribution Circuit |  |  |  | 2478055 | Sus |  | CompanyInitiated¦Plannedcapital¦¦
24-0074227 | Vegetation | Tree - fell into line | Conductor- Overhead | Broken- wire on ground | 2024 | Tier 2 | Distribution Circuit |  |  |  | 2477987 | Sus |  | Vegetation¦Treefellintoline¦ConductorOverhead¦Brokenwireonground
24-0074462 | Unknown Cause | Patrol - found nothing |  |  | 2024 | Tier 2 | Distribution Circuit |  |  |  | 2478653 | Sus |  | UnknownCause¦Patrolfoundnothing¦¦
24-0051966 | Company Initiated | Planned- capital |  |  | 2024 | Tier 2 | Distribution Circuit |  |  |  | 2478724 | Sus |  | CompanyInitiated¦Plannedcapital¦¦
24-0074487 | Equipment Failure/Involved | Overhead | Transformer (OH) | Failed/Faulted | 2024 | Tier 2 | Transformer only |  |  |  | 2478786 | Sus |  | EquipmentFailureInvolved¦Overhead¦Transformer(OH)¦FailedFaulted
24-0074498 | Unknown Cause | Patrol - found nothing |  |  | 2024 | Tier 2 | Distribution Circuit |  |  |  | 2478833 | Sus |  | UnknownCause¦Patrolfoundnothing¦¦
24-0069905 | Wildfire Mitigation | Planned - WSIP/System Hardening |  |  | 2024 | Tier 2 | Distribution Circuit |  |  |  | 2478897 | Sus |  | WildfireMitigation¦PlannedWSIPSystemHardening¦¦
24-0067901 | Wildfire Mitigation | Planned - WSIP/System Hardening |  |  | 2024 | Tier 2 | Distribution Circuit |  |  |  | 2478918 | Sus |  | WildfireMitigation¦PlannedWSIPSystemHardening¦¦
24-0068167 | Company Initiated | Planned- maintenance |  |  | 2024 | Tier 2 | Distribution Circuit |  |  |  | 2478924 | Sus |  | CompanyInitiated¦Plannedmaintenance¦¦
24-0068179 | Company Initiated | Planned- maintenance |  |  | 2024 | Tier 2 | Distribution Circuit |  |  |  | 2478936 | Sus |  | CompanyInitiated¦Plannedmaintenance¦¦
24-0068216 | Company Initiated | Planned- maintenance |  |  | 2024 | Tier 2 | Distribution Circuit |  |  |  | 2478945 | Sus |  | CompanyInitiated¦Plannedmaintenance¦¦
24-0068216 | Company Initiated | Planned- maintenance |  |  | 2024 | Tier 2 | Distribution Circuit |  |  |  | 2478946 | Sus |  | CompanyInitiated¦Plannedmaintenance¦¦
24-0069896 | Wildfire Mitigation | Planned - WSIP/System Hardening |  |  | 2024 | Tier 2 | Transformer only |  |  |  | 2479454 | Sus |  | WildfireMitigation¦PlannedWSIPSystemHardening¦¦
24-0069714 | Company Initiated | Planned- maintenance |  |  | 2024 | Tier 2 | Transformer only |  |  |  | 2479334 | Sus |  | CompanyInitiated¦Plannedmaintenance¦¦
24-0067057 | Wildfire Mitigation | Planned - WSIP/System Hardening |  |  | 2024 | Tier 3 | Transformer only |  |  |  | 2478966 | Sus |  | WildfireMitigation¦PlannedWSIPSystemHardening¦¦
24-0066939 | Wildfire Mitigation | Planned - WSIP/System Hardening |  |  | 2024 | Tier 3 | Transformer only |  |  |  | 2478971 | Sus |  | WildfireMitigation¦PlannedWSIPSystemHardening¦¦
24-0069848 | Company Initiated | Planned- maintenance |  |  | 2024 | Tier 2 | Distribution Circuit |  |  |  | 2478980 | Sus |  | CompanyInitiated¦Plannedmaintenance¦¦
24-0066276 | Company Initiated | Planned- maintenance |  |  | 2024 | Tier 3 | Transformer only |  |  |  | 2479510 | Sus |  | CompanyInitiated¦Plannedmaintenance¦¦
24-0058718 | Company Initiated | Planned- capital |  |  | 2024 | Tier 2 | Distribution Circuit |  |  |  | 2479108 | Sus |  | CompanyInitiated¦Plannedcapital¦¦
24-0066287 | Company Initiated | Planned- maintenance |  |  | 2024 | Tier 3 | Distribution Circuit |  |  |  | 2479019 | Sus |  | CompanyInitiated¦Plannedmaintenance¦¦
24-0067065 | Wildfire Mitigation | Planned - WSIP/System Hardening |  |  | 2024 | Tier 3 | Transformer only |  |  |  | 2479090 | Sus |  | WildfireMitigation¦PlannedWSIPSystemHardening¦¦
24-0066942 | Wildfire Mitigation | Planned - WSIP/System Hardening |  |  | 2024 | Tier 3 | Transformer only |  |  |  | 2479172 | Sus |  | WildfireMitigation¦PlannedWSIPSystemHardening¦¦
24-0062013 | Company Initiated | Planned- maintenance |  |  | 2024 | Tier 2 | Distribution Circuit |  |  |  | 2479185 | Sus |  | CompanyInitiated¦Plannedmaintenance¦¦
24-0074644 | Unknown Cause | Patrol - found nothing |  |  | 2024 | Tier 3 | Distribution Circuit |  |  |  | 2479186 | Sus |  | UnknownCause¦Patrolfoundnothing¦¦
24-0067062 | Wildfire Mitigation | Planned - WSIP/System Hardening |  |  | 2024 | Tier 3 | Transformer only |  |  |  | 2479278 | Sus |  | WildfireMitigation¦PlannedWSIPSystemHardening¦¦
24-0066286 | Wildfire Mitigation | Planned - WSIP/System Hardening |  |  | 2024 | Tier 3 | Transformer only |  |  |  | 2479287 | Sus |  | WildfireMitigation¦PlannedWSIPSystemHardening¦¦
24-0074695 | Vegetation | Tree - fell into line | Conductor- Overhead | Normal | 2024 | Tier 3 | Distribution Circuit |  |  |  | 2479240 | Sus |  | Vegetation¦Treefellintoline¦ConductorOverhead¦Normal
24-0069721 | Company Initiated | Planned- maintenance |  |  | 2024 | Tier 2 | Transformer only |  |  |  | 2479339 | Sus |  | CompanyInitiated¦Plannedmaintenance¦¦
24-0074834 | Equipment Failure/Involved | Overhead | Transformer (OH) | Failed/Faulted | 2024 | Tier 2 | Transformer only |  |  |  | 2479527 | Sus |  | EquipmentFailureInvolved¦Overhead¦Transformer(OH)¦FailedFaulted
24-0074915 | Vegetation | Tree - fell into line | Transformer (OH) | Broken | 2024 | Tier 2 | Distribution Circuit |  |  |  | 2479863 | Sus |  | Vegetation¦Treefellintoline¦Transformer(OH)¦Broken
24-0069676 | Company Initiated | Planned- maintenance |  |  | 2024 | Tier 3 | Distribution Circuit |  |  |  | 2479925 | Sus |  | CompanyInitiated¦Plannedmaintenance¦¦
24-0068036 | Wildfire Mitigation | Planned - WSIP/System Hardening |  |  | 2024 | Tier 2 | Distribution Circuit |  |  |  | 2479934 | Sus |  | WildfireMitigation¦PlannedWSIPSystemHardening¦¦
24-0069695 | Company Initiated | Planned- maintenance |  |  | 2024 | Tier 3 | Distribution Circuit |  |  |  | 2479943 | Sus |  | CompanyInitiated¦Plannedmaintenance¦¦
24-0069660 | Wildfire Mitigation | Planned - WSIP/System Hardening |  |  | 2024 | Tier 3 | Transformer only |  |  |  | 2479945 | Sus |  | WildfireMitigation¦PlannedWSIPSystemHardening¦¦
24-0069723 | Company Initiated | Planned- maintenance |  |  | 2024 | Tier 2 | Distribution Circuit |  |  |  | 2479977 | Sus |  | CompanyInitiated¦Plannedmaintenance¦¦
24-0074950 | Animal | Squirrel | Pothead(Riser Termination) | Normal | 2024 | Tier 2 | Distribution Circuit |  |  |  | 2480045 | Sus |  | Animal¦Squirrel¦Pothead(RiserTermination)¦Normal
24-0069700 | Wildfire Mitigation | Planned - WSIP/System Hardening |  |  | 2024 | Tier 3 | Transformer only |  |  |  | 2480139 | Sus |  | WildfireMitigation¦PlannedWSIPSystemHardening¦¦
24-0069679 | Company Initiated | Planned- maintenance |  |  | 2024 | Tier 3 | Distribution Circuit |  |  |  | 2480163 | Sus |  | CompanyInitiated¦Plannedmaintenance¦¦
24-0069666 | Company Initiated | Planned- maintenance |  |  | 2024 | Tier 3 | Distribution Circuit |  |  |  | 2480177 | Sus |  | CompanyInitiated¦Plannedmaintenance¦¦
24-0075175 | Equipment Failure/Involved | Overhead | Crossarm- Wood | Broken | 2024 | Tier 2 | Distribution Circuit |  |  |  | 2480703 | Sus |  | EquipmentFailureInvolved¦Overhead¦CrossarmWood¦Broken
24-0075186 | Equipment Failure/Involved | Underground | Elbow | Failed/Faulted | 2024 | Tier 2 | Distribution Circuit |  |  |  | 2480771 | Sus |  | EquipmentFailureInvolved¦Underground¦Elbow¦FailedFaulted
24-0072543 | Wildfire Mitigation | Planned - WSIP/System Hardening |  |  | 2024 | Tier 2 | Transformer only |  |  |  | 2480985 | Sus |  | WildfireMitigation¦PlannedWSIPSystemHardening¦¦
24-0072533 | Wildfire Mitigation | Planned - WSIP/System Hardening |  |  | 2024 | Tier 2 | Distribution Circuit |  |  |  | 2480986 | Sus |  | WildfireMitigation¦PlannedWSIPSystemHardening¦¦
24-0067897 | Wildfire Mitigation | Planned - WSIP/System Hardening |  |  | 2024 | Tier 2 | Distribution Circuit |  |  |  | 2481010 | Sus |  | WildfireMitigation¦PlannedWSIPSystemHardening¦¦
24-0068443 | Company Initiated | Planned- maintenance |  |  | 2024 | Tier 2 | Distribution Circuit |  |  |  | 2481009 | Sus |  | CompanyInitiated¦Plannedmaintenance¦¦
24-0068693 | Wildfire Mitigation | Planned - WSIP/System Hardening |  |  | 2024 | Tier 2 | Distribution Circuit |  |  |  | 2480997 | Sus |  | WildfireMitigation¦PlannedWSIPSystemHardening¦¦
24-0068583 | Company Initiated | Planned- maintenance |  |  | 2024 | Tier 2 | Distribution Circuit |  |  |  | 2481083 | Sus |  | CompanyInitiated¦Plannedmaintenance¦¦
24-0069774 | Company Initiated | Planned- maintenance |  |  | 2024 | Tier 2 | Transformer only |  |  |  | 2481037 | Sus |  | CompanyInitiated¦Plannedmaintenance¦¦
24-0068456 | Company Initiated | Planned- maintenance |  |  | 2024 | Tier 2 | Distribution Circuit |  |  |  | 2481041 | Sus |  | CompanyInitiated¦Plannedmaintenance¦¦
24-0065846 | Company Initiated | Planned- maintenance |  |  | 2024 | Tier 2 | Transformer only |  |  |  | 2481068 | Sus |  | CompanyInitiated¦Plannedmaintenance¦¦
24-0067217 | Wildfire Mitigation | Planned - WSIP/System Hardening |  |  | 2024 | Tier 2 | Distribution Circuit |  |  |  | 2481061 | Sus |  | WildfireMitigation¦PlannedWSIPSystemHardening¦¦
24-0067520 | Wildfire Mitigation | Planned - WSIP/System Hardening |  |  | 2024 | Tier 2 | Transformer only |  |  |  | 2481102 | Sus |  | WildfireMitigation¦PlannedWSIPSystemHardening¦¦
24-0070396 | Wildfire Mitigation | Planned - WSIP/System Hardening |  |  | 2024 | Tier 3 | Transformer only |  |  |  | 2481350 | Sus |  | WildfireMitigation¦PlannedWSIPSystemHardening¦¦
24-0070875 | Wildfire Mitigation | Planned - WSIP/System Hardening |  |  | 2024 | Tier 2 | Distribution Circuit |  |  |  | 2481162 | Sus |  | WildfireMitigation¦PlannedWSIPSystemHardening¦¦
24-0067517 | Wildfire Mitigation | Planned - WSIP/System Hardening |  |  | 2024 | Tier 2 | Transformer only |  |  |  | 2481210 | Sus |  | WildfireMitigation¦PlannedWSIPSystemHardening¦¦
24-0069066 | Company Initiated | Planned- maintenance |  |  | 2024 | Tier 2 | Distribution Circuit |  |  |  | 2481347 | Sus |  | CompanyInitiated¦Plannedmaintenance¦¦
24-0067521 | Wildfire Mitigation | Planned - WSIP/System Hardening |  |  | 2024 | Tier 2 | Transformer only |  |  |  | 2481379 | Sus |  | WildfireMitigation¦PlannedWSIPSystemHardening¦¦
24-0068589 | Wildfire Mitigation | Planned - WSIP/System Hardening |  |  | 2024 | Tier 2 | Distribution Circuit |  |  |  | 2481418 | Sus |  | WildfireMitigation¦PlannedWSIPSystemHardening¦¦
24-0068433 | Company Initiated | Planned- maintenance |  |  | 2024 | Tier 2 | Distribution Circuit |  |  |  | 2481491 | Sus |  | CompanyInitiated¦Plannedmaintenance¦¦
24-0072580 | Wildfire Mitigation | Planned - WSIP/System Hardening |  |  | 2024 | Tier 2 | Transformer only |  |  |  | 2482544 | Sus |  | WildfireMitigation¦PlannedWSIPSystemHardening¦¦
24-0069090 | Company Initiated | Planned- maintenance |  |  | 2024 | Tier 2 | Distribution Circuit |  |  |  | 2481994 | Sus |  | CompanyInitiated¦Plannedmaintenance¦¦
24-0071697 | Wildfire Mitigation | Planned - WSIP/System Hardening |  |  | 2024 | Tier 2 | Transformer only |  |  |  | 2482157 | Sus |  | WildfireMitigation¦PlannedWSIPSystemHardening¦¦
24-0067528 | Wildfire Mitigation | Planned - WSIP/System Hardening |  |  | 2024 | Tier 2 | Transformer only |  |  |  | 2482019 | Sus |  | WildfireMitigation¦PlannedWSIPSystemHardening¦¦
24-0067530 | Wildfire Mitigation | Planned - WSIP/System Hardening |  |  | 2024 | Tier 2 | Transformer only |  |  |  | 2482174 | Sus |  | WildfireMitigation¦PlannedWSIPSystemHardening¦¦
24-0071294 | Company Initiated | Planned- maintenance |  |  | 2024 | Tier 2 | Transformer only |  |  |  | 2482023 | Sus |  | CompanyInitiated¦Plannedmaintenance¦¦
24-0071354 | Company Initiated | Planned- maintenance |  |  | 2024 | Tier 2 | Distribution Circuit |  |  |  | 2482039 | Sus |  | CompanyInitiated¦Plannedmaintenance¦¦
24-0064702 | Wildfire Mitigation | Planned - WSIP/System Hardening |  |  | 2024 | Tier 3 | Transformer only |  |  |  | 2482043 | Sus |  | WildfireMitigation¦PlannedWSIPSystemHardening¦¦
24-0068787 | Company Initiated | Planned- maintenance |  |  | 2024 | Tier 3 | Distribution Circuit |  |  |  | 2482028 | Sus |  | CompanyInitiated¦Plannedmaintenance¦¦
24-0070753 | Company Initiated | Planned- maintenance |  |  | 2024 | Tier 2 | Distribution Circuit |  |  |  | 2482034 | Sus |  | CompanyInitiated¦Plannedmaintenance¦¦
24-0063434 | Company Initiated | Planned- maintenance |  |  | 2024 | Tier 2 | Distribution Circuit |  |  |  | 2482074 | Sus |  | CompanyInitiated¦Plannedmaintenance¦¦
24-0063551 | Company Initiated | Planned- maintenance |  |  | 2024 | Tier 2 | Transformer only |  |  |  | 2482091 | Sus |  | CompanyInitiated¦Plannedmaintenance¦¦
24-0071209 | Company Initiated | Planned- maintenance |  |  | 2024 | Tier 3 | Transformer only |  |  |  | 2482093 | Sus |  | CompanyInitiated¦Plannedmaintenance¦¦
24-0066533 | Company Initiated | Planned- maintenance |  |  | 2024 | Tier 3 | Distribution Circuit |  |  |  | 2482081 | Sus |  | CompanyInitiated¦Plannedmaintenance¦¦
24-0026762 | Company Initiated | Planned- capital |  |  | 2024 | Tier 2 | Distribution Circuit |  |  |  | 2482120 | Sus |  | CompanyInitiated¦Plannedcapital¦¦
24-0071312 | Company Initiated | Planned- maintenance |  |  | 2024 | Tier 2 | Distribution Circuit |  |  |  | 2482095 | Sus |  | CompanyInitiated¦Plannedmaintenance¦¦
24-0070478 | Wildfire Mitigation | Planned - WSIP/System Hardening |  |  | 2024 | Tier 2 | Transformer only |  |  |  | 2482142 | Sus |  | WildfireMitigation¦PlannedWSIPSystemHardening¦¦
24-0069155 | Wildfire Mitigation | Planned - WSIP/System Hardening |  |  | 2024 | Tier 2 | Transformer only |  |  |  | 2482307 | Sus |  | WildfireMitigation¦PlannedWSIPSystemHardening¦¦
24-0067531 | Wildfire Mitigation | Planned - WSIP/System Hardening |  |  | 2024 | Tier 2 | Distribution Circuit |  |  |  | 2482362 | Sus |  | WildfireMitigation¦PlannedWSIPSystemHardening¦¦
24-0069164 | Wildfire Mitigation | Planned - WSIP/System Hardening |  |  | 2024 | Tier 2 | Transformer only |  |  |  | 2482411 | Sus |  | WildfireMitigation¦PlannedWSIPSystemHardening¦¦
24-0071356 | Company Initiated | Planned- maintenance |  |  | 2024 | Tier 2 | Transformer only |  |  |  | 2482412 | Sus |  | CompanyInitiated¦Plannedmaintenance¦¦
24-0070754 | Wildfire Mitigation | Planned - WSIP/System Hardening |  |  | 2024 | Tier 3 | Transformer only |  |  |  | 2482456 | Sus |  | WildfireMitigation¦PlannedWSIPSystemHardening¦¦
24-0075976 | Unknown Cause | Patrol - found nothing |  |  | 2024 | Tier 2 | Transformer only |  |  |  | 2482570 | Sus |  | UnknownCause¦Patrolfoundnothing¦¦
24-0076033 | 3rd Party | Other | Conductor- Overhead | Broken- wire on ground | 2024 | Tier 2 | Distribution Circuit |  |  |  | 2482893 | Sus |  | 3rdParty¦Other¦ConductorOverhead¦Brokenwireonground
24-0076032 | Equipment Failure/Involved | Overhead | Pole-Wood | Broken | 2024 | Tier 2 | Distribution Circuit |  |  |  | 2482906 | Sus |  | EquipmentFailureInvolved¦Overhead¦PoleWood¦Broken
24-0075968 | Equipment Failure/Involved | Overhead | Pole-Wood | Broken | 2024 | Tier 2 | Distribution Circuit |  |  |  | 2482930 | Sus |  | EquipmentFailureInvolved¦Overhead¦PoleWood¦Broken
24-0071705 | Wildfire Mitigation | Planned - WSIP/System Hardening |  |  | 2024 | Tier 2 | Distribution Circuit |  |  |  | 2483246 | Sus |  | WildfireMitigation¦PlannedWSIPSystemHardening¦¦
24-0070461 | Company Initiated | Planned- maintenance |  |  | 2024 | Tier 2 | Distribution Circuit |  |  |  | 2483262 | Sus |  | CompanyInitiated¦Plannedmaintenance¦¦
24-0065732 | Company Initiated | Planned- maintenance |  |  | 2024 | Tier 2 | Transformer only |  |  |  | 2483260 | Sus |  | CompanyInitiated¦Plannedmaintenance¦¦
24-0070498 | Company Initiated | Planned- maintenance |  |  | 2024 | Tier 2 | Distribution Circuit |  |  |  | 2483253 | Sus |  | CompanyInitiated¦Plannedmaintenance¦¦
24-0047221 | Company Initiated | Planned- maintenance |  |  | 2024 | Tier 2 | Distribution Circuit |  |  |  | 2483282 | Sus |  | CompanyInitiated¦Plannedmaintenance¦¦
24-0070475 | Company Initiated | Planned- maintenance |  |  | 2024 | Tier 2 | Distribution Circuit |  |  |  | 2483299 | Sus |  | CompanyInitiated¦Plannedmaintenance¦¦
24-0070475 | Company Initiated | Planned- maintenance |  |  | 2024 | Tier 2 | Distribution Circuit |  |  |  | 2483300 | Sus |  | CompanyInitiated¦Plannedmaintenance¦¦
24-0070758 | Company Initiated | Planned- maintenance |  |  | 2024 | Tier 3 | Distribution Circuit |  |  |  | 2483316 | Sus |  | CompanyInitiated¦Plannedmaintenance¦¦
24-0067770 | Wildfire Mitigation | Planned - WSIP/System Hardening |  |  | 2024 | Tier 2 | Distribution Circuit |  |  |  | 2483321 | Sus |  | WildfireMitigation¦PlannedWSIPSystemHardening¦¦
24-0071923 | Company Initiated | Planned- maintenance |  |  | 2024 | Tier 2 | Transformer only |  |  |  | 2483344 | Sus |  | CompanyInitiated¦Plannedmaintenance¦¦
24-0068705 | Company Initiated | Planned- maintenance |  |  | 2024 | Tier 2 | Distribution Circuit |  |  |  | 2483378 | Sus |  | CompanyInitiated¦Plannedmaintenance¦¦
24-0070655 | Company Initiated | Planned- maintenance |  |  | 2024 | Tier 2 | Distribution Circuit |  |  |  | 2483416 | Sus |  | CompanyInitiated¦Plannedmaintenance¦¦
24-0070530 | Wildfire Mitigation | Planned - WSIP/System Hardening |  |  | 2024 | Tier 2 | Transformer only |  |  |  | 2483421 | Sus |  | WildfireMitigation¦PlannedWSIPSystemHardening¦¦
24-0054870 | Company Initiated | Planned- capital |  |  | 2024 | Tier 2 | Distribution Circuit |  |  |  | 2483437 | Sus |  | CompanyInitiated¦Plannedcapital¦¦
24-0071919 | Company Initiated | Planned- maintenance |  |  | 2024 | Tier 3 | Distribution Circuit |  |  |  | 2483677 | Sus |  | CompanyInitiated¦Plannedmaintenance¦¦
24-0076302 | Company Initiated | Personnel- company | Conductor- Overhead | Normal | 2024 | Tier 2 | Distribution Circuit |  |  |  | 2483713 | Sus |  | CompanyInitiated¦Personnelcompany¦ConductorOverhead¦Normal
24-0070480 | Company Initiated | Planned- maintenance |  |  | 2024 | Tier 2 | Transformer only |  |  |  | 2483727 | Sus |  | CompanyInitiated¦Plannedmaintenance¦¦
24-0072953 | Wildfire Mitigation | Planned - WSIP/System Hardening |  |  | 2024 | Tier 2 | Distribution Circuit |  |  |  | 2484172 | Sus |  | WildfireMitigation¦PlannedWSIPSystemHardening¦¦
24-0068719 | Company Initiated | Planned- maintenance |  |  | 2024 | Tier 3 | Distribution Circuit |  |  |  | 2484239 | Sus |  | CompanyInitiated¦Plannedmaintenance¦¦
24-0071710 | Wildfire Mitigation | Planned - WSIP/System Hardening |  |  | 2024 | Tier 2 | Distribution Circuit |  |  |  | 2484245 | Sus |  | WildfireMitigation¦PlannedWSIPSystemHardening¦¦
24-0071975 | Wildfire Mitigation | Planned - WSIP/System Hardening |  |  | 2024 | Tier 2 | Distribution Circuit |  |  |  | 2484246 | Sus |  | WildfireMitigation¦PlannedWSIPSystemHardening¦¦
24-0070395 | Company Initiated | Planned- maintenance |  |  | 2024 | Tier 2 | Distribution Circuit |  |  |  | 2484275 | Sus |  | CompanyInitiated¦Plannedmaintenance¦¦
24-0071071 | Company Initiated | Planned- maintenance |  |  | 2024 | Tier 2 | Distribution Circuit |  |  |  | 2484310 | Sus |  | CompanyInitiated¦Plannedmaintenance¦¦
24-0050330 | Company Initiated | Planned- capital |  |  | 2024 | Tier 2 | Distribution Circuit |  |  |  | 2484431 | Sus |  | CompanyInitiated¦Plannedcapital¦¦
24-0070392 | Wildfire Mitigation | Planned - WSIP/System Hardening |  |  | 2024 | Tier 2 | Transformer only |  |  |  | 2484425 | Sus |  | WildfireMitigation¦PlannedWSIPSystemHardening¦¦
24-0068712 | Wildfire Mitigation | Planned - WSIP/System Hardening |  |  | 2024 | Tier 2 | Transformer only |  |  |  | 2484428 | Sus |  | WildfireMitigation¦PlannedWSIPSystemHardening¦¦
24-0063688 | Company Initiated | Planned- maintenance |  |  | 2024 | Tier 2 | Distribution Circuit |  |  |  | 2484457 | Sus |  | CompanyInitiated¦Plannedmaintenance¦¦
24-0067729 | Wildfire Mitigation | Planned - WSIP/System Hardening |  |  | 2024 | Tier 2 | Transformer only |  |  |  | 2484500 | Sus |  | WildfireMitigation¦PlannedWSIPSystemHardening¦¦
24-0068619 | Wildfire Mitigation | Planned - WSIP/System Hardening |  |  | 2024 | Tier 3 | Transformer only |  |  |  | 2484577 | Sus |  | WildfireMitigation¦PlannedWSIPSystemHardening¦¦
24-0058132 | Company Initiated | Planned- capital |  |  | 2024 | Tier 2 | Distribution Circuit |  |  |  | 2484541 | Sus |  | CompanyInitiated¦Plannedcapital¦¦
24-0070433 | Wildfire Mitigation | Planned - WSIP/System Hardening |  |  | 2024 | Tier 2 | Distribution Circuit |  |  |  | 2484624 | Sus |  | WildfireMitigation¦PlannedWSIPSystemHardening¦¦
24-0071778 | Wildfire Mitigation | Planned - WSIP/System Hardening |  |  | 2024 | Tier 2 | Distribution Circuit |  |  |  | 2484837 | Sus |  | WildfireMitigation¦PlannedWSIPSystemHardening¦¦
24-0076946 | 3rd Party | Vehicle | Anchor or Guy | Broken | 2024 | Tier 3 | Distribution Circuit |  |  |  | 2485059 | Sus |  | 3rdParty¦Vehicle¦AnchororGuy¦Broken
24-0063562 | Company Initiated | Planned- maintenance |  |  | 2024 | Tier 2 | Transformer only |  |  |  | 2485235 | Sus |  | CompanyInitiated¦Plannedmaintenance¦¦
24-0069557 | Wildfire Mitigation | Planned - WSIP/System Hardening |  |  | 2024 | Tier 3 | Transformer only |  |  |  | 2485259 | Sus |  | WildfireMitigation¦PlannedWSIPSystemHardening¦¦
24-0069605 | Wildfire Mitigation | Planned - WSIP/System Hardening |  |  | 2024 | Tier 3 | Transformer only |  |  |  | 2485261 | Sus |  | WildfireMitigation¦PlannedWSIPSystemHardening¦¦
24-0068602 | Wildfire Mitigation | Planned - WSIP/System Hardening |  |  | 2024 | Tier 2 | Distribution Circuit |  |  |  | 2485262 | Sus |  | WildfireMitigation¦PlannedWSIPSystemHardening¦¦
24-0071713 | Wildfire Mitigation | Planned - WSIP/System Hardening |  |  | 2024 | Tier 2 | Distribution Circuit |  |  |  | 2485268 | Sus |  | WildfireMitigation¦PlannedWSIPSystemHardening¦¦
24-0070388 | Company Initiated | Planned- maintenance |  |  | 2024 | Tier 2 | Distribution Circuit |  |  |  | 2485280 | Sus |  | CompanyInitiated¦Plannedmaintenance¦¦
24-0071401 | Company Initiated | Planned- maintenance |  |  | 2024 | Tier 2 | Distribution Circuit |  |  |  | 2485297 | Sus |  | CompanyInitiated¦Plannedmaintenance¦¦
24-0070375 | Company Initiated | Planned- maintenance |  |  | 2024 | Tier 2 | Transformer only |  |  |  | 2485306 | Sus |  | CompanyInitiated¦Plannedmaintenance¦¦
24-0072040 | Company Initiated | Planned- maintenance |  |  | 2024 | Tier 2 | Transformer only |  |  |  | 2485308 | Sus |  | CompanyInitiated¦Plannedmaintenance¦¦
24-0071858 | Wildfire Mitigation | Planned - WSIP/System Hardening |  |  | 2024 | Tier 3 | Transformer only |  |  |  | 2485311 | Sus |  | WildfireMitigation¦PlannedWSIPSystemHardening¦¦
24-0062292 | Company Initiated | Planned- capital |  |  | 2024 | Tier 2 | Distribution Circuit |  |  |  | 2485313 | Sus |  | CompanyInitiated¦Plannedcapital¦¦
24-0067511 | Company Initiated | Planned- maintenance |  |  | 2024 | Tier 2 | Distribution Circuit |  |  |  | 2485318 | Sus |  | CompanyInitiated¦Plannedmaintenance¦¦
24-0077015 | Equipment Failure/Involved | Overhead | Pole-Wood | Deteriorated | 2024 | Tier 2 | Distribution Circuit |  |  |  | 2485330 | Sus |  | EquipmentFailureInvolved¦Overhead¦PoleWood¦Deteriorated
24-0069622 | Wildfire Mitigation | Planned - WSIP/System Hardening |  |  | 2024 | Tier 3 | Transformer only |  |  |  | 2485661 | Sus |  | WildfireMitigation¦PlannedWSIPSystemHardening¦¦
24-0071793 | Company Initiated | Planned- maintenance |  |  | 2024 | Tier 2 | Distribution Circuit |  |  |  | 2485489 | Sus |  | CompanyInitiated¦Plannedmaintenance¦¦
24-0071800 | Company Initiated | Planned- maintenance |  |  | 2024 | Tier 2 | Distribution Circuit |  |  |  | 2485560 | Sus |  | CompanyInitiated¦Plannedmaintenance¦¦
24-0077135 | 3rd Party | Vehicle | Conductor- Overhead | Broken- wire on ground | 2024 | Tier 2 | Distribution Circuit |  |  |  | 2485529 | Sus |  | 3rdParty¦Vehicle¦ConductorOverhead¦Brokenwireonground
24-0070343 | Wildfire Mitigation | Planned - WSIP/System Hardening |  |  | 2024 | Tier 2 | Distribution Circuit |  |  |  | 2485645 | Sus |  | WildfireMitigation¦PlannedWSIPSystemHardening¦¦
24-0077140 | Equipment Failure/Involved | Underground | Elbow | Normal | 2024 | Tier 2 | Distribution Circuit |  |  |  | 2485650 | Sus |  | EquipmentFailureInvolved¦Underground¦Elbow¦Normal
24-0071818 | Company Initiated | Planned- maintenance |  |  | 2024 | Tier 2 | Distribution Circuit |  |  |  | 2485659 | Sus |  | CompanyInitiated¦Plannedmaintenance¦¦
24-0070330 | Wildfire Mitigation | Planned - WSIP/System Hardening |  |  | 2024 | Tier 2 | Transformer only |  |  |  | 2485685 | Sus |  | WildfireMitigation¦PlannedWSIPSystemHardening¦¦
24-0077322 | Unknown Cause | Patrol - found nothing |  |  | 2024 | Tier 2 | Distribution Circuit |  |  |  | 2486218 | Sus |  | UnknownCause¦Patrolfoundnothing¦¦
24-0070509 | Company Initiated | Planned- maintenance |  |  | 2024 | Tier 2 | Distribution Circuit |  |  |  | 2486296 | Sus |  | CompanyInitiated¦Plannedmaintenance¦¦
24-0071413 | Company Initiated | Planned- maintenance |  |  | 2024 | Tier 2 | Distribution Circuit |  |  |  | 2486300 | Sus |  | CompanyInitiated¦Plannedmaintenance¦¦
24-0070525 | Wildfire Mitigation | Planned - WSIP/System Hardening |  |  | 2024 | Tier 2 | Distribution Circuit |  |  |  | 2486513 | Sus |  | WildfireMitigation¦PlannedWSIPSystemHardening¦¦
24-0077457 | Unknown Cause | Patrol - found nothing |  |  | 2024 | Tier 3 | Distribution Circuit |  |  |  | 2486890 | Sus |  | UnknownCause¦Patrolfoundnothing¦¦
24-0077466 | Vegetation | Tree - branch fell on line | Transformer (OH) | Deteriorated | 2024 | Tier 2 | Distribution Circuit |  |  |  | 2486935 | Sus |  | Vegetation¦Treebranchfellonline¦Transformer(OH)¦Deteriorated
24-0073078 | Wildfire Mitigation | Planned - WSIP/System Hardening |  |  | 2024 | Tier 2 | Distribution Circuit |  |  |  | 2487393 | Sus |  | WildfireMitigation¦PlannedWSIPSystemHardening¦¦
24-0071455 | Wildfire Mitigation | Planned - WSIP/System Hardening |  |  | 2024 | Tier 2 | Transformer only |  |  |  | 2487423 | Sus |  | WildfireMitigation¦PlannedWSIPSystemHardening¦¦
24-0070778 | Company Initiated | Planned- maintenance |  |  | 2024 | Tier 2 | Distribution Circuit |  |  |  | 2487439 | Sus |  | CompanyInitiated¦Plannedmaintenance¦¦
24-0073911 | Wildfire Mitigation | Planned - WSIP/System Hardening |  |  | 2024 | Tier 2 | Transformer only |  |  |  | 2487450 | Sus |  | WildfireMitigation¦PlannedWSIPSystemHardening¦¦
24-0073912 | Wildfire Mitigation | Planned - WSIP/System Hardening |  |  | 2024 | Tier 2 | Transformer only |  |  |  | 2487463 | Sus |  | WildfireMitigation¦PlannedWSIPSystemHardening¦¦
24-0069778 | Wildfire Mitigation | Planned - WSIP/System Hardening |  |  | 2024 | Tier 2 | Transformer only |  |  |  | 2487469 | Sus |  | WildfireMitigation¦PlannedWSIPSystemHardening¦¦
24-0067539 | Company Initiated | Planned- maintenance |  |  | 2024 | Tier 2 | Transformer only |  |  |  | 2487474 | Sus |  | CompanyInitiated¦Plannedmaintenance¦¦
24-0071868 | Company Initiated | Planned- maintenance |  |  | 2024 | Tier 2 | Distribution Circuit |  |  |  | 2487486 | Sus |  | CompanyInitiated¦Plannedmaintenance¦¦
24-0073556 | Company Initiated | Planned- maintenance |  |  | 2024 | Tier 2 | Distribution Circuit |  |  |  | 2487530 | Sus |  | CompanyInitiated¦Plannedmaintenance¦¦
24-0073618 | Company Initiated | Planned- maintenance |  |  | 2024 | Tier 2 | Distribution Circuit |  |  |  | 2487508 | Sus |  | CompanyInitiated¦Plannedmaintenance¦¦
24-0073619 | Company Initiated | Planned- maintenance |  |  | 2024 | Tier 2 | Transformer only |  |  |  | 2487962 | Sus |  | CompanyInitiated¦Plannedmaintenance¦¦
24-0068020 | Company Initiated | Planned- maintenance |  |  | 2024 | Tier 2 | Distribution Circuit |  |  |  | 2487531 | Sus |  | CompanyInitiated¦Plannedmaintenance¦¦
24-0073121 | Company Initiated | Planned- maintenance |  |  | 2024 | Tier 3 | Distribution Circuit |  |  |  | 2487552 | Sus |  | CompanyInitiated¦Plannedmaintenance¦¦
24-0071855 | Company Initiated | Planned- maintenance |  |  | 2024 | Tier 2 | Distribution Circuit |  |  |  | 2487565 | Sus |  | CompanyInitiated¦Plannedmaintenance¦¦
24-0072051 | Company Initiated | Planned- maintenance |  |  | 2024 | Tier 2 | Transformer only |  |  |  | 2487584 | Sus |  | CompanyInitiated¦Plannedmaintenance¦¦
24-0068635 | Wildfire Mitigation | Planned - WSIP/System Hardening |  |  | 2024 | Tier 3 | Transformer only |  |  |  | 2487801 | Sus |  | WildfireMitigation¦PlannedWSIPSystemHardening¦¦
24-0072059 | Company Initiated | Planned- maintenance |  |  | 2024 | Tier 2 | Transformer only |  |  |  | 2487851 | Sus |  | CompanyInitiated¦Plannedmaintenance¦¦
24-0071871 | Company Initiated | Planned- maintenance |  |  | 2024 | Tier 2 | Transformer only |  |  |  | 2487951 | Sus |  | CompanyInitiated¦Plannedmaintenance¦¦
24-0077913 | Animal | Squirrel | Conductor- Overhead | Normal | 2024 | Tier 2 | Distribution Circuit |  |  |  | 2488702 | Sus |  | Animal¦Squirrel¦ConductorOverhead¦Normal
23-0095372 | Company Initiated | Planned- capital |  |  | 2024 | Tier 2 | Distribution Circuit |  |  |  | 2489006 | Sus |  | CompanyInitiated¦Plannedcapital¦¦
24-0071213 | Company Initiated | Planned- maintenance |  |  | 2024 | Tier 2 | Distribution Circuit |  |  |  | 2488956 | Sus |  | CompanyInitiated¦Plannedmaintenance¦¦
24-0068595 | Company Initiated | Planned- maintenance |  |  | 2024 | Tier 2 | Transformer only |  |  |  | 2488972 | Sus |  | CompanyInitiated¦Plannedmaintenance¦¦
24-0073247 | Company Initiated | Planned- maintenance |  |  | 2024 | Tier 2 | Transformer only |  |  |  | 2488983 | Sus |  | CompanyInitiated¦Plannedmaintenance¦¦
24-0078010 | Equipment Failure/Involved | Overhead | Connector or Splice (OH) | Contaminated | 2024 | Tier 2 | Transformer only |  |  |  | 2489032 | Sus |  | EquipmentFailureInvolved¦Overhead¦ConnectororSplice(OH)¦Contaminated
24-0071399 | Company Initiated | Planned- maintenance |  |  | 2024 | Tier 2 | Distribution Circuit |  |  |  | 2489036 | Sus |  | CompanyInitiated¦Plannedmaintenance¦¦
24-0074332 | Company Initiated | Planned- maintenance |  |  | 2024 | Tier 2 | Distribution Circuit |  |  |  | 2489014 | Sus |  | CompanyInitiated¦Plannedmaintenance¦¦
24-0074341 | Company Initiated | Planned- maintenance |  |  | 2024 | Tier 2 | Distribution Circuit |  |  |  | 2489048 | Sus |  | CompanyInitiated¦Plannedmaintenance¦¦
24-0073722 | Wildfire Mitigation | Planned - WSIP/System Hardening |  |  | 2024 | Tier 2 | Distribution Circuit |  |  |  | 2489060 | Sus |  | WildfireMitigation¦PlannedWSIPSystemHardening¦¦
24-0067930 | Company Initiated | Planned- maintenance |  |  | 2024 | Tier 2 | Distribution Circuit |  |  |  | 2489072 | Sus |  | CompanyInitiated¦Plannedmaintenance¦¦
24-0072656 | Wildfire Mitigation | Planned - WSIP/System Hardening |  |  | 2024 | Tier 2 | Distribution Circuit |  |  |  | 2489084 | Sus |  | WildfireMitigation¦PlannedWSIPSystemHardening¦¦
24-0066550 | Company Initiated | Planned- maintenance |  |  | 2024 | Tier 2 | Distribution Circuit |  |  |  | 2489092 | Sus |  | CompanyInitiated¦Plannedmaintenance¦¦
24-0059961 | Company Initiated | Planned- maintenance |  |  | 2024 | Tier 2 | Distribution Circuit |  |  |  | 2489214 | Sus |  | CompanyInitiated¦Plannedmaintenance¦¦
24-0078152 | Equipment Failure/Involved | Overhead | Insulator | Broken | 2024 | Tier 2 | Distribution Circuit |  |  |  | 2489318 | Sus |  | EquipmentFailureInvolved¦Overhead¦Insulator¦Broken
24-0078276 | Company Initiated | Personnel- company | Conductor- Overhead | Normal | 2024 | Tier 2 | Distribution Circuit |  |  |  | 2489506 | Sus |  | CompanyInitiated¦Personnelcompany¦ConductorOverhead¦Normal
24-0078296 | Company Initiated | Return Circuit Normal | Conductor- Overhead | Normal | 2024 | Tier 2 | Distribution Circuit |  |  |  | 2489735 | Sus |  | CompanyInitiated¦ReturnCircuitNormal¦ConductorOverhead¦Normal
24-0074510 | Wildfire Mitigation | Planned - WSIP/System Hardening |  |  | 2024 | Tier 2 | Distribution Circuit |  |  |  | 2489788 | Sus |  | WildfireMitigation¦PlannedWSIPSystemHardening¦¦
24-0071900 | Company Initiated | Planned- maintenance |  |  | 2024 | Tier 2 | Distribution Circuit |  |  |  | 2489837 | Sus |  | CompanyInitiated¦Plannedmaintenance¦¦
24-0071880 | Company Initiated | Planned- maintenance |  |  | 2024 | Tier 2 | Distribution Circuit |  |  |  | 2489839 | Sus |  | CompanyInitiated¦Plannedmaintenance¦¦
24-0071890 | Company Initiated | Planned- maintenance |  |  | 2024 | Tier 2 | Distribution Circuit |  |  |  | 2489841 | Sus |  | CompanyInitiated¦Plannedmaintenance¦¦
24-0073236 | Wildfire Mitigation | Planned - WSIP/System Hardening |  |  | 2024 | Tier 2 | Transformer only |  |  |  | 2489858 | Sus |  | WildfireMitigation¦PlannedWSIPSystemHardening¦¦
24-0073871 | Company Initiated | Planned- maintenance |  |  | 2024 | Tier 2 | Distribution Circuit |  |  |  | 2489873 | Sus |  | CompanyInitiated¦Plannedmaintenance¦¦
24-0078406 | Animal | Bird found | Conductor- Overhead | Normal | 2024 | Tier 2 | Distribution Circuit |  |  |  | 2489871 | Sus |  | Animal¦Birdfound¦ConductorOverhead¦Normal
24-0072643 | Company Initiated | Planned- maintenance |  |  | 2024 | Tier 3 | Distribution Circuit |  |  |  | 2489836 | Sus |  | CompanyInitiated¦Plannedmaintenance¦¦
24-0078415 | Equipment Failure/Involved | Overhead | Pole-Wood | Broken | 2024 | Tier 3 | Distribution Circuit |  |  |  | 2489897 | Sus |  | EquipmentFailureInvolved¦Overhead¦PoleWood¦Broken
24-0078429 | Equipment Failure/Involved | Overhead | Conductor- Overhead | Broken | 2024 | Tier 2 | Distribution Circuit |  |  |  | 2489970 | Sus |  | EquipmentFailureInvolved¦Overhead¦ConductorOverhead¦Broken
24-0078453 | Vegetation | Tree - fell into line | Conductor- Overhead | Normal | 2024 | Tier 2 | Distribution Circuit |  |  |  | 2490001 | Sus |  | Vegetation¦Treefellintoline¦ConductorOverhead¦Normal
24-0071894 | Company Initiated | Planned- maintenance |  |  | 2024 | Tier 2 | Transformer only |  |  |  | 2490088 | Sus |  | CompanyInitiated¦Plannedmaintenance¦¦
24-0074349 | Wildfire Mitigation | Planned - WSIP/System Hardening |  |  | 2024 | Tier 3 | Transformer only |  |  |  | 2490128 | Sus |  | WildfireMitigation¦PlannedWSIPSystemHardening¦¦
24-0074820 | Wildfire Mitigation | Planned - WSIP/System Hardening |  |  | 2024 | Tier 2 | Distribution Circuit |  |  |  | 2490536 | Sus |  | WildfireMitigation¦PlannedWSIPSystemHardening¦¦
24-0071955 | Company Initiated | Planned- maintenance |  |  | 2024 | Tier 2 | Distribution Circuit |  |  |  | 2490629 | Sus |  | CompanyInitiated¦Plannedmaintenance¦¦
24-0071949 | Company Initiated | Planned- maintenance |  |  | 2024 | Tier 2 | Distribution Circuit |  |  |  | 2490630 | Sus |  | CompanyInitiated¦Plannedmaintenance¦¦
24-0073955 | Company Initiated | Planned- maintenance |  |  | 2024 | Tier 3 | Transformer only |  |  |  | 2490636 | Sus |  | CompanyInitiated¦Plannedmaintenance¦¦
24-0073896 | Company Initiated | Planned- maintenance |  |  | 2024 | Tier 2 | Distribution Circuit |  |  |  | 2490644 | Sus |  | CompanyInitiated¦Plannedmaintenance¦¦
24-0073742 | Company Initiated | Planned- maintenance |  |  | 2024 | Tier 3 | Distribution Circuit |  |  |  | 2490647 | Sus |  | CompanyInitiated¦Plannedmaintenance¦¦
24-0074744 | Wildfire Mitigation | Planned - WSIP/System Hardening |  |  | 2024 | Tier 2 | Distribution Circuit |  |  |  | 2490532 | Sus |  | WildfireMitigation¦PlannedWSIPSystemHardening¦¦
24-0073897 | Company Initiated | Planned- maintenance |  |  | 2024 | Zone 1 | Distribution Circuit |  |  |  | 2490674 | Sus |  | CompanyInitiated¦Plannedmaintenance¦¦
24-0078682 | Company Initiated | Personnel- company | Conductor- Overhead | Normal | 2024 | Tier 3 | Distribution Circuit |  |  |  | 2490789 | Sus |  | CompanyInitiated¦Personnelcompany¦ConductorOverhead¦Normal
24-0078822 | Equipment Failure/Involved | Overhead | Conductor- Overhead | Deteriorated | 2024 | Tier 3 | Distribution Circuit |  |  |  | 2491056 | Sus |  | EquipmentFailureInvolved¦Overhead¦ConductorOverhead¦Deteriorated
24-0078847 | Animal | Other | Fuse | Failed/Faulted | 2024 | Tier 2 | Transformer only |  |  |  | 2491093 | Sus |  | Animal¦Other¦Fuse¦FailedFaulted
24-0078835 | 3rd Party | Vehicle | Pole-Wood | Broken | 2024 | Tier 3 | Distribution Circuit |  |  |  | 2491084 | Sus |  | 3rdParty¦Vehicle¦PoleWood¦Broken
24-0078846 | Unknown Cause | Patrol - found nothing |  |  | 2024 | Tier 2 | Distribution Circuit |  |  |  | 2491146 | Sus |  | UnknownCause¦Patrolfoundnothing¦¦
24-0055751 | Company Initiated | Planned- capital |  |  | 2024 | Tier 3 | Distribution Circuit |  |  |  | 2491246 | Sus |  | CompanyInitiated¦Plannedcapital¦¦
24-0074837 | Wildfire Mitigation | Planned - WSIP/System Hardening |  |  | 2024 | Tier 2 | Distribution Circuit |  |  |  | 2491256 | Sus |  | WildfireMitigation¦PlannedWSIPSystemHardening¦¦
24-0073782 | Company Initiated | Planned- maintenance |  |  | 2024 | Tier 2 | Transformer only |  |  |  | 2491669 | Sus |  | CompanyInitiated¦Plannedmaintenance¦¦
24-0069657 | Company Initiated | Planned- maintenance |  |  | 2024 | Tier 3 | Distribution Circuit |  |  |  | 2491351 | Sus |  | CompanyInitiated¦Plannedmaintenance¦¦
24-0071436 | Wildfire Mitigation | Planned - WSIP/System Hardening |  |  | 2024 | Tier 3 | Transformer only |  |  |  | 2491672 | Sus |  | WildfireMitigation¦PlannedWSIPSystemHardening¦¦
24-0074523 | Wildfire Mitigation | Planned - WSIP/System Hardening |  |  | 2024 | Tier 2 | Distribution Circuit |  |  |  | 2491354 | Sus |  | WildfireMitigation¦PlannedWSIPSystemHardening¦¦
24-0072832 | Company Initiated | Planned- maintenance |  |  | 2024 | Tier 2 | Transformer only |  |  |  | 2491355 | Sus |  | CompanyInitiated¦Plannedmaintenance¦¦
24-0072831 | Company Initiated | Planned- maintenance |  |  | 2024 | Tier 2 | Distribution Circuit |  |  |  | 2491353 | Sus |  | CompanyInitiated¦Plannedmaintenance¦¦
24-0071870 | Wildfire Mitigation | Planned - WSIP/System Hardening |  |  | 2024 | Tier 3 | Distribution Circuit |  |  |  | 2491265 | Sus |  | WildfireMitigation¦PlannedWSIPSystemHardening¦¦
24-0070299 | Wildfire Mitigation | Planned - WSIP/System Hardening |  |  | 2024 | Tier 3 | Transformer only |  |  |  | 2491389 | Sus |  | WildfireMitigation¦PlannedWSIPSystemHardening¦¦
24-0071961 | Wildfire Mitigation | Planned - WSIP/System Hardening |  |  | 2024 | Tier 2 | Distribution Circuit |  |  |  | 2491392 | Sus |  | WildfireMitigation¦PlannedWSIPSystemHardening¦¦
24-0074798 | Company Initiated | Planned- maintenance |  |  | 2024 | Tier 3 | Distribution Circuit |  |  |  | 2491381 | Sus |  | CompanyInitiated¦Plannedmaintenance¦¦
24-0078975 | Company Initiated | Personnel- company | Conductor- Overhead | Normal | 2024 | Tier 3 | Distribution Circuit |  |  |  | 2491497 | Sus |  | CompanyInitiated¦Personnelcompany¦ConductorOverhead¦Normal
24-0067096 | Wildfire Mitigation | Planned - WSIP/System Hardening |  |  | 2024 | Tier 2 | Transformer only |  |  |  | 2491429 | Sus |  | WildfireMitigation¦PlannedWSIPSystemHardening¦¦
24-0071513 | Wildfire Mitigation | Planned - WSIP/System Hardening |  |  | 2024 | Tier 3 | Distribution Circuit |  |  |  | 2491808 | Sus |  | WildfireMitigation¦PlannedWSIPSystemHardening¦¦
24-0069061 | Wildfire Mitigation | Planned - WSIP/System Hardening |  |  | 2024 | Tier 3 | Transformer only |  |  |  | 2491465 | Sus |  | WildfireMitigation¦PlannedWSIPSystemHardening¦¦
24-0069271 | Company Initiated | Planned- capital |  |  | 2024 | Tier 2 | Distribution Circuit |  |  |  | 2491493 | Sus |  | CompanyInitiated¦Plannedcapital¦¦
24-0074286 | Wildfire Mitigation | Planned - WSIP/System Hardening |  |  | 2024 | Tier 2 | Distribution Circuit |  |  |  | 2491510 | Sus |  | WildfireMitigation¦PlannedWSIPSystemHardening¦¦
24-0016820 | Company Initiated | Planned- capital |  |  | 2024 | Tier 2 | Distribution Circuit |  |  |  | 2491595 | Sus |  | CompanyInitiated¦Plannedcapital¦¦
24-0079097 | Animal | Squirrel | Conductor- Overhead | Normal | 2024 | Tier 2 | Distribution Circuit |  |  |  | 2491773 | Sus |  | Animal¦Squirrel¦ConductorOverhead¦Normal
24-0067099 | Wildfire Mitigation | Planned - WSIP/System Hardening |  |  | 2024 | Tier 2 | Distribution Circuit |  |  |  | 2491862 | Sus |  | WildfireMitigation¦PlannedWSIPSystemHardening¦¦
24-0079159 | Company Initiated | Personnel- company | Conductor- Overhead | Normal | 2024 | Tier 2 | Distribution Circuit |  |  |  | 2491889 | Sus |  | CompanyInitiated¦Personnelcompany¦ConductorOverhead¦Normal
24-0074306 | Wildfire Mitigation | Planned - WSIP/System Hardening |  |  | 2024 | Tier 3 | Distribution Circuit |  |  |  | 2491902 | Sus |  | WildfireMitigation¦PlannedWSIPSystemHardening¦¦
24-0055751 | Company Initiated | Planned- capital |  |  | 2024 | Tier 3 | Substation - Distribution |  |  |  | 2492119 | Sus |  | CompanyInitiated¦Plannedcapital¦¦
24-0079317 | Unknown Cause | Patrol - found nothing |  |  | 2024 | Tier 3 | Distribution Circuit |  |  |  | 2492155 | Sus |  | UnknownCause¦Patrolfoundnothing¦¦
24-0079324 | Vegetation | Tree - fell into line | Conductor- Overhead | Broken- wire on ground | 2024 | Tier 2 | Distribution Circuit |  |  |  | 2492177 | Sus |  | Vegetation¦Treefellintoline¦ConductorOverhead¦Brokenwireonground
24-0072633 | Company Initiated | Planned- maintenance |  |  | 2024 | Tier 2 | Distribution Circuit |  |  |  | 2492347 | Sus |  | CompanyInitiated¦Plannedmaintenance¦¦
24-0072597 | Company Initiated | Planned- maintenance |  |  | 2024 | Tier 2 | Distribution Circuit |  |  |  | 2492351 | Sus |  | CompanyInitiated¦Plannedmaintenance¦¦
24-0079419 | 3rd Party | Vehicle | Transformer (OH) | Failed/Faulted | 2024 | Tier 2 | Transformer only |  |  |  | 2492436 | Sus |  | 3rdParty¦Vehicle¦Transformer(OH)¦FailedFaulted
24-0079424 | Equipment Failure/Involved | Overhead | Transformer (OH) | Failed/Faulted | 2024 | Tier 2 | Distribution Circuit |  |  |  | 2492531 | Sus |  | EquipmentFailureInvolved¦Overhead¦Transformer(OH)¦FailedFaulted
24-0011851 | Company Initiated | Planned- capital |  |  | 2024 | Tier 2 | Distribution Circuit |  |  |  | 2492885 | Sus |  | CompanyInitiated¦Plannedcapital¦¦
24-0079513 | Vegetation | Tree - fell into line | Conductor- Overhead | Normal | 2024 | Tier 3 | Distribution Circuit |  |  |  | 2492917 | Sus |  | Vegetation¦Treefellintoline¦ConductorOverhead¦Normal
24-0079517 | Equipment Failure/Involved | Overhead | Transformer (OH) | Failed/Faulted | 2024 | Tier 2 | Transformer only |  |  |  | 2492884 | Sus |  | EquipmentFailureInvolved¦Overhead¦Transformer(OH)¦FailedFaulted
24-0079525 | Equipment Failure/Involved | Overhead | Secondary | Broken | 2024 | Tier 2 | Transformer only |  |  |  | 2492938 | Sus |  | EquipmentFailureInvolved¦Overhead¦Secondary¦Broken
24-0079605 | Equipment Failure/Involved | Overhead | Transformer (OH) | Failed/Faulted | 2024 | Tier 2 | Distribution Circuit |  |  |  | 2493254 | Sus |  | EquipmentFailureInvolved¦Overhead¦Transformer(OH)¦FailedFaulted
24-0076756 | Wildfire Mitigation | Planned - WSIP/System Hardening |  |  | 2024 | Tier 2 | Distribution Circuit |  |  |  | 2493324 | Sus |  | WildfireMitigation¦PlannedWSIPSystemHardening¦¦
24-0075913 | Wildfire Mitigation | Planned - WSIP/System Hardening |  |  | 2024 | Tier 2 | Transformer only |  |  |  | 2493382 | Sus |  | WildfireMitigation¦PlannedWSIPSystemHardening¦¦
24-0075902 | Wildfire Mitigation | Planned - WSIP/System Hardening |  |  | 2024 | Tier 2 | Distribution Circuit |  |  |  | 2493389 | Sus |  | WildfireMitigation¦PlannedWSIPSystemHardening¦¦
24-0074505 | Wildfire Mitigation | Planned - WSIP/System Hardening |  |  | 2024 | Tier 3 | Distribution Circuit |  |  |  | 2493388 | Sus |  | WildfireMitigation¦PlannedWSIPSystemHardening¦¦
24-0070594 | Company Initiated | Planned- maintenance |  |  | 2024 | Tier 2 | Transformer only |  |  |  | 2493411 | Sus |  | CompanyInitiated¦Plannedmaintenance¦¦
24-0074734 | Company Initiated | Planned- capital |  |  | 2024 | Tier 2 | Distribution Circuit |  |  |  | 2493395 | Sus |  | CompanyInitiated¦Plannedcapital¦¦
24-0079919 | Animal | Other | Pole-Wood | Broken | 2024 | Tier 2 | Distribution Circuit |  |  |  | 2494488 | Sus |  | Animal¦Other¦PoleWood¦Broken
24-0074244 | Wildfire Mitigation | Planned - WSIP/System Hardening |  |  | 2024 | Tier 3 | Distribution Circuit |  |  |  | 2493405 | Sus |  | WildfireMitigation¦PlannedWSIPSystemHardening¦¦
24-0073687 | Wildfire Mitigation | Planned - WSIP/System Hardening |  |  | 2024 | Tier 3 | Transformer only |  |  |  | 2493467 | Sus |  | WildfireMitigation¦PlannedWSIPSystemHardening¦¦
24-0076752 | Wildfire Mitigation | Planned - WSIP/System Hardening |  |  | 2024 | Tier 2 | Distribution Circuit |  |  |  | 2493475 | Sus |  | WildfireMitigation¦PlannedWSIPSystemHardening¦¦
24-0070792 | Wildfire Mitigation | Planned - WSIP/System Hardening |  |  | 2024 | Tier 3 | Distribution Circuit |  |  |  | 2493474 | Sus |  | WildfireMitigation¦PlannedWSIPSystemHardening¦¦
24-0075458 | Wildfire Mitigation | Planned - WSIP/System Hardening |  |  | 2024 | Tier 3 | Transformer only |  |  |  | 2493517 | Sus |  | WildfireMitigation¦PlannedWSIPSystemHardening¦¦
24-0065278 | Company Initiated | Planned- capital |  |  | 2024 | Tier 2 | Distribution Circuit |  |  |  | 2493649 | Sus |  | CompanyInitiated¦Plannedcapital¦¦
24-0079679 | Company Initiated | Personnel- company | Conductor- Overhead | Normal | 2024 | Tier 2 | Distribution Circuit |  |  |  | 2493552 | Sus |  | CompanyInitiated¦Personnelcompany¦ConductorOverhead¦Normal
24-0079751 | Unknown Cause | Patrol - found nothing |  |  | 2024 | Tier 2 | Distribution Circuit |  |  |  | 2493743 | Sus |  | UnknownCause¦Patrolfoundnothing¦¦
24-0075402 | Company Initiated | Planned- maintenance |  |  | 2024 | Tier 2 | Distribution Circuit |  |  |  | 2493756 | Sus |  | CompanyInitiated¦Plannedmaintenance¦¦
24-0076179 | Company Initiated | Planned- maintenance |  |  | 2024 | Tier 2 | Distribution Circuit |  |  |  | 2493791 | Sus |  | CompanyInitiated¦Plannedmaintenance¦¦
24-0079771 | Vegetation | Tree - fell into line | Conductor- Overhead | Normal | 2024 | Tier 3 | Distribution Circuit |  |  |  | 2493811 | Sus |  | Vegetation¦Treefellintoline¦ConductorOverhead¦Normal
24-0075399 | Company Initiated | Planned- maintenance |  |  | 2024 | Tier 2 | Distribution Circuit |  |  |  | 2493933 | Sus |  | CompanyInitiated¦Plannedmaintenance¦¦
24-0080146 | Unknown Cause | Patrol - found nothing |  |  | 2024 | Tier 2 | Distribution Circuit |  |  |  | 2494968 | Sus |  | UnknownCause¦Patrolfoundnothing¦¦
24-0076951 | Wildfire Mitigation | Planned - WSIP/System Hardening |  |  | 2024 | Tier 2 | Distribution Circuit |  |  |  | 2494916 | Sus |  | WildfireMitigation¦PlannedWSIPSystemHardening¦¦
24-0076371 | Wildfire Mitigation | Planned - WSIP/System Hardening |  |  | 2024 | Tier 3 | Distribution Circuit |  |  |  | 2495000 | Sus |  | WildfireMitigation¦PlannedWSIPSystemHardening¦¦
24-0070608 | Wildfire Mitigation | Planned - WSIP/System Hardening |  |  | 2024 | Tier 3 | Distribution Circuit |  |  |  | 2494977 | Sus |  | WildfireMitigation¦PlannedWSIPSystemHardening¦¦
24-0071320 | Company Initiated | Planned- maintenance |  |  | 2024 | Tier 2 | Distribution Circuit |  |  |  | 2495011 | Sus |  | CompanyInitiated¦Plannedmaintenance¦¦
24-0046337 | Company Initiated | Planned- capital |  |  | 2024 | Tier 2 | Distribution Circuit |  |  |  | 2495012 | Sus |  | CompanyInitiated¦Plannedcapital¦¦
24-0074272 | Company Initiated | Planned- maintenance |  |  | 2024 | Tier 2 | Distribution Circuit |  |  |  | 2495023 | Sus |  | CompanyInitiated¦Plannedmaintenance¦¦
24-0070964 | Company Initiated | Planned- maintenance |  |  | 2024 | Tier 2 | Transformer only |  |  |  | 2495051 | Sus |  | CompanyInitiated¦Plannedmaintenance¦¦
24-0075455 | Company Initiated | Planned- maintenance |  |  | 2024 | Tier 2 | Transformer only |  |  |  | 2495063 | Sus |  | CompanyInitiated¦Plannedmaintenance¦¦
24-0076068 | Wildfire Mitigation | Planned - WSIP/System Hardening |  |  | 2024 | Tier 2 | Transformer only |  |  |  | 2495459 | Sus |  | WildfireMitigation¦PlannedWSIPSystemHardening¦¦
24-0073705 | Company Initiated | Planned- maintenance |  |  | 2024 | Tier 3 | Transformer only |  |  |  | 2495460 | Sus |  | CompanyInitiated¦Plannedmaintenance¦¦
24-0075431 | Wildfire Mitigation | Planned - WSIP/System Hardening |  |  | 2024 | Tier 2 | Distribution Circuit |  |  |  | 2495089 | Sus |  | WildfireMitigation¦PlannedWSIPSystemHardening¦¦
24-0075405 | Company Initiated | Planned- maintenance |  |  | 2024 | Tier 2 | Distribution Circuit |  |  |  | 2495108 | Sus |  | CompanyInitiated¦Plannedmaintenance¦¦
24-0075584 | Wildfire Mitigation | Planned - WSIP/System Hardening |  |  | 2024 | Tier 2 | Distribution Circuit |  |  |  | 2495169 | Sus |  | WildfireMitigation¦PlannedWSIPSystemHardening¦¦
24-0076380 | Wildfire Mitigation | Planned - WSIP/System Hardening |  |  | 2024 | Tier 3 | Distribution Circuit |  |  |  | 2495201 | Sus |  | WildfireMitigation¦PlannedWSIPSystemHardening¦¦
24-0075433 | Wildfire Mitigation | Planned - WSIP/System Hardening |  |  | 2024 | Tier 3 | Transformer only |  |  |  | 2495315 | Sus |  | WildfireMitigation¦PlannedWSIPSystemHardening¦¦
24-0080341 | Vegetation | Tree - branch fell on line | Conductor- Overhead | Normal | 2024 | Tier 3 | Transformer only |  |  |  | 2495409 | Sus |  | Vegetation¦Treebranchfellonline¦ConductorOverhead¦Normal
24-0073048 | Wildfire Mitigation | Planned - WSIP/System Hardening |  |  | 2024 | Tier 3 | Transformer only |  |  |  | 2495461 | Sus |  | WildfireMitigation¦PlannedWSIPSystemHardening¦¦
24-0080453 | Equipment Failure/Involved | Overhead | Connector or Splice (OH) | Burned/flashed | 2024 | Tier 2 | Transformer only |  |  |  | 2495647 | Sus |  | EquipmentFailureInvolved¦Overhead¦ConnectororSplice(OH)¦Burnedflashed
24-0070496 | Wildfire Mitigation | Planned - WSIP/System Hardening |  |  | 2024 | Tier 3 | Distribution Circuit |  |  |  | 2496124 | Sus |  | WildfireMitigation¦PlannedWSIPSystemHardening¦¦
24-0077887 | Wildfire Mitigation | Planned - WSIP/System Hardening |  |  | 2024 | Tier 2 | Distribution Circuit |  |  |  | 2496093 | Sus |  | WildfireMitigation¦PlannedWSIPSystemHardening¦¦
24-0080717 | Animal | Bird found | Conductor- Overhead | Normal | 2024 | Tier 2 | Distribution Circuit |  |  |  | 2496338 | Sus |  | Animal¦Birdfound¦ConductorOverhead¦Normal
24-0071766 | Wildfire Mitigation | Planned - WSIP/System Hardening |  |  | 2024 | Tier 3 | Transformer only |  |  |  | 2496482 | Sus |  | WildfireMitigation¦PlannedWSIPSystemHardening¦¦
24-0071862 | Wildfire Mitigation | Planned - WSIP/System Hardening |  |  | 2024 | Tier 2 | Transformer only |  |  |  | 2496349 | Sus |  | WildfireMitigation¦PlannedWSIPSystemHardening¦¦
24-0075919 | Wildfire Mitigation | Planned - WSIP/System Hardening |  |  | 2024 | Tier 2 | Distribution Circuit |  |  |  | 2496337 | Sus |  | WildfireMitigation¦PlannedWSIPSystemHardening¦¦
24-0075439 | Wildfire Mitigation | Planned - WSIP/System Hardening |  |  | 2024 | Tier 3 | Distribution Circuit |  |  |  | 2496330 | Sus |  | WildfireMitigation¦PlannedWSIPSystemHardening¦¦
24-0074509 | Wildfire Mitigation | Planned - WSIP/System Hardening |  |  | 2024 | Tier 2 | Distribution Circuit |  |  |  | 2496355 | Sus |  | WildfireMitigation¦PlannedWSIPSystemHardening¦¦
24-0074506 | Wildfire Mitigation | Planned - WSIP/System Hardening |  |  | 2024 | Tier 2 | Transformer only |  |  |  | 2496366 | Sus |  | WildfireMitigation¦PlannedWSIPSystemHardening¦¦
24-0074527 | Wildfire Mitigation | Planned - WSIP/System Hardening |  |  | 2024 | Tier 2 | Distribution Circuit |  |  |  | 2496367 | Sus |  | WildfireMitigation¦PlannedWSIPSystemHardening¦¦
24-0074184 | Company Initiated | Planned- maintenance |  |  | 2024 | Tier 2 | Distribution Circuit |  |  |  | 2496376 | Sus |  | CompanyInitiated¦Plannedmaintenance¦¦
24-0074589 | Wildfire Mitigation | Planned - WSIP/System Hardening |  |  | 2024 | Tier 2 | Transformer only |  |  |  | 2496406 | Sus |  | WildfireMitigation¦PlannedWSIPSystemHardening¦¦
24-0077043 | Company Initiated | Planned- maintenance |  |  | 2024 | Tier 2 | Transformer only |  |  |  | 2496430 | Sus |  | CompanyInitiated¦Plannedmaintenance¦¦
24-0077057 | Company Initiated | Planned- maintenance |  |  | 2024 | Tier 2 | Distribution Circuit |  |  |  | 2496433 | Sus |  | CompanyInitiated¦Plannedmaintenance¦¦
24-0077057 | Company Initiated | Planned- maintenance |  |  | 2024 | Tier 2 | Distribution Circuit |  |  |  | 2496434 | Sus |  | CompanyInitiated¦Plannedmaintenance¦¦
24-0067045 | Company Initiated | Planned- capital |  |  | 2024 | Tier 2 | Distribution Circuit |  |  |  | 2496469 | Sus |  | CompanyInitiated¦Plannedcapital¦¦
24-0076185 | Wildfire Mitigation | Planned - WSIP/System Hardening |  |  | 2024 | Tier 3 | Transformer only |  |  |  | 2496477 | Sus |  | WildfireMitigation¦PlannedWSIPSystemHardening¦¦
24-0071017 | Company Initiated | Planned- capital |  |  | 2024 | Tier 2 | Distribution Circuit |  |  |  | 2496491 | Sus |  | CompanyInitiated¦Plannedcapital¦¦
24-0073370 | Company Initiated | Planned- maintenance |  |  | 2024 | Tier 2 | Distribution Circuit |  |  |  | 2496488 | Sus |  | CompanyInitiated¦Plannedmaintenance¦¦
24-0076609 | Wildfire Mitigation | Planned - WSIP/System Hardening |  |  | 2024 | Zone 1 | Distribution Circuit |  |  |  | 2496510 | Sus |  | WildfireMitigation¦PlannedWSIPSystemHardening¦¦
24-0071882 | Wildfire Mitigation | Planned - WSIP/System Hardening |  |  | 2024 | Tier 2 | Transformer only |  |  |  | 2496589 | Sus |  | WildfireMitigation¦PlannedWSIPSystemHardening¦¦
24-0071776 | Wildfire Mitigation | Planned - WSIP/System Hardening |  |  | 2024 | Tier 3 | Transformer only |  |  |  | 2496805 | Sus |  | WildfireMitigation¦PlannedWSIPSystemHardening¦¦
24-0077852 | Wildfire Mitigation | Planned - WSIP/System Hardening |  |  | 2024 | Tier 2 | Distribution Circuit |  |  |  | 2496795 | Sus |  | WildfireMitigation¦PlannedWSIPSystemHardening¦¦
24-0081118 | Unknown Cause | Patrol - found nothing |  |  | 2024 | Tier 2 | Distribution Circuit |  |  |  | 2497162 | Sus |  | UnknownCause¦Patrolfoundnothing¦¦
24-0081074 | Unknown Cause | Patrol - found nothing |  |  | 2024 | Tier 2 | Distribution Circuit |  |  |  | 2497188 | Sus |  | UnknownCause¦Patrolfoundnothing¦¦
24-0081117 | Unknown Cause | Patrol - found nothing |  |  | 2024 | Tier 2 | Distribution Circuit |  |  |  | 2497263 | Sus |  | UnknownCause¦Patrolfoundnothing¦¦
24-0081157 | Equipment Failure/Involved | Overhead | Pole-Wood | Deteriorated | 2024 | Tier 3 | Distribution Circuit |  |  |  | 2497369 | Sus |  | EquipmentFailureInvolved¦Overhead¦PoleWood¦Deteriorated
24-0077891 | Wildfire Mitigation | Planned - WSIP/System Hardening |  |  | 2024 | Tier 2 | Transformer only |  |  |  | 2497372 | Sus |  | WildfireMitigation¦PlannedWSIPSystemHardening¦¦
24-0077885 | Wildfire Mitigation | Planned - WSIP/System Hardening |  |  | 2024 | Tier 2 | Distribution Circuit |  |  |  | 2497343 | Sus |  | WildfireMitigation¦PlannedWSIPSystemHardening¦¦
24-0075831 | Company Initiated | Planned- maintenance |  |  | 2024 | Tier 2 | Distribution Circuit |  |  |  | 2497380 | Sus |  | CompanyInitiated¦Plannedmaintenance¦¦
24-0074752 | Company Initiated | Planned- maintenance |  |  | 2024 | Tier 2 | Distribution Circuit |  |  |  | 2497394 | Sus |  | CompanyInitiated¦Plannedmaintenance¦¦
24-0077250 | Company Initiated | Planned- maintenance |  |  | 2024 | Tier 3 | Transformer only |  |  |  | 2497448 | Sus |  | CompanyInitiated¦Plannedmaintenance¦¦
24-0072192 | Wildfire Mitigation | Planned - WSIP/System Hardening |  |  | 2024 | Tier 3 | Distribution Circuit |  |  |  | 2497416 | Sus |  | WildfireMitigation¦PlannedWSIPSystemHardening¦¦
24-0075447 | Company Initiated | Planned- capital |  |  | 2024 | Tier 2 | Distribution Circuit |  |  |  | 2497433 | Sus |  | CompanyInitiated¦Plannedcapital¦¦
24-0074098 | Company Initiated | Planned- maintenance |  |  | 2024 | Tier 3 | Transformer only |  |  |  | 2497472 | Sus |  | CompanyInitiated¦Plannedmaintenance¦¦
24-0077255 | Wildfire Mitigation | Planned - WSIP/System Hardening |  |  | 2024 | Tier 3 | Transformer only |  |  |  | 2497742 | Sus |  | WildfireMitigation¦PlannedWSIPSystemHardening¦¦
24-0081445 | Equipment Failure/Involved | Overhead | Bushing | Burned/flashed | 2024 | Tier 2 | Transformer only |  |  |  | 2497765 | Sus |  | EquipmentFailureInvolved¦Overhead¦Bushing¦Burnedflashed
24-0081498 | Vegetation | Tree - fell into line | Conductor- Overhead | Normal | 2024 | Tier 3 | Distribution Circuit |  |  |  | 2497906 | Sus |  | Vegetation¦Treefellintoline¦ConductorOverhead¦Normal
24-0081540 | 3rd Party | Vehicle | Anchor or Guy | Broken | 2024 | Tier 2 | Distribution Circuit |  |  |  | 2498039 | Sus |  | 3rdParty¦Vehicle¦AnchororGuy¦Broken
24-0051505 | Company Initiated | Planned- capital |  |  | 2024 | Tier 2 | Distribution Circuit |  |  |  | 2498130 | Sus |  | CompanyInitiated¦Plannedcapital¦¦
24-0081639 | Animal | Squirrel | Bushing | Burned/flashed | 2024 | Zone 1 | Substation - Distribution |  |  |  | 2498262 | Sus |  | Animal¦Squirrel¦Bushing¦Burnedflashed
24-0074519 | Wildfire Mitigation | Planned - WSIP/System Hardening |  |  | 2024 | Tier 3 | Transformer only |  |  |  | 2498327 | Sus |  | WildfireMitigation¦PlannedWSIPSystemHardening¦¦
24-0075933 | Wildfire Mitigation | Planned - WSIP/System Hardening |  |  | 2024 | Tier 2 | Distribution Circuit |  |  |  | 2498306 | Sus |  | WildfireMitigation¦PlannedWSIPSystemHardening¦¦
24-0075643 | Company Initiated | Planned- maintenance |  |  | 2024 | Tier 2 | Distribution Circuit |  |  |  | 2498299 | Sus |  | CompanyInitiated¦Plannedmaintenance¦¦
24-0071214 | Company Initiated | Planned- maintenance |  |  | 2024 | Tier 2 | Distribution Circuit |  |  |  | 2498292 | Sus |  | CompanyInitiated¦Plannedmaintenance¦¦
24-0075601 | Company Initiated | Planned- maintenance |  |  | 2024 | Tier 2 | Transformer only |  |  |  | 2498316 | Sus |  | CompanyInitiated¦Plannedmaintenance¦¦
24-0072202 | Company Initiated | Planned- maintenance |  |  | 2024 | Tier 3 | Distribution Circuit |  |  |  | 2498324 | Sus |  | CompanyInitiated¦Plannedmaintenance¦¦
24-0077263 | Company Initiated | Planned- maintenance |  |  | 2024 | Tier 2 | Distribution Circuit |  |  |  | 2498774 | Sus |  | CompanyInitiated¦Plannedmaintenance¦¦
24-0071509 | Company Initiated | Planned- capital |  |  | 2024 | Tier 2 | Distribution Circuit |  |  |  | 2498394 | Sus |  | CompanyInitiated¦Plannedcapital¦¦
24-0072203 | Company Initiated | Planned- maintenance |  |  | 2024 | Tier 3 | Transformer only |  |  |  | 2498445 | Sus |  | CompanyInitiated¦Plannedmaintenance¦¦
24-0075619 | Company Initiated | Planned- maintenance |  |  | 2024 | Tier 2 | Transformer only |  |  |  | 2498485 | Sus |  | CompanyInitiated¦Plannedmaintenance¦¦
24-0081802 | Unknown Cause | Patrol - found nothing |  |  | 2024 | Tier 3 | Transformer only |  |  |  | 2498630 | Sus |  | UnknownCause¦Patrolfoundnothing¦¦
24-0075610 | Company Initiated | Planned- maintenance |  |  | 2024 | Tier 2 | Distribution Circuit |  |  |  | 2498568 | Sus |  | CompanyInitiated¦Plannedmaintenance¦¦
24-0081780 | Animal | Other | Pole-Wood | Deteriorated | 2024 | Tier 3 | Distribution Circuit |  |  |  | 2498835 | Sus |  | Animal¦Other¦PoleWood¦Deteriorated
24-0082019 | Vegetation | Tree - fell into line | Transformer (OH) | Broken | 2024 | Tier 2 | Transformer only |  |  |  | 2499113 | Sus |  | Vegetation¦Treefellintoline¦Transformer(OH)¦Broken
24-0075798 | Wildfire Mitigation | Planned - WSIP/System Hardening |  |  | 2024 | Tier 2 | Transformer only |  |  |  | 2499194 | Sus |  | WildfireMitigation¦PlannedWSIPSystemHardening¦¦
24-0075451 | Wildfire Mitigation | Planned - WSIP/System Hardening |  |  | 2024 | Zone 1 | Distribution Circuit |  |  |  | 2499212 | Sus |  | WildfireMitigation¦PlannedWSIPSystemHardening¦¦
24-0082124 | Unknown Cause | Patrol - found nothing |  |  | 2024 | Tier 2 | Distribution Circuit |  |  |  | 2499516 | Sus |  | UnknownCause¦Patrolfoundnothing¦¦
24-0082140 | Equipment Failure/Involved | Overhead | Transformer (OH) | Failed/Faulted | 2024 | Tier 2 | Distribution Circuit |  |  |  | 2499521 | Sus |  | EquipmentFailureInvolved¦Overhead¦Transformer(OH)¦FailedFaulted
24-0082155 | Unknown Cause | Patrol - found nothing |  |  | 2024 | Tier 3 | Distribution Circuit |  |  |  | 2499633 | Sus |  | UnknownCause¦Patrolfoundnothing¦¦
24-0071849 | Company Initiated | Planned- capital |  |  | 2024 | Tier 2 | Distribution Circuit |  |  |  | 2499669 | Sus |  | CompanyInitiated¦Plannedcapital¦¦
24-0065871 | Company Initiated | Planned- capital |  |  | 2024 | Tier 2 | Distribution Circuit |  |  |  | 2500501 | Sus |  | CompanyInitiated¦Plannedcapital¦¦
24-0076865 | Wildfire Mitigation | Planned - WSIP/System Hardening |  |  | 2024 | Tier 3 | Distribution Circuit |  |  |  | 2500497 | Sus |  | WildfireMitigation¦PlannedWSIPSystemHardening¦¦
24-0071992 | Company Initiated | Planned- maintenance |  |  | 2024 | Tier 2 | Transformer only |  |  |  | 2500510 | Sus |  | CompanyInitiated¦Plannedmaintenance¦¦
24-0078192 | Wildfire Mitigation | Planned - WSIP/System Hardening |  |  | 2024 | Tier 2 | Transformer only |  |  |  | 2500521 | Sus |  | WildfireMitigation¦PlannedWSIPSystemHardening¦¦
24-0082345 | Equipment Failure/Involved | Overhead | Crossarm- Wood | Broken | 2024 | Tier 2 | Distribution Circuit |  |  |  | 2500566 | Sus |  | EquipmentFailureInvolved¦Overhead¦CrossarmWood¦Broken
24-0074960 | Wildfire Mitigation | Planned - WSIP/System Hardening |  |  | 2024 | Tier 2 | Transformer only |  |  |  | 2500583 | Sus |  | WildfireMitigation¦PlannedWSIPSystemHardening¦¦
24-0043966 | Company Initiated | Planned- capital |  |  | 2024 | Tier 3 | Distribution Circuit |  |  |  | 2500603 | Sus |  | CompanyInitiated¦Plannedcapital¦¦
24-0071730 | Company Initiated | Planned- maintenance |  |  | 2024 | Tier 2 | Distribution Circuit |  |  |  | 2501577 | Sus |  | CompanyInitiated¦Plannedmaintenance¦¦
24-0074965 | Wildfire Mitigation | Planned - WSIP/System Hardening |  |  | 2024 | Tier 3 | Transformer only |  |  |  | 2501631 | Sus |  | WildfireMitigation¦PlannedWSIPSystemHardening¦¦
24-0075943 | Company Initiated | Planned- maintenance |  |  | 2024 | Tier 3 | Transformer only |  |  |  | 2501654 | Sus |  | CompanyInitiated¦Plannedmaintenance¦¦
24-0074968 | Wildfire Mitigation | Planned - WSIP/System Hardening |  |  | 2024 | Tier 3 | Transformer only |  |  |  | 2501816 | Sus |  | WildfireMitigation¦PlannedWSIPSystemHardening¦¦
24-0063883 | Company Initiated | Personnel- company | Conductor- Overhead | Normal | 2024 | Tier 3 | Distribution Circuit |  |  |  | 2501858 | Sus |  | CompanyInitiated¦Personnelcompany¦ConductorOverhead¦Normal
24-0083157 | Unknown Cause | Patrol - found nothing |  |  | 2024 | Tier 3 | Distribution Circuit |  |  |  | 2502379 | Sus |  | UnknownCause¦Patrolfoundnothing¦¦
24-0083268 | Vegetation | Tree - fell into line | Conductor- Overhead | Broken- wire on ground | 2024 | Tier 3 | Transformer only |  |  |  | 2502852 | Sus |  | Vegetation¦Treefellintoline¦ConductorOverhead¦Brokenwireonground
24-0083294 | Equipment Failure/Involved | Overhead | Conductor- Overhead | Broken- wire on ground | 2024 | Tier 2 | Distribution Circuit |  |  |  | 2503101 | Sus |  | EquipmentFailureInvolved¦Overhead¦ConductorOverhead¦Brokenwireonground
24-0083385 | 3rd Party | Vehicle | Cutout- fuse holder | Normal | 2024 | Tier 2 | Transformer only |  |  |  | 2503332 | Sus |  | 3rdParty¦Vehicle¦Cutoutfuseholder¦Normal
24-0075109 | Wildfire Mitigation | Planned - WSIP/System Hardening |  |  | 2024 | Tier 3 | Transformer only |  |  |  | 2503585 | Sus |  | WildfireMitigation¦PlannedWSIPSystemHardening¦¦
24-0076195 | Company Initiated | Planned- maintenance |  |  | 2024 | Tier 2 | Transformer only |  |  |  | 2503555 | Sus |  | CompanyInitiated¦Plannedmaintenance¦¦
24-0077129 | Wildfire Mitigation | Planned - WSIP/System Hardening |  |  | 2024 | Tier 2 | Distribution Circuit |  |  |  | 2503558 | Sus |  | WildfireMitigation¦PlannedWSIPSystemHardening¦¦
24-0072193 | Company Initiated | Planned- maintenance |  |  | 2024 | Tier 2 | Distribution Circuit |  |  |  | 2503643 | Sus |  | CompanyInitiated¦Plannedmaintenance¦¦
24-0083603 | Equipment Failure/Involved | Overhead | Crossarm- Wood | Broken | 2024 | Tier 2 | Distribution Circuit |  |  |  | 2503825 | Sus |  | EquipmentFailureInvolved¦Overhead¦CrossarmWood¦Broken
24-0083774 | Company Initiated | Coordination failure | Recloser | Normal | 2024 | Tier 2 | Distribution Circuit |  |  |  | 2504199 | Sus |  | CompanyInitiated¦Coordinationfailure¦Recloser¦Normal
24-0083926 | Equipment Failure/Involved | Overhead | Bushing | Broken | 2024 | Tier 3 | Transformer only |  |  |  | 2504527 | Sus |  | EquipmentFailureInvolved¦Overhead¦Bushing¦Broken
24-0083841 | Equipment Failure/Involved | Overhead | Transformer (OH) | Failed/Faulted | 2024 | Tier 3 | Transformer only |  |  |  | 2504264 | Sus |  | EquipmentFailureInvolved¦Overhead¦Transformer(OH)¦FailedFaulted
24-0083841 | Equipment Failure/Involved | Overhead | Transformer (OH) | Failed/Faulted | 2024 | Tier 3 | Transformer only |  |  |  | 2504264 | Sus |  | EquipmentFailureInvolved¦Overhead¦Transformer(OH)¦FailedFaulted
24-0083977 | Unknown Cause | Patrol - found nothing |  |  | 2024 | Tier 2 | Distribution Circuit |  |  |  | 2504945 | Sus |  | UnknownCause¦Patrolfoundnothing¦¦
24-0084032 | Vegetation | Tree - fell into line | Conductor- Overhead | Broken- wire on ground | 2024 | Tier 3 | Distribution Circuit |  |  |  | 2505087 | Sus |  | Vegetation¦Treefellintoline¦ConductorOverhead¦Brokenwireonground
24-0084175 | Equipment Failure/Involved | Overhead | Transformer (OH) | Failed/Faulted | 2024 | Tier 2 | Transformer only |  |  |  | 2505594 | Sus |  | EquipmentFailureInvolved¦Overhead¦Transformer(OH)¦FailedFaulted
24-0075747 | Company Initiated | Planned- maintenance |  |  | 2024 | Tier 2 | Distribution Circuit |  |  |  | 2505772 | Sus |  | CompanyInitiated¦Plannedmaintenance¦¦
24-0075794 | Company Initiated | Planned- maintenance |  |  | 2024 | Tier 3 | Transformer only |  |  |  | 2505791 | Sus |  | CompanyInitiated¦Plannedmaintenance¦¦
24-0084393 | 3rd Party | Customer Equipment | Generator | Normal | 2024 | Tier 3 | Distribution Circuit |  |  |  | 2506296 | Sus |  | 3rdParty¦CustomerEquipment¦Generator¦Normal
24-0084435 | Equipment Failure/Involved | Overhead | Transformer (OH) | Failed/Faulted | 2024 | Tier 3 | Transformer only |  |  |  | 2506550 | Sus |  | EquipmentFailureInvolved¦Overhead¦Transformer(OH)¦FailedFaulted
24-0084489 | Vegetation | Tree - branch fell on line | Conductor- Overhead | Normal | 2024 | Tier 3 | Distribution Circuit |  |  |  | 2507204 | Sus |  | Vegetation¦Treebranchfellonline¦ConductorOverhead¦Normal
24-0084494 | Vegetation | Tree - fell into line | Conductor- Overhead | Broken- wire on ground | 2024 | Tier 2 | Distribution Circuit |  |  |  | 2507230 | Sus |  | Vegetation¦Treefellintoline¦ConductorOverhead¦Brokenwireonground
24-0084522 | Vegetation | Tree - fell into line | Conductor- Overhead | Normal | 2024 | Tier 3 | Distribution Circuit |  |  |  | 2507354 | Sus |  | Vegetation¦Treefellintoline¦ConductorOverhead¦Normal
24-0084532 | Equipment Failure/Involved | Overhead | Transformer (OH) | Leaking | 2024 | Zone 1 | Transformer only |  |  |  | 2507379 | Sus |  | EquipmentFailureInvolved¦Overhead¦Transformer(OH)¦Leaking
24-0084685 | Equipment Failure/Involved | Overhead | Transformer (OH) | Failed/Faulted | 2024 | Tier 2 | Distribution Circuit |  |  |  | 2508121 | Sus |  | EquipmentFailureInvolved¦Overhead¦Transformer(OH)¦FailedFaulted
24-0084840 | Equipment Failure/Involved | Overhead | Transformer (OH) | Failed/Faulted | 2024 | Tier 2 | Transformer only |  |  |  | 2508632 | Sus |  | EquipmentFailureInvolved¦Overhead¦Transformer(OH)¦FailedFaulted
24-0084850 | Vegetation | Tree - branch fell on line | Conductor- Overhead | Normal | 2024 | Tier 2 | Distribution Circuit |  |  |  | 2508861 | Sus |  | Vegetation¦Treebranchfellonline¦ConductorOverhead¦Normal
24-0084876 | Equipment Failure/Involved | Overhead | Transformer (OH) | Failed/Faulted | 2024 | Tier 2 | Distribution Circuit |  |  |  | 2508992 | Sus |  | EquipmentFailureInvolved¦Overhead¦Transformer(OH)¦FailedFaulted
24-0084913 | Equipment Failure/Involved | Electrical Overload | Recloser | Normal | 2024 | Tier 2 | Distribution Circuit |  |  |  | 2509164 | Sus |  | EquipmentFailureInvolved¦ElectricalOverload¦Recloser¦Normal
24-0085022 | Unknown Cause | Patrol - found nothing |  |  | 2024 | Tier 3 | Distribution Circuit |  |  |  | 2509524 | Sus |  | UnknownCause¦Patrolfoundnothing¦¦
24-0081863 | Wildfire Mitigation | Planned - WSIP/System Hardening |  |  | 2024 | Tier 2 | Transformer only |  |  |  | 2509859 | Sus |  | WildfireMitigation¦PlannedWSIPSystemHardening¦¦
24-0081873 | Wildfire Mitigation | Planned - WSIP/System Hardening |  |  | 2024 | Tier 2 | Transformer only |  |  |  | 2509864 | Sus |  | WildfireMitigation¦PlannedWSIPSystemHardening¦¦
24-0076832 | Company Initiated | Planned- maintenance |  |  | 2024 | Tier 2 | Distribution Circuit |  |  |  | 2509872 | Sus |  | CompanyInitiated¦Plannedmaintenance¦¦
24-0074667 | Company Initiated | Planned- maintenance |  |  | 2024 | Tier 2 | Distribution Circuit |  |  |  | 2509894 | Sus |  | CompanyInitiated¦Plannedmaintenance¦¦
24-0076812 | Company Initiated | Planned- maintenance |  |  | 2024 | Tier 2 | Distribution Circuit |  |  |  | 2509893 | Sus |  | CompanyInitiated¦Plannedmaintenance¦¦
24-0078904 | Wildfire Mitigation | Planned - WSIP/System Hardening |  |  | 2024 | Tier 3 | Transformer only |  |  |  | 2509903 | Sus |  | WildfireMitigation¦PlannedWSIPSystemHardening¦¦
24-0076872 | Wildfire Mitigation | Planned - WSIP/System Hardening |  |  | 2024 | Tier 2 | Distribution Circuit |  |  |  | 2509920 | Sus |  | WildfireMitigation¦PlannedWSIPSystemHardening¦¦
24-0074289 | Company Initiated | Planned- maintenance |  |  | 2024 | Tier 2 | Distribution Circuit |  |  |  | 2509923 | Sus |  | CompanyInitiated¦Plannedmaintenance¦¦
24-0085428 | Vegetation | Tree - branch fell on line | Conductor- Overhead | Arcing | 2024 | Tier 2 | Distribution Circuit |  |  |  | 2510940 | Sus |  | Vegetation¦Treebranchfellonline¦ConductorOverhead¦Arcing
24-0085446 | Equipment Failure/Involved | Overhead | Transformer (OH) | Failed/Faulted | 2024 | Tier 3 | Transformer only |  |  |  | 2510962 | Sus |  | EquipmentFailureInvolved¦Overhead¦Transformer(OH)¦FailedFaulted
24-0085459 | Animal | Bird found | Pothead(Riser Termination) | Normal | 2024 | Tier 2 | Distribution Circuit |  |  |  | 2511130 | Sus |  | Animal¦Birdfound¦Pothead(RiserTermination)¦Normal
24-0077656 | Wildfire Mitigation | Planned - WSIP/System Hardening |  |  | 2024 | Tier 3 | Distribution Circuit |  |  |  | 2511188 | Sus |  | WildfireMitigation¦PlannedWSIPSystemHardening¦¦
24-0081915 | Wildfire Mitigation | Planned - WSIP/System Hardening |  |  | 2024 | Tier 2 | Distribution Circuit |  |  |  | 2511185 | Sus |  | WildfireMitigation¦PlannedWSIPSystemHardening¦¦
24-0075645 | Wildfire Mitigation | Planned - WSIP/System Hardening |  |  | 2024 | Tier 2 | Distribution Circuit |  |  |  | 2511231 | Sus |  | WildfireMitigation¦PlannedWSIPSystemHardening¦¦
24-0077151 | Wildfire Mitigation | Planned - WSIP/System Hardening |  |  | 2024 | Tier 2 | Distribution Circuit |  |  |  | 2511263 | Sus |  | WildfireMitigation¦PlannedWSIPSystemHardening¦¦
24-0079167 | Company Initiated | Planned- maintenance |  |  | 2024 | Tier 2 | Transformer only |  |  |  | 2511265 | Sus |  | CompanyInitiated¦Plannedmaintenance¦¦
24-0074124 | Company Initiated | Planned- maintenance |  |  | 2024 | Tier 3 | Transformer only |  |  |  | 2511274 | Sus |  | CompanyInitiated¦Plannedmaintenance¦¦
24-0049319 | Company Initiated | Planned- maintenance |  |  | 2024 | Tier 2 | Distribution Circuit |  |  |  | 2511284 | Sus |  | CompanyInitiated¦Plannedmaintenance¦¦
24-0079176 | Company Initiated | Planned- maintenance |  |  | 2024 | Tier 2 | Transformer only |  |  |  | 2511290 | Sus |  | CompanyInitiated¦Plannedmaintenance¦¦
24-0078082 | Company Initiated | Planned- maintenance |  |  | 2024 | Tier 2 | Distribution Circuit |  |  |  | 2511296 | Sus |  | CompanyInitiated¦Plannedmaintenance¦¦
24-0076291 | Company Initiated | Planned- maintenance |  |  | 2024 | Tier 2 | Distribution Circuit |  |  |  | 2511312 | Sus |  | CompanyInitiated¦Plannedmaintenance¦¦
24-0073978 | Company Initiated | Planned- capital |  |  | 2024 | Tier 2 | Distribution Circuit |  |  |  | 2511333 | Sus |  | CompanyInitiated¦Plannedcapital¦¦
24-0079652 | Wildfire Mitigation | Planned - WSIP/System Hardening |  |  | 2024 | Tier 2 | Distribution Circuit |  |  |  | 2511559 | Sus |  | WildfireMitigation¦PlannedWSIPSystemHardening¦¦
24-0085750 | Vegetation | Tree - fell into line | Transformer (OH) | Broken | 2024 | Tier 2 | Transformer only |  |  |  | 2511575 | Sus |  | Vegetation¦Treefellintoline¦Transformer(OH)¦Broken
24-0085884 | 3rd Party | Vehicle | Pole-Wood | Broken | 2024 | Zone 1 | Distribution Circuit |  |  |  | 2511994 | Sus |  | 3rdParty¦Vehicle¦PoleWood¦Broken
24-0085884 | Equipment Failure/Involved | Electrical Overload | Recloser | Normal | 2024 | Tier 2 | Distribution Circuit |  |  |  | 2512029 | Sus |  | EquipmentFailureInvolved¦ElectricalOverload¦Recloser¦Normal
24-0077964 | Company Initiated | Planned- capital |  |  | 2024 | Tier 3 | Distribution Circuit |  |  |  | 2512050 | Sus |  | CompanyInitiated¦Plannedcapital¦¦
24-0081919 | Wildfire Mitigation | Planned - WSIP/System Hardening |  |  | 2024 | Tier 2 | Distribution Circuit |  |  |  | 2512109 | Sus |  | WildfireMitigation¦PlannedWSIPSystemHardening¦¦
24-0076813 | Wildfire Mitigation | Planned - WSIP/System Hardening |  |  | 2024 | Tier 2 | Distribution Circuit |  |  |  | 2512112 | Sus |  | WildfireMitigation¦PlannedWSIPSystemHardening¦¦
24-0081883 | Company Initiated | Planned- maintenance |  |  | 2024 | Tier 2 | Distribution Circuit |  |  |  | 2512136 | Sus |  | CompanyInitiated¦Plannedmaintenance¦¦
24-0076292 | Company Initiated | Planned- maintenance |  |  | 2024 | Tier 2 | Transformer only |  |  |  | 2512144 | Sus |  | CompanyInitiated¦Plannedmaintenance¦¦
24-0076289 | Company Initiated | Planned- maintenance |  |  | 2024 | Tier 2 | Distribution Circuit |  |  |  | 2512148 | Sus |  | CompanyInitiated¦Plannedmaintenance¦¦
24-0072022 | Company Initiated | Planned- maintenance |  |  | 2024 | Tier 2 | Distribution Circuit |  |  |  | 2512159 | Sus |  | CompanyInitiated¦Plannedmaintenance¦¦
24-0080851 | Company Initiated | Planned- maintenance |  |  | 2024 | Tier 2 | Transformer only |  |  |  | 2512201 | Sus |  | CompanyInitiated¦Plannedmaintenance¦¦
24-0078455 | Wildfire Mitigation | Planned - WSIP/System Hardening |  |  | 2024 | Tier 3 | Distribution Circuit |  |  |  | 2512197 | Sus |  | WildfireMitigation¦PlannedWSIPSystemHardening¦¦
24-0077175 | Company Initiated | Planned- maintenance |  |  | 2024 | Tier 3 | Transformer only |  |  |  | 2512276 | Sus |  | CompanyInitiated¦Plannedmaintenance¦¦
24-0086181 | Unknown Cause | Patrol - found nothing |  |  | 2024 | Tier 2 | Transformer only |  |  |  | 2512450 | Sus |  | UnknownCause¦Patrolfoundnothing¦¦
24-0081903 | Wildfire Mitigation | Planned - WSIP/System Hardening |  |  | 2024 | Tier 2 | Distribution Circuit |  |  |  | 2512517 | Sus |  | WildfireMitigation¦PlannedWSIPSystemHardening¦¦
24-0086266 | Vegetation | Tree - fell into line | Conductor- Overhead | Normal | 2024 | Tier 2 | Distribution Circuit |  |  |  | 2512626 | Sus |  | Vegetation¦Treefellintoline¦ConductorOverhead¦Normal
24-0086314 | Vegetation | Tree - branch fell on line | Conductor- Overhead | Normal | 2024 | Tier 2 | Distribution Circuit |  |  |  | 2512705 | Sus |  | Vegetation¦Treebranchfellonline¦ConductorOverhead¦Normal
24-0086370 | Vegetation | Tree - fell into line | Conductor- Overhead | Normal | 2024 | Tier 2 | Distribution Circuit |  |  |  | 2512707 | Sus |  | Vegetation¦Treefellintoline¦ConductorOverhead¦Normal
24-0086409 | Company Initiated | Return Circuit Normal | Conductor- Overhead | Normal | 2024 | Tier 2 | Distribution Circuit |  |  |  | 2513104 | Sus |  | CompanyInitiated¦ReturnCircuitNormal¦ConductorOverhead¦Normal
24-0082050 | Wildfire Mitigation | Planned - WSIP/System Hardening |  |  | 2024 | Tier 2 | Transformer only |  |  |  | 2513213 | Sus |  | WildfireMitigation¦PlannedWSIPSystemHardening¦¦
24-0086552 | Company Initiated | Return Circuit Normal | Conductor- Overhead | Normal | 2024 | Zone 1 | Distribution Circuit |  |  |  | 2513336 | Sus |  | CompanyInitiated¦ReturnCircuitNormal¦ConductorOverhead¦Normal
24-0077783 | Wildfire Mitigation | Planned - WSIP/System Hardening |  |  | 2024 | Tier 2 | Distribution Circuit |  |  |  | 2513273 | Sus |  | WildfireMitigation¦PlannedWSIPSystemHardening¦¦
24-0077020 | Company Initiated | Planned- maintenance |  |  | 2024 | Tier 3 | Transformer only |  |  |  | 2513333 | Sus |  | CompanyInitiated¦Plannedmaintenance¦¦
24-0049326 | Company Initiated | Planned- maintenance |  |  | 2024 | Tier 2 | Distribution Circuit |  |  |  | 2513313 | Sus |  | CompanyInitiated¦Plannedmaintenance¦¦
24-0077996 | Company Initiated | Planned- maintenance |  |  | 2024 | Tier 2 | Distribution Circuit |  |  |  | 2513356 | Sus |  | CompanyInitiated¦Plannedmaintenance¦¦
24-0077956 | Wildfire Mitigation | Planned - WSIP/System Hardening |  |  | 2024 | Tier 2 | Transformer only |  |  |  | 2513360 | Sus |  | WildfireMitigation¦PlannedWSIPSystemHardening¦¦
24-0077974 | Company Initiated | Planned- maintenance |  |  | 2024 | Tier 2 | Distribution Circuit |  |  |  | 2513406 | Sus |  | CompanyInitiated¦Plannedmaintenance¦¦
24-0078092 | Wildfire Mitigation | Planned - WSIP/System Hardening |  |  | 2024 | Tier 3 | Distribution Circuit |  |  |  | 2513389 | Sus |  | WildfireMitigation¦PlannedWSIPSystemHardening¦¦
24-0077982 | Company Initiated | Planned- maintenance |  |  | 2024 | Tier 2 | Distribution Circuit |  |  |  | 2513409 | Sus |  | CompanyInitiated¦Plannedmaintenance¦¦
24-0081917 | Wildfire Mitigation | Planned - WSIP/System Hardening |  |  | 2024 | Tier 3 | Transformer only |  |  |  | 2513404 | Sus |  | WildfireMitigation¦PlannedWSIPSystemHardening¦¦
24-0077998 | Wildfire Mitigation | Planned - WSIP/System Hardening |  |  | 2024 | Tier 3 | Distribution Circuit |  |  |  | 2513399 | Sus |  | WildfireMitigation¦PlannedWSIPSystemHardening¦¦
24-0074211 | Company Initiated | Planned- maintenance |  |  | 2024 | Tier 3 | Distribution Circuit |  |  |  | 2513147 | Sus |  | CompanyInitiated¦Plannedmaintenance¦¦
24-0080159 | Company Initiated | Planned- maintenance |  |  | 2024 | Tier 2 | Distribution Circuit |  |  |  | 2513508 | Sus |  | CompanyInitiated¦Plannedmaintenance¦¦
24-0081922 | Wildfire Mitigation | Planned - WSIP/System Hardening |  |  | 2024 | Tier 3 | Transformer only |  |  |  | 2513644 | Sus |  | WildfireMitigation¦PlannedWSIPSystemHardening¦¦
24-0077959 | Company Initiated | Planned- maintenance |  |  | 2024 | Tier 2 | Transformer only |  |  |  | 2513691 | Sus |  | CompanyInitiated¦Plannedmaintenance¦¦
24-0077961 | Company Initiated | Planned- maintenance |  |  | 2024 | Tier 2 | Distribution Circuit |  |  |  | 2513687 | Sus |  | CompanyInitiated¦Plannedmaintenance¦¦
24-0086830 | Company Initiated | Personnel- company | Conductor- Overhead | Normal | 2024 | Tier 2 | Distribution Circuit |  |  |  | 2513900 | Sus |  | CompanyInitiated¦Personnelcompany¦ConductorOverhead¦Normal
24-0086907 | Company Initiated | Return Circuit Normal | Conductor- Overhead | Normal | 2024 | Zone 1 | Transmission line |  |  |  | 2514185 | Sus |  | CompanyInitiated¦ReturnCircuitNormal¦ConductorOverhead¦Normal
24-0086935 | Vegetation | Tree - branch fell on line | Conductor- Overhead | Normal | 2024 | Tier 2 | Distribution Circuit |  |  |  | 2514291 | Sus |  | Vegetation¦Treebranchfellonline¦ConductorOverhead¦Normal
24-0087032 | Equipment Failure/Involved | Overhead | Transformer (OH) | Failed/Faulted | 2024 | Tier 3 | Transformer only |  |  |  | 2514467 | Sus |  | EquipmentFailureInvolved¦Overhead¦Transformer(OH)¦FailedFaulted
24-0082902 | Wildfire Mitigation | Planned - WSIP/System Hardening |  |  | 2024 | Tier 2 | Distribution Circuit |  |  |  | 2514700 | Sus |  | WildfireMitigation¦PlannedWSIPSystemHardening¦¦
24-0082912 | Wildfire Mitigation | Planned - WSIP/System Hardening |  |  | 2024 | Tier 2 | Transformer only |  |  |  | 2515218 | Sus |  | WildfireMitigation¦PlannedWSIPSystemHardening¦¦
24-0082053 | Wildfire Mitigation | Planned - WSIP/System Hardening |  |  | 2024 | Tier 2 | Transformer only |  |  |  | 2514909 | Sus |  | WildfireMitigation¦PlannedWSIPSystemHardening¦¦
24-0081929 | Company Initiated | Planned- maintenance |  |  | 2024 | Tier 2 | Distribution Circuit |  |  |  | 2514730 | Sus |  | CompanyInitiated¦Plannedmaintenance¦¦
24-0060925 | Company Initiated | Planned- capital |  |  | 2024 | Zone 1 | Distribution Circuit |  |  |  | 2514869 | Sus |  | CompanyInitiated¦Plannedcapital¦¦
24-0079208 | Company Initiated | Planned- maintenance |  |  | 2024 | Tier 2 | Distribution Circuit |  |  |  | 2514753 | Sus |  | CompanyInitiated¦Plannedmaintenance¦¦
24-0087110 | Equipment Failure/Involved | Overhead | Pole-Wood | Broken | 2024 | Tier 3 | Distribution Circuit |  |  |  | 2514825 | Sus |  | EquipmentFailureInvolved¦Overhead¦PoleWood¦Broken
24-0081924 | Wildfire Mitigation | Planned - WSIP/System Hardening |  |  | 2024 | Tier 2 | Transformer only |  |  |  | 2514771 | Sus |  | WildfireMitigation¦PlannedWSIPSystemHardening¦¦
24-0080975 | Company Initiated | Planned- maintenance |  |  | 2024 | Tier 2 | Distribution Circuit |  |  |  | 2514783 | Sus |  | CompanyInitiated¦Plannedmaintenance¦¦
24-0087100 | Equipment Failure/Involved | Overhead | Crossarm- Steel | Broken | 2024 | Tier 3 | Distribution Circuit |  |  |  | 2514777 | Sus |  | EquipmentFailureInvolved¦Overhead¦CrossarmSteel¦Broken
24-0087107 | Unknown Cause | Patrol - found nothing |  |  | 2024 | Tier 2 | Distribution Circuit |  |  |  | 2514810 | Sus |  | UnknownCause¦Patrolfoundnothing¦¦
24-0079281 | Company Initiated | Planned- maintenance |  |  | 2024 | Tier 2 | Transformer only |  |  |  | 2514819 | Sus |  | CompanyInitiated¦Plannedmaintenance¦¦
24-0081892 | Company Initiated | Planned- maintenance |  |  | 2024 | Tier 3 | Transformer only |  |  |  | 2514814 | Sus |  | CompanyInitiated¦Plannedmaintenance¦¦
24-0087114 | Equipment Failure/Involved | Overhead | Pole-Wood | Broken | 2024 | Tier 2 | Distribution Circuit |  |  |  | 2514841 | Sus |  | EquipmentFailureInvolved¦Overhead¦PoleWood¦Broken
24-0087146 | Unknown Cause | Patrol - found nothing |  |  | 2024 | Tier 2 | Distribution Circuit |  |  |  | 2514936 | Sus |  | UnknownCause¦Patrolfoundnothing¦¦
24-0087278 | 3rd Party | Vehicle | Conductor- Overhead | Together | 2024 | Tier 2 | Distribution Circuit |  |  |  | 2515139 | Sus |  | 3rdParty¦Vehicle¦ConductorOverhead¦Together
24-0087358 | Unknown Cause | Patrol - found nothing |  |  | 2024 | Tier 2 | Transformer only |  |  |  | 2515178 | Sus |  | UnknownCause¦Patrolfoundnothing¦¦
24-0087407 | Animal | Bird found | Pole-Wood | Normal | 2024 | Tier 2 | Distribution Circuit |  |  |  | 2515486 | Sus |  | Animal¦Birdfound¦PoleWood¦Normal
24-0082583 | Company Initiated | Planned- maintenance |  |  | 2024 | Tier 2 | Distribution Circuit |  |  |  | 2515834 | Sus |  | CompanyInitiated¦Plannedmaintenance¦¦
24-0082575 | Company Initiated | Planned- maintenance |  |  | 2024 | Tier 2 | Distribution Circuit |  |  |  | 2515839 | Sus |  | CompanyInitiated¦Plannedmaintenance¦¦
24-0082649 | Company Initiated | Planned- maintenance |  |  | 2024 | Tier 2 | Distribution Circuit |  |  |  | 2515836 | Sus |  | CompanyInitiated¦Plannedmaintenance¦¦
24-0087546 | Unknown Cause | Patrol - found nothing |  |  | 2024 | Tier 3 | Distribution Circuit |  |  |  | 2515923 | Sus |  | UnknownCause¦Patrolfoundnothing¦¦
24-0082608 | Company Initiated | Planned- maintenance |  |  | 2024 | Tier 2 | Distribution Circuit |  |  |  | 2515999 | Sus |  | CompanyInitiated¦Plannedmaintenance¦¦
24-0087596 | Vegetation | Tree - fell into line | Conductor- Overhead | Normal | 2024 | Tier 2 | Distribution Circuit |  |  |  | 2516172 | Sus |  | Vegetation¦Treefellintoline¦ConductorOverhead¦Normal
24-0087595 | Unknown Cause | Patrol - found nothing |  |  | 2024 | Tier 2 | Distribution Circuit |  |  |  | 2516170 | Sus |  | UnknownCause¦Patrolfoundnothing¦¦
24-0087597 | Unknown Cause | Patrol - found nothing |  |  | 2024 | Tier 2 | Distribution Circuit |  |  |  | 2516173 | Sus |  | UnknownCause¦Patrolfoundnothing¦¦
24-0087652 | Vegetation | Tree - fell into line | Secondary | Broken- wire on ground | 2024 | Tier 2 | Transformer only |  |  |  | 2516300 | Sus |  | Vegetation¦Treefellintoline¦Secondary¦Brokenwireonground
24-0087733 | Equipment Failure/Involved | Overhead | Transformer | Failed/Faulted | 2024 | Tier 2 | Transformer only |  |  |  | 2516662 | Sus |  | EquipmentFailureInvolved¦Overhead¦Transformer¦FailedFaulted
24-0083029 | Wildfire Mitigation | Planned - WSIP/System Hardening |  |  | 2024 | Tier 2 | Distribution Circuit |  |  |  | 2516918 | Sus |  | WildfireMitigation¦PlannedWSIPSystemHardening¦¦
24-0083143 | Wildfire Mitigation | Planned - WSIP/System Hardening |  |  | 2024 | Tier 2 | Transformer only |  |  |  | 2516930 | Sus |  | WildfireMitigation¦PlannedWSIPSystemHardening¦¦
24-0083053 | Wildfire Mitigation | Planned - WSIP/System Hardening |  |  | 2024 | Tier 2 | Transformer only |  |  |  | 2516967 | Sus |  | WildfireMitigation¦PlannedWSIPSystemHardening¦¦
24-0080760 | Wildfire Mitigation | Planned - WSIP/System Hardening |  |  | 2024 | Tier 3 | Distribution Circuit |  |  |  | 2516966 | Sus |  | WildfireMitigation¦PlannedWSIPSystemHardening¦¦
24-0081774 | Wildfire Mitigation | Planned - WSIP/System Hardening |  |  | 2024 | Tier 2 | Distribution Circuit |  |  |  | 2516965 | Sus |  | WildfireMitigation¦PlannedWSIPSystemHardening¦¦
24-0083094 | Company Initiated | Planned- maintenance |  |  | 2024 | Tier 2 | Distribution Circuit |  |  |  | 2516987 | Sus |  | CompanyInitiated¦Plannedmaintenance¦¦
24-0080140 | Company Initiated | Planned- maintenance |  |  | 2024 | Tier 2 | Distribution Circuit |  |  |  | 2516973 | Sus |  | CompanyInitiated¦Plannedmaintenance¦¦
24-0080489 | Wildfire Mitigation | Planned - WSIP/System Hardening |  |  | 2024 | Tier 3 | Transformer only |  |  |  | 2516997 | Sus |  | WildfireMitigation¦PlannedWSIPSystemHardening¦¦
24-0082927 | Company Initiated | Planned- maintenance |  |  | 2024 | Tier 2 | Transformer only |  |  |  | 2517004 | Sus |  | CompanyInitiated¦Plannedmaintenance¦¦
24-0079124 | Wildfire Mitigation | Planned - WSIP/System Hardening |  |  | 2024 | Tier 2 | Transformer only |  |  |  | 2517172 | Sus |  | WildfireMitigation¦PlannedWSIPSystemHardening¦¦
24-0078915 | Company Initiated | Planned- maintenance |  |  | 2024 | Tier 2 | Transformer only |  |  |  | 2517034 | Sus |  | CompanyInitiated¦Plannedmaintenance¦¦
24-0081646 | Company Initiated | Planned- maintenance |  |  | 2024 | Tier 2 | Transformer only |  |  |  | 2517047 | Sus |  | CompanyInitiated¦Plannedmaintenance¦¦
24-0080135 | Company Initiated | Planned- maintenance |  |  | 2024 | Tier 3 | Distribution Circuit |  |  |  | 2517083 | Sus |  | CompanyInitiated¦Plannedmaintenance¦¦
24-0053747 | Company Initiated | Planned- capital |  |  | 2024 | Tier 3 | Distribution Circuit |  |  |  | 2517189 | Sus |  | CompanyInitiated¦Plannedcapital¦¦
24-0079155 | Wildfire Mitigation | Planned - WSIP/System Hardening |  |  | 2024 | Tier 2 | Distribution Circuit |  |  |  | 2517191 | Sus |  | WildfireMitigation¦PlannedWSIPSystemHardening¦¦
24-0080495 | Wildfire Mitigation | Planned - WSIP/System Hardening |  |  | 2024 | Tier 3 | Transformer only |  |  |  | 2517303 | Sus |  | WildfireMitigation¦PlannedWSIPSystemHardening¦¦
24-0087956 | Equipment Failure/Involved | Overhead | Pole-Wood | Broken | 2024 | Tier 2 | Distribution Circuit |  |  |  | 2517306 | Sus |  | EquipmentFailureInvolved¦Overhead¦PoleWood¦Broken
24-0087996 | Vegetation | Tree - cutting- PG&E contractor | Conductor- Overhead | Normal | 2024 | Tier 2 | Distribution Circuit |  |  |  | 2517369 | Sus |  | Vegetation¦TreecuttingPG&Econtractor¦ConductorOverhead¦Normal
24-0080994 | Company Initiated | Planned- maintenance |  |  | 2024 | Tier 2 | Distribution Circuit |  |  |  | 2517394 | Sus |  | CompanyInitiated¦Plannedmaintenance¦¦
24-0083077 | Company Initiated | Planned- maintenance |  |  | 2024 | Tier 2 | Distribution Circuit |  |  |  | 2517415 | Sus |  | CompanyInitiated¦Plannedmaintenance¦¦
24-0088197 | Vegetation | Tree - branch fell on line | Secondary | Normal | 2024 | Tier 2 | Transformer only |  |  |  | 2517602 | Sus |  | Vegetation¦Treebranchfellonline¦Secondary¦Normal
24-0088194 | Vegetation | Tree - grew into line | Conductor- Overhead | Normal | 2024 | Tier 2 | Distribution Circuit |  |  |  | 2517649 | Sus |  | Vegetation¦Treegrewintoline¦ConductorOverhead¦Normal
24-0087917 | Equipment Failure/Involved | Overhead | Switch (OH) | Burned/flashed | 2024 | Tier 2 | Distribution Circuit |  |  |  | 2517785 | Sus |  | EquipmentFailureInvolved¦Overhead¦Switch(OH)¦Burnedflashed
24-0000447 | Company Initiated | Planned- capital |  |  | 2024 | Tier 3 | Distribution Circuit |  |  |  | 2517825 | Sus |  | CompanyInitiated¦Plannedcapital¦¦
24-0088258 | Unknown Cause | Patrol - found nothing |  |  | 2024 | Tier 2 | Distribution Circuit |  |  |  | 2517843 | Sus |  | UnknownCause¦Patrolfoundnothing¦¦
24-0081007 | Company Initiated | Planned- maintenance |  |  | 2024 | Tier 2 | Distribution Circuit |  |  |  | 2517932 | Sus |  | CompanyInitiated¦Plannedmaintenance¦¦
24-0077812 | Company Initiated | Planned- maintenance |  |  | 2024 | Tier 3 | Distribution Circuit |  |  |  | 2517944 | Sus |  | CompanyInitiated¦Plannedmaintenance¦¦
24-0082679 | Company Initiated | Planned- maintenance |  |  | 2024 | Tier 2 | Transformer only |  |  |  | 2517966 | Sus |  | CompanyInitiated¦Plannedmaintenance¦¦
24-0081680 | Company Initiated | Planned- maintenance |  |  | 2024 | Tier 2 | Distribution Circuit |  |  |  | 2517960 | Sus |  | CompanyInitiated¦Plannedmaintenance¦¦
24-0081679 | Company Initiated | Planned- maintenance |  |  | 2024 | Tier 2 | Transformer only |  |  |  | 2517973 | Sus |  | CompanyInitiated¦Plannedmaintenance¦¦
24-0076877 | Company Initiated | Planned- maintenance |  |  | 2024 | Tier 2 | Distribution Circuit |  |  |  | 2517957 | Sus |  | CompanyInitiated¦Plannedmaintenance¦¦
24-0082667 | Company Initiated | Planned- maintenance |  |  | 2024 | Tier 2 | Transformer only |  |  |  | 2517978 | Sus |  | CompanyInitiated¦Plannedmaintenance¦¦
24-0082683 | Company Initiated | Planned- maintenance |  |  | 2024 | Tier 2 | Transformer only |  |  |  | 2517986 | Sus |  | CompanyInitiated¦Plannedmaintenance¦¦
24-0082668 | Company Initiated | Planned- maintenance |  |  | 2024 | Tier 2 | Distribution Circuit |  |  |  | 2517990 | Sus |  | CompanyInitiated¦Plannedmaintenance¦¦
24-0082685 | Company Initiated | Planned- maintenance |  |  | 2024 | Tier 2 | Distribution Circuit |  |  |  | 2518152 | Sus |  | CompanyInitiated¦Plannedmaintenance¦¦
24-0081438 | Company Initiated | Planned- maintenance |  |  | 2024 | Tier 2 | Transformer only |  |  |  | 2517992 | Sus |  | CompanyInitiated¦Plannedmaintenance¦¦
24-0081905 | Wildfire Mitigation | Planned - WSIP/System Hardening |  |  | 2024 | Tier 3 | Distribution Circuit |  |  |  | 2517998 | Sus |  | WildfireMitigation¦PlannedWSIPSystemHardening¦¦
24-0049332 | Company Initiated | Planned- maintenance |  |  | 2024 | Tier 2 | Distribution Circuit |  |  |  | 2518021 | Sus |  | CompanyInitiated¦Plannedmaintenance¦¦
24-0078457 | Wildfire Mitigation | Planned - WSIP/System Hardening |  |  | 2024 | Tier 3 | Distribution Circuit |  |  |  | 2518010 | Sus |  | WildfireMitigation¦PlannedWSIPSystemHardening¦¦
24-0083423 | Company Initiated | Planned- maintenance |  |  | 2024 | Tier 2 | Distribution Circuit |  |  |  | 2518013 | Sus |  | CompanyInitiated¦Plannedmaintenance¦¦
24-0077154 | Wildfire Mitigation | Planned - WSIP/System Hardening |  |  | 2024 | Tier 2 | Distribution Circuit |  |  |  | 2518033 | Sus |  | WildfireMitigation¦PlannedWSIPSystemHardening¦¦
24-0081877 | Wildfire Mitigation | Planned - WSIP/System Hardening |  |  | 2024 | Tier 3 | Distribution Circuit |  |  |  | 2518006 | Sus |  | WildfireMitigation¦PlannedWSIPSystemHardening¦¦
24-0088333 | Company Initiated | Construction Activity/equip- company | Conductor- Overhead | Normal | 2024 | Tier 2 | Distribution Circuit |  |  |  | 2518019 | Sus |  | CompanyInitiated¦ConstructionActivityequipcompany¦ConductorOverhead¦Normal
24-0088361 | Equipment Failure/Involved | Electrical Overload | Conductor- Overhead | Normal | 2024 | Zone 1 | Distribution Circuit |  |  |  | 2518103 | Sus |  | EquipmentFailureInvolved¦ElectricalOverload¦ConductorOverhead¦Normal
24-0085512 | Company Initiated | Planned- maintenance |  |  | 2024 | Zone 1 | Transformer only |  |  |  | 2518178 | Sus |  | CompanyInitiated¦Plannedmaintenance¦¦
24-0088433 | Company Initiated | Construction Activity/equip- company | Conductor- Overhead | Normal | 2024 | Zone 1 | Distribution Circuit |  |  |  | 2518204 | Sus |  | CompanyInitiated¦ConstructionActivityequipcompany¦ConductorOverhead¦Normal
24-0082085 | Company Initiated | Planned- maintenance |  |  | 2024 | Tier 3 | Distribution Circuit |  |  |  | 2518207 | Sus |  | CompanyInitiated¦Plannedmaintenance¦¦
24-0082687 | Company Initiated | Planned- maintenance |  |  | 2024 | Tier 2 | Distribution Circuit |  |  |  | 2518242 | Sus |  | CompanyInitiated¦Plannedmaintenance¦¦
24-0088500 | Company Initiated | Construction Activity/equip- company | Conductor- Overhead | Normal | 2024 | Zone 1 | Distribution Circuit |  |  |  | 2518285 | Sus |  | CompanyInitiated¦ConstructionActivityequipcompany¦ConductorOverhead¦Normal
24-0081900 | Wildfire Mitigation | Planned - WSIP/System Hardening |  |  | 2024 | Tier 3 | Distribution Circuit |  |  |  | 2518301 | Sus |  | WildfireMitigation¦PlannedWSIPSystemHardening¦¦
24-0081657 | Company Initiated | Planned- maintenance |  |  | 2024 | Tier 2 | Distribution Circuit |  |  |  | 2518315 | Sus |  | CompanyInitiated¦Plannedmaintenance¦¦
24-0081939 | Wildfire Mitigation | Planned - WSIP/System Hardening |  |  | 2024 | Tier 3 | Distribution Circuit |  |  |  | 2518338 | Sus |  | WildfireMitigation¦PlannedWSIPSystemHardening¦¦
24-0088554 | Vegetation | Tree - branch fell on line | Conductor- Overhead | Normal | 2024 | Tier 2 | Distribution Circuit |  |  |  | 2518403 | Sus |  | Vegetation¦Treebranchfellonline¦ConductorOverhead¦Normal
24-0088651 | Company Initiated | Construction Activity/equip- company | Conductor- Overhead | Together | 2024 | Zone 1 | Distribution Circuit |  |  |  | 2518565 | Sus |  | CompanyInitiated¦ConstructionActivityequipcompany¦ConductorOverhead¦Together
24-0000449 | Company Initiated | Planned- capital |  |  | 2024 | Tier 2 | Distribution Circuit |  |  |  | 2519027 | Sus |  | CompanyInitiated¦Plannedcapital¦¦
24-0084577 | Wildfire Mitigation | Planned - WSIP/System Hardening |  |  | 2024 | Tier 2 | Distribution Circuit |  |  |  | 2519068 | Sus |  | WildfireMitigation¦PlannedWSIPSystemHardening¦¦
24-0084578 | Wildfire Mitigation | Planned - WSIP/System Hardening |  |  | 2024 | Tier 2 | Transformer only |  |  |  | 2519545 | Sus |  | WildfireMitigation¦PlannedWSIPSystemHardening¦¦
24-0080903 | Wildfire Mitigation | Planned - WSIP/System Hardening |  |  | 2024 | Tier 3 | Distribution Circuit |  |  |  | 2519081 | Sus |  | WildfireMitigation¦PlannedWSIPSystemHardening¦¦
24-0082442 | Company Initiated | Planned- maintenance |  |  | 2024 | Tier 2 | Distribution Circuit |  |  |  | 2519075 | Sus |  | CompanyInitiated¦Plannedmaintenance¦¦
24-0082562 | Wildfire Mitigation | Planned - WSIP/System Hardening |  |  | 2024 | Tier 3 | Transformer only |  |  |  | 2519125 | Sus |  | WildfireMitigation¦PlannedWSIPSystemHardening¦¦
24-0082781 | Company Initiated | Planned- maintenance |  |  | 2024 | Tier 2 | Distribution Circuit |  |  |  | 2519170 | Sus |  | CompanyInitiated¦Plannedmaintenance¦¦
24-0083521 | Company Initiated | Planned- maintenance |  |  | 2024 | Tier 2 | Distribution Circuit |  |  |  | 2519085 | Sus |  | CompanyInitiated¦Plannedmaintenance¦¦
24-0082800 | Company Initiated | Planned- maintenance |  |  | 2024 | Tier 2 | Distribution Circuit |  |  |  | 2519083 | Sus |  | CompanyInitiated¦Plannedmaintenance¦¦
24-0082702 | Company Initiated | Planned- maintenance |  |  | 2024 | Tier 2 | Distribution Circuit |  |  |  | 2519112 | Sus |  | CompanyInitiated¦Plannedmaintenance¦¦
24-0082555 | Company Initiated | Planned- maintenance |  |  | 2024 | Tier 2 | Distribution Circuit |  |  |  | 2519107 | Sus |  | CompanyInitiated¦Plannedmaintenance¦¦
24-0082541 | Wildfire Mitigation | Planned - WSIP/System Hardening |  |  | 2024 | Tier 2 | Distribution Circuit |  |  |  | 2519113 | Sus |  | WildfireMitigation¦PlannedWSIPSystemHardening¦¦
24-0084253 | Company Initiated | Planned- maintenance |  |  | 2024 | Tier 2 | Distribution Circuit |  |  |  | 2519121 | Sus |  | CompanyInitiated¦Plannedmaintenance¦¦
24-0074557 | Company Initiated | Planned- maintenance |  |  | 2024 | Tier 3 | Transformer only |  |  |  | 2519142 | Sus |  | CompanyInitiated¦Plannedmaintenance¦¦
24-0082899 | Company Initiated | Planned- maintenance |  |  | 2024 | Tier 2 | Transformer only |  |  |  | 2519226 | Sus |  | CompanyInitiated¦Plannedmaintenance¦¦
24-0082564 | Wildfire Mitigation | Planned - WSIP/System Hardening |  |  | 2024 | Tier 3 | Transformer only |  |  |  | 2519343 | Sus |  | WildfireMitigation¦PlannedWSIPSystemHardening¦¦
24-0078478 | Company Initiated | Planned- maintenance |  |  | 2024 | Tier 2 | Transformer only |  |  |  | 2519322 | Sus |  | CompanyInitiated¦Plannedmaintenance¦¦
24-0088651 | Equipment Failure/Involved | Electrical Overload | Recloser | Normal | 2024 | Zone 1 | Distribution Circuit |  |  |  | -2518565 | Sus |  | EquipmentFailureInvolved¦ElectricalOverload¦Recloser¦Normal
24-0082579 | Wildfire Mitigation | Planned - WSIP/System Hardening |  |  | 2024 | Tier 2 | Distribution Circuit |  |  |  | 2519443 | Sus |  | WildfireMitigation¦PlannedWSIPSystemHardening¦¦
24-0082788 | Company Initiated | Planned- maintenance |  |  | 2024 | Tier 2 | Distribution Circuit |  |  |  | 2519561 | Sus |  | CompanyInitiated¦Plannedmaintenance¦¦
24-0082777 | Company Initiated | Planned- maintenance |  |  | 2024 | Tier 2 | Transformer only |  |  |  | 2519594 | Sus |  | CompanyInitiated¦Plannedmaintenance¦¦
24-0082568 | Wildfire Mitigation | Planned - WSIP/System Hardening |  |  | 2024 | Tier 3 | Transformer only |  |  |  | 2519631 | Sus |  | WildfireMitigation¦PlannedWSIPSystemHardening¦¦
24-0082552 | Wildfire Mitigation | Planned - WSIP/System Hardening |  |  | 2024 | Tier 3 | Distribution Circuit |  |  |  | 2519636 | Sus |  | WildfireMitigation¦PlannedWSIPSystemHardening¦¦
24-0089104 | Animal | Bird found | Conductor- Overhead | Normal | 2024 | Tier 2 | Distribution Circuit |  |  |  | 2519914 | Sus |  | Animal¦Birdfound¦ConductorOverhead¦Normal
24-0084776 | Wildfire Mitigation | Planned - WSIP/System Hardening |  |  | 2024 | Tier 2 | Distribution Circuit |  |  |  | 2520016 | Sus |  | WildfireMitigation¦PlannedWSIPSystemHardening¦¦
24-0084778 | Wildfire Mitigation | Planned - WSIP/System Hardening |  |  | 2024 | Tier 2 | Transformer only |  |  |  | 2520363 | Sus |  | WildfireMitigation¦PlannedWSIPSystemHardening¦¦
24-0080688 | Company Initiated | Planned- maintenance |  |  | 2024 | Tier 2 | Distribution Circuit |  |  |  | 2520038 | Sus |  | CompanyInitiated¦Plannedmaintenance¦¦
24-0080777 | Company Initiated | Planned- maintenance |  |  | 2024 | Tier 2 | Distribution Circuit |  |  |  | 2520043 | Sus |  | CompanyInitiated¦Plannedmaintenance¦¦
24-0081733 | Company Initiated | Planned- maintenance |  |  | 2024 | Tier 2 | Distribution Circuit |  |  |  | 2520040 | Sus |  | CompanyInitiated¦Plannedmaintenance¦¦
24-0081807 | Company Initiated | Planned- maintenance |  |  | 2024 | Tier 2 | Distribution Circuit |  |  |  | 2520057 | Sus |  | CompanyInitiated¦Plannedmaintenance¦¦
24-0080744 | Wildfire Mitigation | Planned - WSIP/System Hardening |  |  | 2024 | Tier 2 | Transformer only |  |  |  | 2520048 | Sus |  | WildfireMitigation¦PlannedWSIPSystemHardening¦¦
24-0083527 | Company Initiated | Planned- maintenance |  |  | 2024 | Tier 2 | Transformer only |  |  |  | 2520051 | Sus |  | CompanyInitiated¦Plannedmaintenance¦¦
24-0083047 | Company Initiated | Planned- maintenance |  |  | 2024 | Tier 2 | Transformer only |  |  |  | 2520079 | Sus |  | CompanyInitiated¦Plannedmaintenance¦¦
24-0080716 | Company Initiated | Planned- maintenance |  |  | 2024 | Tier 2 | Distribution Circuit |  |  |  | 2520221 | Sus |  | CompanyInitiated¦Plannedmaintenance¦¦
24-0080664 | Wildfire Mitigation | Planned - WSIP/System Hardening |  |  | 2024 | Tier 2 | Transformer only |  |  |  | 2520285 | Sus |  | WildfireMitigation¦PlannedWSIPSystemHardening¦¦
24-0089363 | Equipment Failure/Involved | Overhead | Crossarm- Wood | Broken | 2024 | Tier 2 | Distribution Circuit |  |  |  | 2520313 | Sus |  | EquipmentFailureInvolved¦Overhead¦CrossarmWood¦Broken
24-0089457 | Vegetation | Tree - branch fell on line | Conductor- Overhead | Normal | 2024 | Tier 2 | Distribution Circuit |  |  |  | 2520384 | Sus |  | Vegetation¦Treebranchfellonline¦ConductorOverhead¦Normal
24-0000460 | Company Initiated | Planned- maintenance |  |  | 2024 | Tier 3 | Distribution Circuit |  |  |  | 2520730 | Sus |  | CompanyInitiated¦Plannedmaintenance¦¦
24-0089565 | Unknown Cause | Patrol - found nothing |  |  | 2024 | Tier 2 | Distribution Circuit |  |  |  | 2520744 | Sus |  | UnknownCause¦Patrolfoundnothing¦¦
24-0089623 | Equipment Failure/Involved | Overhead | Jumper | Burned Open | 2024 | Tier 2 | Distribution Circuit |  |  |  | 2520773 | Sus |  | EquipmentFailureInvolved¦Overhead¦Jumper¦BurnedOpen
24-0085029 | Wildfire Mitigation | Planned - WSIP/System Hardening |  |  | 2024 | Tier 2 | Distribution Circuit |  |  |  | 2520785 | Sus |  | WildfireMitigation¦PlannedWSIPSystemHardening¦¦
24-0085021 | Wildfire Mitigation | Planned - WSIP/System Hardening |  |  | 2024 | Tier 2 | Transformer only |  |  |  | 2520812 | Sus |  | WildfireMitigation¦PlannedWSIPSystemHardening¦¦
24-0089602 | Equipment Failure/Involved | Overhead | Cutout- fuse holder | Broken | 2024 | Tier 2 | Transformer only |  |  |  | 2520801 | Sus |  | EquipmentFailureInvolved¦Overhead¦Cutoutfuseholder¦Broken
24-0081453 | Company Initiated | Planned- maintenance |  |  | 2024 | Tier 2 | Transformer only |  |  |  | 2520832 | Sus |  | CompanyInitiated¦Plannedmaintenance¦¦
24-0083516 | Company Initiated | Planned- maintenance |  |  | 2024 | Tier 2 | Distribution Circuit |  |  |  | 2520821 | Sus |  | CompanyInitiated¦Plannedmaintenance¦¦
24-0082859 | Company Initiated | Planned- maintenance |  |  | 2024 | Tier 2 | Distribution Circuit |  |  |  | 2520834 | Sus |  | CompanyInitiated¦Plannedmaintenance¦¦
24-0075727 | Company Initiated | Planned- capital |  |  | 2024 | Tier 3 | Distribution Circuit |  |  |  | 2520859 | Sus |  | CompanyInitiated¦Plannedcapital¦¦
24-0077641 | Wildfire Mitigation | Planned - WSIP/System Hardening |  |  | 2024 | Tier 2 | Transformer only |  |  |  | 2521039 | Sus |  | WildfireMitigation¦PlannedWSIPSystemHardening¦¦
24-0083502 | Company Initiated | Planned- maintenance |  |  | 2024 | Tier 3 | Distribution Circuit |  |  |  | 2520967 | Sus |  | CompanyInitiated¦Plannedmaintenance¦¦
24-0082084 | Company Initiated | Planned- maintenance |  |  | 2024 | Tier 2 | Distribution Circuit |  |  |  | 2520936 | Sus |  | CompanyInitiated¦Plannedmaintenance¦¦
24-0080114 | Company Initiated | Planned- capital |  |  | 2024 | Tier 2 | Distribution Circuit |  |  |  | 2520970 | Sus |  | CompanyInitiated¦Plannedcapital¦¦
24-0085018 | Wildfire Mitigation | Planned - WSIP/System Hardening |  |  | 2024 | Tier 2 | Transformer only |  |  |  | 2521044 | Sus |  | WildfireMitigation¦PlannedWSIPSystemHardening¦¦
24-0082816 | Company Initiated | Planned- maintenance |  |  | 2024 | Tier 2 | Transformer only |  |  |  | 2521095 | Sus |  | CompanyInitiated¦Plannedmaintenance¦¦
24-0089791 | Unknown Cause | Patrol - found nothing |  |  | 2024 | Tier 3 | Distribution Circuit |  |  |  | 2521174 | Sus |  | UnknownCause¦Patrolfoundnothing¦¦
24-0089890 | 3rd Party | Fire- house or bldg. | Conductor- Overhead | Normal | 2024 | Tier 2 | Distribution Circuit |  |  |  | 2521329 | Sus |  | 3rdParty¦Firehouseorbldg¦ConductorOverhead¦Normal
24-0089899 | Environmental/External | Fire- Forest/Grass | Conductor- Overhead | Normal | 2024 | Tier 2 | Distribution Circuit |  |  |  | 2521350 | Sus |  | EnvironmentalExternal¦FireForestGrass¦ConductorOverhead¦Normal
24-0055996 | Company Initiated | Planned- capital |  |  | 2024 | Tier 3 | Distribution Circuit |  |  |  | 2521547 | Sus |  | CompanyInitiated¦Plannedcapital¦¦
24-0082930 | Company Initiated | Planned- maintenance |  |  | 2024 | Tier 2 | Distribution Circuit |  |  |  | 2521604 | Sus |  | CompanyInitiated¦Plannedmaintenance¦¦
24-0089984 | Unknown Cause | Patrol - found nothing |  |  | 2024 | Tier 3 | Distribution Circuit |  |  |  | 2521613 | Sus |  | UnknownCause¦Patrolfoundnothing¦¦
24-0082897 | Company Initiated | Planned- maintenance |  |  | 2024 | Tier 2 | Distribution Circuit |  |  |  | 2521603 | Sus |  | CompanyInitiated¦Plannedmaintenance¦¦
24-0089986 | Unknown Cause | Patrol - not conducted |  |  | 2024 | Tier 3 | Distribution Circuit |  |  |  | 2521611 | Sus |  | UnknownCause¦Patrolnotconducted¦¦
24-0082943 | Company Initiated | Planned- maintenance |  |  | 2024 | Tier 2 | Distribution Circuit |  |  |  | 2521616 | Sus |  | CompanyInitiated¦Plannedmaintenance¦¦
24-0082895 | Company Initiated | Planned- maintenance |  |  | 2024 | Tier 2 | Distribution Circuit |  |  |  | 2521620 | Sus |  | CompanyInitiated¦Plannedmaintenance¦¦
24-0083545 | Company Initiated | Planned- maintenance |  |  | 2024 | Tier 2 | Distribution Circuit |  |  |  | 2521622 | Sus |  | CompanyInitiated¦Plannedmaintenance¦¦
24-0082918 | Company Initiated | Planned- maintenance |  |  | 2024 | Tier 2 | Distribution Circuit |  |  |  | 2521621 | Sus |  | CompanyInitiated¦Plannedmaintenance¦¦
24-0083596 | Company Initiated | Planned- maintenance |  |  | 2024 | Tier 2 | Distribution Circuit |  |  |  | 2521665 | Sus |  | CompanyInitiated¦Plannedmaintenance¦¦
24-0082906 | Company Initiated | Planned- maintenance |  |  | 2024 | Tier 2 | Distribution Circuit |  |  |  | 2521782 | Sus |  | CompanyInitiated¦Plannedmaintenance¦¦
24-0090057 | Vegetation | Tree - fell into line | Conductor- Overhead | Broken- wire on ground | 2024 | Tier 2 | Distribution Circuit |  |  |  | 2521876 | Sus |  | Vegetation¦Treefellintoline¦ConductorOverhead¦Brokenwireonground
24-0090080 | Animal | Bird found | Insulator | Normal | 2024 | Tier 2 | Distribution Circuit |  |  |  | 2522038 | Sus |  | Animal¦Birdfound¦Insulator¦Normal
24-0090111 | Vegetation | Tree - branch fell on line | Service conductor | Broken- wire on ground | 2024 | Tier 2 | Transformer only |  |  |  | 2522036 | Sus |  | Vegetation¦Treebranchfellonline¦Serviceconductor¦Brokenwireonground
24-0000443 | Company Initiated | Planned- capital |  |  | 2024 | Tier 3 | Distribution Circuit |  |  |  | 2522235 | Sus |  | CompanyInitiated¦Plannedcapital¦¦
24-0090132 | Unknown Cause | Patrol - found nothing |  |  | 2024 | Tier 3 | Distribution Circuit |  |  |  | 2522266 | Sus |  | UnknownCause¦Patrolfoundnothing¦¦
24-0090184 | Animal | Bird found | Conductor- Overhead | Normal | 2024 | Tier 3 | Distribution Circuit |  |  |  | 2522478 | Sus |  | Animal¦Birdfound¦ConductorOverhead¦Normal
24-0090227 | Unknown Cause | Patrol - found nothing |  |  | 2024 | Tier 2 | Distribution Circuit |  |  |  | 2522632 | Sus |  | UnknownCause¦Patrolfoundnothing¦¦
24-0090312 | Animal | Squirrel | Fuse | Burned Open | 2024 | Tier 2 | Transformer only |  |  |  | 2522764 | Sus |  | Animal¦Squirrel¦Fuse¦BurnedOpen
24-0086949 | Wildfire Mitigation | Planned - WSIP/System Hardening |  |  | 2024 | Tier 2 | Transformer only |  |  |  | 2522847 | Sus |  | WildfireMitigation¦PlannedWSIPSystemHardening¦¦
24-0082462 | Wildfire Mitigation | Planned - WSIP/System Hardening |  |  | 2024 | Tier 2 | Distribution Circuit |  |  |  | 2522860 | Sus |  | WildfireMitigation¦PlannedWSIPSystemHardening¦¦
24-0077137 | Company Initiated | Planned- capital |  |  | 2024 | Tier 3 | Distribution Circuit |  |  |  | 2522895 | Sus |  | CompanyInitiated¦Plannedcapital¦¦
24-0086167 | Company Initiated | Planned- maintenance |  |  | 2024 | Tier 2 | Transformer only |  |  |  | 2522881 | Sus |  | CompanyInitiated¦Plannedmaintenance¦¦
24-0083408 | Company Initiated | Planned- maintenance |  |  | 2024 | Tier 2 | Distribution Circuit |  |  |  | 2522889 | Sus |  | CompanyInitiated¦Plannedmaintenance¦¦
24-0086170 | Company Initiated | Planned- maintenance |  |  | 2024 | Tier 2 | Transformer only |  |  |  | 2523252 | Sus |  | CompanyInitiated¦Plannedmaintenance¦¦
24-0082931 | Company Initiated | Planned- maintenance |  |  | 2024 | Tier 2 | Transformer only |  |  |  | 2523059 | Sus |  | CompanyInitiated¦Plannedmaintenance¦¦
24-0080832 | Company Initiated | Planned- maintenance |  |  | 2024 | Tier 2 | Distribution Circuit |  |  |  | 2522879 | Sus |  | CompanyInitiated¦Plannedmaintenance¦¦
24-0074595 | Company Initiated | Planned- maintenance |  |  | 2024 | Tier 3 | Distribution Circuit |  |  |  | 2522907 | Sus |  | CompanyInitiated¦Plannedmaintenance¦¦
24-0085190 | Company Initiated | Planned- maintenance |  |  | 2024 | Tier 3 | Distribution Circuit |  |  |  | 2522926 | Sus |  | CompanyInitiated¦Plannedmaintenance¦¦
24-0083411 | Company Initiated | Planned- maintenance |  |  | 2024 | Tier 2 | Distribution Circuit |  |  |  | 2522972 | Sus |  | CompanyInitiated¦Plannedmaintenance¦¦
24-0074818 | Company Initiated | Planned- capital |  |  | 2024 | Tier 2 | Distribution Circuit |  |  |  | 2523147 | Sus |  | CompanyInitiated¦Plannedcapital¦¦
24-0085196 | Wildfire Mitigation | Planned - WSIP/System Hardening |  |  | 2024 | Tier 2 | Transformer only |  |  |  | 2523207 | Sus |  | WildfireMitigation¦PlannedWSIPSystemHardening¦¦
24-0080788 | Company Initiated | Planned- maintenance |  |  | 2024 | Tier 2 | Transformer only |  |  |  | 2523277 | Sus |  | CompanyInitiated¦Plannedmaintenance¦¦
24-0090532 | Equipment Failure/Involved | Overhead | Insulator | Broken | 2024 | Tier 3 | Distribution Circuit |  |  |  | 2523413 | Sus |  | EquipmentFailureInvolved¦Overhead¦Insulator¦Broken
24-0090532 | Equipment Failure/Involved | Overhead | Crossarm- Wood | Deteriorated | 2024 | Tier 2 | Distribution Circuit |  |  |  | 2523631 | Sus |  | EquipmentFailureInvolved¦Overhead¦CrossarmWood¦Deteriorated
24-0085082 | Wildfire Mitigation | Planned - WSIP/System Hardening |  |  | 2024 | Tier 3 | Transformer only |  |  |  | 2523997 | Sus |  | WildfireMitigation¦PlannedWSIPSystemHardening¦¦
24-0082556 | Company Initiated | Planned- maintenance |  |  | 2024 | Tier 2 | Distribution Circuit |  |  |  | 2523961 | Sus |  | CompanyInitiated¦Plannedmaintenance¦¦
24-0086175 | Company Initiated | Planned- maintenance |  |  | 2024 | Tier 2 | Transformer only |  |  |  | 2523984 | Sus |  | CompanyInitiated¦Plannedmaintenance¦¦
24-0090981 | Equipment Failure/Involved | Overhead | Transformer (OH) | Failed/Faulted | 2024 | Tier 2 | Transformer only |  |  |  | 2523969 | Sus |  | EquipmentFailureInvolved¦Overhead¦Transformer(OH)¦FailedFaulted
24-0086183 | Company Initiated | Planned- maintenance |  |  | 2024 | Tier 2 | Transformer only |  |  |  | 2523996 | Sus |  | CompanyInitiated¦Plannedmaintenance¦¦
24-0085258 | Wildfire Mitigation | Planned - WSIP/System Hardening |  |  | 2024 | Tier 3 | Distribution Circuit |  |  |  | 2524018 | Sus |  | WildfireMitigation¦PlannedWSIPSystemHardening¦¦
24-0086067 | Company Initiated | Planned- maintenance |  |  | 2024 | Tier 2 | Distribution Circuit |  |  |  | 2524015 | Sus |  | CompanyInitiated¦Plannedmaintenance¦¦
24-0077096 | Company Initiated | Planned- capital |  |  | 2024 | Tier 2 | Distribution Circuit |  |  |  | 2524052 | Sus |  | CompanyInitiated¦Plannedcapital¦¦
24-0085220 | Wildfire Mitigation | Planned - WSIP/System Hardening |  |  | 2024 | Tier 2 | Transformer only |  |  |  | 2524112 | Sus |  | WildfireMitigation¦PlannedWSIPSystemHardening¦¦
24-0086240 | Company Initiated | Planned- maintenance |  |  | 2024 | Tier 2 | Transformer only |  |  |  | 2524149 | Sus |  | CompanyInitiated¦Plannedmaintenance¦¦
24-0085097 | Wildfire Mitigation | Planned - WSIP/System Hardening |  |  | 2024 | Tier 3 | Transformer only |  |  |  | 2524205 | Sus |  | WildfireMitigation¦PlannedWSIPSystemHardening¦¦
24-0085223 | Wildfire Mitigation | Planned - WSIP/System Hardening |  |  | 2024 | Tier 3 | Transformer only |  |  |  | 2524279 | Sus |  | WildfireMitigation¦PlannedWSIPSystemHardening¦¦
24-0085251 | Wildfire Mitigation | Planned - WSIP/System Hardening |  |  | 2024 | Tier 3 | Transformer only |  |  |  | 2524338 | Sus |  | WildfireMitigation¦PlannedWSIPSystemHardening¦¦
24-0086047 | Company Initiated | Planned- maintenance |  |  | 2024 | Tier 2 | Transformer only |  |  |  | 2524402 | Sus |  | CompanyInitiated¦Plannedmaintenance¦¦
24-0091165 | Unknown Cause | Patrol - found nothing |  |  | 2024 | Tier 3 | Distribution Circuit |  |  |  | 2524920 | Sus |  | UnknownCause¦Patrolfoundnothing¦¦
24-0091193 | Vegetation | Tree - branch fell on line | Conductor- Overhead | Normal | 2024 | Tier 2 | Distribution Circuit |  |  |  | 2524955 | Sus |  | Vegetation¦Treebranchfellonline¦ConductorOverhead¦Normal
24-0091181 | Vegetation | Tree - branch fell on line | Conductor- Overhead | Normal | 2024 | Tier 2 | Distribution Circuit |  |  |  | 2524958 | Sus |  | Vegetation¦Treebranchfellonline¦ConductorOverhead¦Normal
24-0091196 | Vegetation | Tree - branch fell on line | Recloser | Malfunctioning | 2024 | Tier 2 | Distribution Circuit |  |  |  | 2524990 | Sus |  | Vegetation¦Treebranchfellonline¦Recloser¦Malfunctioning
24-0091223 | Vegetation | Tree - branch fell on line | Conductor- Overhead | Normal | 2024 | Tier 2 | Distribution Circuit |  |  |  | 2524979 | Sus |  | Vegetation¦Treebranchfellonline¦ConductorOverhead¦Normal
24-0091229 | Equipment Failure/Involved | Overhead | Pole-Wood | Broken | 2024 | Tier 2 | Distribution Circuit |  |  |  | 2525012 | Sus |  | EquipmentFailureInvolved¦Overhead¦PoleWood¦Broken
24-0091228 | Equipment Failure/Involved | Overhead | Pole-Wood | Broken | 2024 | Tier 3 | Distribution Circuit |  |  |  | 2525100 | Sus |  | EquipmentFailureInvolved¦Overhead¦PoleWood¦Broken
24-0091243 | Unknown Cause | Patrol - found nothing |  |  | 2024 | Tier 3 | Distribution Circuit |  |  |  | 2525204 | Sus |  | UnknownCause¦Patrolfoundnothing¦¦
24-0086260 | Wildfire Mitigation | Planned - WSIP/System Hardening |  |  | 2024 | Tier 2 | Distribution Circuit |  |  |  | 2525261 | Sus |  | WildfireMitigation¦PlannedWSIPSystemHardening¦¦
24-0085107 | Company Initiated | Planned- maintenance |  |  | 2024 | Tier 2 | Distribution Circuit |  |  |  | 2525281 | Sus |  | CompanyInitiated¦Plannedmaintenance¦¦
24-0085080 | Company Initiated | Planned- maintenance |  |  | 2024 | Tier 2 | Distribution Circuit |  |  |  | 2525335 | Sus |  | CompanyInitiated¦Plannedmaintenance¦¦
24-0085066 | Company Initiated | Planned- maintenance |  |  | 2024 | Tier 2 | Distribution Circuit |  |  |  | 2525294 | Sus |  | CompanyInitiated¦Plannedmaintenance¦¦
24-0086221 | Company Initiated | Planned- maintenance |  |  | 2024 | Tier 2 | Distribution Circuit |  |  |  | 2525307 | Sus |  | CompanyInitiated¦Plannedmaintenance¦¦
24-0082708 | Company Initiated | Planned- maintenance |  |  | 2024 | Tier 2 | Distribution Circuit |  |  |  | 2525329 | Sus |  | CompanyInitiated¦Plannedmaintenance¦¦
24-0091313 | Equipment Failure/Involved | Overhead | Pole-Wood | Broken | 2024 | Tier 2 | Transformer only |  |  |  | 2525306 | Sus |  | EquipmentFailureInvolved¦Overhead¦PoleWood¦Broken
24-0091317 | Equipment Failure/Involved | Overhead | Cutout- fuse holder | Failed/Faulted | 2024 | Tier 2 | Transformer only |  |  |  | 2525325 | Sus |  | EquipmentFailureInvolved¦Overhead¦Cutoutfuseholder¦FailedFaulted
24-0074617 | Company Initiated | Planned- maintenance |  |  | 2024 | Tier 3 | Distribution Circuit |  |  |  | 2525312 | Sus |  | CompanyInitiated¦Plannedmaintenance¦¦
24-0085265 | Wildfire Mitigation | Planned - WSIP/System Hardening |  |  | 2024 | Tier 3 | Transformer only |  |  |  | 2525350 | Sus |  | WildfireMitigation¦PlannedWSIPSystemHardening¦¦
24-0085276 | Company Initiated | Planned- maintenance |  |  | 2024 | Tier 3 | Distribution Circuit |  |  |  | 2525338 | Sus |  | CompanyInitiated¦Plannedmaintenance¦¦
24-0091425 | Company Initiated | Personnel- company | Transformer | Malfunctioning | 2024 | Tier 3 | Transformer only |  |  |  | 2525493 | Sus |  | CompanyInitiated¦Personnelcompany¦Transformer¦Malfunctioning
24-0091372 | Unknown Cause | Patrol - found nothing |  |  | 2024 | Tier 3 | Distribution Circuit |  |  |  | 2525517 | Sus |  | UnknownCause¦Patrolfoundnothing¦¦
24-0091363 | Equipment Failure/Involved | Overhead | Transformer (OH) | Normal | 2024 | Tier 2 | Transformer only |  |  |  | 2525477 | Sus |  | EquipmentFailureInvolved¦Overhead¦Transformer(OH)¦Normal
24-0091350 | Equipment Failure/Involved | Overhead | Pole-Wood | Broken | 2024 | Tier 3 | Distribution Circuit |  |  |  | 2525412 | Sus |  | EquipmentFailureInvolved¦Overhead¦PoleWood¦Broken
24-0085267 | Wildfire Mitigation | Planned - WSIP/System Hardening |  |  | 2024 | Tier 3 | Transformer only |  |  |  | 2525607 | Sus |  | WildfireMitigation¦PlannedWSIPSystemHardening¦¦
24-0086253 | Wildfire Mitigation | Planned - WSIP/System Hardening |  |  | 2024 | Tier 2 | Transformer only |  |  |  | 2525829 | Sus |  | WildfireMitigation¦PlannedWSIPSystemHardening¦¦
24-0085269 | Wildfire Mitigation | Planned - WSIP/System Hardening |  |  | 2024 | Tier 3 | Transformer only |  |  |  | 2525749 | Sus |  | WildfireMitigation¦PlannedWSIPSystemHardening¦¦
24-0091482 | Equipment Failure/Involved | Overhead | Connector or Splice (OH) | Broken | 2024 | Tier 3 | Distribution Circuit |  |  |  | 2525761 | Sus |  | EquipmentFailureInvolved¦Overhead¦ConnectororSplice(OH)¦Broken
24-0091581 | Vegetation | Tree - fell into line | Conductor- Overhead | Together | 2024 | Tier 2 | Distribution Circuit |  |  |  | 2525879 | Sus |  | Vegetation¦Treefellintoline¦ConductorOverhead¦Together
24-0091642 | Equipment Failure/Involved | Overhead | Pole-Wood | Broken | 2024 | Tier 2 | Distribution Circuit |  |  |  | 2525984 | Sus |  | EquipmentFailureInvolved¦Overhead¦PoleWood¦Broken
24-0088547 | Wildfire Mitigation | Planned - WSIP/System Hardening |  |  | 2024 | Tier 2 | Distribution Circuit |  |  |  | 2526347 | Sus |  | WildfireMitigation¦PlannedWSIPSystemHardening¦¦
24-0086075 | Company Initiated | Planned- maintenance |  |  | 2024 | Tier 2 | Distribution Circuit |  |  |  | 2526354 | Sus |  | CompanyInitiated¦Plannedmaintenance¦¦
24-0086184 | Company Initiated | Planned- maintenance |  |  | 2024 | Tier 2 | Distribution Circuit |  |  |  | 2526371 | Sus |  | CompanyInitiated¦Plannedmaintenance¦¦
24-0086254 | Company Initiated | Planned- maintenance |  |  | 2024 | Tier 2 | Transformer only |  |  |  | 2526584 | Sus |  | CompanyInitiated¦Plannedmaintenance¦¦
24-0083075 | Company Initiated | Planned- maintenance |  |  | 2024 | Tier 3 | Distribution Circuit |  |  |  | 2526383 | Sus |  | CompanyInitiated¦Plannedmaintenance¦¦
24-0086189 | Company Initiated | Planned- maintenance |  |  | 2024 | Tier 2 | Transformer only |  |  |  | 2526387 | Sus |  | CompanyInitiated¦Plannedmaintenance¦¦
24-0086496 | Company Initiated | Planned- maintenance |  |  | 2024 | Tier 2 | Distribution Circuit |  |  |  | 2526385 | Sus |  | CompanyInitiated¦Plannedmaintenance¦¦
24-0086494 | Company Initiated | Planned- maintenance |  |  | 2024 | Tier 2 | Transformer only |  |  |  | 2526392 | Sus |  | CompanyInitiated¦Plannedmaintenance¦¦
24-0080705 | Company Initiated | Planned- maintenance |  |  | 2024 | Tier 3 | Distribution Circuit |  |  |  | 2526389 | Sus |  | CompanyInitiated¦Plannedmaintenance¦¦
24-0086577 | Company Initiated | Planned- maintenance |  |  | 2024 | Tier 2 | Distribution Circuit |  |  |  | 2526393 | Sus |  | CompanyInitiated¦Plannedmaintenance¦¦
24-0085285 | Company Initiated | Planned- maintenance |  |  | 2024 | Tier 3 | Transformer only |  |  |  | 2526439 | Sus |  | CompanyInitiated¦Plannedmaintenance¦¦
24-0085282 | Company Initiated | Planned- maintenance |  |  | 2024 | Tier 2 | Distribution Circuit |  |  |  | 2526445 | Sus |  | CompanyInitiated¦Plannedmaintenance¦¦
24-0081476 | Wildfire Mitigation | Planned - WSIP/System Hardening |  |  | 2024 | Tier 2 | Transformer only |  |  |  | 2526452 | Sus |  | WildfireMitigation¦PlannedWSIPSystemHardening¦¦
24-0086088 | Company Initiated | Planned- maintenance |  |  | 2024 | Tier 2 | Distribution Circuit |  |  |  | 2526463 | Sus |  | CompanyInitiated¦Plannedmaintenance¦¦
24-0086873 | Company Initiated | Planned- maintenance |  |  | 2024 | Tier 2 | Distribution Circuit |  |  |  | 2526482 | Sus |  | CompanyInitiated¦Plannedmaintenance¦¦
24-0074623 | Company Initiated | Planned- maintenance |  |  | 2024 | Tier 3 | Distribution Circuit |  |  |  | 2526306 | Sus |  | CompanyInitiated¦Plannedmaintenance¦¦
24-0091820 | Equipment Failure/Involved | Overhead | Other | Broken | 2024 | Tier 3 | Distribution Circuit |  |  |  | 2526477 | Sus |  | EquipmentFailureInvolved¦Overhead¦Other¦Broken
24-0091829 | Equipment Failure/Involved | Overhead | Secondary | Broken | 2024 | Tier 2 | Transformer only |  |  |  | 2526507 | Sus |  | EquipmentFailureInvolved¦Overhead¦Secondary¦Broken
24-0091906 | Equipment Failure/Involved | Overhead | Pole-Wood | Broken | 2024 | Tier 3 | Distribution Circuit |  |  |  | 2526639 | Sus |  | EquipmentFailureInvolved¦Overhead¦PoleWood¦Broken
24-0086272 | Wildfire Mitigation | Planned - WSIP/System Hardening |  |  | 2024 | Tier 2 | Transformer only |  |  |  | 2526714 | Sus |  | WildfireMitigation¦PlannedWSIPSystemHardening¦¦
24-0086274 | Wildfire Mitigation | Planned - WSIP/System Hardening |  |  | 2024 | Tier 2 | Distribution Circuit |  |  |  | 2526717 | Sus |  | WildfireMitigation¦PlannedWSIPSystemHardening¦¦
24-0086120 | Wildfire Mitigation | Planned - WSIP/System Hardening |  |  | 2024 | Tier 2 | Transformer only |  |  |  | 2526764 | Sus |  | WildfireMitigation¦PlannedWSIPSystemHardening¦¦
24-0086209 | Wildfire Mitigation | Planned - WSIP/System Hardening |  |  | 2024 | Tier 2 | Transformer only |  |  |  | 2526742 | Sus |  | WildfireMitigation¦PlannedWSIPSystemHardening¦¦
24-0092002 | Company Initiated | Personnel- company | Recloser | Normal | 2024 | Tier 3 | Distribution Circuit |  |  |  | 2526738 | Sus |  | CompanyInitiated¦Personnelcompany¦Recloser¦Normal
24-0086613 | Company Initiated | Planned- maintenance |  |  | 2024 | Tier 2 | Distribution Circuit |  |  |  | 2526760 | Sus |  | CompanyInitiated¦Plannedmaintenance¦¦
24-0091900 | Equipment Failure/Involved | Overhead | Pole-Wood | Broken | 2024 | Tier 3 | Distribution Circuit |  |  |  | 2527014 | Sus |  | EquipmentFailureInvolved¦Overhead¦PoleWood¦Broken
24-0086506 | Company Initiated | Planned- maintenance |  |  | 2024 | Tier 2 | Distribution Circuit |  |  |  | 2527577 | Sus |  | CompanyInitiated¦Plannedmaintenance¦¦
24-0092481 | Company Initiated | Personnel- company | Conductor- Overhead | Normal | 2024 | Tier 2 | Distribution Circuit |  |  |  | 2527618 | Sus |  | CompanyInitiated¦Personnelcompany¦ConductorOverhead¦Normal
24-0092618 | Vegetation | Tree - fell into line | Conductor- Overhead | Normal | 2024 | Tier 2 | Distribution Circuit |  |  |  | 2527707 | Sus |  | Vegetation¦Treefellintoline¦ConductorOverhead¦Normal
24-0086596 | Company Initiated | Planned- maintenance |  |  | 2024 | Tier 2 | Distribution Circuit |  |  |  | 2528154 | Sus |  | CompanyInitiated¦Plannedmaintenance¦¦
24-0086548 | Company Initiated | Planned- maintenance |  |  | 2024 | Tier 2 | Distribution Circuit |  |  |  | 2528139 | Sus |  | CompanyInitiated¦Plannedmaintenance¦¦
24-0086245 | Company Initiated | Planned- maintenance |  |  | 2024 | Tier 2 | Transformer only |  |  |  | 2528162 | Sus |  | CompanyInitiated¦Plannedmaintenance¦¦
24-0086591 | Company Initiated | Planned- maintenance |  |  | 2024 | Tier 2 | Transformer only |  |  |  | 2528878 | Sus |  | CompanyInitiated¦Plannedmaintenance¦¦
24-0086570 | Company Initiated | Planned- maintenance |  |  | 2024 | Tier 2 | Distribution Circuit |  |  |  | 2528161 | Sus |  | CompanyInitiated¦Plannedmaintenance¦¦
24-0086639 | Company Initiated | Planned- maintenance |  |  | 2024 | Tier 2 | Distribution Circuit |  |  |  | 2528159 | Sus |  | CompanyInitiated¦Plannedmaintenance¦¦
24-0086583 | Company Initiated | Planned- maintenance |  |  | 2024 | Tier 2 | Distribution Circuit |  |  |  | 2528164 | Sus |  | CompanyInitiated¦Plannedmaintenance¦¦
24-0086259 | Company Initiated | Planned- maintenance |  |  | 2024 | Tier 2 | Transformer only |  |  |  | 2528169 | Sus |  | CompanyInitiated¦Plannedmaintenance¦¦
24-0086113 | Company Initiated | Planned- maintenance |  |  | 2024 | Tier 2 | Distribution Circuit |  |  |  | 2528185 | Sus |  | CompanyInitiated¦Plannedmaintenance¦¦
24-0086115 | Wildfire Mitigation | Planned - WSIP/System Hardening |  |  | 2024 | Tier 3 | Transformer only |  |  |  | 2528186 | Sus |  | WildfireMitigation¦PlannedWSIPSystemHardening¦¦
24-0086097 | Company Initiated | Planned- maintenance |  |  | 2024 | Tier 2 | Distribution Circuit |  |  |  | 2528192 | Sus |  | CompanyInitiated¦Plannedmaintenance¦¦
24-0086628 | Wildfire Mitigation | Planned - WSIP/System Hardening |  |  | 2024 | Tier 2 | Transformer only |  |  |  | 2528334 | Sus |  | WildfireMitigation¦PlannedWSIPSystemHardening¦¦
24-0086106 | Wildfire Mitigation | Planned - WSIP/System Hardening |  |  | 2024 | Tier 2 | Distribution Circuit |  |  |  | 2528353 | Sus |  | WildfireMitigation¦PlannedWSIPSystemHardening¦¦
24-0089499 | Wildfire Mitigation | Planned - WSIP/System Hardening |  |  | 2024 | Tier 2 | Distribution Circuit |  |  |  | 2528913 | Sus |  | WildfireMitigation¦PlannedWSIPSystemHardening¦¦
24-0086926 | Wildfire Mitigation | Planned - WSIP/System Hardening |  |  | 2024 | Tier 2 | Distribution Circuit |  |  |  | 2528933 | Sus |  | WildfireMitigation¦PlannedWSIPSystemHardening¦¦
24-0086661 | Company Initiated | Planned- maintenance |  |  | 2024 | Tier 2 | Distribution Circuit |  |  |  | 2528912 | Sus |  | CompanyInitiated¦Plannedmaintenance¦¦
24-0086656 | Company Initiated | Planned- maintenance |  |  | 2024 | Tier 2 | Transformer only |  |  |  | 2529185 | Sus |  | CompanyInitiated¦Plannedmaintenance¦¦
24-0089659 | Company Initiated | Planned- maintenance |  |  | 2024 | Tier 2 | Distribution Circuit |  |  |  | 2528957 | Sus |  | CompanyInitiated¦Plannedmaintenance¦¦
24-0085088 | Company Initiated | Planned- maintenance |  |  | 2024 | Tier 2 | Transformer only |  |  |  | 2529305 | Sus |  | CompanyInitiated¦Plannedmaintenance¦¦
24-0088384 | Company Initiated | Planned- maintenance |  |  | 2024 | Tier 2 | Transformer only |  |  |  | 2529029 | Sus |  | CompanyInitiated¦Plannedmaintenance¦¦
24-0089667 | Company Initiated | Planned- maintenance |  |  | 2024 | Tier 2 | Distribution Circuit |  |  |  | 2528956 | Sus |  | CompanyInitiated¦Plannedmaintenance¦¦
24-0089672 | Company Initiated | Planned- maintenance |  |  | 2024 | Tier 2 | Distribution Circuit |  |  |  | 2528971 | Sus |  | CompanyInitiated¦Plannedmaintenance¦¦
24-0087075 | Wildfire Mitigation | Planned - WSIP/System Hardening |  |  | 2024 | Tier 3 | Distribution Circuit |  |  |  | 2528966 | Sus |  | WildfireMitigation¦PlannedWSIPSystemHardening¦¦
24-0089656 | Company Initiated | Planned- maintenance |  |  | 2024 | Tier 2 | Distribution Circuit |  |  |  | 2528975 | Sus |  | CompanyInitiated¦Plannedmaintenance¦¦
24-0084867 | Wildfire Mitigation | Planned - WSIP/System Hardening |  |  | 2024 | Tier 3 | Transformer only |  |  |  | 2528993 | Sus |  | WildfireMitigation¦PlannedWSIPSystemHardening¦¦
24-0081839 | Company Initiated | Planned- capital |  |  | 2024 | Tier 2 | Distribution Circuit |  |  |  | 2529105 | Sus |  | CompanyInitiated¦Plannedcapital¦¦
24-0088743 | Company Initiated | Planned- maintenance |  |  | 2024 | Tier 2 | Distribution Circuit |  |  |  | 2528994 | Sus |  | CompanyInitiated¦Plannedmaintenance¦¦
24-0092312 | Equipment Failure/Involved | Overhead | Crossarm- Wood | Broken | 2024 | Tier 3 | Distribution Circuit |  |  |  | 2529030 | Sus |  | EquipmentFailureInvolved¦Overhead¦CrossarmWood¦Broken
24-0093203 | 3rd Party | Vehicle | Conductor- Overhead | Normal | 2024 | Tier 2 | Distribution Circuit |  |  |  | 2529265 | Sus |  | 3rdParty¦Vehicle¦ConductorOverhead¦Normal
24-0089661 | Wildfire Mitigation | Planned - WSIP/System Hardening |  |  | 2024 | Tier 2 | Transformer only |  |  |  | 2529304 | Sus |  | WildfireMitigation¦PlannedWSIPSystemHardening¦¦
24-0089668 | Wildfire Mitigation | Planned - WSIP/System Hardening |  |  | 2024 | Tier 2 | Transformer only |  |  |  | 2529327 | Sus |  | WildfireMitigation¦PlannedWSIPSystemHardening¦¦
24-0013488 | Company Initiated | Planned- capital |  |  | 2024 | Tier 2 | Distribution Circuit |  |  |  | 2529927 | Sus |  | CompanyInitiated¦Plannedcapital¦¦
24-0093583 | Vegetation | Tree - fell into line | Conductor- Overhead | Normal | 2024 | Tier 2 | Distribution Circuit |  |  |  | 2529995 | Sus |  | Vegetation¦Treefellintoline¦ConductorOverhead¦Normal
24-0089510 | Wildfire Mitigation | Planned - WSIP/System Hardening |  |  | 2024 | Tier 2 | Distribution Circuit |  |  |  | 2530005 | Sus |  | WildfireMitigation¦PlannedWSIPSystemHardening¦¦
24-0089685 | Wildfire Mitigation | Planned - WSIP/System Hardening |  |  | 2024 | Tier 2 | Distribution Circuit |  |  |  | 2530006 | Sus |  | WildfireMitigation¦PlannedWSIPSystemHardening¦¦
24-0086751 | Company Initiated | Planned- maintenance |  |  | 2024 | Tier 2 | Distribution Circuit |  |  |  | 2529988 | Sus |  | CompanyInitiated¦Plannedmaintenance¦¦
24-0086746 | Company Initiated | Planned- maintenance |  |  | 2024 | Tier 2 | Transformer only |  |  |  | 2530329 | Sus |  | CompanyInitiated¦Plannedmaintenance¦¦
24-0086095 | Company Initiated | Planned- maintenance |  |  | 2024 | Tier 3 | Transformer only |  |  |  | 2530027 | Sus |  | CompanyInitiated¦Plannedmaintenance¦¦
24-0084017 | Company Initiated | Planned- maintenance |  |  | 2024 | Tier 3 | Distribution Circuit |  |  |  | 2530030 | Sus |  | CompanyInitiated¦Plannedmaintenance¦¦
24-0086839 | Company Initiated | Planned- maintenance |  |  | 2024 | Tier 2 | Distribution Circuit |  |  |  | 2530035 | Sus |  | CompanyInitiated¦Plannedmaintenance¦¦
24-0085988 | Company Initiated | Planned- maintenance |  |  | 2024 | Tier 3 | Transformer only |  |  |  | 2530182 | Sus |  | CompanyInitiated¦Plannedmaintenance¦¦
24-0088411 | Company Initiated | Planned- maintenance |  |  | 2024 | Tier 2 | Distribution Circuit |  |  |  | 2530050 | Sus |  | CompanyInitiated¦Plannedmaintenance¦¦
24-0088881 | Company Initiated | Planned- maintenance |  |  | 2024 | Tier 2 | Distribution Circuit |  |  |  | 2530053 | Sus |  | CompanyInitiated¦Plannedmaintenance¦¦
24-0088915 | Company Initiated | Planned- maintenance |  |  | 2024 | Tier 2 | Distribution Circuit |  |  |  | 2530067 | Sus |  | CompanyInitiated¦Plannedmaintenance¦¦
24-0088871 | Company Initiated | Planned- maintenance |  |  | 2024 | Tier 2 | Distribution Circuit |  |  |  | 2530085 | Sus |  | CompanyInitiated¦Plannedmaintenance¦¦
24-0093549 | Equipment Failure/Involved | Overhead | Insulator | Broken | 2024 | Tier 2 | Distribution Circuit |  |  |  | 2530063 | Sus |  | EquipmentFailureInvolved¦Overhead¦Insulator¦Broken
24-0088733 | Company Initiated | Planned- maintenance |  |  | 2024 | Tier 2 | Transformer only |  |  |  | 2530117 | Sus |  | CompanyInitiated¦Plannedmaintenance¦¦
24-0041713 | Company Initiated | Planned- capital |  |  | 2024 | Tier 2 | Distribution Circuit |  |  |  | 2530237 | Sus |  | CompanyInitiated¦Plannedcapital¦¦
24-0093688 | Equipment Failure/Involved | Overhead | Crossarm- Wood | Broken | 2024 | Tier 2 | Distribution Circuit |  |  |  | 2530313 | Sus |  | EquipmentFailureInvolved¦Overhead¦CrossarmWood¦Broken
24-0086737 | Company Initiated | Planned- maintenance |  |  | 2024 | Tier 2 | Distribution Circuit |  |  |  | 2530348 | Sus |  | CompanyInitiated¦Plannedmaintenance¦¦
24-0088877 | Wildfire Mitigation | Planned - WSIP/System Hardening |  |  | 2024 | Tier 2 | Transformer only |  |  |  | 2530424 | Sus |  | WildfireMitigation¦PlannedWSIPSystemHardening¦¦
24-0088885 | Wildfire Mitigation | Planned - WSIP/System Hardening |  |  | 2024 | Tier 2 | Transformer only |  |  |  | 2530861 | Sus |  | WildfireMitigation¦PlannedWSIPSystemHardening¦¦
24-0087212 | Company Initiated | Planned- maintenance |  |  | 2024 | Tier 2 | Distribution Circuit |  |  |  | 2530824 | Sus |  | CompanyInitiated¦Plannedmaintenance¦¦
24-0086712 | Wildfire Mitigation | Planned - WSIP/System Hardening |  |  | 2024 | Tier 2 | Distribution Circuit |  |  |  | 2530840 | Sus |  | WildfireMitigation¦PlannedWSIPSystemHardening¦¦
24-0084395 | Company Initiated | Planned- maintenance |  |  | 2024 | Tier 3 | Distribution Circuit |  |  |  | 2530862 | Sus |  | CompanyInitiated¦Plannedmaintenance¦¦
24-0086566 | Wildfire Mitigation | Planned - WSIP/System Hardening |  |  | 2024 | Tier 2 | Transformer only |  |  |  | 2530864 | Sus |  | WildfireMitigation¦PlannedWSIPSystemHardening¦¦
24-0094035 | Company Initiated | Planned- capital |  |  | 2024 | Tier 2 | Distribution Circuit |  |  |  | 2530847 | Sus |  | CompanyInitiated¦Plannedcapital¦¦
24-0089150 | Company Initiated | Planned- maintenance |  |  | 2024 | Tier 2 | Distribution Circuit |  |  |  | 2530880 | Sus |  | CompanyInitiated¦Plannedmaintenance¦¦
24-0089021 | Company Initiated | Planned- maintenance |  |  | 2024 | Tier 2 | Distribution Circuit |  |  |  | 2530869 | Sus |  | CompanyInitiated¦Plannedmaintenance¦¦
24-0087740 | Company Initiated | Planned- maintenance |  |  | 2024 | Tier 2 | Transformer only |  |  |  | 2530903 | Sus |  | CompanyInitiated¦Plannedmaintenance¦¦
24-0088620 | Company Initiated | Planned- maintenance |  |  | 2024 | Tier 2 | Transformer only |  |  |  | 2530937 | Sus |  | CompanyInitiated¦Plannedmaintenance¦¦
24-0088619 | Company Initiated | Planned- maintenance |  |  | 2024 | Tier 2 | Distribution Circuit |  |  |  | 2530934 | Sus |  | CompanyInitiated¦Plannedmaintenance¦¦
24-0089701 | Company Initiated | Planned- maintenance |  |  | 2024 | Tier 2 | Transformer only |  |  |  | 2531233 | Sus |  | CompanyInitiated¦Plannedmaintenance¦¦
24-0087232 | Company Initiated | Planned- maintenance |  |  | 2024 | Tier 2 | Transformer only |  |  |  | 2530941 | Sus |  | CompanyInitiated¦Plannedmaintenance¦¦
24-0089593 | Wildfire Mitigation | Planned - WSIP/System Hardening |  |  | 2024 | Tier 2 | Distribution Circuit |  |  |  | 2530947 | Sus |  | WildfireMitigation¦PlannedWSIPSystemHardening¦¦
24-0089703 | Company Initiated | Planned- maintenance |  |  | 2024 | Tier 2 | Transformer only |  |  |  | 2531332 | Sus |  | CompanyInitiated¦Plannedmaintenance¦¦
24-0089725 | Company Initiated | Planned- maintenance |  |  | 2024 | Tier 2 | Distribution Circuit |  |  |  | 2530974 | Sus |  | CompanyInitiated¦Plannedmaintenance¦¦
24-0084357 | Company Initiated | Planned- maintenance |  |  | 2024 | Zone 1 | Transformer only |  |  |  | 2531025 | Sus |  | CompanyInitiated¦Plannedmaintenance¦¦
24-0089260 | Wildfire Mitigation | Planned - WSIP/System Hardening |  |  | 2024 | Tier 3 | Transformer only |  |  |  | 2531069 | Sus |  | WildfireMitigation¦PlannedWSIPSystemHardening¦¦
24-0041721 | Company Initiated | Planned- capital |  |  | 2024 | Tier 2 | Distribution Circuit |  |  |  | 2531072 | Sus |  | CompanyInitiated¦Plannedcapital¦¦
24-0088889 | Wildfire Mitigation | Planned - WSIP/System Hardening |  |  | 2024 | Tier 3 | Transformer only |  |  |  | 2531236 | Sus |  | WildfireMitigation¦PlannedWSIPSystemHardening¦¦
24-0087221 | Wildfire Mitigation | Planned - WSIP/System Hardening |  |  | 2024 | Tier 2 | Transformer only |  |  |  | 2531241 | Sus |  | WildfireMitigation¦PlannedWSIPSystemHardening¦¦
24-0089770 | Wildfire Mitigation | Planned - WSIP/System Hardening |  |  | 2024 | Tier 3 | Distribution Circuit |  |  |  | 2531309 | Sus |  | WildfireMitigation¦PlannedWSIPSystemHardening¦¦
24-0087201 | Wildfire Mitigation | Planned - WSIP/System Hardening |  |  | 2024 | Tier 2 | Transformer only |  |  |  | 2531313 | Sus |  | WildfireMitigation¦PlannedWSIPSystemHardening¦¦
24-0089032 | Wildfire Mitigation | Planned - WSIP/System Hardening |  |  | 2024 | Tier 2 | Distribution Circuit |  |  |  | 2531315 | Sus |  | WildfireMitigation¦PlannedWSIPSystemHardening¦¦
24-0089786 | Wildfire Mitigation | Planned - WSIP/System Hardening |  |  | 2024 | Tier 3 | Distribution Circuit |  |  |  | 2531382 | Sus |  | WildfireMitigation¦PlannedWSIPSystemHardening¦¦
24-0094491 | Equipment Failure/Involved | Overhead | Transformer (OH) | Failed/Faulted | 2024 | Tier 3 | Distribution Circuit |  |  |  | 2531612 | Sus |  | EquipmentFailureInvolved¦Overhead¦Transformer(OH)¦FailedFaulted
24-0089296 | Company Initiated | Planned- maintenance |  |  | 2024 | Tier 2 | Transformer only |  |  |  | 2531702 | Sus |  | CompanyInitiated¦Plannedmaintenance¦¦
24-0090114 | Wildfire Mitigation | Planned - WSIP/System Hardening |  |  | 2024 | Tier 2 | Transformer only |  |  |  | 2531751 | Sus |  | WildfireMitigation¦PlannedWSIPSystemHardening¦¦
24-0089285 | Wildfire Mitigation | Planned - WSIP/System Hardening |  |  | 2024 | Tier 2 | Distribution Circuit |  |  |  | 2531701 | Sus |  | WildfireMitigation¦PlannedWSIPSystemHardening¦¦
24-0089163 | Company Initiated | Planned- maintenance |  |  | 2024 | Tier 2 | Transformer only |  |  |  | 2531738 | Sus |  | CompanyInitiated¦Plannedmaintenance¦¦
24-0089155 | Company Initiated | Planned- maintenance |  |  | 2024 | Tier 2 | Distribution Circuit |  |  |  | 2531740 | Sus |  | CompanyInitiated¦Plannedmaintenance¦¦
24-0088429 | Company Initiated | Planned- maintenance |  |  | 2024 | Tier 2 | Distribution Circuit |  |  |  | 2531741 | Sus |  | CompanyInitiated¦Plannedmaintenance¦¦
24-0028324 | Company Initiated | Planned- capital |  |  | 2024 | Tier 2 | Distribution Circuit |  |  |  | 2531746 | Sus |  | CompanyInitiated¦Plannedcapital¦¦
24-0087811 | Company Initiated | Planned- maintenance |  |  | 2024 | Tier 2 | Distribution Circuit |  |  |  | 2531754 | Sus |  | CompanyInitiated¦Plannedmaintenance¦¦
24-0090119 | Company Initiated | Planned- maintenance |  |  | 2024 | Tier 2 | Distribution Circuit |  |  |  | 2531753 | Sus |  | CompanyInitiated¦Plannedmaintenance¦¦
24-0089736 | Company Initiated | Planned- maintenance |  |  | 2024 | Tier 2 | Distribution Circuit |  |  |  | 2531752 | Sus |  | CompanyInitiated¦Plannedmaintenance¦¦
24-0089741 | Company Initiated | Planned- maintenance |  |  | 2024 | Tier 2 | Transformer only |  |  |  | 2531766 | Sus |  | CompanyInitiated¦Plannedmaintenance¦¦
24-0089187 | Company Initiated | Planned- maintenance |  |  | 2024 | Tier 2 | Distribution Circuit |  |  |  | 2531779 | Sus |  | CompanyInitiated¦Plannedmaintenance¦¦
24-0089743 | Company Initiated | Planned- maintenance |  |  | 2024 | Tier 2 | Transformer only |  |  |  | 2532110 | Sus |  | CompanyInitiated¦Plannedmaintenance¦¦
24-0090115 | Wildfire Mitigation | Planned - WSIP/System Hardening |  |  | 2024 | Tier 2 | Transformer only |  |  |  | 2531799 | Sus |  | WildfireMitigation¦PlannedWSIPSystemHardening¦¦
24-0080419 | Company Initiated | Planned- maintenance |  |  | 2024 | Tier 2 | Distribution Circuit |  |  |  | 2531796 | Sus |  | CompanyInitiated¦Plannedmaintenance¦¦
24-0089728 | Company Initiated | Planned- maintenance |  |  | 2024 | Tier 2 | Distribution Circuit |  |  |  | 2531755 | Sus |  | CompanyInitiated¦Plannedmaintenance¦¦
24-0059272 | Company Initiated | Planned- capital |  |  | 2024 | Tier 2 | Distribution Circuit |  |  |  | 2531863 | Sus |  | CompanyInitiated¦Plannedcapital¦¦
24-0094608 | Unknown Cause | Patrol - found nothing |  |  | 2024 | Tier 2 | Distribution Circuit |  |  |  | 2531877 | Sus |  | UnknownCause¦Patrolfoundnothing¦¦
24-0090117 | Wildfire Mitigation | Planned - WSIP/System Hardening |  |  | 2024 | Tier 2 | Transformer only |  |  |  | 2531994 | Sus |  | WildfireMitigation¦PlannedWSIPSystemHardening¦¦
24-0094610 | Equipment Failure/Involved | Overhead | Conductor- Overhead | Deteriorated | 2024 | Tier 2 | Distribution Circuit |  |  |  | 2532033 | Sus |  | EquipmentFailureInvolved¦Overhead¦ConductorOverhead¦Deteriorated
24-0090118 | Wildfire Mitigation | Planned - WSIP/System Hardening |  |  | 2024 | Tier 2 | Transformer only |  |  |  | 2532045 | Sus |  | WildfireMitigation¦PlannedWSIPSystemHardening¦¦
24-0089298 | Wildfire Mitigation | Planned - WSIP/System Hardening |  |  | 2024 | Tier 2 | Transformer only |  |  |  | 2532061 | Sus |  | WildfireMitigation¦PlannedWSIPSystemHardening¦¦
24-0094977 | Unknown Cause | Patrol - found nothing |  |  | 2024 | Tier 2 | Distribution Circuit |  |  |  | 2532662 | Sus |  | UnknownCause¦Patrolfoundnothing¦¦
24-0087914 | Company Initiated | Planned- maintenance |  |  | 2024 | Tier 2 | Distribution Circuit |  |  |  | 2532691 | Sus |  | CompanyInitiated¦Plannedmaintenance¦¦
24-0087758 | Company Initiated | Planned- maintenance |  |  | 2024 | Tier 2 | Distribution Circuit |  |  |  | 2532717 | Sus |  | CompanyInitiated¦Plannedmaintenance¦¦
24-0089348 | Company Initiated | Planned- maintenance |  |  | 2024 | Tier 2 | Transformer only |  |  |  | 2532729 | Sus |  | CompanyInitiated¦Plannedmaintenance¦¦
24-0087949 | Company Initiated | Planned- maintenance |  |  | 2024 | Tier 2 | Distribution Circuit |  |  |  | 2532732 | Sus |  | CompanyInitiated¦Plannedmaintenance¦¦
24-0087966 | Company Initiated | Planned- maintenance |  |  | 2024 | Tier 2 | Transformer only |  |  |  | 2532745 | Sus |  | CompanyInitiated¦Plannedmaintenance¦¦
24-0087876 | Company Initiated | Planned- maintenance |  |  | 2024 | Tier 2 | Distribution Circuit |  |  |  | 2532738 | Sus |  | CompanyInitiated¦Plannedmaintenance¦¦
24-0088435 | Company Initiated | Planned- maintenance |  |  | 2024 | Tier 2 | Transformer only |  |  |  | 2532758 | Sus |  | CompanyInitiated¦Plannedmaintenance¦¦
24-0087959 | Company Initiated | Planned- maintenance |  |  | 2024 | Tier 2 | Transformer only |  |  |  | 2532873 | Sus |  | CompanyInitiated¦Plannedmaintenance¦¦
24-0085909 | Company Initiated | Planned- maintenance |  |  | 2024 | Tier 2 | Distribution Circuit |  |  |  | 2532934 | Sus |  | CompanyInitiated¦Plannedmaintenance¦¦
24-0095155 | Equipment Failure/Involved | Overhead | Connector or Splice (OH) | Broken | 2024 | Tier 3 | Distribution Circuit |  |  |  | 2533057 | Sus |  | EquipmentFailureInvolved¦Overhead¦ConnectororSplice(OH)¦Broken
24-0087910 | Company Initiated | Planned- maintenance |  |  | 2024 | Tier 2 | Transformer only |  |  |  | 2533101 | Sus |  | CompanyInitiated¦Plannedmaintenance¦¦
24-0087923 | Company Initiated | Planned- maintenance |  |  | 2024 | Tier 2 | Distribution Circuit |  |  |  | 2533099 | Sus |  | CompanyInitiated¦Plannedmaintenance¦¦
24-0095351 | Vegetation | Tree - branch fell on line | Transformer (OH) | Broken- wire on ground | 2024 | Tier 3 | Transformer only |  |  |  | 2533422 | Sus |  | Vegetation¦Treebranchfellonline¦Transformer(OH)¦Brokenwireonground
24-0090215 | Wildfire Mitigation | Planned - WSIP/System Hardening |  |  | 2024 | Tier 2 | Transformer only |  |  |  | 2533488 | Sus |  | WildfireMitigation¦PlannedWSIPSystemHardening¦¦
24-0088113 | Company Initiated | Planned- maintenance |  |  | 2024 | Tier 2 | Transformer only |  |  |  | 2533490 | Sus |  | CompanyInitiated¦Plannedmaintenance¦¦
24-0088117 | Company Initiated | Planned- maintenance |  |  | 2024 | Tier 2 | Distribution Circuit |  |  |  | 2533492 | Sus |  | CompanyInitiated¦Plannedmaintenance¦¦
24-0088006 | Company Initiated | Planned- maintenance |  |  | 2024 | Tier 2 | Transformer only |  |  |  | 2533491 | Sus |  | CompanyInitiated¦Plannedmaintenance¦¦
24-0088022 | Company Initiated | Planned- maintenance |  |  | 2024 | Tier 2 | Distribution Circuit |  |  |  | 2533493 | Sus |  | CompanyInitiated¦Plannedmaintenance¦¦
24-0090211 | Wildfire Mitigation | Planned - WSIP/System Hardening |  |  | 2024 | Tier 3 | Transformer only |  |  |  | 2533534 | Sus |  | WildfireMitigation¦PlannedWSIPSystemHardening¦¦
24-0088465 | Company Initiated | Planned- maintenance |  |  | 2024 | Tier 2 | Distribution Circuit |  |  |  | 2533504 | Sus |  | CompanyInitiated¦Plannedmaintenance¦¦
24-0087988 | Company Initiated | Planned- maintenance |  |  | 2024 | Tier 2 | Distribution Circuit |  |  |  | 2533480 | Sus |  | CompanyInitiated¦Plannedmaintenance¦¦
24-0087982 | Company Initiated | Planned- maintenance |  |  | 2024 | Tier 2 | Distribution Circuit |  |  |  | 2533512 | Sus |  | CompanyInitiated¦Plannedmaintenance¦¦
24-0090210 | Wildfire Mitigation | Planned - WSIP/System Hardening |  |  | 2024 | Tier 3 | Transformer only |  |  |  | 2533541 | Sus |  | WildfireMitigation¦PlannedWSIPSystemHardening¦¦
24-0090214 | Wildfire Mitigation | Planned - WSIP/System Hardening |  |  | 2024 | Tier 2 | Transformer only |  |  |  | 2533596 | Sus |  | WildfireMitigation¦PlannedWSIPSystemHardening¦¦
24-0090213 | Wildfire Mitigation | Planned - WSIP/System Hardening |  |  | 2024 | Tier 2 | Transformer only |  |  |  | 2533603 | Sus |  | WildfireMitigation¦PlannedWSIPSystemHardening¦¦
24-0095417 | 3rd Party | Vehicle | Anchor or Guy | Broken | 2024 | Tier 2 | Distribution Circuit |  |  |  | 2533643 | Sus |  | 3rdParty¦Vehicle¦AnchororGuy¦Broken
24-0095463 | Unknown Cause | Patrol - found nothing |  |  | 2024 | Tier 2 | Distribution Circuit |  |  |  | 2533923 | Sus |  | UnknownCause¦Patrolfoundnothing¦¦
24-0095524 | Animal | Bird found | Conductor- Overhead | Normal | 2024 | Tier 2 | Distribution Circuit |  |  |  | 2534114 | Sus |  | Animal¦Birdfound¦ConductorOverhead¦Normal
24-0095567 | Equipment Failure/Involved | Overhead | Transformer (OH) | Failed/Faulted | 2024 | Tier 3 | Transformer only |  |  |  | 2534294 | Sus |  | EquipmentFailureInvolved¦Overhead¦Transformer(OH)¦FailedFaulted
24-0079527 | Company Initiated | Planned- maintenance |  |  | 2024 | Tier 2 | Transformer only |  |  |  | 2534657 | Sus |  | CompanyInitiated¦Plannedmaintenance¦¦
24-0090823 | Company Initiated | Planned- maintenance |  |  | 2024 | Tier 3 | Transformer only |  |  |  | 2534703 | Sus |  | CompanyInitiated¦Plannedmaintenance¦¦
24-0088385 | Company Initiated | Planned- maintenance |  |  | 2024 | Tier 2 | Distribution Circuit |  |  |  | 2534662 | Sus |  | CompanyInitiated¦Plannedmaintenance¦¦
24-0088379 | Company Initiated | Planned- maintenance |  |  | 2024 | Tier 2 | Distribution Circuit |  |  |  | 2534642 | Sus |  | CompanyInitiated¦Plannedmaintenance¦¦
24-0087838 | Company Initiated | Planned- maintenance |  |  | 2024 | Tier 2 | Transformer only |  |  |  | 2534653 | Sus |  | CompanyInitiated¦Plannedmaintenance¦¦
24-0088608 | Wildfire Mitigation | Planned - WSIP/System Hardening |  |  | 2024 | Tier 2 | Transformer only |  |  |  | 2534720 | Sus |  | WildfireMitigation¦PlannedWSIPSystemHardening¦¦
24-0089671 | Company Initiated | Planned- maintenance |  |  | 2024 | Tier 2 | Transformer only |  |  |  | 2534681 | Sus |  | CompanyInitiated¦Plannedmaintenance¦¦
24-0088581 | Company Initiated | Planned- maintenance |  |  | 2024 | Tier 2 | Distribution Circuit |  |  |  | 2534675 | Sus |  | CompanyInitiated¦Plannedmaintenance¦¦
24-0088578 | Wildfire Mitigation | Planned - WSIP/System Hardening |  |  | 2024 | Tier 2 | Transformer only |  |  |  | 2534689 | Sus |  | WildfireMitigation¦PlannedWSIPSystemHardening¦¦
24-0088467 | Company Initiated | Planned- maintenance |  |  | 2024 | Tier 2 | Distribution Circuit |  |  |  | 2534692 | Sus |  | CompanyInitiated¦Plannedmaintenance¦¦
24-0090450 | Company Initiated | Planned- maintenance |  |  | 2024 | Tier 2 | Transformer only |  |  |  | 2534717 | Sus |  | CompanyInitiated¦Plannedmaintenance¦¦
24-0086620 | Wildfire Mitigation | Planned - WSIP/System Hardening |  |  | 2024 | Tier 3 | Transformer only |  |  |  | 2534738 | Sus |  | WildfireMitigation¦PlannedWSIPSystemHardening¦¦
24-0090438 | Company Initiated | Planned- maintenance |  |  | 2024 | Tier 2 | Transformer only |  |  |  | 2534981 | Sus |  | CompanyInitiated¦Plannedmaintenance¦¦
24-0088609 | Wildfire Mitigation | Planned - WSIP/System Hardening |  |  | 2024 | Tier 2 | Transformer only |  |  |  | 2534765 | Sus |  | WildfireMitigation¦PlannedWSIPSystemHardening¦¦
24-0079773 | Company Initiated | Planned- capital |  |  | 2024 | Tier 2 | Distribution Circuit |  |  |  | 2534817 | Sus |  | CompanyInitiated¦Plannedcapital¦¦
24-0095747 | Vegetation | Tree - branch fell on line | Conductor- Overhead | Normal | 2024 | Tier 3 | Distribution Circuit |  |  |  | 2534801 | Sus |  | Vegetation¦Treebranchfellonline¦ConductorOverhead¦Normal
24-0088614 | Company Initiated | Planned- maintenance |  |  | 2024 | Tier 2 | Transformer only |  |  |  | 2534982 | Sus |  | CompanyInitiated¦Plannedmaintenance¦¦
24-0088422 | Company Initiated | Planned- maintenance |  |  | 2024 | Tier 2 | Transformer only |  |  |  | 2534974 | Sus |  | CompanyInitiated¦Plannedmaintenance¦¦
24-0088604 | Company Initiated | Planned- maintenance |  |  | 2024 | Tier 2 | Transformer only |  |  |  | 2535058 | Sus |  | CompanyInitiated¦Plannedmaintenance¦¦
24-0088404 | Wildfire Mitigation | Planned - WSIP/System Hardening |  |  | 2024 | Tier 2 | Transformer only |  |  |  | 2535105 | Sus |  | WildfireMitigation¦PlannedWSIPSystemHardening¦¦
24-0089402 | Wildfire Mitigation | Planned - WSIP/System Hardening |  |  | 2024 | Tier 2 | Transformer only |  |  |  | 2535128 | Sus |  | WildfireMitigation¦PlannedWSIPSystemHardening¦¦
24-0096215 | Equipment Failure/Involved | Overhead | Secondary | Broken | 2024 | Tier 2 | Transformer only |  |  |  | 2535401 | Sus |  | EquipmentFailureInvolved¦Overhead¦Secondary¦Broken
24-0096149 | Vegetation | Tree - branch fell on line | Insulator | Broken | 2024 | Tier 2 | Distribution Circuit |  |  |  | 2535477 | Sus |  | Vegetation¦Treebranchfellonline¦Insulator¦Broken
24-0088753 | Company Initiated | Planned- maintenance |  |  | 2024 | Tier 2 | Distribution Circuit |  |  |  | 2535523 | Sus |  | CompanyInitiated¦Plannedmaintenance¦¦
24-0089459 | Company Initiated | Planned- maintenance |  |  | 2024 | Tier 2 | Distribution Circuit |  |  |  | 2535539 | Sus |  | CompanyInitiated¦Plannedmaintenance¦¦
24-0089445 | Company Initiated | Planned- maintenance |  |  | 2024 | Tier 2 | Transformer only |  |  |  | 2535550 | Sus |  | CompanyInitiated¦Plannedmaintenance¦¦
24-0087846 | Company Initiated | Planned- maintenance |  |  | 2024 | Tier 2 | Transformer only |  |  |  | 2535677 | Sus |  | CompanyInitiated¦Plannedmaintenance¦¦
24-0088499 | Company Initiated | Planned- maintenance |  |  | 2024 | Tier 2 | Distribution Circuit |  |  |  | 2535543 | Sus |  | CompanyInitiated¦Plannedmaintenance¦¦
24-0088728 | Company Initiated | Planned- maintenance |  |  | 2024 | Tier 2 | Distribution Circuit |  |  |  | 2535569 | Sus |  | CompanyInitiated¦Plannedmaintenance¦¦
24-0088807 | Company Initiated | Planned- maintenance |  |  | 2024 | Tier 2 | Distribution Circuit |  |  |  | 2535563 | Sus |  | CompanyInitiated¦Plannedmaintenance¦¦
24-0090723 | Wildfire Mitigation | Planned - WSIP/System Hardening |  |  | 2024 | Tier 3 | Distribution Circuit |  |  |  | 2535597 | Sus |  | WildfireMitigation¦PlannedWSIPSystemHardening¦¦
24-0090960 | Company Initiated | Planned- capital |  |  | 2024 | Tier 2 | Distribution Circuit |  |  |  | 2535589 | Sus |  | CompanyInitiated¦Plannedcapital¦¦
24-0088741 | Company Initiated | Planned- maintenance |  |  | 2024 | Tier 2 | Distribution Circuit |  |  |  | 2535588 | Sus |  | CompanyInitiated¦Plannedmaintenance¦¦
24-0090793 | Company Initiated | Planned- maintenance |  |  | 2024 | Tier 3 | Transformer only |  |  |  | 2535945 | Sus |  | CompanyInitiated¦Plannedmaintenance¦¦
24-0091039 | Wildfire Mitigation | Planned - WSIP/System Hardening |  |  | 2024 | Tier 3 | Transformer only |  |  |  | 2535601 | Sus |  | WildfireMitigation¦PlannedWSIPSystemHardening¦¦
24-0087495 | Company Initiated | Planned- maintenance |  |  | 2024 | Tier 2 | Distribution Circuit |  |  |  | 2535706 | Sus |  | CompanyInitiated¦Plannedmaintenance¦¦
24-0088727 | Wildfire Mitigation | Planned - WSIP/System Hardening |  |  | 2024 | Tier 3 | Distribution Circuit |  |  |  | 2535587 | Sus |  | WildfireMitigation¦PlannedWSIPSystemHardening¦¦
24-0089453 | Company Initiated | Planned- maintenance |  |  | 2024 | Tier 2 | Distribution Circuit |  |  |  | 2535595 | Sus |  | CompanyInitiated¦Plannedmaintenance¦¦
24-0093648 | Wildfire Mitigation | Planned - WSIP/System Hardening |  |  | 2024 | Tier 3 | Distribution Circuit |  |  |  | 2535598 | Sus |  | WildfireMitigation¦PlannedWSIPSystemHardening¦¦
24-0090504 | Company Initiated | Planned- maintenance |  |  | 2024 | Tier 3 | Distribution Circuit |  |  |  | 2535531 | Sus |  | CompanyInitiated¦Plannedmaintenance¦¦
24-0088856 | Company Initiated | Planned- capital |  |  | 2024 | Tier 2 | Distribution Circuit |  |  |  | 2535621 | Sus |  | CompanyInitiated¦Plannedcapital¦¦
24-0088762 | Company Initiated | Planned- maintenance |  |  | 2024 | Tier 2 | Transformer only |  |  |  | 2535628 | Sus |  | CompanyInitiated¦Plannedmaintenance¦¦
24-0062095 | Company Initiated | Planned- capital |  |  | 2024 | Tier 3 | Distribution Circuit |  |  |  | 2535635 | Sus |  | CompanyInitiated¦Plannedcapital¦¦
24-0090523 | Company Initiated | Planned- maintenance |  |  | 2024 | Tier 3 | Distribution Circuit |  |  |  | 2535626 | Sus |  | CompanyInitiated¦Plannedmaintenance¦¦
24-0091034 | Company Initiated | Planned- maintenance |  |  | 2024 | Tier 2 | Distribution Circuit |  |  |  | 2535662 | Sus |  | CompanyInitiated¦Plannedmaintenance¦¦
24-0096267 | Unknown Cause | Patrol - found nothing |  |  | 2024 | Tier 3 | Distribution Circuit |  |  |  | 2535736 | Sus |  | UnknownCause¦Patrolfoundnothing¦¦
24-0091041 | Wildfire Mitigation | Planned - WSIP/System Hardening |  |  | 2024 | Tier 3 | Transformer only |  |  |  | 2535741 | Sus |  | WildfireMitigation¦PlannedWSIPSystemHardening¦¦
24-0091048 | Wildfire Mitigation | Planned - WSIP/System Hardening |  |  | 2024 | Tier 2 | Transformer only |  |  |  | 2535920 | Sus |  | WildfireMitigation¦PlannedWSIPSystemHardening¦¦
24-0090537 | Wildfire Mitigation | Planned - WSIP/System Hardening |  |  | 2024 | Tier 3 | Transformer only |  |  |  | 2535885 | Sus |  | WildfireMitigation¦PlannedWSIPSystemHardening¦¦
24-0088835 | Wildfire Mitigation | Planned - WSIP/System Hardening |  |  | 2024 | Tier 2 | Transformer only |  |  |  | 2535893 | Sus |  | WildfireMitigation¦PlannedWSIPSystemHardening¦¦
24-0089481 | Wildfire Mitigation | Planned - WSIP/System Hardening |  |  | 2024 | Tier 2 | Transformer only |  |  |  | 2535946 | Sus |  | WildfireMitigation¦PlannedWSIPSystemHardening¦¦
24-0091045 | Wildfire Mitigation | Planned - WSIP/System Hardening |  |  | 2024 | Tier 2 | Transformer only |  |  |  | 2535965 | Sus |  | WildfireMitigation¦PlannedWSIPSystemHardening¦¦
24-0096590 | Unknown Cause | Patrol - found nothing |  |  | 2024 | Tier 2 | Distribution Circuit |  |  |  | 2536316 | Sus |  | UnknownCause¦Patrolfoundnothing¦¦
24-0089443 | Company Initiated | Planned- maintenance |  |  | 2024 | Tier 2 | Distribution Circuit |  |  |  | 2536435 | Sus |  | CompanyInitiated¦Plannedmaintenance¦¦
24-0089333 | Wildfire Mitigation | Planned - WSIP/System Hardening |  |  | 2024 | Tier 2 | Distribution Circuit |  |  |  | 2536400 | Sus |  | WildfireMitigation¦PlannedWSIPSystemHardening¦¦
24-0090294 | Company Initiated | Planned- maintenance |  |  | 2024 | Tier 2 | Transformer only |  |  |  | 2536453 | Sus |  | CompanyInitiated¦Plannedmaintenance¦¦
24-0088506 | Company Initiated | Planned- maintenance |  |  | 2024 | Tier 2 | Distribution Circuit |  |  |  | 2536462 | Sus |  | CompanyInitiated¦Plannedmaintenance¦¦
24-0090812 | Company Initiated | Planned- maintenance |  |  | 2024 | Zone 1 | Transformer only |  |  |  | 2536479 | Sus |  | CompanyInitiated¦Plannedmaintenance¦¦
24-0088868 | Company Initiated | Planned- maintenance |  |  | 2024 | Tier 3 | Distribution Circuit |  |  |  | 2536493 | Sus |  | CompanyInitiated¦Plannedmaintenance¦¦
24-0062101 | Company Initiated | Planned- maintenance |  |  | 2024 | Tier 3 | Distribution Circuit |  |  |  | 2536498 | Sus |  | CompanyInitiated¦Plannedmaintenance¦¦
24-0088951 | Company Initiated | Planned- maintenance |  |  | 2024 | Tier 2 | Distribution Circuit |  |  |  | 2536461 | Sus |  | CompanyInitiated¦Plannedmaintenance¦¦
24-0092425 | Company Initiated | Planned- maintenance |  |  | 2024 | Tier 2 | Transformer only |  |  |  | 2536700 | Sus |  | CompanyInitiated¦Plannedmaintenance¦¦
24-0091267 | Company Initiated | Planned- maintenance |  |  | 2024 | Tier 3 | Distribution Circuit |  |  |  | 2536517 | Sus |  | CompanyInitiated¦Plannedmaintenance¦¦
24-0091254 | Company Initiated | Planned- maintenance |  |  | 2024 | Tier 3 | Distribution Circuit |  |  |  | 2536513 | Sus |  | CompanyInitiated¦Plannedmaintenance¦¦
24-0087746 | Company Initiated | Planned- maintenance |  |  | 2024 | Tier 3 | Distribution Circuit |  |  |  | 2536530 | Sus |  | CompanyInitiated¦Plannedmaintenance¦¦
24-0090367 | Company Initiated | Planned- maintenance |  |  | 2024 | Tier 2 | Distribution Circuit |  |  |  | 2536544 | Sus |  | CompanyInitiated¦Plannedmaintenance¦¦
24-0088978 | Company Initiated | Planned- maintenance |  |  | 2024 | Tier 2 | Distribution Circuit |  |  |  | 2536617 | Sus |  | CompanyInitiated¦Plannedmaintenance¦¦
24-0089340 | Company Initiated | Planned- maintenance |  |  | 2024 | Tier 3 | Distribution Circuit |  |  |  | 2536652 | Sus |  | CompanyInitiated¦Plannedmaintenance¦¦
24-0091926 | Wildfire Mitigation | Planned - WSIP/System Hardening |  |  | 2024 | Tier 3 | Transformer only |  |  |  | 2536781 | Sus |  | WildfireMitigation¦PlannedWSIPSystemHardening¦¦
24-0090394 | Wildfire Mitigation | Planned - WSIP/System Hardening |  |  | 2024 | Tier 2 | Transformer only |  |  |  | 2536780 | Sus |  | WildfireMitigation¦PlannedWSIPSystemHardening¦¦
24-0090304 | Wildfire Mitigation | Planned - WSIP/System Hardening |  |  | 2024 | Tier 2 | Distribution Circuit |  |  |  | 2536795 | Sus |  | WildfireMitigation¦PlannedWSIPSystemHardening¦¦
24-0096873 | Vegetation | Tree - fell into line | Conductor- Overhead | Normal | 2024 | Tier 2 | Distribution Circuit |  |  |  | 2536868 | Sus |  | Vegetation¦Treefellintoline¦ConductorOverhead¦Normal
24-0091991 | Wildfire Mitigation | Planned - WSIP/System Hardening |  |  | 2024 | Tier 2 | Transformer only |  |  |  | 2536904 | Sus |  | WildfireMitigation¦PlannedWSIPSystemHardening¦¦
24-0090275 | Wildfire Mitigation | Planned - WSIP/System Hardening |  |  | 2024 | Tier 2 | Transformer only |  |  |  | 2536905 | Sus |  | WildfireMitigation¦PlannedWSIPSystemHardening¦¦
24-0096873 | Company Initiated | Return Circuit Normal | Conductor- Overhead | Normal | 2024 | Tier 2 | Distribution Circuit |  |  |  | 2536987 | Sus |  | CompanyInitiated¦ReturnCircuitNormal¦ConductorOverhead¦Normal
24-0096951 | Equipment Failure/Involved | Overhead | Crossarm- Wood | Broken | 2024 | Tier 2 | Distribution Circuit |  |  |  | 2537026 | Sus |  | EquipmentFailureInvolved¦Overhead¦CrossarmWood¦Broken
24-0097055 | Equipment Failure/Involved | Overhead | Other | Broken | 2024 | Tier 2 | Distribution Circuit |  |  |  | 2537308 | Sus |  | EquipmentFailureInvolved¦Overhead¦Other¦Broken
24-0090454 | Company Initiated | Planned- maintenance |  |  | 2024 | Tier 2 | Distribution Circuit |  |  |  | 2537361 | Sus |  | CompanyInitiated¦Plannedmaintenance¦¦
24-0091355 | Company Initiated | Planned- maintenance |  |  | 2024 | Tier 2 | Transformer only |  |  |  | 2537908 | Sus |  | CompanyInitiated¦Plannedmaintenance¦¦
24-0092713 | Wildfire Mitigation | Planned - WSIP/System Hardening |  |  | 2024 | Tier 3 | Distribution Circuit |  |  |  | 2537397 | Sus |  | WildfireMitigation¦PlannedWSIPSystemHardening¦¦
24-0088550 | Company Initiated | Planned- maintenance |  |  | 2024 | Tier 2 | Distribution Circuit |  |  |  | 2537396 | Sus |  | CompanyInitiated¦Plannedmaintenance¦¦
24-0092087 | Wildfire Mitigation | Planned - WSIP/System Hardening |  |  | 2024 | Tier 2 | Distribution Circuit |  |  |  | 2537404 | Sus |  | WildfireMitigation¦PlannedWSIPSystemHardening¦¦
24-0090461 | Company Initiated | Planned- maintenance |  |  | 2024 | Tier 2 | Distribution Circuit |  |  |  | 2537412 | Sus |  | CompanyInitiated¦Plannedmaintenance¦¦
24-0088852 | Company Initiated | Planned- capital |  |  | 2024 | Tier 2 | Distribution Circuit |  |  |  | 2537439 | Sus |  | CompanyInitiated¦Plannedcapital¦¦
24-0092711 | Wildfire Mitigation | Planned - WSIP/System Hardening |  |  | 2024 | Tier 3 | Distribution Circuit |  |  |  | 2537465 | Sus |  | WildfireMitigation¦PlannedWSIPSystemHardening¦¦
24-0091304 | Wildfire Mitigation | Planned - WSIP/System Hardening |  |  | 2024 | Tier 2 | Distribution Circuit |  |  |  | 2537459 | Sus |  | WildfireMitigation¦PlannedWSIPSystemHardening¦¦
24-0072680 | Company Initiated | Planned- capital |  |  | 2024 | Tier 3 | Distribution Circuit |  |  |  | 2537482 | Sus |  | CompanyInitiated¦Plannedcapital¦¦
24-0090459 | Company Initiated | Planned- maintenance |  |  | 2024 | Zone 1 | Distribution Circuit |  |  |  | 2537393 | Sus |  | CompanyInitiated¦Plannedmaintenance¦¦
24-0092090 | Wildfire Mitigation | Planned - WSIP/System Hardening |  |  | 2024 | Tier 2 | Distribution Circuit |  |  |  | 2537571 | Sus |  | WildfireMitigation¦PlannedWSIPSystemHardening¦¦
24-0097354 | Vegetation | Tree - branch fell on line | Conductor- Overhead | Broken | 2024 | Tier 2 | Transformer only |  |  |  | 2537804 | Sus |  | Vegetation¦Treebranchfellonline¦ConductorOverhead¦Broken
24-0089576 | Company Initiated | Planned- maintenance |  |  | 2024 | Tier 2 | Distribution Circuit |  |  |  | 2537812 | Sus |  | CompanyInitiated¦Plannedmaintenance¦¦
24-0090478 | Company Initiated | Planned- maintenance |  |  | 2024 | Tier 2 | Distribution Circuit |  |  |  | 2537834 | Sus |  | CompanyInitiated¦Plannedmaintenance¦¦
24-0097297 | Vegetation | Tree - branch fell on line | Service conductor | Broken | 2024 | Tier 2 | Transformer only |  |  |  | 2537836 | Sus |  | Vegetation¦Treebranchfellonline¦Serviceconductor¦Broken
24-0097334 | Unknown Cause | Patrol - found nothing |  |  | 2024 | Tier 2 | Distribution Circuit |  |  |  | 2537945 | Sus |  | UnknownCause¦Patrolfoundnothing¦¦
24-0096867 | Equipment Failure/Involved | Overhead | Conductor- Overhead | Broken- wire on ground | 2024 | Tier 2 | Distribution Circuit |  |  |  | 2538162 | Sus |  | EquipmentFailureInvolved¦Overhead¦ConductorOverhead¦Brokenwireonground
24-0097482 | Vegetation | Tree - fell into line | Conductor- Overhead | Broken- wire on ground | 2024 | Tier 2 | Distribution Circuit |  |  |  | 2538375 | Sus |  | Vegetation¦Treefellintoline¦ConductorOverhead¦Brokenwireonground
24-0090573 | Company Initiated | Planned- maintenance |  |  | 2024 | Tier 3 | Distribution Circuit |  |  |  | 2538498 | Sus |  | CompanyInitiated¦Plannedmaintenance¦¦
24-0092007 | Company Initiated | Planned- maintenance |  |  | 2024 | Tier 2 | Distribution Circuit |  |  |  | 2538492 | Sus |  | CompanyInitiated¦Plannedmaintenance¦¦
24-0092347 | Wildfire Mitigation | Planned - WSIP/System Hardening |  |  | 2024 | Tier 2 | Distribution Circuit |  |  |  | 2538514 | Sus |  | WildfireMitigation¦PlannedWSIPSystemHardening¦¦
24-0090587 | Company Initiated | Planned- maintenance |  |  | 2024 | Tier 2 | Distribution Circuit |  |  |  | 2538522 | Sus |  | CompanyInitiated¦Plannedmaintenance¦¦
24-0090593 | Company Initiated | Planned- maintenance |  |  | 2024 | Tier 2 | Distribution Circuit |  |  |  | 2538537 | Sus |  | CompanyInitiated¦Plannedmaintenance¦¦
24-0089365 | Wildfire Mitigation | Planned - WSIP/System Hardening |  |  | 2024 | Tier 3 | Transformer only |  |  |  | 2538612 | Sus |  | WildfireMitigation¦PlannedWSIPSystemHardening¦¦
24-0090558 | Company Initiated | Planned- maintenance |  |  | 2024 | Tier 2 | Transformer only |  |  |  | 2538546 | Sus |  | CompanyInitiated¦Plannedmaintenance¦¦
24-0090601 | Company Initiated | Planned- maintenance |  |  | 2024 | Tier 2 | Distribution Circuit |  |  |  | 2538565 | Sus |  | CompanyInitiated¦Plannedmaintenance¦¦
24-0092428 | Company Initiated | Planned- maintenance |  |  | 2024 | Tier 2 | Transformer only |  |  |  | 2538559 | Sus |  | CompanyInitiated¦Plannedmaintenance¦¦
24-0090561 | Company Initiated | Planned- maintenance |  |  | 2024 | Tier 2 | Transformer only |  |  |  | 2538963 | Sus |  | CompanyInitiated¦Plannedmaintenance¦¦
24-0091809 | Wildfire Mitigation | Planned - WSIP/System Hardening |  |  | 2024 | Tier 3 | Transformer only |  |  |  | 2538572 | Sus |  | WildfireMitigation¦PlannedWSIPSystemHardening¦¦
24-0092483 | Company Initiated | Planned- maintenance |  |  | 2024 | Tier 2 | Distribution Circuit |  |  |  | 2538569 | Sus |  | CompanyInitiated¦Plannedmaintenance¦¦
24-0092251 | Wildfire Mitigation | Planned - WSIP/System Hardening |  |  | 2024 | Tier 2 | Transformer only |  |  |  | 2538660 | Sus |  | WildfireMitigation¦PlannedWSIPSystemHardening¦¦
24-0092135 | Wildfire Mitigation | Planned - WSIP/System Hardening |  |  | 2024 | Tier 2 | Transformer only |  |  |  | 2538779 | Sus |  | WildfireMitigation¦PlannedWSIPSystemHardening¦¦
24-0097825 | Unknown Cause | Patrol - found nothing |  |  | 2024 | Tier 3 | Transformer only |  |  |  | 2538805 | Sus |  | UnknownCause¦Patrolfoundnothing¦¦
24-0097929 | Animal | Bird found | Conductor- Overhead | Normal | 2024 | Tier 2 | Distribution Circuit |  |  |  | 2539105 | Sus |  | Animal¦Birdfound¦ConductorOverhead¦Normal
24-0097960 | Animal | Squirrel | Transformer (OH) | Broken | 2024 | Tier 2 | Distribution Circuit |  |  |  | 2539192 | Sus |  | Animal¦Squirrel¦Transformer(OH)¦Broken
24-0090781 | Company Initiated | Planned- maintenance |  |  | 2024 | Tier 2 | Transformer only |  |  |  | 2539212 | Sus |  | CompanyInitiated¦Plannedmaintenance¦¦
24-0090755 | Company Initiated | Planned- maintenance |  |  | 2024 | Tier 2 | Distribution Circuit |  |  |  | 2539207 | Sus |  | CompanyInitiated¦Plannedmaintenance¦¦
24-0088567 | Company Initiated | Planned- capital |  |  | 2024 | Tier 2 | Distribution Circuit |  |  |  | 2539222 | Sus |  | CompanyInitiated¦Plannedcapital¦¦
24-0093011 | Company Initiated | Planned- maintenance |  |  | 2024 | Tier 2 | Distribution Circuit |  |  |  | 2539224 | Sus |  | CompanyInitiated¦Plannedmaintenance¦¦
24-0090805 | Company Initiated | Planned- maintenance |  |  | 2024 | Tier 2 | Distribution Circuit |  |  |  | 2539228 | Sus |  | CompanyInitiated¦Plannedmaintenance¦¦
24-0090822 | Company Initiated | Planned- maintenance |  |  | 2024 | Tier 3 | Distribution Circuit |  |  |  | 2539227 | Sus |  | CompanyInitiated¦Plannedmaintenance¦¦
24-0090788 | Company Initiated | Planned- maintenance |  |  | 2024 | Tier 2 | Transformer only |  |  |  | 2539232 | Sus |  | CompanyInitiated¦Plannedmaintenance¦¦
24-0090792 | Company Initiated | Planned- maintenance |  |  | 2024 | Tier 2 | Distribution Circuit |  |  |  | 2539233 | Sus |  | CompanyInitiated¦Plannedmaintenance¦¦
24-0097970 | Unknown Cause | Patrol - found nothing |  |  | 2024 | Tier 2 | Distribution Circuit |  |  |  | 2539261 | Sus |  | UnknownCause¦Patrolfoundnothing¦¦
24-0093000 | Company Initiated | Planned- maintenance |  |  | 2024 | Tier 2 | Distribution Circuit |  |  |  | 2539284 | Sus |  | CompanyInitiated¦Plannedmaintenance¦¦
24-0092722 | Wildfire Mitigation | Planned - WSIP/System Hardening |  |  | 2024 | Tier 2 | Transformer only |  |  |  | 2539379 | Sus |  | WildfireMitigation¦PlannedWSIPSystemHardening¦¦
24-0097993 | Vegetation | Tree - fell into line | Conductor- Underground | Burned/flashed | 2024 | Tier 2 | Distribution Circuit |  |  |  | 2539381 | Sus |  | Vegetation¦Treefellintoline¦ConductorUnderground¦Burnedflashed
24-0092997 | Wildfire Mitigation | Planned - WSIP/System Hardening |  |  | 2024 | Tier 2 | Distribution Circuit |  |  |  | 2539388 | Sus |  | WildfireMitigation¦PlannedWSIPSystemHardening¦¦
24-0090773 | Company Initiated | Planned- maintenance |  |  | 2024 | Tier 2 | Transformer only |  |  |  | 2539405 | Sus |  | CompanyInitiated¦Plannedmaintenance¦¦
24-0090744 | Company Initiated | Planned- maintenance |  |  | 2024 | Tier 2 | Distribution Circuit |  |  |  | 2539389 | Sus |  | CompanyInitiated¦Plannedmaintenance¦¦
24-0092995 | Company Initiated | Planned- maintenance |  |  | 2024 | Tier 3 | Transformer only |  |  |  | 2539412 | Sus |  | CompanyInitiated¦Plannedmaintenance¦¦
24-0098034 | Unknown Cause | Patrol - found nothing |  |  | 2024 | Tier 2 | Distribution Circuit |  |  |  | 2539607 | Sus |  | UnknownCause¦Patrolfoundnothing¦¦
24-0098050 | 3rd Party | Vehicle | Pole-Wood | Broken | 2024 | Tier 2 | Distribution Circuit |  |  |  | 2539673 | Sus |  | 3rdParty¦Vehicle¦PoleWood¦Broken
24-0090332 | Company Initiated | Planned- capital |  |  | 2024 | Tier 3 | Distribution Circuit |  |  |  | 2539712 | Sus |  | CompanyInitiated¦Plannedcapital¦¦
24-0092979 | Company Initiated | Planned- maintenance |  |  | 2024 | Tier 2 | Distribution Circuit |  |  |  | 2540099 | Sus |  | CompanyInitiated¦Plannedmaintenance¦¦
24-0093044 | Company Initiated | Planned- maintenance |  |  | 2024 | Tier 2 | Distribution Circuit |  |  |  | 2540103 | Sus |  | CompanyInitiated¦Plannedmaintenance¦¦
24-0090880 | Company Initiated | Planned- maintenance |  |  | 2024 | Tier 2 | Distribution Circuit |  |  |  | 2540116 | Sus |  | CompanyInitiated¦Plannedmaintenance¦¦
24-0091850 | Wildfire Mitigation | Planned - WSIP/System Hardening |  |  | 2024 | Tier 3 | Distribution Circuit |  |  |  | 2540122 | Sus |  | WildfireMitigation¦PlannedWSIPSystemHardening¦¦
24-0092612 | Wildfire Mitigation | Planned - WSIP/System Hardening |  |  | 2024 | Tier 2 | Transformer only |  |  |  | 2540128 | Sus |  | WildfireMitigation¦PlannedWSIPSystemHardening¦¦
24-0090869 | Company Initiated | Planned- maintenance |  |  | 2024 | Tier 2 | Transformer only |  |  |  | 2540130 | Sus |  | CompanyInitiated¦Plannedmaintenance¦¦
24-0093075 | Wildfire Mitigation | Planned - WSIP/System Hardening |  |  | 2024 | Tier 2 | Distribution Circuit |  |  |  | 2540131 | Sus |  | WildfireMitigation¦PlannedWSIPSystemHardening¦¦
24-0090867 | Company Initiated | Planned- maintenance |  |  | 2024 | Tier 2 | Transformer only |  |  |  | 2540142 | Sus |  | CompanyInitiated¦Plannedmaintenance¦¦
24-0092992 | Wildfire Mitigation | Planned - WSIP/System Hardening |  |  | 2024 | Tier 2 | Transformer only |  |  |  | 2540146 | Sus |  | WildfireMitigation¦PlannedWSIPSystemHardening¦¦
24-0093313 | Company Initiated | Planned- maintenance |  |  | 2024 | Tier 3 | Transformer only |  |  |  | 2540155 | Sus |  | CompanyInitiated¦Plannedmaintenance¦¦
24-0081488 | Company Initiated | Planned- capital |  |  | 2024 | Tier 2 | Distribution Circuit |  |  |  | 2540220 | Sus |  | CompanyInitiated¦Plannedcapital¦¦
24-0093336 | Company Initiated | Planned- maintenance |  |  | 2024 | Tier 2 | Transformer only |  |  |  | 2540176 | Sus |  | CompanyInitiated¦Plannedmaintenance¦¦
24-0093312 | Company Initiated | Planned- maintenance |  |  | 2024 | Tier 2 | Distribution Circuit |  |  |  | 2540029 | Sus |  | CompanyInitiated¦Plannedmaintenance¦¦
24-0074567 | Company Initiated | Planned- capital |  |  | 2024 | Tier 2 | Distribution Circuit |  |  |  | 2540334 | Sus |  | CompanyInitiated¦Plannedcapital¦¦
24-0092613 | Wildfire Mitigation | Planned - WSIP/System Hardening |  |  | 2024 | Tier 2 | Transformer only |  |  |  | 2540371 | Sus |  | WildfireMitigation¦PlannedWSIPSystemHardening¦¦
24-0093346 | Wildfire Mitigation | Planned - WSIP/System Hardening |  |  | 2024 | Tier 2 | Transformer only |  |  |  | 2540451 | Sus |  | WildfireMitigation¦PlannedWSIPSystemHardening¦¦
24-0093324 | Wildfire Mitigation | Planned - WSIP/System Hardening |  |  | 2024 | Tier 2 | Transformer only |  |  |  | 2540464 | Sus |  | WildfireMitigation¦PlannedWSIPSystemHardening¦¦
24-0098552 | Animal | Bird found | Cutout- fuse holder | Normal | 2024 | Tier 2 | Distribution Circuit |  |  |  | 2540679 | Sus |  | Animal¦Birdfound¦Cutoutfuseholder¦Normal
24-0098574 | Vegetation | Tree - fell into line | Conductor- Overhead | Normal | 2024 | Tier 2 | Distribution Circuit |  |  |  | 2540816 | Sus |  | Vegetation¦Treefellintoline¦ConductorOverhead¦Normal
24-0098576 | Equipment Failure/Involved | Overhead | Crossarm- Wood | Broken | 2024 | Tier 2 | Distribution Circuit |  |  |  | 2540821 | Sus |  | EquipmentFailureInvolved¦Overhead¦CrossarmWood¦Broken
24-0078970 | Company Initiated | Planned- maintenance |  |  | 2024 | Tier 3 | Distribution Circuit |  |  |  | 2540894 | Sus |  | CompanyInitiated¦Plannedmaintenance¦¦
24-0090900 | Company Initiated | Planned- maintenance |  |  | 2024 | Tier 2 | Distribution Circuit |  |  |  | 2540890 | Sus |  | CompanyInitiated¦Plannedmaintenance¦¦
24-0091276 | Company Initiated | Planned- maintenance |  |  | 2024 | Tier 2 | Distribution Circuit |  |  |  | 2540906 | Sus |  | CompanyInitiated¦Plannedmaintenance¦¦
24-0093505 | Company Initiated | Planned- maintenance |  |  | 2024 | Tier 2 | Transformer only |  |  |  | 2540929 | Sus |  | CompanyInitiated¦Plannedmaintenance¦¦
24-0093708 | Wildfire Mitigation | Planned - WSIP/System Hardening |  |  | 2024 | Tier 2 | Distribution Circuit |  |  |  | 2540926 | Sus |  | WildfireMitigation¦PlannedWSIPSystemHardening¦¦
24-0091284 | Company Initiated | Planned- maintenance |  |  | 2024 | Tier 2 | Distribution Circuit |  |  |  | 2540933 | Sus |  | CompanyInitiated¦Plannedmaintenance¦¦
24-0091265 | Company Initiated | Planned- maintenance |  |  | 2024 | Tier 3 | Distribution Circuit |  |  |  | 2540947 | Sus |  | CompanyInitiated¦Plannedmaintenance¦¦
24-0090987 | Company Initiated | Planned- maintenance |  |  | 2024 | Tier 2 | Distribution Circuit |  |  |  | 2540968 | Sus |  | CompanyInitiated¦Plannedmaintenance¦¦
24-0093497 | Company Initiated | Planned- maintenance |  |  | 2024 | Tier 2 | Transformer only |  |  |  | 2540980 | Sus |  | CompanyInitiated¦Plannedmaintenance¦¦
24-0093242 | Company Initiated | Planned- maintenance |  |  | 2024 | Tier 2 | Distribution Circuit |  |  |  | 2540971 | Sus |  | CompanyInitiated¦Plannedmaintenance¦¦
24-0093232 | Company Initiated | Planned- maintenance |  |  | 2024 | Tier 2 | Transformer only |  |  |  | 2540978 | Sus |  | CompanyInitiated¦Plannedmaintenance¦¦
24-0091070 | Company Initiated | Planned- maintenance |  |  | 2024 | Tier 2 | Transformer only |  |  |  | 2541478 | Sus |  | CompanyInitiated¦Plannedmaintenance¦¦
24-0091032 | Wildfire Mitigation | Planned - WSIP/System Hardening |  |  | 2024 | Tier 2 | Distribution Circuit |  |  |  | 2540987 | Sus |  | WildfireMitigation¦PlannedWSIPSystemHardening¦¦
24-0093176 | Company Initiated | Planned- maintenance |  |  | 2024 | Tier 2 | Distribution Circuit |  |  |  | 2541007 | Sus |  | CompanyInitiated¦Plannedmaintenance¦¦
24-0092146 | Wildfire Mitigation | Planned - WSIP/System Hardening |  |  | 2024 | Tier 2 | Transformer only |  |  |  | 2541043 | Sus |  | WildfireMitigation¦PlannedWSIPSystemHardening¦¦
24-0088122 | Company Initiated | Planned- maintenance |  |  | 2024 | Tier 3 | Transformer only |  |  |  | 2541004 | Sus |  | CompanyInitiated¦Plannedmaintenance¦¦
24-0089642 | Company Initiated | Planned- maintenance |  |  | 2024 | Tier 2 | Transformer only |  |  |  | 2541013 | Sus |  | CompanyInitiated¦Plannedmaintenance¦¦
24-0089835 | Wildfire Mitigation | Planned - WSIP/System Hardening |  |  | 2024 | Tier 3 | Transformer only |  |  |  | 2541120 | Sus |  | WildfireMitigation¦PlannedWSIPSystemHardening¦¦
24-0095662 | Company Initiated | Planned- maintenance |  |  | 2024 | Zone 1 | Transformer only |  |  |  | 2541048 | Sus |  | CompanyInitiated¦Plannedmaintenance¦¦
24-0098816 | Equipment Failure/Involved | Overhead | Fuse | Failed/Faulted | 2024 | Tier 3 | Transformer only |  |  |  | 2541104 | Sus |  | EquipmentFailureInvolved¦Overhead¦Fuse¦FailedFaulted
24-0078970 | Company Initiated | Planned- maintenance |  |  | 2024 | Tier 3 | Distribution Circuit |  |  |  | 2541140 | Sus |  | CompanyInitiated¦Plannedmaintenance¦¦
24-0092150 | Wildfire Mitigation | Planned - WSIP/System Hardening |  |  | 2024 | Tier 3 | Transformer only |  |  |  | 2541190 | Sus |  | WildfireMitigation¦PlannedWSIPSystemHardening¦¦
24-0098735 | Equipment Failure/Involved | Overhead | Pole-Wood | Broken | 2024 | Tier 3 | Distribution Circuit |  |  |  | 2541161 | Sus |  | EquipmentFailureInvolved¦Overhead¦PoleWood¦Broken
24-0093513 | Wildfire Mitigation | Planned - WSIP/System Hardening |  |  | 2024 | Tier 2 | Transformer only |  |  |  | 2541183 | Sus |  | WildfireMitigation¦PlannedWSIPSystemHardening¦¦
24-0089839 | Wildfire Mitigation | Planned - WSIP/System Hardening |  |  | 2024 | Tier 3 | Transformer only |  |  |  | 2541258 | Sus |  | WildfireMitigation¦PlannedWSIPSystemHardening¦¦
24-0093792 | Wildfire Mitigation | Planned - WSIP/System Hardening |  |  | 2024 | Tier 3 | Distribution Circuit |  |  |  | 2541227 | Sus |  | WildfireMitigation¦PlannedWSIPSystemHardening¦¦
24-0093664 | Wildfire Mitigation | Planned - WSIP/System Hardening |  |  | 2024 | Tier 2 | Transformer only |  |  |  | 2541310 | Sus |  | WildfireMitigation¦PlannedWSIPSystemHardening¦¦
24-0091287 | Wildfire Mitigation | Planned - WSIP/System Hardening |  |  | 2024 | Tier 3 | Transformer only |  |  |  | 2541329 | Sus |  | WildfireMitigation¦PlannedWSIPSystemHardening¦¦
24-0093767 | Company Initiated | Planned- maintenance |  |  | 2024 | Tier 2 | Distribution Circuit |  |  |  | 2540909 | Sus |  | CompanyInitiated¦Plannedmaintenance¦¦
24-0089846 | Wildfire Mitigation | Planned - WSIP/System Hardening |  |  | 2024 | Tier 3 | Transformer only |  |  |  | 2541391 | Sus |  | WildfireMitigation¦PlannedWSIPSystemHardening¦¦
24-0093698 | Wildfire Mitigation | Planned - WSIP/System Hardening |  |  | 2024 | Tier 2 | Distribution Circuit |  |  |  | 2541387 | Sus |  | WildfireMitigation¦PlannedWSIPSystemHardening¦¦
24-0078970 | Company Initiated | Return Circuit Normal | Circuit Breaker | Normal | 2024 | Tier 3 | Substation - Distribution |  |  |  | 2541521 | Sus |  | CompanyInitiated¦ReturnCircuitNormal¦CircuitBreaker¦Normal
24-0091484 | Company Initiated | Planned- maintenance |  |  | 2024 | Tier 2 | Distribution Circuit |  |  |  | 2541755 | Sus |  | CompanyInitiated¦Plannedmaintenance¦¦
24-0094244 | Company Initiated | Planned- maintenance |  |  | 2024 | Tier 2 | Transformer only |  |  |  | 2541769 | Sus |  | CompanyInitiated¦Plannedmaintenance¦¦
24-0091858 | Wildfire Mitigation | Planned - WSIP/System Hardening |  |  | 2024 | Tier 2 | Distribution Circuit |  |  |  | 2541757 | Sus |  | WildfireMitigation¦PlannedWSIPSystemHardening¦¦
24-0094115 | Company Initiated | Planned- maintenance |  |  | 2024 | Tier 2 | Transformer only |  |  |  | 2541771 | Sus |  | CompanyInitiated¦Plannedmaintenance¦¦
24-0091240 | Company Initiated | Planned- maintenance |  |  | 2024 | Tier 3 | Distribution Circuit |  |  |  | 2541759 | Sus |  | CompanyInitiated¦Plannedmaintenance¦¦
24-0089860 | Wildfire Mitigation | Planned - WSIP/System Hardening |  |  | 2024 | Tier 3 | Transformer only |  |  |  | 2541789 | Sus |  | WildfireMitigation¦PlannedWSIPSystemHardening¦¦
24-0094264 | Company Initiated | Planned- maintenance |  |  | 2024 | Tier 2 | Transformer only |  |  |  | 2541802 | Sus |  | CompanyInitiated¦Plannedmaintenance¦¦
24-0088582 | Company Initiated | Planned- maintenance |  |  | 2024 | Tier 2 | Distribution Circuit |  |  |  | 2541805 | Sus |  | CompanyInitiated¦Plannedmaintenance¦¦
24-0093074 | Wildfire Mitigation | Planned - WSIP/System Hardening |  |  | 2024 | Tier 2 | Transformer only |  |  |  | 2541807 | Sus |  | WildfireMitigation¦PlannedWSIPSystemHardening¦¦
24-0091495 | Company Initiated | Planned- maintenance |  |  | 2024 | Tier 2 | Distribution Circuit |  |  |  | 2541821 | Sus |  | CompanyInitiated¦Plannedmaintenance¦¦
24-0093002 | Wildfire Mitigation | Planned - WSIP/System Hardening |  |  | 2024 | Tier 2 | Distribution Circuit |  |  |  | 2541818 | Sus |  | WildfireMitigation¦PlannedWSIPSystemHardening¦¦
24-0094250 | Company Initiated | Planned- maintenance |  |  | 2024 | Tier 3 | Transformer only |  |  |  | 2541984 | Sus |  | CompanyInitiated¦Plannedmaintenance¦¦
24-0093890 | Company Initiated | Planned- maintenance |  |  | 2024 | Tier 2 | Distribution Circuit |  |  |  | 2541777 | Sus |  | CompanyInitiated¦Plannedmaintenance¦¦
24-0094316 | Wildfire Mitigation | Planned - WSIP/System Hardening |  |  | 2024 | Tier 2 | Transformer only |  |  |  | 2541833 | Sus |  | WildfireMitigation¦PlannedWSIPSystemHardening¦¦
24-0098791 | Company Initiated | Planned- maintenance |  |  | 2024 | Tier 3 | Transformer only |  |  |  | 2541831 | Sus |  | CompanyInitiated¦Plannedmaintenance¦¦
24-0092166 | Company Initiated | Planned- maintenance |  |  | 2024 | Tier 2 | Transformer only |  |  |  | 2541836 | Sus |  | CompanyInitiated¦Plannedmaintenance¦¦
24-0091024 | Company Initiated | Planned- maintenance |  |  | 2024 | Tier 2 | Transformer only |  |  |  | 2541848 | Sus |  | CompanyInitiated¦Plannedmaintenance¦¦
24-0091294 | Company Initiated | Planned- maintenance |  |  | 2024 | Tier 3 | Distribution Circuit |  |  |  | 2541843 | Sus |  | CompanyInitiated¦Plannedmaintenance¦¦
24-0078732 | Company Initiated | Planned- capital |  |  | 2024 | Tier 3 | Distribution Circuit |  |  |  | 2542031 | Sus |  | CompanyInitiated¦Plannedcapital¦¦
24-0089851 | Wildfire Mitigation | Planned - WSIP/System Hardening |  |  | 2024 | Tier 3 | Transformer only |  |  |  | 2542066 | Sus |  | WildfireMitigation¦PlannedWSIPSystemHardening¦¦
24-0094285 | Company Initiated | Planned- maintenance |  |  | 2024 | Tier 2 | Transformer only |  |  |  | 2542175 | Sus |  | CompanyInitiated¦Plannedmaintenance¦¦
24-0099500 | Equipment Failure/Involved | Overhead | Cutout- fuse holder | Normal | 2024 | Tier 3 | Distribution Circuit |  |  |  | 2542366 | Sus |  | EquipmentFailureInvolved¦Overhead¦Cutoutfuseholder¦Normal
24-0099555 | Animal | Squirrel | Pothead(Riser Termination) | Normal | 2024 | Tier 2 | Distribution Circuit |  |  |  | 2542715 | Sus |  | Animal¦Squirrel¦Pothead(RiserTermination)¦Normal
24-0093511 | Company Initiated | Planned- maintenance |  |  | 2024 | Tier 2 | Distribution Circuit |  |  |  | 2542722 | Sus |  | CompanyInitiated¦Plannedmaintenance¦¦
24-0094380 | Company Initiated | Planned- maintenance |  |  | 2024 | Tier 2 | Distribution Circuit |  |  |  | 2542763 | Sus |  | CompanyInitiated¦Plannedmaintenance¦¦
24-0092098 | Company Initiated | Planned- maintenance |  |  | 2024 | Tier 3 | Distribution Circuit |  |  |  | 2542762 | Sus |  | CompanyInitiated¦Plannedmaintenance¦¦
24-0092246 | Wildfire Mitigation | Planned - WSIP/System Hardening |  |  | 2024 | Tier 2 | Transformer only |  |  |  | 2542768 | Sus |  | WildfireMitigation¦PlannedWSIPSystemHardening¦¦
24-0094348 | Company Initiated | Planned- maintenance |  |  | 2024 | Tier 2 | Distribution Circuit |  |  |  | 2542766 | Sus |  | CompanyInitiated¦Plannedmaintenance¦¦
24-0091954 | Company Initiated | Planned- maintenance |  |  | 2024 | Tier 2 | Distribution Circuit |  |  |  | 2542772 | Sus |  | CompanyInitiated¦Plannedmaintenance¦¦
24-0094716 | Wildfire Mitigation | Planned - WSIP/System Hardening |  |  | 2024 | Tier 2 | Transformer only |  |  |  | 2542783 | Sus |  | WildfireMitigation¦PlannedWSIPSystemHardening¦¦
24-0094701 | Company Initiated | Planned- maintenance |  |  | 2024 | Tier 2 | Distribution Circuit |  |  |  | 2542785 | Sus |  | CompanyInitiated¦Plannedmaintenance¦¦
24-0094394 | Company Initiated | Planned- maintenance |  |  | 2024 | Tier 3 | Distribution Circuit |  |  |  | 2542725 | Sus |  | CompanyInitiated¦Plannedmaintenance¦¦
24-0089868 | Wildfire Mitigation | Planned - WSIP/System Hardening |  |  | 2024 | Tier 2 | Distribution Circuit |  |  |  | 2542786 | Sus |  | WildfireMitigation¦PlannedWSIPSystemHardening¦¦
24-0089866 | Company Initiated | Planned- maintenance |  |  | 2024 | Tier 3 | Transformer only |  |  |  | 2542790 | Sus |  | CompanyInitiated¦Plannedmaintenance¦¦
24-0099675 | Company Initiated | Personnel- company | Transformer (OH) | Deteriorated | 2024 | Tier 2 | Transformer only |  |  |  | 2542833 | Sus |  | CompanyInitiated¦Personnelcompany¦Transformer(OH)¦Deteriorated
24-0099618 | Animal | Bird found | Pothead(Riser Termination) | Burned/flashed | 2024 | Tier 3 | Distribution Circuit |  |  |  | 2542855 | Sus |  | Animal¦Birdfound¦Pothead(RiserTermination)¦Burnedflashed
24-0094709 | Wildfire Mitigation | Planned - WSIP/System Hardening |  |  | 2024 | Tier 2 | Transformer only |  |  |  | 2542950 | Sus |  | WildfireMitigation¦PlannedWSIPSystemHardening¦¦
24-0094356 | Wildfire Mitigation | Planned - WSIP/System Hardening |  |  | 2024 | Tier 2 | Transformer only |  |  |  | 2543042 | Sus |  | WildfireMitigation¦PlannedWSIPSystemHardening¦¦
24-0089864 | Wildfire Mitigation | Planned - WSIP/System Hardening |  |  | 2024 | Tier 2 | Transformer only |  |  |  | 2543049 | Sus |  | WildfireMitigation¦PlannedWSIPSystemHardening¦¦
24-0099843 | Equipment Failure/Involved | Overhead | Pole-Wood | Broken | 2024 | Tier 2 | Distribution Circuit |  |  |  | 2543300 | Sus |  | EquipmentFailureInvolved¦Overhead¦PoleWood¦Broken
24-0099844 | Equipment Failure/Involved | Overhead | Transformer (OH) | Broken | 2024 | Tier 2 | Distribution Circuit |  |  |  | 2543305 | Sus |  | EquipmentFailureInvolved¦Overhead¦Transformer(OH)¦Broken
24-0099866 | Unknown Cause | Patrol - found nothing |  |  | 2024 | Tier 2 | Distribution Circuit |  |  |  | 2543402 | Sus |  | UnknownCause¦Patrolfoundnothing¦¦
24-0081493 | Company Initiated | Planned- capital |  |  | 2024 | Tier 3 | Distribution Circuit |  |  |  | 2543482 | Sus |  | CompanyInitiated¦Plannedcapital¦¦
24-0099906 | Equipment Failure/Involved | Overhead | Conductor- Overhead | Deteriorated | 2024 | Tier 3 | Distribution Circuit |  |  |  | 2543474 | Sus |  | EquipmentFailureInvolved¦Overhead¦ConductorOverhead¦Deteriorated
24-0094736 | Company Initiated | Planned- maintenance |  |  | 2024 | Tier 2 | Distribution Circuit |  |  |  | 2543445 | Sus |  | CompanyInitiated¦Plannedmaintenance¦¦
24-0089876 | Wildfire Mitigation | Planned - WSIP/System Hardening |  |  | 2024 | Tier 2 | Transformer only |  |  |  | 2543468 | Sus |  | WildfireMitigation¦PlannedWSIPSystemHardening¦¦
24-0099928 | Animal | Squirrel | Transformer (OH) | Burned/flashed | 2024 | Tier 2 | Transformer only |  |  |  | 2543461 | Sus |  | Animal¦Squirrel¦Transformer(OH)¦Burnedflashed
24-0094220 | Wildfire Mitigation | Planned - WSIP/System Hardening |  |  | 2024 | Tier 2 | Distribution Circuit |  |  |  | 2543502 | Sus |  | WildfireMitigation¦PlannedWSIPSystemHardening¦¦
24-0094756 | Company Initiated | Planned- maintenance |  |  | 2024 | Tier 2 | Distribution Circuit |  |  |  | 2543522 | Sus |  | CompanyInitiated¦Plannedmaintenance¦¦
24-0093061 | Company Initiated | Planned- maintenance |  |  | 2024 | Tier 3 | Distribution Circuit |  |  |  | 2543495 | Sus |  | CompanyInitiated¦Plannedmaintenance¦¦
24-0093163 | Company Initiated | Planned- maintenance |  |  | 2024 | Tier 2 | Distribution Circuit |  |  |  | 2543528 | Sus |  | CompanyInitiated¦Plannedmaintenance¦¦
24-0093095 | Company Initiated | Planned- maintenance |  |  | 2024 | Tier 2 | Transformer only |  |  |  | 2543532 | Sus |  | CompanyInitiated¦Plannedmaintenance¦¦
24-0093142 | Company Initiated | Planned- maintenance |  |  | 2024 | Tier 2 | Distribution Circuit |  |  |  | 2543512 | Sus |  | CompanyInitiated¦Plannedmaintenance¦¦
24-0093133 | Wildfire Mitigation | Planned - WSIP/System Hardening |  |  | 2024 | Tier 2 | Distribution Circuit |  |  |  | 2543536 | Sus |  | WildfireMitigation¦PlannedWSIPSystemHardening¦¦
24-0084059 | Company Initiated | Planned- capital |  |  | 2024 | Tier 2 | Distribution Circuit |  |  |  | 2543533 | Sus |  | CompanyInitiated¦Plannedcapital¦¦
24-0092286 | Company Initiated | Planned- maintenance |  |  | 2024 | Tier 2 | Transformer only |  |  |  | 2543769 | Sus |  | CompanyInitiated¦Plannedmaintenance¦¦
24-0094769 | Company Initiated | Planned- maintenance |  |  | 2024 | Tier 2 | Distribution Circuit |  |  |  | 2543543 | Sus |  | CompanyInitiated¦Plannedmaintenance¦¦
24-0025239 | Company Initiated | Planned- capital |  |  | 2024 | Tier 3 | Distribution Circuit |  |  |  | 2543573 | Sus |  | CompanyInitiated¦Plannedcapital¦¦
24-0089875 | Wildfire Mitigation | Planned - WSIP/System Hardening |  |  | 2024 | Tier 3 | Transformer only |  |  |  | 2543713 | Sus |  | WildfireMitigation¦PlannedWSIPSystemHardening¦¦
24-0093172 | Wildfire Mitigation | Planned - WSIP/System Hardening |  |  | 2024 | Tier 2 | Transformer only |  |  |  | 2543728 | Sus |  | WildfireMitigation¦PlannedWSIPSystemHardening¦¦
24-0093078 | Wildfire Mitigation | Planned - WSIP/System Hardening |  |  | 2024 | Tier 2 | Transformer only |  |  |  | 2543735 | Sus |  | WildfireMitigation¦PlannedWSIPSystemHardening¦¦
24-0094763 | Company Initiated | Planned- maintenance |  |  | 2024 | Tier 2 | Transformer only |  |  |  | 2543789 | Sus |  | CompanyInitiated¦Plannedmaintenance¦¦
24-0093197 | Wildfire Mitigation | Planned - WSIP/System Hardening |  |  | 2024 | Tier 2 | Distribution Circuit |  |  |  | 2543785 | Sus |  | WildfireMitigation¦PlannedWSIPSystemHardening¦¦
24-0093192 | Wildfire Mitigation | Planned - WSIP/System Hardening |  |  | 2024 | Tier 2 | Transformer only |  |  |  | 2543815 | Sus |  | WildfireMitigation¦PlannedWSIPSystemHardening¦¦
24-0093156 | Wildfire Mitigation | Planned - WSIP/System Hardening |  |  | 2024 | Tier 3 | Distribution Circuit |  |  |  | 2543802 | Sus |  | WildfireMitigation¦PlannedWSIPSystemHardening¦¦
24-0093153 | Wildfire Mitigation | Planned - WSIP/System Hardening |  |  | 2024 | Tier 3 | Transformer only |  |  |  | 2543803 | Sus |  | WildfireMitigation¦PlannedWSIPSystemHardening¦¦
24-0089880 | Wildfire Mitigation | Planned - WSIP/System Hardening |  |  | 2024 | Tier 3 | Transformer only |  |  |  | 2543807 | Sus |  | WildfireMitigation¦PlannedWSIPSystemHardening¦¦
24-0100141 | Unknown Cause | Patrol - found nothing |  |  | 2024 | Tier 2 | Distribution Circuit |  |  |  | 2543892 | Sus |  | UnknownCause¦Patrolfoundnothing¦¦
24-0100245 | Equipment Failure/Involved | Overhead | Transformer (OH) | Failed/Faulted | 2024 | Tier 2 | Transformer only |  |  |  | 2544166 | Sus |  | EquipmentFailureInvolved¦Overhead¦Transformer(OH)¦FailedFaulted
24-0094816 | Company Initiated | Planned- maintenance |  |  | 2024 | Tier 2 | Transformer only |  |  |  | 2544195 | Sus |  | CompanyInitiated¦Plannedmaintenance¦¦
24-0093185 | Company Initiated | Planned- maintenance |  |  | 2024 | Tier 2 | Distribution Circuit |  |  |  | 2544174 | Sus |  | CompanyInitiated¦Plannedmaintenance¦¦
24-0093493 | Company Initiated | Planned- maintenance |  |  | 2024 | Tier 2 | Transformer only |  |  |  | 2544200 | Sus |  | CompanyInitiated¦Plannedmaintenance¦¦
24-0095748 | Company Initiated | Planned- maintenance |  |  | 2024 | Tier 2 | Transformer only |  |  |  | 2544199 | Sus |  | CompanyInitiated¦Plannedmaintenance¦¦
24-0093340 | Company Initiated | Planned- maintenance |  |  | 2024 | Tier 2 | Distribution Circuit |  |  |  | 2544203 | Sus |  | CompanyInitiated¦Plannedmaintenance¦¦
24-0096033 | Company Initiated | Planned- maintenance |  |  | 2024 | Tier 2 | Transformer only |  |  |  | 2544205 | Sus |  | CompanyInitiated¦Plannedmaintenance¦¦
24-0093355 | Company Initiated | Planned- maintenance |  |  | 2024 | Tier 2 | Distribution Circuit |  |  |  | 2544206 | Sus |  | CompanyInitiated¦Plannedmaintenance¦¦
24-0093321 | Company Initiated | Planned- maintenance |  |  | 2024 | Tier 3 | Distribution Circuit |  |  |  | 2544207 | Sus |  | CompanyInitiated¦Plannedmaintenance¦¦
24-0093299 | Wildfire Mitigation | Planned - WSIP/System Hardening |  |  | 2024 | Tier 2 | Distribution Circuit |  |  |  | 2544209 | Sus |  | WildfireMitigation¦PlannedWSIPSystemHardening¦¦
24-0100241 | Unknown Cause | Patrol - found nothing |  |  | 2024 | Tier 3 | Distribution Circuit |  |  |  | 2544237 | Sus |  | UnknownCause¦Patrolfoundnothing¦¦
24-0093912 | Wildfire Mitigation | Planned - WSIP/System Hardening |  |  | 2024 | Tier 2 | Transformer only |  |  |  | 2544264 | Sus |  | WildfireMitigation¦PlannedWSIPSystemHardening¦¦
24-0093489 | Wildfire Mitigation | Planned - WSIP/System Hardening |  |  | 2024 | Tier 2 | Distribution Circuit |  |  |  | 2544299 | Sus |  | WildfireMitigation¦PlannedWSIPSystemHardening¦¦
24-0093359 | Wildfire Mitigation | Planned - WSIP/System Hardening |  |  | 2024 | Tier 2 | Transformer only |  |  |  | 2544363 | Sus |  | WildfireMitigation¦PlannedWSIPSystemHardening¦¦
24-0093351 | Wildfire Mitigation | Planned - WSIP/System Hardening |  |  | 2024 | Tier 2 | Distribution Circuit |  |  |  | 2544371 | Sus |  | WildfireMitigation¦PlannedWSIPSystemHardening¦¦
24-0094801 | Wildfire Mitigation | Planned - WSIP/System Hardening |  |  | 2024 | Tier 2 | Transformer only |  |  |  | 2544381 | Sus |  | WildfireMitigation¦PlannedWSIPSystemHardening¦¦
24-0100345 | Unknown Cause | Patrol - found nothing |  |  | 2024 | Tier 2 | Distribution Circuit |  |  |  | 2544650 | Sus |  | UnknownCause¦Patrolfoundnothing¦¦
24-0100358 | Animal | Bird found | Conductor- Overhead | Together | 2024 | Tier 2 | Distribution Circuit |  |  |  | 2544706 | Sus |  | Animal¦Birdfound¦ConductorOverhead¦Together
24-0100363 | Vegetation | Tree - grew into line | Transformer (OH) | Normal | 2024 | Tier 2 | Distribution Circuit |  |  |  | 2544719 | Sus |  | Vegetation¦Treegrewintoline¦Transformer(OH)¦Normal
24-0093099 | Wildfire Mitigation | Planned - WSIP/System Hardening |  |  | 2024 | Tier 2 | Transformer only |  |  |  | 2545218 | Sus |  | WildfireMitigation¦PlannedWSIPSystemHardening¦¦
24-0094789 | Wildfire Mitigation | Planned - WSIP/System Hardening |  |  | 2024 | Tier 2 | Distribution Circuit |  |  |  | 2545117 | Sus |  | WildfireMitigation¦PlannedWSIPSystemHardening¦¦
24-0094205 | Wildfire Mitigation | Planned - WSIP/System Hardening |  |  | 2024 | Tier 2 | Transformer only |  |  |  | 2545092 | Sus |  | WildfireMitigation¦PlannedWSIPSystemHardening¦¦
24-0092857 | Wildfire Mitigation | Planned - WSIP/System Hardening |  |  | 2024 | Tier 3 | Transformer only |  |  |  | 2545099 | Sus |  | WildfireMitigation¦PlannedWSIPSystemHardening¦¦
24-0091300 | Company Initiated | Planned- maintenance |  |  | 2024 | Tier 2 | Transformer only |  |  |  | 2545134 | Sus |  | CompanyInitiated¦Plannedmaintenance¦¦
24-0095805 | Company Initiated | Planned- maintenance |  |  | 2024 | Tier 2 | Distribution Circuit |  |  |  | 2545131 | Sus |  | CompanyInitiated¦Plannedmaintenance¦¦
24-0096420 | Company Initiated | Planned- maintenance |  |  | 2024 | Tier 2 | Transformer only |  |  |  | 2545163 | Sus |  | CompanyInitiated¦Plannedmaintenance¦¦
24-0093667 | Company Initiated | Planned- maintenance |  |  | 2024 | Tier 2 | Distribution Circuit |  |  |  | 2545167 | Sus |  | CompanyInitiated¦Plannedmaintenance¦¦
24-0095768 | Company Initiated | Planned- maintenance |  |  | 2024 | Tier 3 | Distribution Circuit |  |  |  | 2545161 | Sus |  | CompanyInitiated¦Plannedmaintenance¦¦
24-0096386 | Company Initiated | Planned- maintenance |  |  | 2024 | Tier 2 | Transformer only |  |  |  | 2545181 | Sus |  | CompanyInitiated¦Plannedmaintenance¦¦
24-0100498 | Unknown Cause | Patrol - found nothing |  |  | 2024 | Tier 2 | Distribution Circuit |  |  |  | 2545200 | Sus |  | UnknownCause¦Patrolfoundnothing¦¦
24-0095757 | Wildfire Mitigation | Planned - WSIP/System Hardening |  |  | 2024 | Tier 2 | Distribution Circuit |  |  |  | 2545213 | Sus |  | WildfireMitigation¦PlannedWSIPSystemHardening¦¦
24-0093275 | Company Initiated | Planned- capital |  |  | 2024 | Tier 2 | Distribution Circuit |  |  |  | 2545271 | Sus |  | CompanyInitiated¦Plannedcapital¦¦
24-0094190 | Wildfire Mitigation | Planned - WSIP/System Hardening |  |  | 2024 | Tier 3 | Distribution Circuit |  |  |  | 2545382 | Sus |  | WildfireMitigation¦PlannedWSIPSystemHardening¦¦
24-0092874 | Wildfire Mitigation | Planned - WSIP/System Hardening |  |  | 2024 | Tier 3 | Transformer only |  |  |  | 2545373 | Sus |  | WildfireMitigation¦PlannedWSIPSystemHardening¦¦
24-0100557 | Equipment Failure/Involved | Overhead | Other | Deteriorated | 2024 | Tier 3 | Distribution Circuit |  |  |  | 2545421 | Sus |  | EquipmentFailureInvolved¦Overhead¦Other¦Deteriorated
24-0092873 | Wildfire Mitigation | Planned - WSIP/System Hardening |  |  | 2024 | Tier 3 | Transformer only |  |  |  | 2545574 | Sus |  | WildfireMitigation¦PlannedWSIPSystemHardening¦¦
24-0093269 | Wildfire Mitigation | Planned - WSIP/System Hardening |  |  | 2024 | Tier 3 | Transformer only |  |  |  | 2545534 | Sus |  | WildfireMitigation¦PlannedWSIPSystemHardening¦¦
24-0100574 | Equipment Failure/Involved | Overhead | Pole-Wood | Broken | 2024 | Tier 2 | Distribution Circuit |  |  |  | 2545530 | Sus |  | EquipmentFailureInvolved¦Overhead¦PoleWood¦Broken
24-0100671 | Unknown Cause | Patrol - found nothing |  |  | 2024 | Tier 2 | Distribution Circuit |  |  |  | 2545635 | Sus |  | UnknownCause¦Patrolfoundnothing¦¦
24-0100733 | Equipment Failure/Involved | Overhead | Crossarm- Wood | Broken | 2024 | Tier 3 | Distribution Circuit |  |  |  | 2545743 | Sus |  | EquipmentFailureInvolved¦Overhead¦CrossarmWood¦Broken
24-0100804 | Company Initiated | Personnel- company | Conductor- Overhead | Normal | 2024 | Tier 3 | Transformer only |  |  |  | 2545774 | Sus |  | CompanyInitiated¦Personnelcompany¦ConductorOverhead¦Normal
24-0094810 | Wildfire Mitigation | Planned - WSIP/System Hardening |  |  | 2024 | Tier 2 | Distribution Circuit |  |  |  | 2546084 | Sus |  | WildfireMitigation¦PlannedWSIPSystemHardening¦¦
24-0097063 | Company Initiated | Planned- maintenance |  |  | 2024 | Tier 3 | Distribution Circuit |  |  |  | 2546122 | Sus |  | CompanyInitiated¦Plannedmaintenance¦¦
24-0095100 | Wildfire Mitigation | Planned - WSIP/System Hardening |  |  | 2024 | Tier 2 | Distribution Circuit |  |  |  | 2546111 | Sus |  | WildfireMitigation¦PlannedWSIPSystemHardening¦¦
24-0096030 | Company Initiated | Planned- maintenance |  |  | 2024 | Tier 2 | Distribution Circuit |  |  |  | 2546114 | Sus |  | CompanyInitiated¦Plannedmaintenance¦¦
24-0092877 | Wildfire Mitigation | Planned - WSIP/System Hardening |  |  | 2024 | Tier 2 | Transformer only |  |  |  | 2546261 | Sus |  | WildfireMitigation¦PlannedWSIPSystemHardening¦¦
24-0096259 | Company Initiated | Planned- maintenance |  |  | 2024 | Tier 2 | Distribution Circuit |  |  |  | 2546148 | Sus |  | CompanyInitiated¦Plannedmaintenance¦¦
24-0096401 | Company Initiated | Planned- maintenance |  |  | 2024 | Tier 2 | Distribution Circuit |  |  |  | 2546176 | Sus |  | CompanyInitiated¦Plannedmaintenance¦¦
24-0096760 | Company Initiated | Planned- maintenance |  |  | 2024 | Tier 2 | Distribution Circuit |  |  |  | 2546209 | Sus |  | CompanyInitiated¦Plannedmaintenance¦¦
24-0097734 | Wildfire Mitigation | Planned - WSIP/System Hardening |  |  | 2024 | Tier 3 | Transformer only |  |  |  | 2546206 | Sus |  | WildfireMitigation¦PlannedWSIPSystemHardening¦¦
24-0094554 | Company Initiated | Planned- maintenance |  |  | 2024 | Tier 2 | Distribution Circuit |  |  |  | 2546188 | Sus |  | CompanyInitiated¦Plannedmaintenance¦¦
24-0094602 | Company Initiated | Planned- maintenance |  |  | 2024 | Tier 3 | Distribution Circuit |  |  |  | 2546179 | Sus |  | CompanyInitiated¦Plannedmaintenance¦¦
24-0085247 | Wildfire Mitigation | Planned - WSIP/System Hardening |  |  | 2024 | Tier 2 | Distribution Circuit |  |  |  | 2546184 | Sus |  | WildfireMitigation¦PlannedWSIPSystemHardening¦¦
24-0094580 | Company Initiated | Planned- maintenance |  |  | 2024 | Tier 3 | Distribution Circuit |  |  |  | 2546196 | Sus |  | CompanyInitiated¦Plannedmaintenance¦¦
24-0096240 | Company Initiated | Planned- maintenance |  |  | 2024 | Tier 2 | Transformer only |  |  |  | 2546453 | Sus |  | CompanyInitiated¦Plannedmaintenance¦¦
24-0094626 | Company Initiated | Planned- maintenance |  |  | 2024 | Tier 3 | Distribution Circuit |  |  |  | 2546068 | Sus |  | CompanyInitiated¦Plannedmaintenance¦¦
24-0090933 | Company Initiated | Planned- capital |  |  | 2024 | Tier 3 | Distribution Circuit |  |  |  | 2546220 | Sus |  | CompanyInitiated¦Plannedcapital¦¦
24-0096195 | Company Initiated | Planned- maintenance |  |  | 2024 | Tier 2 | Distribution Circuit |  |  |  | 2546232 | Sus |  | CompanyInitiated¦Plannedmaintenance¦¦
24-0092879 | Wildfire Mitigation | Planned - WSIP/System Hardening |  |  | 2024 | Tier 2 | Distribution Circuit |  |  |  | 2546311 | Sus |  | WildfireMitigation¦PlannedWSIPSystemHardening¦¦
24-0092887 | Wildfire Mitigation | Planned - WSIP/System Hardening |  |  | 2024 | Tier 2 | Transformer only |  |  |  | 2546321 | Sus |  | WildfireMitigation¦PlannedWSIPSystemHardening¦¦
24-0094640 | Company Initiated | Planned- maintenance |  |  | 2024 | Tier 2 | Distribution Circuit |  |  |  | 2546319 | Sus |  | CompanyInitiated¦Plannedmaintenance¦¦
24-0092880 | Wildfire Mitigation | Planned - WSIP/System Hardening |  |  | 2024 | Tier 2 | Transformer only |  |  |  | 2546439 | Sus |  | WildfireMitigation¦PlannedWSIPSystemHardening¦¦
24-0100923 | Equipment Failure/Involved | Overhead | Transformer (OH) | Failed/Faulted | 2024 | Tier 3 | Distribution Circuit |  |  |  | 2546253 | Sus |  | EquipmentFailureInvolved¦Overhead¦Transformer(OH)¦FailedFaulted
24-0096207 | Wildfire Mitigation | Planned - WSIP/System Hardening |  |  | 2024 | Tier 3 | Distribution Circuit |  |  |  | 2546456 | Sus |  | WildfireMitigation¦PlannedWSIPSystemHardening¦¦
24-0093278 | Wildfire Mitigation | Planned - WSIP/System Hardening |  |  | 2024 | Tier 3 | Transformer only |  |  |  | 2546536 | Sus |  | WildfireMitigation¦PlannedWSIPSystemHardening¦¦
24-0096218 | Company Initiated | Planned- maintenance |  |  | 2024 | Tier 2 | Distribution Circuit |  |  |  | 2546537 | Sus |  | CompanyInitiated¦Plannedmaintenance¦¦
24-0094607 | Wildfire Mitigation | Planned - WSIP/System Hardening |  |  | 2024 | Tier 3 | Distribution Circuit |  |  |  | 2546595 | Sus |  | WildfireMitigation¦PlannedWSIPSystemHardening¦¦
24-0101151 | Equipment Failure/Involved | Overhead | Pole-Wood | Broken | 2024 | Tier 2 | Distribution Circuit |  |  |  | 2546793 | Sus |  | EquipmentFailureInvolved¦Overhead¦PoleWood¦Broken
24-0092400 | Wildfire Mitigation | Planned - WSIP/System Hardening |  |  | 2024 | Tier 2 | Distribution Circuit |  |  |  | 2546938 | Sus |  | WildfireMitigation¦PlannedWSIPSystemHardening¦¦
24-0091332 | Company Initiated | Planned- maintenance |  |  | 2024 | Tier 3 | Distribution Circuit |  |  |  | 2546953 | Sus |  | CompanyInitiated¦Plannedmaintenance¦¦
24-0094711 | Company Initiated | Planned- maintenance |  |  | 2024 | Tier 2 | Distribution Circuit |  |  |  | 2546914 | Sus |  | CompanyInitiated¦Plannedmaintenance¦¦
24-0096604 | Company Initiated | Planned- maintenance |  |  | 2024 | Tier 2 | Distribution Circuit |  |  |  | 2546989 | Sus |  | CompanyInitiated¦Plannedmaintenance¦¦
24-0081931 | Company Initiated | Planned- capital |  |  | 2024 | Tier 2 | Distribution Circuit |  |  |  | 2547005 | Sus |  | CompanyInitiated¦Plannedcapital¦¦
24-0094755 | Wildfire Mitigation | Planned - WSIP/System Hardening |  |  | 2024 | Tier 2 | Distribution Circuit |  |  |  | 2546994 | Sus |  | WildfireMitigation¦PlannedWSIPSystemHardening¦¦
24-0098373 | Wildfire Mitigation | Planned - WSIP/System Hardening |  |  | 2024 | Tier 2 | Distribution Circuit |  |  |  | 2547028 | Sus |  | WildfireMitigation¦PlannedWSIPSystemHardening¦¦
24-0098314 | Wildfire Mitigation | Planned - WSIP/System Hardening |  |  | 2024 | Tier 2 | Distribution Circuit |  |  |  | 2547032 | Sus |  | WildfireMitigation¦PlannedWSIPSystemHardening¦¦
24-0094196 | Company Initiated | Planned- maintenance |  |  | 2024 | Tier 2 | Distribution Circuit |  |  |  | 2547037 | Sus |  | CompanyInitiated¦Plannedmaintenance¦¦
24-0094696 | Company Initiated | Planned- maintenance |  |  | 2024 | Tier 2 | Distribution Circuit |  |  |  | 2547049 | Sus |  | CompanyInitiated¦Plannedmaintenance¦¦
24-0092295 | Company Initiated | Planned- maintenance |  |  | 2024 | Tier 2 | Transformer only |  |  |  | 2547050 | Sus |  | CompanyInitiated¦Plannedmaintenance¦¦
24-0096770 | Company Initiated | Planned- maintenance |  |  | 2024 | Tier 2 | Distribution Circuit |  |  |  | 2547043 | Sus |  | CompanyInitiated¦Plannedmaintenance¦¦
24-0093282 | Wildfire Mitigation | Planned - WSIP/System Hardening |  |  | 2024 | Tier 2 | Transformer only |  |  |  | 2547068 | Sus |  | WildfireMitigation¦PlannedWSIPSystemHardening¦¦
24-0093777 | Company Initiated | Planned- capital |  |  | 2024 | Tier 2 | Distribution Circuit |  |  |  | 2547075 | Sus |  | CompanyInitiated¦Plannedcapital¦¦
24-0086459 | Company Initiated | Planned- capital |  |  | 2024 | Tier 2 | Distribution Circuit |  |  |  | 2547135 | Sus |  | CompanyInitiated¦Plannedcapital¦¦
24-0093289 | Wildfire Mitigation | Planned - WSIP/System Hardening |  |  | 2024 | Tier 2 | Transformer only |  |  |  | 2547187 | Sus |  | WildfireMitigation¦PlannedWSIPSystemHardening¦¦
24-0086459 | Company Initiated | Planned- capital |  |  | 2024 | Tier 2 | Distribution Circuit |  |  |  | 2547210 | Sus |  | CompanyInitiated¦Plannedcapital¦¦
24-0094683 | Wildfire Mitigation | Planned - WSIP/System Hardening |  |  | 2024 | Tier 2 | Transformer only |  |  |  | 2547218 | Sus |  | WildfireMitigation¦PlannedWSIPSystemHardening¦¦
24-0101524 | Equipment Failure/Involved | Overhead | Insulator | Broken | 2024 | Tier 2 | Distribution Circuit |  |  |  | 2547376 | Sus |  | EquipmentFailureInvolved¦Overhead¦Insulator¦Broken
24-0096620 | Company Initiated | Planned- maintenance |  |  | 2024 | Tier 2 | Transformer only |  |  |  | 2547392 | Sus |  | CompanyInitiated¦Plannedmaintenance¦¦
24-0096617 | Company Initiated | Planned- maintenance |  |  | 2024 | Tier 2 | Distribution Circuit |  |  |  | 2547400 | Sus |  | CompanyInitiated¦Plannedmaintenance¦¦
24-0101458 | Equipment Failure/Involved | Overhead | Pole-Wood | Broken | 2024 | Tier 2 | Distribution Circuit |  |  |  | 2547813 | Sus |  | EquipmentFailureInvolved¦Overhead¦PoleWood¦Broken
24-0097249 | Company Initiated | Planned- maintenance |  |  | 2024 | Tier 2 | Transformer only |  |  |  | 2548129 | Sus |  | CompanyInitiated¦Plannedmaintenance¦¦
24-0097495 | Wildfire Mitigation | Planned - WSIP/System Hardening |  |  | 2024 | Tier 2 | Distribution Circuit |  |  |  | 2547840 | Sus |  | WildfireMitigation¦PlannedWSIPSystemHardening¦¦
24-0099953 | Company Initiated | Planned- maintenance |  |  | 2024 | Tier 2 | Transformer only |  |  |  | 2548157 | Sus |  | CompanyInitiated¦Plannedmaintenance¦¦
24-0097303 | Company Initiated | Planned- maintenance |  |  | 2024 | Tier 2 | Distribution Circuit |  |  |  | 2547854 | Sus |  | CompanyInitiated¦Plannedmaintenance¦¦
24-0096220 | Wildfire Mitigation | Planned - WSIP/System Hardening |  |  | 2024 | Tier 3 | Distribution Circuit |  |  |  | 2547849 | Sus |  | WildfireMitigation¦PlannedWSIPSystemHardening¦¦
24-0097523 | Wildfire Mitigation | Planned - WSIP/System Hardening |  |  | 2024 | Tier 2 | Transformer only |  |  |  | 2547941 | Sus |  | WildfireMitigation¦PlannedWSIPSystemHardening¦¦
24-0094817 | Wildfire Mitigation | Planned - WSIP/System Hardening |  |  | 2024 | Tier 3 | Distribution Circuit |  |  |  | 2547861 | Sus |  | WildfireMitigation¦PlannedWSIPSystemHardening¦¦
24-0097098 | Company Initiated | Planned- maintenance |  |  | 2024 | Tier 2 | Transformer only |  |  |  | 2547873 | Sus |  | CompanyInitiated¦Plannedmaintenance¦¦
24-0097299 | Company Initiated | Planned- maintenance |  |  | 2024 | Tier 2 | Distribution Circuit |  |  |  | 2547875 | Sus |  | CompanyInitiated¦Plannedmaintenance¦¦
24-0098497 | Wildfire Mitigation | Planned - WSIP/System Hardening |  |  | 2024 | Tier 2 | Distribution Circuit |  |  |  | 2547872 | Sus |  | WildfireMitigation¦PlannedWSIPSystemHardening¦¦
24-0099060 | Wildfire Mitigation | Planned - WSIP/System Hardening |  |  | 2024 | Tier 2 | Distribution Circuit |  |  |  | 2547881 | Sus |  | WildfireMitigation¦PlannedWSIPSystemHardening¦¦
24-0093317 | Wildfire Mitigation | Planned - WSIP/System Hardening |  |  | 2024 | Tier 2 | Transformer only |  |  |  | 2547907 | Sus |  | WildfireMitigation¦PlannedWSIPSystemHardening¦¦
24-0092300 | Company Initiated | Planned- maintenance |  |  | 2024 | Tier 2 | Transformer only |  |  |  | 2547906 | Sus |  | CompanyInitiated¦Plannedmaintenance¦¦
24-0096810 | Company Initiated | Planned- maintenance |  |  | 2024 | Tier 2 | Distribution Circuit |  |  |  | 2547882 | Sus |  | CompanyInitiated¦Plannedmaintenance¦¦
24-0094802 | Company Initiated | Planned- maintenance |  |  | 2024 | Tier 2 | Distribution Circuit |  |  |  | 2547915 | Sus |  | CompanyInitiated¦Plannedmaintenance¦¦
24-0095660 | Company Initiated | Planned- maintenance |  |  | 2024 | Tier 2 | Distribution Circuit |  |  |  | 2547903 | Sus |  | CompanyInitiated¦Plannedmaintenance¦¦
24-0095657 | Company Initiated | Planned- maintenance |  |  | 2024 | Tier 2 | Transformer only |  |  |  | 2547919 | Sus |  | CompanyInitiated¦Plannedmaintenance¦¦
24-0097239 | Company Initiated | Planned- maintenance |  |  | 2024 | Tier 2 | Distribution Circuit |  |  |  | 2547949 | Sus |  | CompanyInitiated¦Plannedmaintenance¦¦
24-0097077 | Company Initiated | Planned- maintenance |  |  | 2024 | Tier 2 | Transformer only |  |  |  | 2548263 | Sus |  | CompanyInitiated¦Plannedmaintenance¦¦
24-0097104 | Company Initiated | Planned- maintenance |  |  | 2024 | Tier 2 | Distribution Circuit |  |  |  | 2547927 | Sus |  | CompanyInitiated¦Plannedmaintenance¦¦
24-0094767 | Wildfire Mitigation | Planned - WSIP/System Hardening |  |  | 2024 | Tier 3 | Transformer only |  |  |  | 2547926 | Sus |  | WildfireMitigation¦PlannedWSIPSystemHardening¦¦
24-0092883 | Company Initiated | Planned- maintenance |  |  | 2024 | Tier 2 | Transformer only |  |  |  | 2547982 | Sus |  | CompanyInitiated¦Plannedmaintenance¦¦
24-0094792 | Company Initiated | Planned- maintenance |  |  | 2024 | Tier 3 | Transformer only |  |  |  | 2547992 | Sus |  | CompanyInitiated¦Plannedmaintenance¦¦
24-0093322 | Wildfire Mitigation | Planned - WSIP/System Hardening |  |  | 2024 | Tier 2 | Transformer only |  |  |  | 2548058 | Sus |  | WildfireMitigation¦PlannedWSIPSystemHardening¦¦
24-0094773 | Wildfire Mitigation | Planned - WSIP/System Hardening |  |  | 2024 | Tier 3 | Transformer only |  |  |  | 2548170 | Sus |  | WildfireMitigation¦PlannedWSIPSystemHardening¦¦
24-0097091 | Company Initiated | Planned- maintenance |  |  | 2024 | Tier 2 | Distribution Circuit |  |  |  | 2548235 | Sus |  | CompanyInitiated¦Plannedmaintenance¦¦
24-0101974 | 3rd Party | Other | Conductor- Overhead | Normal | 2024 | Tier 2 | Distribution Circuit |  |  |  | 2548231 | Sus |  | 3rdParty¦Other¦ConductorOverhead¦Normal
24-0102163 | Equipment Failure/Involved | Overhead | Pole-Wood | Broken | 2024 | Tier 2 | Distribution Circuit |  |  |  | 2548597 | Sus |  | EquipmentFailureInvolved¦Overhead¦PoleWood¦Broken
24-0102198 | Unknown Cause | Patrol - found nothing |  |  | 2024 | Tier 2 | Distribution Circuit |  |  |  | 2548685 | Sus |  | UnknownCause¦Patrolfoundnothing¦¦
24-0102199 | Equipment Failure/Involved | Overhead | Conductor- Overhead | Together | 2024 | Tier 2 | Distribution Circuit |  |  |  | 2548702 | Sus |  | EquipmentFailureInvolved¦Overhead¦ConductorOverhead¦Together
24-0094251 | Wildfire Mitigation | Planned - WSIP/System Hardening |  |  | 2024 | Tier 3 | Distribution Circuit |  |  |  | 2548875 | Sus |  | WildfireMitigation¦PlannedWSIPSystemHardening¦¦
24-0102263 | Animal | Squirrel | Transformer (OH) | Normal | 2024 | Tier 2 | Distribution Circuit |  |  |  | 2548880 | Sus |  | Animal¦Squirrel¦Transformer(OH)¦Normal
24-0091636 | Company Initiated | Planned- maintenance |  |  | 2024 | Tier 2 | Distribution Circuit |  |  |  | 2548881 | Sus |  | CompanyInitiated¦Plannedmaintenance¦¦
24-0095712 | Company Initiated | Planned- maintenance |  |  | 2024 | Tier 2 | Distribution Circuit |  |  |  | 2548840 | Sus |  | CompanyInitiated¦Plannedmaintenance¦¦
24-0099421 | Wildfire Mitigation | Planned - WSIP/System Hardening |  |  | 2024 | Tier 2 | Distribution Circuit |  |  |  | 2548923 | Sus |  | WildfireMitigation¦PlannedWSIPSystemHardening¦¦
24-0097125 | Company Initiated | Planned- maintenance |  |  | 2024 | Tier 2 | Transformer only |  |  |  | 2548927 | Sus |  | CompanyInitiated¦Plannedmaintenance¦¦
24-0092886 | Wildfire Mitigation | Planned - WSIP/System Hardening |  |  | 2024 | Tier 2 | Transformer only |  |  |  | 2549048 | Sus |  | WildfireMitigation¦PlannedWSIPSystemHardening¦¦
24-0095867 | Company Initiated | Planned- maintenance |  |  | 2024 | Tier 2 | Distribution Circuit |  |  |  | 2548955 | Sus |  | CompanyInitiated¦Plannedmaintenance¦¦
24-0095867 | Company Initiated | Planned- maintenance |  |  | 2024 | Tier 2 | Distribution Circuit |  |  |  | 2548956 | Sus |  | CompanyInitiated¦Plannedmaintenance¦¦
24-0097269 | Company Initiated | Planned- maintenance |  |  | 2024 | Tier 2 | Transformer only |  |  |  | 2548938 | Sus |  | CompanyInitiated¦Plannedmaintenance¦¦
24-0097111 | Company Initiated | Planned- maintenance |  |  | 2024 | Tier 2 | Transformer only |  |  |  | 2549239 | Sus |  | CompanyInitiated¦Plannedmaintenance¦¦
24-0097060 | Wildfire Mitigation | Planned - WSIP/System Hardening |  |  | 2024 | Tier 2 | Distribution Circuit |  |  |  | 2548943 | Sus |  | WildfireMitigation¦PlannedWSIPSystemHardening¦¦
24-0095661 | Wildfire Mitigation | Planned - WSIP/System Hardening |  |  | 2024 | Tier 2 | Transformer only |  |  |  | 2548963 | Sus |  | WildfireMitigation¦PlannedWSIPSystemHardening¦¦
24-0096825 | Company Initiated | Planned- maintenance |  |  | 2024 | Tier 2 | Transformer only |  |  |  | 2548994 | Sus |  | CompanyInitiated¦Plannedmaintenance¦¦
24-0093819 | Company Initiated | Planned- capital |  |  | 2024 | Tier 2 | Distribution Circuit |  |  |  | 2548964 | Sus |  | CompanyInitiated¦Plannedcapital¦¦
24-0092290 | Company Initiated | Planned- maintenance |  |  | 2024 | Tier 2 | Transformer only |  |  |  | 2548965 | Sus |  | CompanyInitiated¦Plannedmaintenance¦¦
24-0096885 | Wildfire Mitigation | Planned - WSIP/System Hardening |  |  | 2024 | Tier 2 | Distribution Circuit |  |  |  | 2548959 | Sus |  | WildfireMitigation¦PlannedWSIPSystemHardening¦¦
24-0097500 | Wildfire Mitigation | Planned - WSIP/System Hardening |  |  | 2024 | Tier 2 | Distribution Circuit |  |  |  | 2548972 | Sus |  | WildfireMitigation¦PlannedWSIPSystemHardening¦¦
24-0093327 | Company Initiated | Planned- maintenance |  |  | 2024 | Tier 2 | Transformer only |  |  |  | 2549238 | Sus |  | CompanyInitiated¦Plannedmaintenance¦¦
24-0099417 | Wildfire Mitigation | Planned - WSIP/System Hardening |  |  | 2024 | Tier 2 | Distribution Circuit |  |  |  | 2548978 | Sus |  | WildfireMitigation¦PlannedWSIPSystemHardening¦¦
24-0097536 | Company Initiated | Planned- maintenance |  |  | 2024 | Tier 2 | Transformer only |  |  |  | 2549000 | Sus |  | CompanyInitiated¦Plannedmaintenance¦¦
24-0097546 | Company Initiated | Planned- maintenance |  |  | 2024 | Tier 2 | Transformer only |  |  |  | 2549289 | Sus |  | CompanyInitiated¦Plannedmaintenance¦¦
24-0097728 | Wildfire Mitigation | Planned - WSIP/System Hardening |  |  | 2024 | Tier 2 | Distribution Circuit |  |  |  | 2549006 | Sus |  | WildfireMitigation¦PlannedWSIPSystemHardening¦¦
24-0097526 | Company Initiated | Planned- maintenance |  |  | 2024 | Tier 2 | Transformer only |  |  |  | 2549025 | Sus |  | CompanyInitiated¦Plannedmaintenance¦¦
24-0095546 | Company Initiated | Planned- maintenance |  |  | 2024 | Tier 2 | Distribution Circuit |  |  |  | 2549019 | Sus |  | CompanyInitiated¦Plannedmaintenance¦¦
24-0092884 | Wildfire Mitigation | Planned - WSIP/System Hardening |  |  | 2024 | Tier 3 | Transformer only |  |  |  | 2549102 | Sus |  | WildfireMitigation¦PlannedWSIPSystemHardening¦¦
24-0097512 | Wildfire Mitigation | Planned - WSIP/System Hardening |  |  | 2024 | Tier 3 | Transformer only |  |  |  | 2549156 | Sus |  | WildfireMitigation¦PlannedWSIPSystemHardening¦¦
24-0097516 | Wildfire Mitigation | Planned - WSIP/System Hardening |  |  | 2024 | Tier 3 | Transformer only |  |  |  | 2549243 | Sus |  | WildfireMitigation¦PlannedWSIPSystemHardening¦¦
24-0095774 | Company Initiated | Planned- maintenance |  |  | 2024 | Tier 2 | Transformer only |  |  |  | 2549225 | Sus |  | CompanyInitiated¦Plannedmaintenance¦¦
24-0097780 | Company Initiated | Planned- maintenance |  |  | 2024 | Tier 3 | Distribution Circuit |  |  |  | 2549227 | Sus |  | CompanyInitiated¦Plannedmaintenance¦¦
24-0102480 | Vegetation | Tree - fell into line | Conductor- Overhead | Normal | 2024 | Tier 2 | Distribution Circuit |  |  |  | 2549258 | Sus |  | Vegetation¦Treefellintoline¦ConductorOverhead¦Normal
24-0095860 | Company Initiated | Planned- maintenance |  |  | 2024 | Tier 2 | Distribution Circuit |  |  |  | 2549314 | Sus |  | CompanyInitiated¦Plannedmaintenance¦¦
24-0102638 | Equipment Failure/Involved | Overhead | Conductor- Overhead | Normal | 2024 | Tier 2 | Distribution Circuit |  |  |  | 2549526 | Sus |  | EquipmentFailureInvolved¦Overhead¦ConductorOverhead¦Normal
24-0102663 | Equipment Failure/Involved | Overhead | Transformer (OH) | Failed/Faulted | 2024 | Tier 2 | Distribution Circuit |  |  |  | 2549547 | Sus |  | EquipmentFailureInvolved¦Overhead¦Transformer(OH)¦FailedFaulted
24-0102700 | Unknown Cause | Patrol - found nothing |  |  | 2024 | Tier 2 | Distribution Circuit |  |  |  | 2549885 | Sus |  | UnknownCause¦Patrolfoundnothing¦¦
24-0094536 | Company Initiated | Planned- maintenance |  |  | 2024 | Tier 2 | Distribution Circuit |  |  |  | 2549926 | Sus |  | CompanyInitiated¦Plannedmaintenance¦¦
24-0097147 | Company Initiated | Planned- maintenance |  |  | 2024 | Tier 2 | Transformer only |  |  |  | 2549931 | Sus |  | CompanyInitiated¦Plannedmaintenance¦¦
24-0099796 | Wildfire Mitigation | Planned - WSIP/System Hardening |  |  | 2024 | Tier 2 | Distribution Circuit |  |  |  | 2549927 | Sus |  | WildfireMitigation¦PlannedWSIPSystemHardening¦¦
24-0099740 | Wildfire Mitigation | Planned - WSIP/System Hardening |  |  | 2024 | Tier 2 | Distribution Circuit |  |  |  | 2549934 | Sus |  | WildfireMitigation¦PlannedWSIPSystemHardening¦¦
24-0097156 | Company Initiated | Planned- maintenance |  |  | 2024 | Tier 3 | Distribution Circuit |  |  |  | 2549942 | Sus |  | CompanyInitiated¦Plannedmaintenance¦¦
24-0095954 | Wildfire Mitigation | Planned - WSIP/System Hardening |  |  | 2024 | Tier 2 | Distribution Circuit |  |  |  | 2549945 | Sus |  | WildfireMitigation¦PlannedWSIPSystemHardening¦¦
24-0097136 | Company Initiated | Planned- maintenance |  |  | 2024 | Tier 3 | Distribution Circuit |  |  |  | 2549940 | Sus |  | CompanyInitiated¦Plannedmaintenance¦¦
24-0096173 | Company Initiated | Planned- maintenance |  |  | 2024 | Tier 3 | Distribution Circuit |  |  |  | 2549946 | Sus |  | CompanyInitiated¦Plannedmaintenance¦¦
24-0095939 | Company Initiated | Planned- maintenance |  |  | 2024 | Tier 3 | Distribution Circuit |  |  |  | 2549947 | Sus |  | CompanyInitiated¦Plannedmaintenance¦¦
24-0102731 | Equipment Failure/Involved | Overhead | Lightning Arrestor | Burned/flashed | 2024 | Tier 2 | Distribution Circuit |  |  |  | 2550026 | Sus |  | EquipmentFailureInvolved¦Overhead¦LightningArrestor¦Burnedflashed
24-0102757 | Unknown Cause | Patrol - found nothing |  |  | 2024 | Tier 2 | Transformer only |  |  |  | 2550041 | Sus |  | UnknownCause¦Patrolfoundnothing¦¦
24-0090282 | Company Initiated | Planned- capital |  |  | 2024 | Tier 2 | Distribution Circuit |  |  |  | 2550126 | Sus |  | CompanyInitiated¦Plannedcapital¦¦
24-0095910 | Wildfire Mitigation | Planned - WSIP/System Hardening |  |  | 2024 | Tier 3 | Distribution Circuit |  |  |  | 2550184 | Sus |  | WildfireMitigation¦PlannedWSIPSystemHardening¦¦
24-0095944 | Wildfire Mitigation | Planned - WSIP/System Hardening |  |  | 2024 | Tier 2 | Transformer only |  |  |  | 2550228 | Sus |  | WildfireMitigation¦PlannedWSIPSystemHardening¦¦
24-0102871 | Company Initiated | Planned- capital |  |  | 2024 | Tier 2 | Distribution Circuit |  |  |  | 2550699 | Sus |  | CompanyInitiated¦Plannedcapital¦¦
24-0102872 | Animal | Bird found | Conductor- Overhead | Normal | 2024 | Tier 2 | Distribution Circuit |  |  |  | 2550705 | Sus |  | Animal¦Birdfound¦ConductorOverhead¦Normal
24-0102889 | Equipment Failure/Involved | Overhead | Pole-Wood | Deteriorated | 2024 | Tier 2 | Distribution Circuit |  |  |  | 2550777 | Sus |  | EquipmentFailureInvolved¦Overhead¦PoleWood¦Deteriorated
24-0100714 | Wildfire Mitigation | Planned - WSIP/System Hardening |  |  | 2024 | Tier 2 | Distribution Circuit |  |  |  | 2550763 | Sus |  | WildfireMitigation¦PlannedWSIPSystemHardening¦¦
24-0100706 | Wildfire Mitigation | Planned - WSIP/System Hardening |  |  | 2024 | Tier 2 | Distribution Circuit |  |  |  | 2550764 | Sus |  | WildfireMitigation¦PlannedWSIPSystemHardening¦¦
24-0100687 | Wildfire Mitigation | Planned - WSIP/System Hardening |  |  | 2024 | Tier 2 | Distribution Circuit |  |  |  | 2550765 | Sus |  | WildfireMitigation¦PlannedWSIPSystemHardening¦¦
24-0100718 | Wildfire Mitigation | Planned - WSIP/System Hardening |  |  | 2024 | Tier 2 | Distribution Circuit |  |  |  | 2550767 | Sus |  | WildfireMitigation¦PlannedWSIPSystemHardening¦¦
24-0100692 | Wildfire Mitigation | Planned - WSIP/System Hardening |  |  | 2024 | Tier 3 | Transformer only |  |  |  | 2550811 | Sus |  | WildfireMitigation¦PlannedWSIPSystemHardening¦¦
24-0100732 | Wildfire Mitigation | Planned - WSIP/System Hardening |  |  | 2024 | Tier 2 | Distribution Circuit |  |  |  | 2550838 | Sus |  | WildfireMitigation¦PlannedWSIPSystemHardening¦¦
24-0102911 | Unknown Cause | Patrol - found nothing |  |  | 2024 | Tier 3 | Distribution Circuit |  |  |  | 2550863 | Sus |  | UnknownCause¦Patrolfoundnothing¦¦
24-0100723 | Wildfire Mitigation | Planned - WSIP/System Hardening |  |  | 2024 | Tier 2 | Distribution Circuit |  |  |  | 2550879 | Sus |  | WildfireMitigation¦PlannedWSIPSystemHardening¦¦
24-0101349 | Wildfire Mitigation | Planned - WSIP/System Hardening |  |  | 2024 | Tier 3 | Distribution Circuit |  |  |  | 2551097 | Sus |  | WildfireMitigation¦PlannedWSIPSystemHardening¦¦
24-0100783 | Wildfire Mitigation | Planned - WSIP/System Hardening |  |  | 2024 | Tier 2 | Transformer only |  |  |  | 2551183 | Sus |  | WildfireMitigation¦PlannedWSIPSystemHardening¦¦
24-0092792 | Wildfire Mitigation | Planned - WSIP/System Hardening |  |  | 2024 | Tier 2 | Transformer only |  |  |  | 2551177 | Sus |  | WildfireMitigation¦PlannedWSIPSystemHardening¦¦
24-0098458 | Company Initiated | Planned- maintenance |  |  | 2024 | Tier 2 | Distribution Circuit |  |  |  | 2551188 | Sus |  | CompanyInitiated¦Plannedmaintenance¦¦
24-0098470 | Company Initiated | Planned- maintenance |  |  | 2024 | Tier 2 | Distribution Circuit |  |  |  | 2551193 | Sus |  | CompanyInitiated¦Plannedmaintenance¦¦
24-0101854 | Company Initiated | Planned- maintenance |  |  | 2024 | Tier 2 | Transformer only |  |  |  | 2551591 | Sus |  | CompanyInitiated¦Plannedmaintenance¦¦
24-0098811 | Company Initiated | Planned- maintenance |  |  | 2024 | Tier 2 | Distribution Circuit |  |  |  | 2551210 | Sus |  | CompanyInitiated¦Plannedmaintenance¦¦
24-0100761 | Wildfire Mitigation | Planned - WSIP/System Hardening |  |  | 2024 | Tier 2 | Distribution Circuit |  |  |  | 2551224 | Sus |  | WildfireMitigation¦PlannedWSIPSystemHardening¦¦
24-0098706 | Company Initiated | Planned- maintenance |  |  | 2024 | Tier 3 | Distribution Circuit |  |  |  | 2551145 | Sus |  | CompanyInitiated¦Plannedmaintenance¦¦
24-0098829 | Company Initiated | Planned- maintenance |  |  | 2024 | Tier 2 | Distribution Circuit |  |  |  | 2551191 | Sus |  | CompanyInitiated¦Plannedmaintenance¦¦
24-0098416 | Company Initiated | Planned- maintenance |  |  | 2024 | Tier 2 | Transformer only |  |  |  | 2551261 | Sus |  | CompanyInitiated¦Plannedmaintenance¦¦
24-0096021 | Company Initiated | Planned- capital |  |  | 2024 | Tier 2 | Distribution Circuit |  |  |  | 2551250 | Sus |  | CompanyInitiated¦Plannedcapital¦¦
24-0093332 | Company Initiated | Planned- maintenance |  |  | 2024 | Tier 2 | Transformer only |  |  |  | 2551264 | Sus |  | CompanyInitiated¦Plannedmaintenance¦¦
24-0096230 | Company Initiated | Planned- maintenance |  |  | 2024 | Tier 2 | Distribution Circuit |  |  |  | 2551262 | Sus |  | CompanyInitiated¦Plannedmaintenance¦¦
24-0098449 | Company Initiated | Planned- maintenance |  |  | 2024 | Tier 2 | Distribution Circuit |  |  |  | 2551265 | Sus |  | CompanyInitiated¦Plannedmaintenance¦¦
24-0101917 | Company Initiated | Planned- maintenance |  |  | 2024 | Tier 2 | Distribution Circuit |  |  |  | 2551270 | Sus |  | CompanyInitiated¦Plannedmaintenance¦¦
24-0085262 | Company Initiated | Planned- capital |  |  | 2024 | Tier 3 | Distribution Circuit |  |  |  | 2551294 | Sus |  | CompanyInitiated¦Plannedcapital¦¦
24-0097090 | Wildfire Mitigation | Planned - WSIP/System Hardening |  |  | 2024 | Tier 3 | Distribution Circuit |  |  |  | 2551276 | Sus |  | WildfireMitigation¦PlannedWSIPSystemHardening¦¦
24-0097524 | Company Initiated | Planned- maintenance |  |  | 2024 | Tier 2 | Distribution Circuit |  |  |  | 2551277 | Sus |  | CompanyInitiated¦Plannedmaintenance¦¦
24-0098429 | Company Initiated | Planned- maintenance |  |  | 2024 | Tier 2 | Transformer only |  |  |  | 2551285 | Sus |  | CompanyInitiated¦Plannedmaintenance¦¦
24-0098480 | Company Initiated | Planned- maintenance |  |  | 2024 | Tier 2 | Transformer only |  |  |  | 2551286 | Sus |  | CompanyInitiated¦Plannedmaintenance¦¦
24-0096201 | Company Initiated | Planned- maintenance |  |  | 2024 | Tier 3 | Distribution Circuit |  |  |  | 2551111 | Sus |  | CompanyInitiated¦Plannedmaintenance¦¦
24-0096507 | Company Initiated | Planned- capital |  |  | 2024 | Tier 2 | Distribution Circuit |  |  |  | 2551346 | Sus |  | CompanyInitiated¦Plannedcapital¦¦
24-0100779 | Wildfire Mitigation | Planned - WSIP/System Hardening |  |  | 2024 | Tier 2 | Transformer only |  |  |  | 2551416 | Sus |  | WildfireMitigation¦PlannedWSIPSystemHardening¦¦
24-0096633 | Wildfire Mitigation | Planned - WSIP/System Hardening |  |  | 2024 | Tier 3 | Transformer only |  |  |  | 2551565 | Sus |  | WildfireMitigation¦PlannedWSIPSystemHardening¦¦
24-0100777 | Wildfire Mitigation | Planned - WSIP/System Hardening |  |  | 2024 | Tier 2 | Transformer only |  |  |  | 2551572 | Sus |  | WildfireMitigation¦PlannedWSIPSystemHardening¦¦
24-0096178 | Wildfire Mitigation | Planned - WSIP/System Hardening |  |  | 2024 | Tier 3 | Transformer only |  |  |  | 2551635 | Sus |  | WildfireMitigation¦PlannedWSIPSystemHardening¦¦
24-0100749 | Wildfire Mitigation | Planned - WSIP/System Hardening |  |  | 2024 | Tier 2 | Transformer only |  |  |  | 2551723 | Sus |  | WildfireMitigation¦PlannedWSIPSystemHardening¦¦
24-0100744 | Wildfire Mitigation | Planned - WSIP/System Hardening |  |  | 2024 | Tier 2 | Distribution Circuit |  |  |  | 2551793 | Sus |  | WildfireMitigation¦PlannedWSIPSystemHardening¦¦
24-0100738 | Wildfire Mitigation | Planned - WSIP/System Hardening |  |  | 2024 | Tier 2 | Distribution Circuit |  |  |  | 2551857 | Sus |  | WildfireMitigation¦PlannedWSIPSystemHardening¦¦
24-0093502 | Wildfire Mitigation | Planned - WSIP/System Hardening |  |  | 2024 | Tier 3 | Distribution Circuit |  |  |  | 2552189 | Sus |  | WildfireMitigation¦PlannedWSIPSystemHardening¦¦
24-0100653 | Wildfire Mitigation | Planned - WSIP/System Hardening |  |  | 2024 | Tier 2 | Distribution Circuit |  |  |  | 2552205 | Sus |  | WildfireMitigation¦PlannedWSIPSystemHardening¦¦
24-0100639 | Wildfire Mitigation | Planned - WSIP/System Hardening |  |  | 2024 | Tier 2 | Distribution Circuit |  |  |  | 2552229 | Sus |  | WildfireMitigation¦PlannedWSIPSystemHardening¦¦
24-0095252 | Company Initiated | Planned- maintenance |  |  | 2024 | Tier 2 | Distribution Circuit |  |  |  | 2552211 | Sus |  | CompanyInitiated¦Plannedmaintenance¦¦
24-0099458 | Company Initiated | Planned- maintenance |  |  | 2024 | Tier 2 | Distribution Circuit |  |  |  | 2552255 | Sus |  | CompanyInitiated¦Plannedmaintenance¦¦
24-0100568 | Wildfire Mitigation | Planned - WSIP/System Hardening |  |  | 2024 | Tier 2 | Transformer only |  |  |  | 2552280 | Sus |  | WildfireMitigation¦PlannedWSIPSystemHardening¦¦
24-0099446 | Company Initiated | Planned- maintenance |  |  | 2024 | Tier 2 | Transformer only |  |  |  | 2552294 | Sus |  | CompanyInitiated¦Plannedmaintenance¦¦
24-0087939 | Company Initiated | Planned- maintenance |  |  | 2024 | Tier 3 | Transformer only |  |  |  | 2552315 | Sus |  | CompanyInitiated¦Plannedmaintenance¦¦
24-0098878 | Wildfire Mitigation | Planned - WSIP/System Hardening |  |  | 2024 | Tier 2 | Transformer only |  |  |  | 2552320 | Sus |  | WildfireMitigation¦PlannedWSIPSystemHardening¦¦
24-0102557 | Company Initiated | Planned- capital |  |  | 2024 | Tier 2 | Distribution Circuit |  |  |  | 2552346 | Sus |  | CompanyInitiated¦Plannedcapital¦¦
24-0096286 | Company Initiated | Planned- maintenance |  |  | 2024 | Tier 2 | Transformer only |  |  |  | 2552573 | Sus |  | CompanyInitiated¦Plannedmaintenance¦¦
24-0081474 | Company Initiated | Planned- capital |  |  | 2024 | Tier 2 | Distribution Circuit |  |  |  | 2552355 | Sus |  | CompanyInitiated¦Plannedcapital¦¦
24-0096880 | Wildfire Mitigation | Planned - WSIP/System Hardening |  |  | 2024 | Tier 3 | Distribution Circuit |  |  |  | 2552349 | Sus |  | WildfireMitigation¦PlannedWSIPSystemHardening¦¦
24-0096678 | Wildfire Mitigation | Planned - WSIP/System Hardening |  |  | 2024 | Tier 3 | Transformer only |  |  |  | 2552370 | Sus |  | WildfireMitigation¦PlannedWSIPSystemHardening¦¦
24-0098447 | Company Initiated | Planned- maintenance |  |  | 2024 | Tier 2 | Transformer only |  |  |  | 2552366 | Sus |  | CompanyInitiated¦Plannedmaintenance¦¦
24-0096661 | Company Initiated | Planned- capital |  |  | 2024 | Tier 2 | Distribution Circuit |  |  |  | 2552361 | Sus |  | CompanyInitiated¦Plannedcapital¦¦
24-0098908 | Company Initiated | Planned- maintenance |  |  | 2024 | Tier 2 | Transformer only |  |  |  | 2552371 | Sus |  | CompanyInitiated¦Plannedmaintenance¦¦
24-0096626 | Company Initiated | Planned- maintenance |  |  | 2024 | Tier 2 | Distribution Circuit |  |  |  | 2552372 | Sus |  | CompanyInitiated¦Plannedmaintenance¦¦
24-0099468 | Company Initiated | Planned- maintenance |  |  | 2024 | Tier 2 | Transformer only |  |  |  | 2552386 | Sus |  | CompanyInitiated¦Plannedmaintenance¦¦
24-0098306 | Company Initiated | Planned- maintenance |  |  | 2024 | Tier 3 | Transformer only |  |  |  | 2552397 | Sus |  | CompanyInitiated¦Plannedmaintenance¦¦
24-0098303 | Company Initiated | Planned- maintenance |  |  | 2024 | Tier 3 | Distribution Circuit |  |  |  | 2552401 | Sus |  | CompanyInitiated¦Plannedmaintenance¦¦
24-0098864 | Company Initiated | Planned- maintenance |  |  | 2024 | Tier 2 | Distribution Circuit |  |  |  | 2552415 | Sus |  | CompanyInitiated¦Plannedmaintenance¦¦
24-0095788 | Company Initiated | Planned- maintenance |  |  | 2024 | Zone 1 | Transformer only |  |  |  | 2552424 | Sus |  | CompanyInitiated¦Plannedmaintenance¦¦
24-0100561 | Wildfire Mitigation | Planned - WSIP/System Hardening |  |  | 2024 | Tier 2 | Transformer only |  |  |  | 2552563 | Sus |  | WildfireMitigation¦PlannedWSIPSystemHardening¦¦
24-0100646 | Wildfire Mitigation | Planned - WSIP/System Hardening |  |  | 2024 | Tier 2 | Transformer only |  |  |  | 2552490 | Sus |  | WildfireMitigation¦PlannedWSIPSystemHardening¦¦
24-0100636 | Wildfire Mitigation | Planned - WSIP/System Hardening |  |  | 2024 | Tier 2 | Distribution Circuit |  |  |  | 2552530 | Sus |  | WildfireMitigation¦PlannedWSIPSystemHardening¦¦
24-0098884 | Wildfire Mitigation | Planned - WSIP/System Hardening |  |  | 2024 | Tier 3 | Transformer only |  |  |  | 2552532 | Sus |  | WildfireMitigation¦PlannedWSIPSystemHardening¦¦
24-0100550 | Wildfire Mitigation | Planned - WSIP/System Hardening |  |  | 2024 | Tier 2 | Distribution Circuit |  |  |  | 2552580 | Sus |  | WildfireMitigation¦PlannedWSIPSystemHardening¦¦
24-0100548 | Wildfire Mitigation | Planned - WSIP/System Hardening |  |  | 2024 | Tier 2 | Transformer only |  |  |  | 2552844 | Sus |  | WildfireMitigation¦PlannedWSIPSystemHardening¦¦
24-0100624 | Wildfire Mitigation | Planned - WSIP/System Hardening |  |  | 2024 | Tier 2 | Distribution Circuit |  |  |  | 2552654 | Sus |  | WildfireMitigation¦PlannedWSIPSystemHardening¦¦
24-0100641 | Wildfire Mitigation | Planned - WSIP/System Hardening |  |  | 2024 | Tier 2 | Transformer only |  |  |  | 2552687 | Sus |  | WildfireMitigation¦PlannedWSIPSystemHardening¦¦
24-0099454 | Company Initiated | Planned- maintenance |  |  | 2024 | Tier 2 | Distribution Circuit |  |  |  | 2552718 | Sus |  | CompanyInitiated¦Plannedmaintenance¦¦
24-0100613 | Wildfire Mitigation | Planned - WSIP/System Hardening |  |  | 2024 | Tier 2 | Transformer only |  |  |  | 2552732 | Sus |  | WildfireMitigation¦PlannedWSIPSystemHardening¦¦
24-0099463 | Company Initiated | Planned- maintenance |  |  | 2024 | Tier 2 | Transformer only |  |  |  | 2552794 | Sus |  | CompanyInitiated¦Plannedmaintenance¦¦
24-0100586 | Wildfire Mitigation | Planned - WSIP/System Hardening |  |  | 2024 | Tier 2 | Distribution Circuit |  |  |  | 2552814 | Sus |  | WildfireMitigation¦PlannedWSIPSystemHardening¦¦
24-0100576 | Wildfire Mitigation | Planned - WSIP/System Hardening |  |  | 2024 | Tier 2 | Distribution Circuit |  |  |  | 2552845 | Sus |  | WildfireMitigation¦PlannedWSIPSystemHardening¦¦
24-0100532 | Wildfire Mitigation | Planned - WSIP/System Hardening |  |  | 2024 | Tier 2 | Transformer only |  |  |  | 2552859 | Sus |  | WildfireMitigation¦PlannedWSIPSystemHardening¦¦
24-0103763 | Company Initiated | Personnel- company | Conductor- Overhead | Normal | 2024 | Tier 3 | Distribution Circuit |  |  |  | 2552926 | Sus |  | CompanyInitiated¦Personnelcompany¦ConductorOverhead¦Normal
24-0099867 | Wildfire Mitigation | Planned - WSIP/System Hardening |  |  | 2024 | Tier 2 | Distribution Circuit |  |  |  | 2553305 | Sus |  | WildfireMitigation¦PlannedWSIPSystemHardening¦¦
24-0100664 | Wildfire Mitigation | Planned - WSIP/System Hardening |  |  | 2024 | Tier 2 | Distribution Circuit |  |  |  | 2553409 | Sus |  | WildfireMitigation¦PlannedWSIPSystemHardening¦¦
24-0101110 | Wildfire Mitigation | Planned - WSIP/System Hardening |  |  | 2024 | Tier 2 | Distribution Circuit |  |  |  | 2553418 | Sus |  | WildfireMitigation¦PlannedWSIPSystemHardening¦¦
24-0101053 | Wildfire Mitigation | Planned - WSIP/System Hardening |  |  | 2024 | Tier 2 | Distribution Circuit |  |  |  | 2553444 | Sus |  | WildfireMitigation¦PlannedWSIPSystemHardening¦¦
24-0097509 | Company Initiated | Planned- maintenance |  |  | 2024 | Tier 3 | Distribution Circuit |  |  |  | 2553463 | Sus |  | CompanyInitiated¦Plannedmaintenance¦¦
24-0098146 | Wildfire Mitigation | Planned - WSIP/System Hardening |  |  | 2024 | Tier 2 | Transformer only |  |  |  | 2553950 | Sus |  | WildfireMitigation¦PlannedWSIPSystemHardening¦¦
24-0098933 | Wildfire Mitigation | Planned - WSIP/System Hardening |  |  | 2024 | Tier 2 | Distribution Circuit |  |  |  | 2553416 | Sus |  | WildfireMitigation¦PlannedWSIPSystemHardening¦¦
24-0101092 | Company Initiated | Planned- maintenance |  |  | 2024 | Tier 2 | Distribution Circuit |  |  |  | 2553465 | Sus |  | CompanyInitiated¦Plannedmaintenance¦¦
24-0101104 | Wildfire Mitigation | Planned - WSIP/System Hardening |  |  | 2024 | Tier 2 | Distribution Circuit |  |  |  | 2553466 | Sus |  | WildfireMitigation¦PlannedWSIPSystemHardening¦¦
24-0101103 | Wildfire Mitigation | Planned - WSIP/System Hardening |  |  | 2024 | Tier 2 | Distribution Circuit |  |  |  | 2553471 | Sus |  | WildfireMitigation¦PlannedWSIPSystemHardening¦¦
24-0092878 | Wildfire Mitigation | Planned - WSIP/System Hardening |  |  | 2024 | Tier 2 | Distribution Circuit |  |  |  | 2553632 | Sus |  | WildfireMitigation¦PlannedWSIPSystemHardening¦¦
24-0096938 | Company Initiated | Planned- maintenance |  |  | 2024 | Tier 2 | Distribution Circuit |  |  |  | 2553505 | Sus |  | CompanyInitiated¦Plannedmaintenance¦¦
24-0098794 | Company Initiated | Planned- maintenance |  |  | 2024 | Tier 3 | Transformer only |  |  |  | 2553501 | Sus |  | CompanyInitiated¦Plannedmaintenance¦¦
24-0095889 | Company Initiated | Planned- maintenance |  |  | 2024 | Tier 3 | Distribution Circuit |  |  |  | 2553491 | Sus |  | CompanyInitiated¦Plannedmaintenance¦¦
24-0098495 | Company Initiated | Planned- maintenance |  |  | 2024 | Tier 2 | Transformer only |  |  |  | 2553915 | Sus |  | CompanyInitiated¦Plannedmaintenance¦¦
24-0098662 | Wildfire Mitigation | Planned - WSIP/System Hardening |  |  | 2024 | Tier 3 | Transformer only |  |  |  | 2553511 | Sus |  | WildfireMitigation¦PlannedWSIPSystemHardening¦¦
24-0096772 | Company Initiated | Planned- maintenance |  |  | 2024 | Tier 2 | Transformer only |  |  |  | 2553582 | Sus |  | CompanyInitiated¦Plannedmaintenance¦¦
24-0095875 | Company Initiated | Planned- maintenance |  |  | 2024 | Tier 2 | Transformer only |  |  |  | 2553586 | Sus |  | CompanyInitiated¦Plannedmaintenance¦¦
24-0096294 | Company Initiated | Planned- maintenance |  |  | 2024 | Tier 3 | Transformer only |  |  |  | 2553600 | Sus |  | CompanyInitiated¦Plannedmaintenance¦¦
24-0095852 | Company Initiated | Planned- maintenance |  |  | 2024 | Tier 2 | Transformer only |  |  |  | 2553620 | Sus |  | CompanyInitiated¦Plannedmaintenance¦¦
24-0101077 | Wildfire Mitigation | Planned - WSIP/System Hardening |  |  | 2024 | Tier 2 | Transformer only |  |  |  | 2553730 | Sus |  | WildfireMitigation¦PlannedWSIPSystemHardening¦¦
24-0101086 | Wildfire Mitigation | Planned - WSIP/System Hardening |  |  | 2024 | Tier 2 | Transformer only |  |  |  | 2553821 | Sus |  | WildfireMitigation¦PlannedWSIPSystemHardening¦¦
24-0101066 | Wildfire Mitigation | Planned - WSIP/System Hardening |  |  | 2024 | Tier 2 | Distribution Circuit |  |  |  | 2553787 | Sus |  | WildfireMitigation¦PlannedWSIPSystemHardening¦¦
24-0101068 | Wildfire Mitigation | Planned - WSIP/System Hardening |  |  | 2024 | Tier 2 | Distribution Circuit |  |  |  | 2553800 | Sus |  | WildfireMitigation¦PlannedWSIPSystemHardening¦¦
24-0098672 | Wildfire Mitigation | Planned - WSIP/System Hardening |  |  | 2024 | Tier 3 | Distribution Circuit |  |  |  | 2553838 | Sus |  | WildfireMitigation¦PlannedWSIPSystemHardening¦¦
24-0096821 | Company Initiated | Planned- maintenance |  |  | 2024 | Tier 3 | Distribution Circuit |  |  |  | 2553868 | Sus |  | CompanyInitiated¦Plannedmaintenance¦¦
24-0099474 | Wildfire Mitigation | Planned - WSIP/System Hardening |  |  | 2024 | Tier 2 | Transformer only |  |  |  | 2553906 | Sus |  | WildfireMitigation¦PlannedWSIPSystemHardening¦¦
24-0104216 | Unknown Cause | Patrol - found nothing |  |  | 2024 | Tier 3 | Distribution Circuit |  |  |  | 2553949 | Sus |  | UnknownCause¦Patrolfoundnothing¦¦
24-0104337 | Company Initiated | Personnel- company | Other | Normal | 2024 | Tier 2 | Transformer only |  |  |  | 2554029 | Sus |  | CompanyInitiated¦Personnelcompany¦Other¦Normal
24-0101031 | Wildfire Mitigation | Planned - WSIP/System Hardening |  |  | 2024 | Tier 3 | Distribution Circuit |  |  |  | 2554212 | Sus |  | WildfireMitigation¦PlannedWSIPSystemHardening¦¦
24-0098875 | Wildfire Mitigation | Planned - WSIP/System Hardening |  |  | 2024 | Tier 3 | Transformer only |  |  |  | 2554521 | Sus |  | WildfireMitigation¦PlannedWSIPSystemHardening¦¦
24-0101009 | Wildfire Mitigation | Planned - WSIP/System Hardening |  |  | 2024 | Tier 2 | Distribution Circuit |  |  |  | 2554516 | Sus |  | WildfireMitigation¦PlannedWSIPSystemHardening¦¦
24-0093661 | Wildfire Mitigation | Planned - WSIP/System Hardening |  |  | 2024 | Tier 2 | Distribution Circuit |  |  |  | 2554543 | Sus |  | WildfireMitigation¦PlannedWSIPSystemHardening¦¦
24-0097756 | Wildfire Mitigation | Planned - WSIP/System Hardening |  |  | 2024 | Tier 2 | Distribution Circuit |  |  |  | 2554546 | Sus |  | WildfireMitigation¦PlannedWSIPSystemHardening¦¦
24-0098926 | Wildfire Mitigation | Planned - WSIP/System Hardening |  |  | 2024 | Tier 3 | Transformer only |  |  |  | 2554610 | Sus |  | WildfireMitigation¦PlannedWSIPSystemHardening¦¦
24-0098940 | Wildfire Mitigation | Planned - WSIP/System Hardening |  |  | 2024 | Tier 2 | Transformer only |  |  |  | 2554578 | Sus |  | WildfireMitigation¦PlannedWSIPSystemHardening¦¦
24-0097952 | Company Initiated | Planned- maintenance |  |  | 2024 | Tier 3 | Distribution Circuit |  |  |  | 2554585 | Sus |  | CompanyInitiated¦Plannedmaintenance¦¦
24-0092892 | Wildfire Mitigation | Planned - WSIP/System Hardening |  |  | 2024 | Tier 3 | Distribution Circuit |  |  |  | 2554594 | Sus |  | WildfireMitigation¦PlannedWSIPSystemHardening¦¦
24-0097295 | Company Initiated | Planned- maintenance |  |  | 2024 | Tier 2 | Distribution Circuit |  |  |  | 2554615 | Sus |  | CompanyInitiated¦Plannedmaintenance¦¦
24-0098997 | Company Initiated | Planned- maintenance |  |  | 2024 | Tier 2 | Distribution Circuit |  |  |  | 2554600 | Sus |  | CompanyInitiated¦Plannedmaintenance¦¦
24-0099160 | Wildfire Mitigation | Planned - WSIP/System Hardening |  |  | 2024 | Tier 2 | Transformer only |  |  |  | 2554612 | Sus |  | WildfireMitigation¦PlannedWSIPSystemHardening¦¦
24-0098526 | Wildfire Mitigation | Planned - WSIP/System Hardening |  |  | 2024 | Tier 2 | Distribution Circuit |  |  |  | 2554616 | Sus |  | WildfireMitigation¦PlannedWSIPSystemHardening¦¦
24-0098800 | Company Initiated | Planned- maintenance |  |  | 2024 | Tier 3 | Distribution Circuit |  |  |  | 2554614 | Sus |  | CompanyInitiated¦Plannedmaintenance¦¦
24-0098814 | Wildfire Mitigation | Planned - WSIP/System Hardening |  |  | 2024 | Tier 3 | Transformer only |  |  |  | 2554623 | Sus |  | WildfireMitigation¦PlannedWSIPSystemHardening¦¦
24-0097235 | Company Initiated | Planned- maintenance |  |  | 2024 | Tier 3 | Distribution Circuit |  |  |  | 2554627 | Sus |  | CompanyInitiated¦Plannedmaintenance¦¦
24-0104568 | Equipment Failure/Involved | Overhead | Secondary | Deteriorated | 2024 | Tier 2 | Transformer only |  |  |  | 2554647 | Sus |  | EquipmentFailureInvolved¦Overhead¦Secondary¦Deteriorated
24-0085230 | Company Initiated | Planned- capital |  |  | 2024 | Tier 2 | Distribution Circuit |  |  |  | 2554646 | Sus |  | CompanyInitiated¦Plannedcapital¦¦
24-0101433 | Wildfire Mitigation | Planned - WSIP/System Hardening |  |  | 2024 | Tier 2 | Distribution Circuit |  |  |  | 2554650 | Sus |  | WildfireMitigation¦PlannedWSIPSystemHardening¦¦
24-0101459 | Wildfire Mitigation | Planned - WSIP/System Hardening |  |  | 2024 | Tier 3 | Distribution Circuit |  |  |  | 2554654 | Sus |  | WildfireMitigation¦PlannedWSIPSystemHardening¦¦
24-0096236 | Company Initiated | Planned- maintenance |  |  | 2024 | Zone 1 | Transformer only |  |  |  | 2554698 | Sus |  | CompanyInitiated¦Plannedmaintenance¦¦
24-0098943 | Wildfire Mitigation | Planned - WSIP/System Hardening |  |  | 2024 | Tier 3 | Transformer only |  |  |  | 2555071 | Sus |  | WildfireMitigation¦PlannedWSIPSystemHardening¦¦
24-0101209 | Wildfire Mitigation | Planned - WSIP/System Hardening |  |  | 2024 | Tier 2 | Distribution Circuit |  |  |  | 2554758 | Sus |  | WildfireMitigation¦PlannedWSIPSystemHardening¦¦
24-0104649 | Unknown Cause | Patrol - found nothing |  |  | 2024 | Tier 2 | Distribution Circuit |  |  |  | 2554837 | Sus |  | UnknownCause¦Patrolfoundnothing¦¦
24-0098930 | Wildfire Mitigation | Planned - WSIP/System Hardening |  |  | 2024 | Tier 3 | Transformer only |  |  |  | 2554994 | Sus |  | WildfireMitigation¦PlannedWSIPSystemHardening¦¦
24-0101442 | Wildfire Mitigation | Planned - WSIP/System Hardening |  |  | 2024 | Tier 2 | Distribution Circuit |  |  |  | 2554908 | Sus |  | WildfireMitigation¦PlannedWSIPSystemHardening¦¦
24-0098534 | Wildfire Mitigation | Planned - WSIP/System Hardening |  |  | 2024 | Tier 3 | Transformer only |  |  |  | 2554923 | Sus |  | WildfireMitigation¦PlannedWSIPSystemHardening¦¦
24-0101020 | Wildfire Mitigation | Planned - WSIP/System Hardening |  |  | 2024 | Tier 2 | Transformer only |  |  |  | 2555012 | Sus |  | WildfireMitigation¦PlannedWSIPSystemHardening¦¦
24-0101205 | Wildfire Mitigation | Planned - WSIP/System Hardening |  |  | 2024 | Tier 2 | Distribution Circuit |  |  |  | 2555014 | Sus |  | WildfireMitigation¦PlannedWSIPSystemHardening¦¦
24-0097210 | Company Initiated | Planned- maintenance |  |  | 2024 | Tier 2 | Distribution Circuit |  |  |  | 2555072 | Sus |  | CompanyInitiated¦Plannedmaintenance¦¦
24-0092893 | Wildfire Mitigation | Planned - WSIP/System Hardening |  |  | 2024 | Tier 3 | Distribution Circuit |  |  |  | 2555042 | Sus |  | WildfireMitigation¦PlannedWSIPSystemHardening¦¦
24-0104866 | Equipment Failure/Involved | Overhead | Capacitor | Broken | 2024 | Tier 2 | Distribution Circuit |  |  |  | 2555154 | Sus |  | EquipmentFailureInvolved¦Overhead¦Capacitor¦Broken
24-0105036 | Vegetation | Tree - fell into line | Service conductor | Bent or Twisted | 2024 | Tier 2 | Transformer only |  |  |  | 2555251 | Sus |  | Vegetation¦Treefellintoline¦Serviceconductor¦BentorTwisted
24-0102065 | Wildfire Mitigation | Planned - WSIP/System Hardening |  |  | 2024 | Tier 2 | Transformer only |  |  |  | 2555650 | Sus |  | WildfireMitigation¦PlannedWSIPSystemHardening¦¦
24-0098214 | Company Initiated | Planned- maintenance |  |  | 2024 | Tier 2 | Distribution Circuit |  |  |  | 2555605 | Sus |  | CompanyInitiated¦Plannedmaintenance¦¦
24-0098133 | Wildfire Mitigation | Planned - WSIP/System Hardening |  |  | 2024 | Tier 2 | Distribution Circuit |  |  |  | 2555640 | Sus |  | WildfireMitigation¦PlannedWSIPSystemHardening¦¦
24-0099955 | Wildfire Mitigation | Planned - WSIP/System Hardening |  |  | 2024 | Tier 3 | Transformer only |  |  |  | 2555671 | Sus |  | WildfireMitigation¦PlannedWSIPSystemHardening¦¦
24-0099966 | Wildfire Mitigation | Planned - WSIP/System Hardening |  |  | 2024 | Tier 3 | Transformer only |  |  |  | 2555672 | Sus |  | WildfireMitigation¦PlannedWSIPSystemHardening¦¦
24-0098697 | Wildfire Mitigation | Planned - WSIP/System Hardening |  |  | 2024 | Tier 2 | Transformer only |  |  |  | 2555743 | Sus |  | WildfireMitigation¦PlannedWSIPSystemHardening¦¦
24-0102249 | Wildfire Mitigation | Planned - WSIP/System Hardening |  |  | 2024 | Tier 2 | Distribution Circuit |  |  |  | 2555696 | Sus |  | WildfireMitigation¦PlannedWSIPSystemHardening¦¦
24-0096522 | Company Initiated | Planned- maintenance |  |  | 2024 | Tier 2 | Transformer only |  |  |  | 2556037 | Sus |  | CompanyInitiated¦Plannedmaintenance¦¦
24-0101998 | Wildfire Mitigation | Planned - WSIP/System Hardening |  |  | 2024 | Tier 3 | Distribution Circuit |  |  |  | 2555767 | Sus |  | WildfireMitigation¦PlannedWSIPSystemHardening¦¦
24-0097300 | Company Initiated | Planned- maintenance |  |  | 2024 | Tier 3 | Transformer only |  |  |  | 2555736 | Sus |  | CompanyInitiated¦Plannedmaintenance¦¦
24-0098759 | Wildfire Mitigation | Planned - WSIP/System Hardening |  |  | 2024 | Tier 3 | Transformer only |  |  |  | 2555852 | Sus |  | WildfireMitigation¦PlannedWSIPSystemHardening¦¦
24-0105211 | Equipment Failure/Involved | Overhead | Insulator | Broken | 2024 | Tier 2 | Distribution Circuit |  |  |  | 2555835 | Sus |  | EquipmentFailureInvolved¦Overhead¦Insulator¦Broken
24-0101913 | Wildfire Mitigation | Planned - WSIP/System Hardening |  |  | 2024 | Tier 2 | Distribution Circuit |  |  |  | 2555845 | Sus |  | WildfireMitigation¦PlannedWSIPSystemHardening¦¦
24-0101676 | Wildfire Mitigation | Planned - WSIP/System Hardening |  |  | 2024 | Tier 2 | Transformer only |  |  |  | 2555881 | Sus |  | WildfireMitigation¦PlannedWSIPSystemHardening¦¦
24-0098218 | Company Initiated | Planned- maintenance |  |  | 2024 | Tier 2 | Distribution Circuit |  |  |  | 2555955 | Sus |  | CompanyInitiated¦Plannedmaintenance¦¦
24-0098767 | Wildfire Mitigation | Planned - WSIP/System Hardening |  |  | 2024 | Tier 3 | Transformer only |  |  |  | 2555965 | Sus |  | WildfireMitigation¦PlannedWSIPSystemHardening¦¦
24-0101779 | Wildfire Mitigation | Planned - WSIP/System Hardening |  |  | 2024 | Tier 2 | Transformer only |  |  |  | 2556038 | Sus |  | WildfireMitigation¦PlannedWSIPSystemHardening¦¦
24-0099479 | Wildfire Mitigation | Planned - WSIP/System Hardening |  |  | 2024 | Tier 2 | Transformer only |  |  |  | 2556000 | Sus |  | WildfireMitigation¦PlannedWSIPSystemHardening¦¦
24-0105382 | Company Initiated | Personnel- company | Conductor- Overhead | Normal | 2024 | Tier 3 | Distribution Circuit |  |  |  | 2556007 | Sus |  | CompanyInitiated¦Personnelcompany¦ConductorOverhead¦Normal
24-0105457 | Equipment Failure/Involved | Overhead | Insulator | Broken | 2024 | Tier 2 | Distribution Circuit |  |  |  | 2556115 | Sus |  | EquipmentFailureInvolved¦Overhead¦Insulator¦Broken
24-0105496 | Equipment Failure/Involved | Overhead | Transformer (OH) | Failed/Faulted | 2024 | Tier 2 | Distribution Circuit |  |  |  | 2556233 | Sus |  | EquipmentFailureInvolved¦Overhead¦Transformer(OH)¦FailedFaulted
24-0096302 | Company Initiated | Planned- maintenance |  |  | 2024 | Tier 3 | Distribution Circuit |  |  |  | 2556349 | Sus |  | CompanyInitiated¦Plannedmaintenance¦¦
24-0102572 | Company Initiated | Planned- maintenance |  |  | 2024 | Tier 2 | Distribution Circuit |  |  |  | 2556370 | Sus |  | CompanyInitiated¦Plannedmaintenance¦¦
24-0103138 | Company Initiated | Planned- maintenance |  |  | 2024 | Tier 3 | Distribution Circuit |  |  |  | 2556373 | Sus |  | CompanyInitiated¦Plannedmaintenance¦¦
24-0103112 | Wildfire Mitigation | Planned - WSIP/System Hardening |  |  | 2024 | Tier 2 | Distribution Circuit |  |  |  | 2556374 | Sus |  | WildfireMitigation¦PlannedWSIPSystemHardening¦¦
24-0096320 | Company Initiated | Planned- maintenance |  |  | 2024 | Tier 2 | Distribution Circuit |  |  |  | 2556384 | Sus |  | CompanyInitiated¦Plannedmaintenance¦¦
24-0096320 | Company Initiated | Planned- maintenance |  |  | 2024 | Tier 2 | Distribution Circuit |  |  |  | 2556385 | Sus |  | CompanyInitiated¦Plannedmaintenance¦¦
24-0102584 | Wildfire Mitigation | Planned - WSIP/System Hardening |  |  | 2024 | Tier 2 | Distribution Circuit |  |  |  | 2556389 | Sus |  | WildfireMitigation¦PlannedWSIPSystemHardening¦¦
24-0099484 | Company Initiated | Planned- maintenance |  |  | 2024 | Tier 3 | Distribution Circuit |  |  |  | 2556390 | Sus |  | CompanyInitiated¦Plannedmaintenance¦¦
24-0105559 | Animal | Squirrel | Cutout- fuse holder | Normal | 2024 | Tier 3 | Distribution Circuit |  |  |  | 2556410 | Sus |  | Animal¦Squirrel¦Cutoutfuseholder¦Normal
24-0105572 | 3rd Party | Vehicle | Conductor- Overhead | Broken- wire on ground | 2024 | Tier 3 | Distribution Circuit |  |  |  | 2556422 | Sus |  | 3rdParty¦Vehicle¦ConductorOverhead¦Brokenwireonground
24-0105668 | Unknown Cause | Patrol - found nothing |  |  | 2024 | Tier 2 | Transformer only |  |  |  | 2557005 | Sus |  | UnknownCause¦Patrolfoundnothing¦¦
24-0105673 | Animal | Squirrel | Transformer (OH) | Burned/flashed | 2024 | Tier 3 | Transformer only |  |  |  | 2557012 | Sus |  | Animal¦Squirrel¦Transformer(OH)¦Burnedflashed
24-0105700 | Equipment Failure/Involved | Overhead | Cutout- fuse holder | Broken | 2024 | Tier 2 | Transformer only |  |  |  | 2557092 | Sus |  | EquipmentFailureInvolved¦Overhead¦Cutoutfuseholder¦Broken
24-0098266 | Company Initiated | Planned- maintenance |  |  | 2024 | Tier 3 | Distribution Circuit |  |  |  | 2557854 | Sus |  | CompanyInitiated¦Plannedmaintenance¦¦
24-0098263 | Company Initiated | Planned- maintenance |  |  | 2024 | Tier 3 | Transformer only |  |  |  | 2558460 | Sus |  | CompanyInitiated¦Plannedmaintenance¦¦
24-0101595 | Company Initiated | Planned- maintenance |  |  | 2024 | Tier 2 | Distribution Circuit |  |  |  | 2557905 | Sus |  | CompanyInitiated¦Plannedmaintenance¦¦
24-0097321 | Company Initiated | Planned- maintenance |  |  | 2024 | Tier 2 | Transformer only |  |  |  | 2557933 | Sus |  | CompanyInitiated¦Plannedmaintenance¦¦
24-0096546 | Company Initiated | Planned- maintenance |  |  | 2024 | Tier 3 | Transformer only |  |  |  | 2557960 | Sus |  | CompanyInitiated¦Plannedmaintenance¦¦
24-0101342 | Wildfire Mitigation | Planned - WSIP/System Hardening |  |  | 2024 | Tier 3 | Distribution Circuit |  |  |  | 2557957 | Sus |  | WildfireMitigation¦PlannedWSIPSystemHardening¦¦
24-0101046 | Company Initiated | Planned- maintenance |  |  | 2024 | Tier 3 | Distribution Circuit |  |  |  | 2557956 | Sus |  | CompanyInitiated¦Plannedmaintenance¦¦
24-0103545 | Company Initiated | Planned- maintenance |  |  | 2024 | Tier 3 | Transformer only |  |  |  | 2557974 | Sus |  | CompanyInitiated¦Plannedmaintenance¦¦
24-0103568 | Company Initiated | Planned- maintenance |  |  | 2024 | Tier 2 | Distribution Circuit |  |  |  | 2557963 | Sus |  | CompanyInitiated¦Plannedmaintenance¦¦
24-0103569 | Company Initiated | Planned- maintenance |  |  | 2024 | Tier 2 | Transformer only |  |  |  | 2558528 | Sus |  | CompanyInitiated¦Plannedmaintenance¦¦
24-0098234 | Company Initiated | Planned- maintenance |  |  | 2024 | Tier 2 | Distribution Circuit |  |  |  | 2557968 | Sus |  | CompanyInitiated¦Plannedmaintenance¦¦
24-0101111 | Wildfire Mitigation | Planned - WSIP/System Hardening |  |  | 2024 | Tier 2 | Distribution Circuit |  |  |  | 2557993 | Sus |  | WildfireMitigation¦PlannedWSIPSystemHardening¦¦
24-0098246 | Company Initiated | Planned- maintenance |  |  | 2024 | Tier 3 | Distribution Circuit |  |  |  | 2558003 | Sus |  | CompanyInitiated¦Plannedmaintenance¦¦
24-0100906 | Company Initiated | Planned- maintenance |  |  | 2024 | Tier 3 | Distribution Circuit |  |  |  | 2558006 | Sus |  | CompanyInitiated¦Plannedmaintenance¦¦
24-0101146 | Company Initiated | Planned- maintenance |  |  | 2024 | Tier 3 | Transformer only |  |  |  | 2558025 | Sus |  | CompanyInitiated¦Plannedmaintenance¦¦
24-0093828 | Company Initiated | Planned- capital |  |  | 2024 | Tier 2 | Distribution Circuit |  |  |  | 2558084 | Sus |  | CompanyInitiated¦Plannedcapital¦¦
24-0100750 | Company Initiated | Planned- maintenance |  |  | 2024 | Tier 2 | Distribution Circuit |  |  |  | 2558028 | Sus |  | CompanyInitiated¦Plannedmaintenance¦¦
24-0096664 | Company Initiated | Planned- maintenance |  |  | 2024 | Tier 2 | Distribution Circuit |  |  |  | 2558086 | Sus |  | CompanyInitiated¦Plannedmaintenance¦¦
24-0098616 | Wildfire Mitigation | Planned - WSIP/System Hardening |  |  | 2024 | Tier 2 | Transformer only |  |  |  | 2558063 | Sus |  | WildfireMitigation¦PlannedWSIPSystemHardening¦¦
24-0100753 | Company Initiated | Planned- maintenance |  |  | 2024 | Tier 2 | Transformer only |  |  |  | 2558064 | Sus |  | CompanyInitiated¦Plannedmaintenance¦¦
24-0096706 | Company Initiated | Planned- maintenance |  |  | 2024 | Tier 2 | Transformer only |  |  |  | 2558087 | Sus |  | CompanyInitiated¦Plannedmaintenance¦¦
24-0100970 | Company Initiated | Planned- maintenance |  |  | 2024 | Tier 2 | Distribution Circuit |  |  |  | 2558081 | Sus |  | CompanyInitiated¦Plannedmaintenance¦¦
24-0101153 | Company Initiated | Planned- maintenance |  |  | 2024 | Tier 3 | Transformer only |  |  |  | 2558140 | Sus |  | CompanyInitiated¦Plannedmaintenance¦¦
24-0105941 | Equipment Failure/Involved | Overhead | Conductor- Overhead | Deteriorated | 2024 | Tier 2 | Distribution Circuit |  |  |  | 2558199 | Sus |  | EquipmentFailureInvolved¦Overhead¦ConductorOverhead¦Deteriorated
24-0106059 | Equipment Failure/Involved | Overhead | Fuse | Normal | 2024 | Tier 2 | Transformer only |  |  |  | 2558250 | Sus |  | EquipmentFailureInvolved¦Overhead¦Fuse¦Normal
24-0103532 | Company Initiated | Planned- maintenance |  |  | 2024 | Tier 3 | Transformer only |  |  |  | 2558303 | Sus |  | CompanyInitiated¦Plannedmaintenance¦¦
24-0098239 | Company Initiated | Planned- maintenance |  |  | 2024 | Tier 2 | Transformer only |  |  |  | 2558404 | Sus |  | CompanyInitiated¦Plannedmaintenance¦¦
24-0106135 | Company Initiated | Personnel- company | Conductor- Overhead | Normal | 2024 | Tier 2 | Distribution Circuit |  |  |  | 2558409 | Sus |  | CompanyInitiated¦Personnelcompany¦ConductorOverhead¦Normal
24-0106155 | Company Initiated | Personnel- company | Conductor- Overhead | Normal | 2024 | Tier 3 | Distribution Circuit |  |  |  | 2558451 | Sus |  | CompanyInitiated¦Personnelcompany¦ConductorOverhead¦Normal
24-0101029 | Wildfire Mitigation | Planned - WSIP/System Hardening |  |  | 2024 | Tier 2 | Distribution Circuit |  |  |  | 2558493 | Sus |  | WildfireMitigation¦PlannedWSIPSystemHardening¦¦
24-0098251 | Wildfire Mitigation | Planned - WSIP/System Hardening |  |  | 2024 | Tier 3 | Transformer only |  |  |  | 2558499 | Sus |  | WildfireMitigation¦PlannedWSIPSystemHardening¦¦
24-0106449 | Equipment Failure/Involved | Overhead | Regulator | Failed/Faulted | 2024 | Tier 3 | Transformer only |  |  |  | 2558842 | Sus |  | EquipmentFailureInvolved¦Overhead¦Regulator¦FailedFaulted
24-0093908 | Company Initiated | Planned- capital |  |  | 2024 | Tier 3 | Distribution Circuit |  |  |  | 2558940 | Sus |  | CompanyInitiated¦Plannedcapital¦¦
24-0101319 | Wildfire Mitigation | Planned - WSIP/System Hardening |  |  | 2024 | Tier 3 | Distribution Circuit |  |  |  | 2558931 | Sus |  | WildfireMitigation¦PlannedWSIPSystemHardening¦¦
24-0101420 | Company Initiated | Planned- maintenance |  |  | 2024 | Tier 2 | Distribution Circuit |  |  |  | 2558998 | Sus |  | CompanyInitiated¦Plannedmaintenance¦¦
24-0106516 | Company Initiated | Personnel- company | Conductor- Overhead | Normal | 2024 | Tier 3 | Distribution Circuit |  |  |  | 2558987 | Sus |  | CompanyInitiated¦Personnelcompany¦ConductorOverhead¦Normal
24-0098959 | Company Initiated | Planned- maintenance |  |  | 2024 | Tier 2 | Distribution Circuit |  |  |  | 2558985 | Sus |  | CompanyInitiated¦Plannedmaintenance¦¦
24-0101481 | Company Initiated | Planned- maintenance |  |  | 2024 | Tier 2 | Transformer only |  |  |  | 2559352 | Sus |  | CompanyInitiated¦Plannedmaintenance¦¦
24-0098409 | Company Initiated | Planned- maintenance |  |  | 2024 | Tier 2 | Distribution Circuit |  |  |  | 2559369 | Sus |  | CompanyInitiated¦Plannedmaintenance¦¦
24-0103174 | Company Initiated | Planned- maintenance |  |  | 2024 | Tier 3 | Distribution Circuit |  |  |  | 2559048 | Sus |  | CompanyInitiated¦Plannedmaintenance¦¦
24-0093908 | Company Initiated | Planned- capital |  |  | 2024 | Tier 3 | Distribution Circuit |  |  |  | 2559088 | Sus |  | CompanyInitiated¦Plannedcapital¦¦
24-0101434 | Company Initiated | Planned- maintenance |  |  | 2024 | Tier 2 | Distribution Circuit |  |  |  | 2559063 | Sus |  | CompanyInitiated¦Plannedmaintenance¦¦
24-0101222 | Company Initiated | Planned- maintenance |  |  | 2024 | Tier 2 | Distribution Circuit |  |  |  | 2559047 | Sus |  | CompanyInitiated¦Plannedmaintenance¦¦
24-0106583 | 3rd Party | Tree - cutting- 3rd party | Conductor- Overhead | Normal | 2024 | Tier 2 | Distribution Circuit |  |  |  | 2559060 | Sus |  | 3rdParty¦Treecutting3rdparty¦ConductorOverhead¦Normal
24-0098329 | Company Initiated | Planned- maintenance |  |  | 2024 | Tier 2 | Distribution Circuit |  |  |  | 2559079 | Sus |  | CompanyInitiated¦Plannedmaintenance¦¦
24-0101370 | Company Initiated | Planned- maintenance |  |  | 2024 | Tier 2 | Distribution Circuit |  |  |  | 2559105 | Sus |  | CompanyInitiated¦Plannedmaintenance¦¦
24-0100278 | Wildfire Mitigation | Planned - WSIP/System Hardening |  |  | 2024 | Tier 3 | Distribution Circuit |  |  |  | 2559108 | Sus |  | WildfireMitigation¦PlannedWSIPSystemHardening¦¦
24-0106556 | 3rd Party | Vehicle | Anchor or Guy | Broken | 2024 | Tier 2 | Distribution Circuit |  |  |  | 2559100 | Sus |  | 3rdParty¦Vehicle¦AnchororGuy¦Broken
24-0101503 | Company Initiated | Planned- maintenance |  |  | 2024 | Tier 2 | Distribution Circuit |  |  |  | 2559115 | Sus |  | CompanyInitiated¦Plannedmaintenance¦¦
24-0100460 | Company Initiated | Planned- maintenance |  |  | 2024 | Tier 2 | Transformer only |  |  |  | 2559141 | Sus |  | CompanyInitiated¦Plannedmaintenance¦¦
24-0101307 | Wildfire Mitigation | Planned - WSIP/System Hardening |  |  | 2024 | Tier 2 | Transformer only |  |  |  | 2559142 | Sus |  | WildfireMitigation¦PlannedWSIPSystemHardening¦¦
24-0101003 | Company Initiated | Planned- maintenance |  |  | 2024 | Tier 2 | Distribution Circuit |  |  |  | 2559136 | Sus |  | CompanyInitiated¦Plannedmaintenance¦¦
24-0101529 | Company Initiated | Planned- maintenance |  |  | 2024 | Tier 3 | Distribution Circuit |  |  |  | 2559181 | Sus |  | CompanyInitiated¦Plannedmaintenance¦¦
24-0106769 | Equipment Failure/Involved | Overhead | Insulator | Failed/Faulted | 2024 | Tier 2 | Transformer only |  |  |  | 2559397 | Sus |  | EquipmentFailureInvolved¦Overhead¦Insulator¦FailedFaulted
24-0099375 | Wildfire Mitigation | Planned - WSIP/System Hardening |  |  | 2024 | Tier 3 | Distribution Circuit |  |  |  | 2559204 | Sus |  | WildfireMitigation¦PlannedWSIPSystemHardening¦¦
24-0100849 | Company Initiated | Planned- maintenance |  |  | 2024 | Tier 2 | Distribution Circuit |  |  |  | 2559188 | Sus |  | CompanyInitiated¦Plannedmaintenance¦¦
24-0095186 | Wildfire Mitigation | Planned - WSIP/System Hardening |  |  | 2024 | Tier 2 | Distribution Circuit |  |  |  | 2559217 | Sus |  | WildfireMitigation¦PlannedWSIPSystemHardening¦¦
24-0090547 | Company Initiated | Planned- capital |  |  | 2024 | Tier 2 | Distribution Circuit |  |  |  | 2559281 | Sus |  | CompanyInitiated¦Plannedcapital¦¦
24-0101412 | Wildfire Mitigation | Planned - WSIP/System Hardening |  |  | 2024 | Tier 2 | Transformer only |  |  |  | 2559312 | Sus |  | WildfireMitigation¦PlannedWSIPSystemHardening¦¦
24-0098950 | Wildfire Mitigation | Planned - WSIP/System Hardening |  |  | 2024 | Tier 2 | Distribution Circuit |  |  |  | 2559370 | Sus |  | WildfireMitigation¦PlannedWSIPSystemHardening¦¦
24-0103177 | Company Initiated | Planned- maintenance |  |  | 2024 | Tier 3 | Transformer only |  |  |  | 2559378 | Sus |  | CompanyInitiated¦Plannedmaintenance¦¦
24-0087119 | Company Initiated | Planned- capital |  |  | 2024 | Tier 3 | Distribution Circuit |  |  |  | 2559469 | Sus |  | CompanyInitiated¦Plannedcapital¦¦
24-0101488 | Company Initiated | Planned- maintenance |  |  | 2024 | Tier 2 | Distribution Circuit |  |  |  | 2559420 | Sus |  | CompanyInitiated¦Plannedmaintenance¦¦
24-0101402 | Wildfire Mitigation | Planned - WSIP/System Hardening |  |  | 2024 | Tier 2 | Distribution Circuit |  |  |  | 2559447 | Sus |  | WildfireMitigation¦PlannedWSIPSystemHardening¦¦
24-0098970 | Wildfire Mitigation | Planned - WSIP/System Hardening |  |  | 2024 | Tier 2 | Distribution Circuit |  |  |  | 2559526 | Sus |  | WildfireMitigation¦PlannedWSIPSystemHardening¦¦
24-0106865 | Company Initiated | Coordination failure | Conductor- Overhead | Normal | 2024 | Tier 2 | Distribution Circuit |  |  |  | 2559533 | Sus |  | CompanyInitiated¦Coordinationfailure¦ConductorOverhead¦Normal
24-0098393 | Wildfire Mitigation | Planned - WSIP/System Hardening |  |  | 2024 | Tier 3 | Transformer only |  |  |  | 2559591 | Sus |  | WildfireMitigation¦PlannedWSIPSystemHardening¦¦
24-0100455 | Wildfire Mitigation | Planned - WSIP/System Hardening |  |  | 2024 | Tier 3 | Distribution Circuit |  |  |  | 2559726 | Sus |  | WildfireMitigation¦PlannedWSIPSystemHardening¦¦
24-0093908 | Company Initiated | Planned- capital |  |  | 2024 | Tier 3 | Substation - Distribution |  |  |  | 2559762 | Sus |  | CompanyInitiated¦Plannedcapital¦¦
24-0101732 | Company Initiated | Planned- maintenance |  |  | 2024 | Tier 2 | Transformer only |  |  |  | 2559895 | Sus |  | CompanyInitiated¦Plannedmaintenance¦¦
24-0103665 | Company Initiated | Planned- maintenance |  |  | 2024 | Tier 2 | Distribution Circuit |  |  |  | 2559894 | Sus |  | CompanyInitiated¦Plannedmaintenance¦¦
24-0099057 | Company Initiated | Planned- maintenance |  |  | 2024 | Tier 3 | Distribution Circuit |  |  |  | 2559890 | Sus |  | CompanyInitiated¦Plannedmaintenance¦¦
24-0101437 | Wildfire Mitigation | Planned - WSIP/System Hardening |  |  | 2024 | Tier 2 | Distribution Circuit |  |  |  | 2559892 | Sus |  | WildfireMitigation¦PlannedWSIPSystemHardening¦¦
24-0099044 | Company Initiated | Planned- maintenance |  |  | 2024 | Tier 2 | Transformer only |  |  |  | 2559904 | Sus |  | CompanyInitiated¦Plannedmaintenance¦¦
24-0099031 | Wildfire Mitigation | Planned - WSIP/System Hardening |  |  | 2024 | Tier 3 | Transformer only |  |  |  | 2559912 | Sus |  | WildfireMitigation¦PlannedWSIPSystemHardening¦¦
24-0099033 | Wildfire Mitigation | Planned - WSIP/System Hardening |  |  | 2024 | Tier 3 | Distribution Circuit |  |  |  | 2559933 | Sus |  | WildfireMitigation¦PlannedWSIPSystemHardening¦¦
24-0103343 | Company Initiated | Planned- maintenance |  |  | 2024 | Tier 2 | Distribution Circuit |  |  |  | 2559915 | Sus |  | CompanyInitiated¦Plannedmaintenance¦¦
24-0101736 | Wildfire Mitigation | Planned - WSIP/System Hardening |  |  | 2024 | Tier 2 | Transformer only |  |  |  | 2560017 | Sus |  | WildfireMitigation¦PlannedWSIPSystemHardening¦¦
24-0101429 | Company Initiated | Planned- maintenance |  |  | 2024 | Tier 2 | Distribution Circuit |  |  |  | 2560013 | Sus |  | CompanyInitiated¦Plannedmaintenance¦¦
24-0105023 | Company Initiated | Planned- maintenance |  |  | 2024 | Tier 2 | Transformer only |  |  |  | 2560215 | Sus |  | CompanyInitiated¦Plannedmaintenance¦¦
24-0101534 | Company Initiated | Planned- maintenance |  |  | 2024 | Tier 2 | Transformer only |  |  |  | 2560030 | Sus |  | CompanyInitiated¦Plannedmaintenance¦¦
24-0098988 | Company Initiated | Planned- maintenance |  |  | 2024 | Tier 3 | Distribution Circuit |  |  |  | 2560045 | Sus |  | CompanyInitiated¦Plannedmaintenance¦¦
24-0101774 | Company Initiated | Planned- maintenance |  |  | 2024 | Tier 3 | Distribution Circuit |  |  |  | 2560053 | Sus |  | CompanyInitiated¦Plannedmaintenance¦¦
24-0101413 | Wildfire Mitigation | Planned - WSIP/System Hardening |  |  | 2024 | Tier 2 | Distribution Circuit |  |  |  | 2560059 | Sus |  | WildfireMitigation¦PlannedWSIPSystemHardening¦¦
24-0101763 | Company Initiated | Planned- maintenance |  |  | 2024 | Tier 3 | Distribution Circuit |  |  |  | 2560058 | Sus |  | CompanyInitiated¦Plannedmaintenance¦¦
24-0100286 | Wildfire Mitigation | Planned - WSIP/System Hardening |  |  | 2024 | Tier 3 | Distribution Circuit |  |  |  | 2560097 | Sus |  | WildfireMitigation¦PlannedWSIPSystemHardening¦¦
24-0099172 | Company Initiated | Planned- maintenance |  |  | 2024 | Tier 3 | Distribution Circuit |  |  |  | 2560088 | Sus |  | CompanyInitiated¦Plannedmaintenance¦¦
24-0099891 | Wildfire Mitigation | Planned - WSIP/System Hardening |  |  | 2024 | Tier 2 | Distribution Circuit |  |  |  | 2560113 | Sus |  | WildfireMitigation¦PlannedWSIPSystemHardening¦¦
24-0101138 | Company Initiated | Planned- maintenance |  |  | 2024 | Tier 3 | Distribution Circuit |  |  |  | 2560114 | Sus |  | CompanyInitiated¦Plannedmaintenance¦¦
24-0107130 | Vegetation | Tree - grew into line | Conductor- Overhead | Normal | 2024 | Tier 2 | Distribution Circuit |  |  |  | 2560076 | Sus |  | Vegetation¦Treegrewintoline¦ConductorOverhead¦Normal
24-0096167 | Wildfire Mitigation | Planned - WSIP/System Hardening |  |  | 2024 | Tier 3 | Distribution Circuit |  |  |  | 2560138 | Sus |  | WildfireMitigation¦PlannedWSIPSystemHardening¦¦
24-0099254 | Wildfire Mitigation | Planned - WSIP/System Hardening |  |  | 2024 | Zone 1 | Distribution Circuit |  |  |  | 2560172 | Sus |  | WildfireMitigation¦PlannedWSIPSystemHardening¦¦
24-0107153 | Equipment Failure/Involved | Overhead | Pole-Wood | Deteriorated | 2024 | Tier 2 | Distribution Circuit |  |  |  | 2560152 | Sus |  | EquipmentFailureInvolved¦Overhead¦PoleWood¦Deteriorated
24-0095670 | Wildfire Mitigation | Planned - WSIP/System Hardening |  |  | 2024 | Tier 2 | Distribution Circuit |  |  |  | 2560210 | Sus |  | WildfireMitigation¦PlannedWSIPSystemHardening¦¦
24-0101460 | Wildfire Mitigation | Planned - WSIP/System Hardening |  |  | 2024 | Tier 2 | Distribution Circuit |  |  |  | 2560280 | Sus |  | WildfireMitigation¦PlannedWSIPSystemHardening¦¦
24-0103346 | Company Initiated | Planned- maintenance |  |  | 2024 | Tier 2 | Distribution Circuit |  |  |  | 2560294 | Sus |  | CompanyInitiated¦Plannedmaintenance¦¦
24-0107340 | Company Initiated | Personnel- company | Conductor- Overhead | Normal | 2024 | Tier 2 | Distribution Circuit |  |  |  | 2560323 | Sus |  | CompanyInitiated¦Personnelcompany¦ConductorOverhead¦Normal
24-0099018 | Company Initiated | Planned- maintenance |  |  | 2024 | Tier 3 | Distribution Circuit |  |  |  | 2560356 | Sus |  | CompanyInitiated¦Plannedmaintenance¦¦
24-0101480 | Wildfire Mitigation | Planned - WSIP/System Hardening |  |  | 2024 | Tier 2 | Transformer only |  |  |  | 2560366 | Sus |  | WildfireMitigation¦PlannedWSIPSystemHardening¦¦
24-0107435 | Company Initiated | Personnel- company | Fuse | Normal | 2024 | Tier 3 | Distribution Circuit |  |  |  | 2560397 | Sus |  | CompanyInitiated¦Personnelcompany¦Fuse¦Normal
24-0101557 | Wildfire Mitigation | Planned - WSIP/System Hardening |  |  | 2024 | Tier 2 | Transformer only |  |  |  | 2560426 | Sus |  | WildfireMitigation¦PlannedWSIPSystemHardening¦¦
24-0099005 | Wildfire Mitigation | Planned - WSIP/System Hardening |  |  | 2024 | Tier 3 | Transformer only |  |  |  | 2560434 | Sus |  | WildfireMitigation¦PlannedWSIPSystemHardening¦¦
24-0107616 | Equipment Failure/Involved | Overhead | Pole-Wood | Broken | 2024 | Tier 2 | Distribution Circuit |  |  |  | 2560689 | Sus |  | EquipmentFailureInvolved¦Overhead¦PoleWood¦Broken
24-0101798 | Company Initiated | Planned- maintenance |  |  | 2024 | Tier 2 | Transformer only |  |  |  | 2560796 | Sus |  | CompanyInitiated¦Plannedmaintenance¦¦
24-0101828 | Company Initiated | Planned- maintenance |  |  | 2024 | Tier 2 | Transformer only |  |  |  | 2560805 | Sus |  | CompanyInitiated¦Plannedmaintenance¦¦
24-0102330 | Company Initiated | Planned- maintenance |  |  | 2024 | Tier 3 | Distribution Circuit |  |  |  | 2560826 | Sus |  | CompanyInitiated¦Plannedmaintenance¦¦
24-0101806 | Company Initiated | Planned- maintenance |  |  | 2024 | Tier 2 | Transformer only |  |  |  | 2560844 | Sus |  | CompanyInitiated¦Plannedmaintenance¦¦
24-0102353 | Company Initiated | Planned- maintenance |  |  | 2024 | Tier 2 | Distribution Circuit |  |  |  | 2560848 | Sus |  | CompanyInitiated¦Plannedmaintenance¦¦
24-0103684 | Company Initiated | Planned- maintenance |  |  | 2024 | Tier 2 | Distribution Circuit |  |  |  | 2560829 | Sus |  | CompanyInitiated¦Plannedmaintenance¦¦
24-0096055 | Company Initiated | Planned- capital |  |  | 2024 | Tier 2 | Distribution Circuit |  |  |  | 2560856 | Sus |  | CompanyInitiated¦Plannedcapital¦¦
24-0101836 | Company Initiated | Planned- maintenance |  |  | 2024 | Tier 2 | Transformer only |  |  |  | 2560887 | Sus |  | CompanyInitiated¦Plannedmaintenance¦¦
24-0102154 | Company Initiated | Planned- maintenance |  |  | 2024 | Tier 2 | Transformer only |  |  |  | 2560901 | Sus |  | CompanyInitiated¦Plannedmaintenance¦¦
24-0102157 | Company Initiated | Planned- maintenance |  |  | 2024 | Tier 2 | Transformer only |  |  |  | 2560903 | Sus |  | CompanyInitiated¦Plannedmaintenance¦¦
24-0102336 | Company Initiated | Planned- maintenance |  |  | 2024 | Tier 3 | Distribution Circuit |  |  |  | 2560914 | Sus |  | CompanyInitiated¦Plannedmaintenance¦¦
24-0101795 | Company Initiated | Planned- maintenance |  |  | 2024 | Tier 2 | Transformer only |  |  |  | 2560927 | Sus |  | CompanyInitiated¦Plannedmaintenance¦¦
24-0101895 | Company Initiated | Planned- maintenance |  |  | 2024 | Tier 2 | Distribution Circuit |  |  |  | 2560935 | Sus |  | CompanyInitiated¦Plannedmaintenance¦¦
24-0100477 | Wildfire Mitigation | Planned - WSIP/System Hardening |  |  | 2024 | Tier 2 | Transformer only |  |  |  | 2560979 | Sus |  | WildfireMitigation¦PlannedWSIPSystemHardening¦¦
24-0100472 | Wildfire Mitigation | Planned - WSIP/System Hardening |  |  | 2024 | Tier 2 | Transformer only |  |  |  | 2560947 | Sus |  | WildfireMitigation¦PlannedWSIPSystemHardening¦¦
24-0101814 | Wildfire Mitigation | Planned - WSIP/System Hardening |  |  | 2024 | Tier 3 | Transformer only |  |  |  | 2560951 | Sus |  | WildfireMitigation¦PlannedWSIPSystemHardening¦¦
24-0095194 | Wildfire Mitigation | Planned - WSIP/System Hardening |  |  | 2024 | Tier 3 | Distribution Circuit |  |  |  | 2560905 | Sus |  | WildfireMitigation¦PlannedWSIPSystemHardening¦¦
24-0096066 | Company Initiated | Planned- maintenance |  |  | 2024 | Tier 2 | Distribution Circuit |  |  |  | 2561013 | Sus |  | CompanyInitiated¦Plannedmaintenance¦¦
24-0103698 | Company Initiated | Planned- maintenance |  |  | 2024 | Tier 2 | Distribution Circuit |  |  |  | 2561042 | Sus |  | CompanyInitiated¦Plannedmaintenance¦¦
24-0101882 | Wildfire Mitigation | Planned - WSIP/System Hardening |  |  | 2024 | Tier 3 | Transformer only |  |  |  | 2561046 | Sus |  | WildfireMitigation¦PlannedWSIPSystemHardening¦¦
24-0100480 | Wildfire Mitigation | Planned - WSIP/System Hardening |  |  | 2024 | Tier 3 | Transformer only |  |  |  | 2561098 | Sus |  | WildfireMitigation¦PlannedWSIPSystemHardening¦¦
24-0102361 | Wildfire Mitigation | Planned - WSIP/System Hardening |  |  | 2024 | Tier 2 | Distribution Circuit |  |  |  | 2561173 | Sus |  | WildfireMitigation¦PlannedWSIPSystemHardening¦¦
24-0091244 | Company Initiated | Planned- maintenance |  |  | 2024 | Tier 2 | Distribution Circuit |  |  |  | 2561270 | Sus |  | CompanyInitiated¦Plannedmaintenance¦¦
24-0101875 | Wildfire Mitigation | Planned - WSIP/System Hardening |  |  | 2024 | Tier 3 | Transformer only |  |  |  | 2561177 | Sus |  | WildfireMitigation¦PlannedWSIPSystemHardening¦¦
24-0107935 | Company Initiated | Personnel- company | Conductor- Overhead | Normal | 2024 | Tier 2 | Distribution Circuit |  |  |  | 2561206 | Sus |  | CompanyInitiated¦Personnelcompany¦ConductorOverhead¦Normal
24-0101906 | Wildfire Mitigation | Planned - WSIP/System Hardening |  |  | 2024 | Tier 3 | Transformer only |  |  |  | 2561199 | Sus |  | WildfireMitigation¦PlannedWSIPSystemHardening¦¦
24-0101902 | Wildfire Mitigation | Planned - WSIP/System Hardening |  |  | 2024 | Tier 3 | Transformer only |  |  |  | 2561264 | Sus |  | WildfireMitigation¦PlannedWSIPSystemHardening¦¦
24-0102344 | Wildfire Mitigation | Planned - WSIP/System Hardening |  |  | 2024 | Tier 3 | Transformer only |  |  |  | 2561268 | Sus |  | WildfireMitigation¦PlannedWSIPSystemHardening¦¦
24-0101791 | Company Initiated | Planned- maintenance |  |  | 2024 | Tier 2 | Transformer only |  |  |  | 2561274 | Sus |  | CompanyInitiated¦Plannedmaintenance¦¦
24-0101841 | Company Initiated | Planned- maintenance |  |  | 2024 | Tier 2 | Transformer only |  |  |  | 2561283 | Sus |  | CompanyInitiated¦Plannedmaintenance¦¦
24-0101810 | Wildfire Mitigation | Planned - WSIP/System Hardening |  |  | 2024 | Tier 2 | Transformer only |  |  |  | 2561295 | Sus |  | WildfireMitigation¦PlannedWSIPSystemHardening¦¦
24-0102319 | Company Initiated | Planned- maintenance |  |  | 2024 | Tier 3 | Distribution Circuit |  |  |  | 2561302 | Sus |  | CompanyInitiated¦Plannedmaintenance¦¦
24-0102323 | Company Initiated | Planned- maintenance |  |  | 2024 | Tier 3 | Transformer only |  |  |  | 2561398 | Sus |  | CompanyInitiated¦Plannedmaintenance¦¦
24-0108083 | Unknown Cause | Patrol - found nothing |  |  | 2024 | Tier 2 | Distribution Circuit |  |  |  | 2561438 | Sus |  | UnknownCause¦Patrolfoundnothing¦¦
24-0108152 | Unknown Cause | Patrol - found nothing |  |  | 2024 | Tier 2 | Transformer only |  |  |  | 2561614 | Sus |  | UnknownCause¦Patrolfoundnothing¦¦
24-0108217 | Animal | Squirrel | Transformer (OH) | Normal | 2024 | Tier 2 | Distribution Circuit |  |  |  | 2561812 | Sus |  | Animal¦Squirrel¦Transformer(OH)¦Normal
24-0102390 | Company Initiated | Planned- maintenance |  |  | 2024 | Tier 3 | Transformer only |  |  |  | 2561814 | Sus |  | CompanyInitiated¦Plannedmaintenance¦¦
24-0103411 | Company Initiated | Planned- maintenance |  |  | 2024 | Tier 2 | Distribution Circuit |  |  |  | 2561828 | Sus |  | CompanyInitiated¦Plannedmaintenance¦¦
24-0103456 | Company Initiated | Planned- maintenance |  |  | 2024 | Tier 3 | Distribution Circuit |  |  |  | 2561819 | Sus |  | CompanyInitiated¦Plannedmaintenance¦¦
24-0103723 | Company Initiated | Planned- maintenance |  |  | 2024 | Tier 2 | Distribution Circuit |  |  |  | 2561820 | Sus |  | CompanyInitiated¦Plannedmaintenance¦¦
24-0102659 | Company Initiated | Planned- maintenance |  |  | 2024 | Tier 2 | Distribution Circuit |  |  |  | 2561835 | Sus |  | CompanyInitiated¦Plannedmaintenance¦¦
24-0103747 | Company Initiated | Planned- maintenance |  |  | 2024 | Tier 2 | Distribution Circuit |  |  |  | 2561836 | Sus |  | CompanyInitiated¦Plannedmaintenance¦¦
24-0102661 | Company Initiated | Planned- maintenance |  |  | 2024 | Tier 2 | Distribution Circuit |  |  |  | 2561851 | Sus |  | CompanyInitiated¦Plannedmaintenance¦¦
24-0102446 | Company Initiated | Planned- maintenance |  |  | 2024 | Tier 3 | Transformer only |  |  |  | 2561854 | Sus |  | CompanyInitiated¦Plannedmaintenance¦¦
24-0102652 | Company Initiated | Planned- maintenance |  |  | 2024 | Tier 3 | Transformer only |  |  |  | 2561857 | Sus |  | CompanyInitiated¦Plannedmaintenance¦¦
24-0103410 | Wildfire Mitigation | Planned - WSIP/System Hardening |  |  | 2024 | Tier 3 | Transformer only |  |  |  | 2561862 | Sus |  | WildfireMitigation¦PlannedWSIPSystemHardening¦¦
24-0102166 | Company Initiated | Planned- maintenance |  |  | 2024 | Tier 2 | Distribution Circuit |  |  |  | 2561826 | Sus |  | CompanyInitiated¦Plannedmaintenance¦¦
24-0089883 | Company Initiated | Planned- maintenance |  |  | 2024 | Tier 3 | Distribution Circuit |  |  |  | 2561859 | Sus |  | CompanyInitiated¦Plannedmaintenance¦¦
24-0102403 | Company Initiated | Planned- maintenance |  |  | 2024 | Tier 2 | Distribution Circuit |  |  |  | 2561860 | Sus |  | CompanyInitiated¦Plannedmaintenance¦¦
24-0101856 | Company Initiated | Planned- maintenance |  |  | 2024 | Tier 2 | Transformer only |  |  |  | 2561863 | Sus |  | CompanyInitiated¦Plannedmaintenance¦¦
24-0102450 | Company Initiated | Planned- maintenance |  |  | 2024 | Tier 3 | Distribution Circuit |  |  |  | 2561865 | Sus |  | CompanyInitiated¦Plannedmaintenance¦¦
24-0108201 | Equipment Failure/Involved | Overhead | Pole-Wood | Deteriorated | 2024 | Tier 2 | Distribution Circuit |  |  |  | 2561892 | Sus |  | EquipmentFailureInvolved¦Overhead¦PoleWood¦Deteriorated
24-0103413 | Company Initiated | Planned- maintenance |  |  | 2024 | Tier 3 | Distribution Circuit |  |  |  | 2561905 | Sus |  | CompanyInitiated¦Plannedmaintenance¦¦
24-0070344 | Company Initiated | Planned- capital |  |  | 2024 | Tier 3 | Distribution Circuit |  |  |  | 2561955 | Sus |  | CompanyInitiated¦Plannedcapital¦¦
24-0103409 | Company Initiated | Planned- maintenance |  |  | 2024 | Tier 2 | Transformer only |  |  |  | 2562003 | Sus |  | CompanyInitiated¦Plannedmaintenance¦¦
24-0102428 | Company Initiated | Planned- maintenance |  |  | 2024 | Tier 3 | Transformer only |  |  |  | 2562002 | Sus |  | CompanyInitiated¦Plannedmaintenance¦¦
24-0102380 | Wildfire Mitigation | Planned - WSIP/System Hardening |  |  | 2024 | Tier 3 | Distribution Circuit |  |  |  | 2562020 | Sus |  | WildfireMitigation¦PlannedWSIPSystemHardening¦¦
24-0103740 | Company Initiated | Planned- maintenance |  |  | 2024 | Tier 2 | Distribution Circuit |  |  |  | 2562036 | Sus |  | CompanyInitiated¦Plannedmaintenance¦¦
24-0102422 | Wildfire Mitigation | Planned - WSIP/System Hardening |  |  | 2024 | Tier 3 | Transformer only |  |  |  | 2562039 | Sus |  | WildfireMitigation¦PlannedWSIPSystemHardening¦¦
24-0101625 | Wildfire Mitigation | Planned - WSIP/System Hardening |  |  | 2024 | Tier 3 | Distribution Circuit |  |  |  | 2562064 | Sus |  | WildfireMitigation¦PlannedWSIPSystemHardening¦¦
24-0108265 | Vegetation | Tree - branch fell on line | Conductor- Overhead | Normal | 2024 | Tier 3 | Distribution Circuit |  |  |  | 2562074 | Sus |  | Vegetation¦Treebranchfellonline¦ConductorOverhead¦Normal
24-0108296 | Equipment Failure/Involved | Overhead | Cutout- fuse holder | Normal | 2024 | Tier 2 | Distribution Circuit |  |  |  | 2562156 | Sus |  | EquipmentFailureInvolved¦Overhead¦Cutoutfuseholder¦Normal
24-0103624 | Company Initiated | Planned- maintenance |  |  | 2024 | Tier 2 | Distribution Circuit |  |  |  | 2562355 | Sus |  | CompanyInitiated¦Plannedmaintenance¦¦
24-0099070 | Company Initiated | Planned- capital |  |  | 2024 | Tier 2 | Distribution Circuit |  |  |  | 2562457 | Sus |  | CompanyInitiated¦Plannedcapital¦¦
24-0103338 | Company Initiated | Planned- capital |  |  | 2024 | Tier 2 | Distribution Circuit |  |  |  | 2562476 | Sus |  | CompanyInitiated¦Plannedcapital¦¦
24-0108400 | Equipment Failure/Involved | Electrical Overload | Conductor- Overhead | Normal | 2024 | Tier 2 | Distribution Circuit |  |  |  | 2562673 | Sus |  | EquipmentFailureInvolved¦ElectricalOverload¦ConductorOverhead¦Normal
24-0101536 | Company Initiated | Planned- maintenance |  |  | 2024 | Tier 2 | Distribution Circuit |  |  |  | 2562990 | Sus |  | CompanyInitiated¦Plannedmaintenance¦¦
24-0102548 | Wildfire Mitigation | Planned - WSIP/System Hardening |  |  | 2024 | Tier 2 | Distribution Circuit |  |  |  | 2563009 | Sus |  | WildfireMitigation¦PlannedWSIPSystemHardening¦¦
24-0101743 | Company Initiated | Planned- maintenance |  |  | 2024 | Tier 2 | Distribution Circuit |  |  |  | 2563010 | Sus |  | CompanyInitiated¦Plannedmaintenance¦¦
24-0103705 | Wildfire Mitigation | Planned - WSIP/System Hardening |  |  | 2024 | Tier 3 | Distribution Circuit |  |  |  | 2563039 | Sus |  | WildfireMitigation¦PlannedWSIPSystemHardening¦¦
24-0101768 | Wildfire Mitigation | Planned - WSIP/System Hardening |  |  | 2024 | Tier 2 | Transformer only |  |  |  | 2563020 | Sus |  | WildfireMitigation¦PlannedWSIPSystemHardening¦¦
24-0101564 | Company Initiated | Planned- maintenance |  |  | 2024 | Tier 2 | Distribution Circuit |  |  |  | 2563017 | Sus |  | CompanyInitiated¦Plannedmaintenance¦¦
24-0103735 | Company Initiated | Planned- maintenance |  |  | 2024 | Tier 3 | Distribution Circuit |  |  |  | 2563021 | Sus |  | CompanyInitiated¦Plannedmaintenance¦¦
24-0101748 | Company Initiated | Planned- maintenance |  |  | 2024 | Tier 2 | Distribution Circuit |  |  |  | 2563046 | Sus |  | CompanyInitiated¦Plannedmaintenance¦¦
24-0101778 | Company Initiated | Planned- maintenance |  |  | 2024 | Tier 3 | Distribution Circuit |  |  |  | 2563049 | Sus |  | CompanyInitiated¦Plannedmaintenance¦¦
24-0093063 | Company Initiated | Planned- capital |  |  | 2024 | Tier 2 | Distribution Circuit |  |  |  | 2563076 | Sus |  | CompanyInitiated¦Plannedcapital¦¦
24-0103725 | Wildfire Mitigation | Planned - WSIP/System Hardening |  |  | 2024 | Tier 2 | Transformer only |  |  |  | 2563079 | Sus |  | WildfireMitigation¦PlannedWSIPSystemHardening¦¦
24-0102494 | Company Initiated | Planned- maintenance |  |  | 2024 | Tier 2 | Distribution Circuit |  |  |  | 2563086 | Sus |  | CompanyInitiated¦Plannedmaintenance¦¦
24-0102486 | Company Initiated | Planned- maintenance |  |  | 2024 | Tier 2 | Transformer only |  |  |  | 2563092 | Sus |  | CompanyInitiated¦Plannedmaintenance¦¦
24-0101800 | Company Initiated | Planned- maintenance |  |  | 2024 | Tier 3 | Distribution Circuit |  |  |  | 2563093 | Sus |  | CompanyInitiated¦Plannedmaintenance¦¦
24-0103324 | Company Initiated | Planned- maintenance |  |  | 2024 | Tier 3 | Distribution Circuit |  |  |  | 2563075 | Sus |  | CompanyInitiated¦Plannedmaintenance¦¦
24-0102462 | Company Initiated | Planned- maintenance |  |  | 2024 | Tier 2 | Distribution Circuit |  |  |  | 2563100 | Sus |  | CompanyInitiated¦Plannedmaintenance¦¦
24-0100030 | Wildfire Mitigation | Planned - WSIP/System Hardening |  |  | 2024 | Tier 2 | Distribution Circuit |  |  |  | 2563129 | Sus |  | WildfireMitigation¦PlannedWSIPSystemHardening¦¦
24-0097287 | Wildfire Mitigation | Planned - WSIP/System Hardening |  |  | 2024 | Tier 3 | Distribution Circuit |  |  |  | 2563171 | Sus |  | WildfireMitigation¦PlannedWSIPSystemHardening¦¦
24-0102248 | Company Initiated | Planned- maintenance |  |  | 2024 | Tier 3 | Distribution Circuit |  |  |  | 2563156 | Sus |  | CompanyInitiated¦Plannedmaintenance¦¦
24-0100021 | Wildfire Mitigation | Planned - WSIP/System Hardening |  |  | 2024 | Tier 3 | Distribution Circuit |  |  |  | 2563163 | Sus |  | WildfireMitigation¦PlannedWSIPSystemHardening¦¦
24-0098973 | Wildfire Mitigation | Planned - WSIP/System Hardening |  |  | 2024 | Tier 2 | Transformer only |  |  |  | 2563191 | Sus |  | WildfireMitigation¦PlannedWSIPSystemHardening¦¦
24-0097081 | Wildfire Mitigation | Planned - WSIP/System Hardening |  |  | 2024 | Tier 3 | Transformer only |  |  |  | 2563228 | Sus |  | WildfireMitigation¦PlannedWSIPSystemHardening¦¦
24-0103758 | Wildfire Mitigation | Planned - WSIP/System Hardening |  |  | 2024 | Tier 3 | Distribution Circuit |  |  |  | 2563260 | Sus |  | WildfireMitigation¦PlannedWSIPSystemHardening¦¦
24-0101759 | Wildfire Mitigation | Planned - WSIP/System Hardening |  |  | 2024 | Tier 2 | Transformer only |  |  |  | 2563262 | Sus |  | WildfireMitigation¦PlannedWSIPSystemHardening¦¦
24-0108623 | Company Initiated | Personnel- company | Conductor- Overhead | Normal | 2024 | Tier 3 | Distribution Circuit |  |  |  | 2563330 | Sus |  | CompanyInitiated¦Personnelcompany¦ConductorOverhead¦Normal
24-0101546 | Company Initiated | Planned- maintenance |  |  | 2024 | Tier 2 | Distribution Circuit |  |  |  | 2563366 | Sus |  | CompanyInitiated¦Plannedmaintenance¦¦
24-0093054 | Company Initiated | Planned- capital |  |  | 2024 | Tier 2 | Distribution Circuit |  |  |  | 2563397 | Sus |  | CompanyInitiated¦Plannedcapital¦¦
24-0101784 | Company Initiated | Planned- maintenance |  |  | 2024 | Tier 2 | Distribution Circuit |  |  |  | 2563441 | Sus |  | CompanyInitiated¦Plannedmaintenance¦¦
24-0101772 | Company Initiated | Planned- maintenance |  |  | 2024 | Tier 3 | Distribution Circuit |  |  |  | 2563448 | Sus |  | CompanyInitiated¦Plannedmaintenance¦¦
24-0089036 | Company Initiated | Planned- capital |  |  | 2024 | Tier 2 | Distribution Circuit |  |  |  | 2564109 | Sus |  | CompanyInitiated¦Plannedcapital¦¦
24-0101922 | Company Initiated | Planned- maintenance |  |  | 2024 | Tier 3 | Transformer only |  |  |  | 2564128 | Sus |  | CompanyInitiated¦Plannedmaintenance¦¦
24-0101938 | Company Initiated | Planned- maintenance |  |  | 2024 | Tier 2 | Distribution Circuit |  |  |  | 2564063 | Sus |  | CompanyInitiated¦Plannedmaintenance¦¦
24-0103846 | Company Initiated | Planned- maintenance |  |  | 2024 | Tier 2 | Distribution Circuit |  |  |  | 2564151 | Sus |  | CompanyInitiated¦Plannedmaintenance¦¦
24-0105016 | Wildfire Mitigation | Planned - WSIP/System Hardening |  |  | 2024 | Tier 3 | Distribution Circuit |  |  |  | 2564152 | Sus |  | WildfireMitigation¦PlannedWSIPSystemHardening¦¦
24-0103757 | Wildfire Mitigation | Planned - WSIP/System Hardening |  |  | 2024 | Tier 3 | Distribution Circuit |  |  |  | 2564185 | Sus |  | WildfireMitigation¦PlannedWSIPSystemHardening¦¦
24-0104523 | Company Initiated | Planned- maintenance |  |  | 2024 | Tier 2 | Distribution Circuit |  |  |  | 2564193 | Sus |  | CompanyInitiated¦Plannedmaintenance¦¦
24-0103746 | Company Initiated | Planned- maintenance |  |  | 2024 | Tier 2 | Transformer only |  |  |  | 2564208 | Sus |  | CompanyInitiated¦Plannedmaintenance¦¦
24-0102276 | Company Initiated | Planned- maintenance |  |  | 2024 | Tier 2 | Distribution Circuit |  |  |  | 2564216 | Sus |  | CompanyInitiated¦Plannedmaintenance¦¦
24-0103749 | Company Initiated | Planned- maintenance |  |  | 2024 | Tier 3 | Transformer only |  |  |  | 2564415 | Sus |  | CompanyInitiated¦Plannedmaintenance¦¦
24-0100041 | Wildfire Mitigation | Planned - WSIP/System Hardening |  |  | 2024 | Tier 2 | Distribution Circuit |  |  |  | 2564179 | Sus |  | WildfireMitigation¦PlannedWSIPSystemHardening¦¦
24-0102234 | Company Initiated | Planned- maintenance |  |  | 2024 | Tier 2 | Transformer only |  |  |  | 2564218 | Sus |  | CompanyInitiated¦Plannedmaintenance¦¦
24-0102247 | Company Initiated | Planned- maintenance |  |  | 2024 | Tier 2 | Distribution Circuit |  |  |  | 2564215 | Sus |  | CompanyInitiated¦Plannedmaintenance¦¦
24-0104077 | Company Initiated | Planned- maintenance |  |  | 2024 | Tier 3 | Distribution Circuit |  |  |  | 2564231 | Sus |  | CompanyInitiated¦Plannedmaintenance¦¦
24-0103200 | Company Initiated | Planned- maintenance |  |  | 2024 | Tier 2 | Transformer only |  |  |  | 2564239 | Sus |  | CompanyInitiated¦Plannedmaintenance¦¦
24-0102761 | Wildfire Mitigation | Planned - WSIP/System Hardening |  |  | 2024 | Tier 2 | Transformer only |  |  |  | 2564359 | Sus |  | WildfireMitigation¦PlannedWSIPSystemHardening¦¦
24-0102631 | Wildfire Mitigation | Planned - WSIP/System Hardening |  |  | 2024 | Tier 2 | Distribution Circuit |  |  |  | 2564266 | Sus |  | WildfireMitigation¦PlannedWSIPSystemHardening¦¦
24-0097996 | Company Initiated | Planned- capital |  |  | 2024 | Tier 2 | Distribution Circuit |  |  |  | 2564322 | Sus |  | CompanyInitiated¦Plannedcapital¦¦
24-0109089 | Vegetation | Tree - fell into line | Conductor- Overhead | Normal | 2024 | Tier 3 | Distribution Circuit |  |  |  | 2564425 | Sus |  | Vegetation¦Treefellintoline¦ConductorOverhead¦Normal
24-0088858 | Company Initiated | Planned- capital |  |  | 2024 | Tier 3 | Distribution Circuit |  |  |  | 2564501 | Sus |  | CompanyInitiated¦Plannedcapital¦¦
24-0101919 | Company Initiated | Planned- maintenance |  |  | 2024 | Tier 2 | Distribution Circuit |  |  |  | 2564591 | Sus |  | CompanyInitiated¦Plannedmaintenance¦¦
24-0102233 | Wildfire Mitigation | Planned - WSIP/System Hardening |  |  | 2024 | Tier 3 | Transformer only |  |  |  | 2564627 | Sus |  | WildfireMitigation¦PlannedWSIPSystemHardening¦¦
24-0102243 | Wildfire Mitigation | Planned - WSIP/System Hardening |  |  | 2024 | Tier 2 | Transformer only |  |  |  | 2564671 | Sus |  | WildfireMitigation¦PlannedWSIPSystemHardening¦¦
24-0102139 | Company Initiated | Planned- maintenance |  |  | 2024 | Tier 2 | Distribution Circuit |  |  |  | 2564715 | Sus |  | CompanyInitiated¦Plannedmaintenance¦¦
24-0105333 | Company Initiated | Planned- maintenance |  |  | 2024 | Tier 2 | Distribution Circuit |  |  |  | 2565050 | Sus |  | CompanyInitiated¦Plannedmaintenance¦¦
24-0103901 | Company Initiated | Planned- maintenance |  |  | 2024 | Tier 2 | Distribution Circuit |  |  |  | 2565093 | Sus |  | CompanyInitiated¦Plannedmaintenance¦¦
24-0105330 | Company Initiated | Planned- maintenance |  |  | 2024 | Tier 3 | Distribution Circuit |  |  |  | 2565095 | Sus |  | CompanyInitiated¦Plannedmaintenance¦¦
24-0103873 | Company Initiated | Planned- maintenance |  |  | 2024 | Tier 2 | Distribution Circuit |  |  |  | 2565115 | Sus |  | CompanyInitiated¦Plannedmaintenance¦¦
24-0105369 | Company Initiated | Planned- maintenance |  |  | 2024 | Tier 2 | Transformer only |  |  |  | 2565557 | Sus |  | CompanyInitiated¦Plannedmaintenance¦¦
24-0104538 | Company Initiated | Planned- maintenance |  |  | 2024 | Tier 2 | Distribution Circuit |  |  |  | 2565124 | Sus |  | CompanyInitiated¦Plannedmaintenance¦¦
24-0103895 | Company Initiated | Planned- maintenance |  |  | 2024 | Tier 2 | Distribution Circuit |  |  |  | 2565125 | Sus |  | CompanyInitiated¦Plannedmaintenance¦¦
24-0103176 | Company Initiated | Planned- maintenance |  |  | 2024 | Tier 2 | Transformer only |  |  |  | 2565363 | Sus |  | CompanyInitiated¦Plannedmaintenance¦¦
24-0103242 | Company Initiated | Planned- maintenance |  |  | 2024 | Tier 2 | Transformer only |  |  |  | 2565154 | Sus |  | CompanyInitiated¦Plannedmaintenance¦¦
24-0103851 | Company Initiated | Planned- maintenance |  |  | 2024 | Tier 2 | Transformer only |  |  |  | 2565291 | Sus |  | CompanyInitiated¦Plannedmaintenance¦¦
24-0104164 | Company Initiated | Planned- maintenance |  |  | 2024 | Tier 2 | Distribution Circuit |  |  |  | 2565141 | Sus |  | CompanyInitiated¦Plannedmaintenance¦¦
24-0103662 | Company Initiated | Planned- maintenance |  |  | 2024 | Tier 3 | Transformer only |  |  |  | 2565158 | Sus |  | CompanyInitiated¦Plannedmaintenance¦¦
24-0105351 | Company Initiated | Planned- maintenance |  |  | 2024 | Tier 3 | Distribution Circuit |  |  |  | 2565129 | Sus |  | CompanyInitiated¦Plannedmaintenance¦¦
24-0103860 | Company Initiated | Planned- maintenance |  |  | 2024 | Tier 3 | Transformer only |  |  |  | 2565164 | Sus |  | CompanyInitiated¦Plannedmaintenance¦¦
24-0105411 | Company Initiated | Planned- maintenance |  |  | 2024 | Tier 2 | Transformer only |  |  |  | 2565170 | Sus |  | CompanyInitiated¦Plannedmaintenance¦¦
24-0105416 | Company Initiated | Planned- maintenance |  |  | 2024 | Tier 2 | Distribution Circuit |  |  |  | 2565172 | Sus |  | CompanyInitiated¦Plannedmaintenance¦¦
24-0105429 | Company Initiated | Planned- maintenance |  |  | 2024 | Tier 3 | Distribution Circuit |  |  |  | 2565166 | Sus |  | CompanyInitiated¦Plannedmaintenance¦¦
24-0100513 | Wildfire Mitigation | Planned - WSIP/System Hardening |  |  | 2024 | Tier 3 | Transformer only |  |  |  | 2565224 | Sus |  | WildfireMitigation¦PlannedWSIPSystemHardening¦¦
24-0103219 | Company Initiated | Planned- maintenance |  |  | 2024 | Tier 2 | Distribution Circuit |  |  |  | 2565202 | Sus |  | CompanyInitiated¦Plannedmaintenance¦¦
24-0104636 | Company Initiated | Planned- maintenance |  |  | 2024 | Tier 2 | Distribution Circuit |  |  |  | 2565232 | Sus |  | CompanyInitiated¦Plannedmaintenance¦¦
24-0098999 | Wildfire Mitigation | Planned - WSIP/System Hardening |  |  | 2024 | Tier 3 | Distribution Circuit |  |  |  | 2565238 | Sus |  | WildfireMitigation¦PlannedWSIPSystemHardening¦¦
24-0100871 | Wildfire Mitigation | Planned - WSIP/System Hardening |  |  | 2024 | Tier 2 | Transformer only |  |  |  | 2565269 | Sus |  | WildfireMitigation¦PlannedWSIPSystemHardening¦¦
24-0104663 | Company Initiated | Planned- maintenance |  |  | 2024 | Tier 2 | Distribution Circuit |  |  |  | 2565281 | Sus |  | CompanyInitiated¦Plannedmaintenance¦¦
24-0106642 | Company Initiated | Planned- maintenance |  |  | 2024 | Tier 2 | Transformer only |  |  |  | 2565473 | Sus |  | CompanyInitiated¦Plannedmaintenance¦¦
24-0100876 | Wildfire Mitigation | Planned - WSIP/System Hardening |  |  | 2024 | Tier 2 | Distribution Circuit |  |  |  | 2565430 | Sus |  | WildfireMitigation¦PlannedWSIPSystemHardening¦¦
24-0105339 | Wildfire Mitigation | Planned - WSIP/System Hardening |  |  | 2024 | Tier 2 | Transformer only |  |  |  | 2565587 | Sus |  | WildfireMitigation¦PlannedWSIPSystemHardening¦¦
24-0104529 | Company Initiated | Planned- maintenance |  |  | 2024 | Tier 2 | Distribution Circuit |  |  |  | 2565598 | Sus |  | CompanyInitiated¦Plannedmaintenance¦¦
24-0109793 | Vegetation | Tree - branch fell on line | Conductor- Overhead | Normal | 2024 | Tier 3 | Distribution Circuit |  |  |  | 2565604 | Sus |  | Vegetation¦Treebranchfellonline¦ConductorOverhead¦Normal
24-0109883 | 3rd Party | Tree - cutting- 3rd party | Conductor- Overhead | Normal | 2024 | Tier 3 | Transformer only |  |  |  | 2565634 | Sus |  | 3rdParty¦Treecutting3rdparty¦ConductorOverhead¦Normal
24-0103260 | Wildfire Mitigation | Planned - WSIP/System Hardening |  |  | 2024 | Tier 3 | Transformer only |  |  |  | 2565653 | Sus |  | WildfireMitigation¦PlannedWSIPSystemHardening¦¦
24-0103259 | Wildfire Mitigation | Planned - WSIP/System Hardening |  |  | 2024 | Tier 3 | Distribution Circuit |  |  |  | 2565654 | Sus |  | WildfireMitigation¦PlannedWSIPSystemHardening¦¦
24-0109946 | Unknown Cause | Patrol - found nothing |  |  | 2024 | Tier 2 | Distribution Circuit |  |  |  | 2565848 | Sus |  | UnknownCause¦Patrolfoundnothing¦¦
24-0110049 | Unknown Cause | Patrol - found nothing |  |  | 2024 | Tier 3 | Distribution Circuit |  |  |  | 2566186 | Sus |  | UnknownCause¦Patrolfoundnothing¦¦
24-0106118 | Company Initiated | Planned- maintenance |  |  | 2024 | Tier 2 | Distribution Circuit |  |  |  | 2566253 | Sus |  | CompanyInitiated¦Plannedmaintenance¦¦
24-0105493 | Company Initiated | Planned- maintenance |  |  | 2024 | Tier 2 | Distribution Circuit |  |  |  | 2566271 | Sus |  | CompanyInitiated¦Plannedmaintenance¦¦
24-0104106 | Wildfire Mitigation | Planned - WSIP/System Hardening |  |  | 2024 | Tier 2 | Distribution Circuit |  |  |  | 2566274 | Sus |  | WildfireMitigation¦PlannedWSIPSystemHardening¦¦
24-0104107 | Wildfire Mitigation | Planned - WSIP/System Hardening |  |  | 2024 | Tier 2 | Transformer only |  |  |  | 2566370 | Sus |  | WildfireMitigation¦PlannedWSIPSystemHardening¦¦
24-0096012 | Company Initiated | Planned- capital |  |  | 2024 | Tier 2 | Distribution Circuit |  |  |  | 2566280 | Sus |  | CompanyInitiated¦Plannedcapital¦¦
24-0103930 | Company Initiated | Planned- maintenance |  |  | 2024 | Tier 2 | Distribution Circuit |  |  |  | 2566310 | Sus |  | CompanyInitiated¦Plannedmaintenance¦¦
24-0105486 | Company Initiated | Planned- maintenance |  |  | 2024 | Tier 2 | Distribution Circuit |  |  |  | 2566308 | Sus |  | CompanyInitiated¦Plannedmaintenance¦¦
24-0097388 | Company Initiated | Planned- capital |  |  | 2024 | Tier 2 | Distribution Circuit |  |  |  | 2566320 | Sus |  | CompanyInitiated¦Plannedcapital¦¦
24-0103939 | Company Initiated | Planned- maintenance |  |  | 2024 | Tier 3 | Distribution Circuit |  |  |  | 2566323 | Sus |  | CompanyInitiated¦Plannedmaintenance¦¦
24-0105485 | Company Initiated | Planned- maintenance |  |  | 2024 | Tier 3 | Distribution Circuit |  |  |  | 2566318 | Sus |  | CompanyInitiated¦Plannedmaintenance¦¦
24-0098144 | Wildfire Mitigation | Planned - WSIP/System Hardening |  |  | 2024 | Tier 2 | Distribution Circuit |  |  |  | 2566326 | Sus |  | WildfireMitigation¦PlannedWSIPSystemHardening¦¦
24-0104500 | Company Initiated | Planned- maintenance |  |  | 2024 | Tier 3 | Transformer only |  |  |  | 2566339 | Sus |  | CompanyInitiated¦Plannedmaintenance¦¦
24-0104955 | Company Initiated | Planned- maintenance |  |  | 2024 | Tier 3 | Distribution Circuit |  |  |  | 2566417 | Sus |  | CompanyInitiated¦Plannedmaintenance¦¦
24-0104685 | Company Initiated | Planned- maintenance |  |  | 2024 | Tier 2 | Distribution Circuit |  |  |  | 2566395 | Sus |  | CompanyInitiated¦Plannedmaintenance¦¦
24-0099797 | Wildfire Mitigation | Planned - WSIP/System Hardening |  |  | 2024 | Tier 3 | Distribution Circuit |  |  |  | 2566434 | Sus |  | WildfireMitigation¦PlannedWSIPSystemHardening¦¦
24-0104092 | Company Initiated | Planned- maintenance |  |  | 2024 | Tier 3 | Transformer only |  |  |  | 2566448 | Sus |  | CompanyInitiated¦Plannedmaintenance¦¦
24-0101353 | Wildfire Mitigation | Planned - WSIP/System Hardening |  |  | 2024 | Tier 2 | Transformer only |  |  |  | 2566447 | Sus |  | WildfireMitigation¦PlannedWSIPSystemHardening¦¦
24-0101303 | Wildfire Mitigation | Planned - WSIP/System Hardening |  |  | 2024 | Tier 2 | Distribution Circuit |  |  |  | 2566441 | Sus |  | WildfireMitigation¦PlannedWSIPSystemHardening¦¦
24-0105480 | Company Initiated | Planned- maintenance |  |  | 2024 | Tier 2 | Transformer only |  |  |  | 2566628 | Sus |  | CompanyInitiated¦Plannedmaintenance¦¦
24-0105488 | Wildfire Mitigation | Planned - WSIP/System Hardening |  |  | 2024 | Tier 2 | Distribution Circuit |  |  |  | 2566632 | Sus |  | WildfireMitigation¦PlannedWSIPSystemHardening¦¦
24-0105483 | Company Initiated | Planned- maintenance |  |  | 2024 | Tier 2 | Distribution Circuit |  |  |  | 2566651 | Sus |  | CompanyInitiated¦Plannedmaintenance¦¦
24-0104024 | Company Initiated | Planned- maintenance |  |  | 2024 | Tier 2 | Transformer only |  |  |  | 2566674 | Sus |  | CompanyInitiated¦Plannedmaintenance¦¦
24-0103977 | Wildfire Mitigation | Planned - WSIP/System Hardening |  |  | 2024 | Tier 2 | Transformer only |  |  |  | 2566680 | Sus |  | WildfireMitigation¦PlannedWSIPSystemHardening¦¦
24-0110521 | Animal | Other | Anchor or Guy | Normal | 2024 | Tier 2 | Distribution Circuit |  |  |  | 2566910 | Sus |  | Animal¦Other¦AnchororGuy¦Normal
24-0110543 | Vegetation | Tree - branch fell on line | Transformer (OH) | Failed/Faulted | 2024 | Tier 2 | Distribution Circuit |  |  |  | 2567036 | Sus |  | Vegetation¦Treebranchfellonline¦Transformer(OH)¦FailedFaulted
24-0106065 | Company Initiated | Planned- maintenance |  |  | 2024 | Tier 3 | Transformer only |  |  |  | 2567451 | Sus |  | CompanyInitiated¦Plannedmaintenance¦¦
24-0104969 | Company Initiated | Planned- maintenance |  |  | 2024 | Tier 2 | Distribution Circuit |  |  |  | 2567143 | Sus |  | CompanyInitiated¦Plannedmaintenance¦¦
24-0104969 | Company Initiated | Planned- maintenance |  |  | 2024 | Tier 2 | Distribution Circuit |  |  |  | 2567144 | Sus |  | CompanyInitiated¦Plannedmaintenance¦¦
24-0106017 | Company Initiated | Planned- maintenance |  |  | 2024 | Tier 2 | Distribution Circuit |  |  |  | 2567069 | Sus |  | CompanyInitiated¦Plannedmaintenance¦¦
24-0106190 | Company Initiated | Planned- maintenance |  |  | 2024 | Tier 2 | Distribution Circuit |  |  |  | 2567170 | Sus |  | CompanyInitiated¦Plannedmaintenance¦¦
24-0106049 | Company Initiated | Planned- maintenance |  |  | 2024 | Tier 3 | Distribution Circuit |  |  |  | 2567187 | Sus |  | CompanyInitiated¦Plannedmaintenance¦¦
24-0104195 | Company Initiated | Planned- maintenance |  |  | 2024 | Tier 2 | Distribution Circuit |  |  |  | 2567165 | Sus |  | CompanyInitiated¦Plannedmaintenance¦¦
24-0106025 | Company Initiated | Planned- maintenance |  |  | 2024 | Tier 2 | Distribution Circuit |  |  |  | 2567186 | Sus |  | CompanyInitiated¦Plannedmaintenance¦¦
24-0086286 | Company Initiated | Planned- capital |  |  | 2024 | Tier 2 | Distribution Circuit |  |  |  | 2567197 | Sus |  | CompanyInitiated¦Plannedcapital¦¦
24-0104220 | Company Initiated | Planned- maintenance |  |  | 2024 | Tier 3 | Distribution Circuit |  |  |  | 2567194 | Sus |  | CompanyInitiated¦Plannedmaintenance¦¦
24-0106380 | Company Initiated | Planned- maintenance |  |  | 2024 | Tier 2 | Transformer only |  |  |  | 2567234 | Sus |  | CompanyInitiated¦Plannedmaintenance¦¦
24-0104179 | Company Initiated | Planned- maintenance |  |  | 2024 | Tier 2 | Distribution Circuit |  |  |  | 2567237 | Sus |  | CompanyInitiated¦Plannedmaintenance¦¦
24-0105972 | Company Initiated | Planned- maintenance |  |  | 2024 | Tier 2 | Distribution Circuit |  |  |  | 2567145 | Sus |  | CompanyInitiated¦Plannedmaintenance¦¦
24-0104146 | Company Initiated | Planned- maintenance |  |  | 2024 | Tier 2 | Distribution Circuit |  |  |  | 2567245 | Sus |  | CompanyInitiated¦Plannedmaintenance¦¦
24-0104170 | Company Initiated | Planned- maintenance |  |  | 2024 | Tier 2 | Distribution Circuit |  |  |  | 2567246 | Sus |  | CompanyInitiated¦Plannedmaintenance¦¦
24-0103282 | Company Initiated | Planned- maintenance |  |  | 2024 | Tier 3 | Distribution Circuit |  |  |  | 2567251 | Sus |  | CompanyInitiated¦Plannedmaintenance¦¦
24-0104213 | Company Initiated | Planned- maintenance |  |  | 2024 | Tier 2 | Distribution Circuit |  |  |  | 2567270 | Sus |  | CompanyInitiated¦Plannedmaintenance¦¦
24-0099134 | Company Initiated | Planned- capital |  |  | 2024 | Tier 3 | Distribution Circuit |  |  |  | 2567288 | Sus |  | CompanyInitiated¦Plannedcapital¦¦
24-0102641 | Wildfire Mitigation | Planned - WSIP/System Hardening |  |  | 2024 | Tier 2 | Transformer only |  |  |  | 2567321 | Sus |  | WildfireMitigation¦PlannedWSIPSystemHardening¦¦
24-0097414 | Company Initiated | Planned- capital |  |  | 2024 | Tier 2 | Distribution Circuit |  |  |  | 2567327 | Sus |  | CompanyInitiated¦Plannedcapital¦¦
24-0106052 | Wildfire Mitigation | Planned - WSIP/System Hardening |  |  | 2024 | Tier 3 | Transformer only |  |  |  | 2567453 | Sus |  | WildfireMitigation¦PlannedWSIPSystemHardening¦¦
24-0106022 | Company Initiated | Planned- maintenance |  |  | 2024 | Tier 2 | Transformer only |  |  |  | 2567588 | Sus |  | CompanyInitiated¦Plannedmaintenance¦¦
24-0104964 | Wildfire Mitigation | Planned - WSIP/System Hardening |  |  | 2024 | Tier 2 | Distribution Circuit |  |  |  | 2567485 | Sus |  | WildfireMitigation¦PlannedWSIPSystemHardening¦¦
24-0098590 | Wildfire Mitigation | Planned - WSIP/System Hardening |  |  | 2024 | Tier 3 | Distribution Circuit |  |  |  | 2567502 | Sus |  | WildfireMitigation¦PlannedWSIPSystemHardening¦¦
24-0106015 | Company Initiated | Planned- maintenance |  |  | 2024 | Tier 2 | Distribution Circuit |  |  |  | 2567464 | Sus |  | CompanyInitiated¦Plannedmaintenance¦¦
24-0106382 | Company Initiated | Planned- maintenance |  |  | 2024 | Tier 2 | Transformer only |  |  |  | 2567569 | Sus |  | CompanyInitiated¦Plannedmaintenance¦¦
24-0102643 | Wildfire Mitigation | Planned - WSIP/System Hardening |  |  | 2024 | Tier 2 | Transformer only |  |  |  | 2567538 | Sus |  | WildfireMitigation¦PlannedWSIPSystemHardening¦¦
24-0106058 | Wildfire Mitigation | Planned - WSIP/System Hardening |  |  | 2024 | Tier 3 | Transformer only |  |  |  | 2567542 | Sus |  | WildfireMitigation¦PlannedWSIPSystemHardening¦¦
24-0104248 | Wildfire Mitigation | Planned - WSIP/System Hardening |  |  | 2024 | Tier 2 | Transformer only |  |  |  | 2567546 | Sus |  | WildfireMitigation¦PlannedWSIPSystemHardening¦¦
24-0103299 | Wildfire Mitigation | Planned - WSIP/System Hardening |  |  | 2024 | Tier 2 | Transformer only |  |  |  | 2567594 | Sus |  | WildfireMitigation¦PlannedWSIPSystemHardening¦¦
24-0104202 | Wildfire Mitigation | Planned - WSIP/System Hardening |  |  | 2024 | Tier 2 | Transformer only |  |  |  | 2567616 | Sus |  | WildfireMitigation¦PlannedWSIPSystemHardening¦¦
24-0106060 | Wildfire Mitigation | Planned - WSIP/System Hardening |  |  | 2024 | Tier 3 | Transformer only |  |  |  | 2567615 | Sus |  | WildfireMitigation¦PlannedWSIPSystemHardening¦¦
24-0104267 | Wildfire Mitigation | Planned - WSIP/System Hardening |  |  | 2024 | Tier 3 | Transformer only |  |  |  | 2567636 | Sus |  | WildfireMitigation¦PlannedWSIPSystemHardening¦¦
24-0110885 | Animal | Bird found | Conductor- Overhead | Normal | 2024 | Tier 2 | Distribution Circuit |  |  |  | 2567645 | Sus |  | Animal¦Birdfound¦ConductorOverhead¦Normal
24-0104583 | Wildfire Mitigation | Planned - WSIP/System Hardening |  |  | 2024 | Tier 3 | Transformer only |  |  |  | 2568243 | Sus |  | WildfireMitigation¦PlannedWSIPSystemHardening¦¦
24-0106307 | Company Initiated | Planned- maintenance |  |  | 2024 | Tier 2 | Transformer only |  |  |  | 2568246 | Sus |  | CompanyInitiated¦Plannedmaintenance¦¦
24-0106284 | Company Initiated | Planned- maintenance |  |  | 2024 | Tier 2 | Distribution Circuit |  |  |  | 2567982 | Sus |  | CompanyInitiated¦Plannedmaintenance¦¦
24-0106191 | Company Initiated | Planned- maintenance |  |  | 2024 | Tier 2 | Distribution Circuit |  |  |  | 2568013 | Sus |  | CompanyInitiated¦Plannedmaintenance¦¦
24-0106301 | Company Initiated | Planned- maintenance |  |  | 2024 | Tier 2 | Distribution Circuit |  |  |  | 2568021 | Sus |  | CompanyInitiated¦Plannedmaintenance¦¦
24-0104209 | Wildfire Mitigation | Planned - WSIP/System Hardening |  |  | 2024 | Tier 3 | Transformer only |  |  |  | 2568022 | Sus |  | WildfireMitigation¦PlannedWSIPSystemHardening¦¦
24-0106297 | Company Initiated | Planned- maintenance |  |  | 2024 | Tier 3 | Distribution Circuit |  |  |  | 2568015 | Sus |  | CompanyInitiated¦Plannedmaintenance¦¦
24-0106294 | Company Initiated | Planned- maintenance |  |  | 2024 | Tier 3 | Transformer only |  |  |  | 2568273 | Sus |  | CompanyInitiated¦Plannedmaintenance¦¦
24-0106130 | Company Initiated | Planned- maintenance |  |  | 2024 | Tier 2 | Distribution Circuit |  |  |  | 2568035 | Sus |  | CompanyInitiated¦Plannedmaintenance¦¦
24-0104542 | Company Initiated | Planned- maintenance |  |  | 2024 | Tier 3 | Distribution Circuit |  |  |  | 2568038 | Sus |  | CompanyInitiated¦Plannedmaintenance¦¦
24-0104753 | Company Initiated | Planned- maintenance |  |  | 2024 | Tier 2 | Transformer only |  |  |  | 2568046 | Sus |  | CompanyInitiated¦Plannedmaintenance¦¦
24-0104748 | Wildfire Mitigation | Planned - WSIP/System Hardening |  |  | 2024 | Tier 3 | Transformer only |  |  |  | 2568248 | Sus |  | WildfireMitigation¦PlannedWSIPSystemHardening¦¦
24-0104479 | Company Initiated | Planned- maintenance |  |  | 2024 | Tier 3 | Transformer only |  |  |  | 2568244 | Sus |  | CompanyInitiated¦Plannedmaintenance¦¦
24-0104498 | Company Initiated | Planned- maintenance |  |  | 2024 | Tier 3 | Transformer only |  |  |  | 2568247 | Sus |  | CompanyInitiated¦Plannedmaintenance¦¦
24-0106387 | Company Initiated | Planned- maintenance |  |  | 2024 | Tier 2 | Transformer only |  |  |  | 2568063 | Sus |  | CompanyInitiated¦Plannedmaintenance¦¦
24-0103309 | Wildfire Mitigation | Planned - WSIP/System Hardening |  |  | 2024 | Tier 3 | Transformer only |  |  |  | 2568089 | Sus |  | WildfireMitigation¦PlannedWSIPSystemHardening¦¦
24-0104741 | Wildfire Mitigation | Planned - WSIP/System Hardening |  |  | 2024 | Tier 2 | Transformer only |  |  |  | 2568111 | Sus |  | WildfireMitigation¦PlannedWSIPSystemHardening¦¦
24-0104211 | Wildfire Mitigation | Planned - WSIP/System Hardening |  |  | 2024 | Tier 3 | Transformer only |  |  |  | 2568146 | Sus |  | WildfireMitigation¦PlannedWSIPSystemHardening¦¦
24-0104743 | Wildfire Mitigation | Planned - WSIP/System Hardening |  |  | 2024 | Tier 2 | Transformer only |  |  |  | 2568172 | Sus |  | WildfireMitigation¦PlannedWSIPSystemHardening¦¦
24-0104594 | Wildfire Mitigation | Planned - WSIP/System Hardening |  |  | 2024 | Tier 3 | Distribution Circuit |  |  |  | 2568173 | Sus |  | WildfireMitigation¦PlannedWSIPSystemHardening¦¦
24-0111058 | Equipment Failure/Involved | Overhead | Pole-Wood | Broken | 2024 | Tier 3 | Distribution Circuit |  |  |  | 2568210 | Sus |  | EquipmentFailureInvolved¦Overhead¦PoleWood¦Broken
24-0106288 | Company Initiated | Planned- maintenance |  |  | 2024 | Tier 2 | Transformer only |  |  |  | 2568239 | Sus |  | CompanyInitiated¦Plannedmaintenance¦¦
24-0104739 | Wildfire Mitigation | Planned - WSIP/System Hardening |  |  | 2024 | Tier 2 | Distribution Circuit |  |  |  | 2568260 | Sus |  | WildfireMitigation¦PlannedWSIPSystemHardening¦¦
24-0104586 | Wildfire Mitigation | Planned - WSIP/System Hardening |  |  | 2024 | Tier 3 | Transformer only |  |  |  | 2568261 | Sus |  | WildfireMitigation¦PlannedWSIPSystemHardening¦¦
24-0104573 | Company Initiated | Planned- maintenance |  |  | 2024 | Tier 3 | Distribution Circuit |  |  |  | 2568277 | Sus |  | CompanyInitiated¦Plannedmaintenance¦¦
24-0111099 | Equipment Failure/Involved | Overhead | Crossarm- Wood | Deteriorated | 2024 | Tier 2 | Distribution Circuit |  |  |  | 2568419 | Sus |  | EquipmentFailureInvolved¦Overhead¦CrossarmWood¦Deteriorated
24-0069161 | Company Initiated | Planned- capital |  |  | 2024 | Tier 3 | Distribution Circuit |  |  |  | 2568658 | Sus |  | CompanyInitiated¦Plannedcapital¦¦
24-0082319 | Company Initiated | Planned- maintenance |  |  | 2024 | Tier 2 | Distribution Circuit |  |  |  | 2568697 | Sus |  | CompanyInitiated¦Plannedmaintenance¦¦
24-0111299 | Equipment Failure/Involved | Overhead | Fuse | Broken | 2024 | Tier 2 | Distribution Circuit |  |  |  | 2569227 | Sus |  | EquipmentFailureInvolved¦Overhead¦Fuse¦Broken
24-0106914 | Wildfire Mitigation | Planned - WSIP/System Hardening |  |  | 2024 | Tier 2 | Transformer only |  |  |  | 2569274 | Sus |  | WildfireMitigation¦PlannedWSIPSystemHardening¦¦
24-0106376 | Company Initiated | Planned- maintenance |  |  | 2024 | Tier 3 | Distribution Circuit |  |  |  | 2569262 | Sus |  | CompanyInitiated¦Plannedmaintenance¦¦
24-0106327 | Company Initiated | Planned- maintenance |  |  | 2024 | Tier 2 | Distribution Circuit |  |  |  | 2569267 | Sus |  | CompanyInitiated¦Plannedmaintenance¦¦
24-0106326 | Company Initiated | Planned- maintenance |  |  | 2024 | Tier 2 | Transformer only |  |  |  | 2569555 | Sus |  | CompanyInitiated¦Plannedmaintenance¦¦
24-0106521 | Company Initiated | Planned- maintenance |  |  | 2024 | Tier 2 | Distribution Circuit |  |  |  | 2569300 | Sus |  | CompanyInitiated¦Plannedmaintenance¦¦
24-0106372 | Wildfire Mitigation | Planned - WSIP/System Hardening |  |  | 2024 | Tier 3 | Distribution Circuit |  |  |  | 2569349 | Sus |  | WildfireMitigation¦PlannedWSIPSystemHardening¦¦
24-0106548 | Company Initiated | Planned- maintenance |  |  | 2024 | Tier 3 | Distribution Circuit |  |  |  | 2569316 | Sus |  | CompanyInitiated¦Plannedmaintenance¦¦
24-0103501 | Company Initiated | Planned- capital |  |  | 2024 | Tier 2 | Distribution Circuit |  |  |  | 2569350 | Sus |  | CompanyInitiated¦Plannedcapital¦¦
24-0106415 | Company Initiated | Planned- maintenance |  |  | 2024 | Tier 2 | Distribution Circuit |  |  |  | 2569346 | Sus |  | CompanyInitiated¦Plannedmaintenance¦¦
24-0106388 | Company Initiated | Planned- maintenance |  |  | 2024 | Tier 2 | Distribution Circuit |  |  |  | 2569354 | Sus |  | CompanyInitiated¦Plannedmaintenance¦¦
24-0106389 | Company Initiated | Planned- maintenance |  |  | 2024 | Tier 2 | Distribution Circuit |  |  |  | 2569356 | Sus |  | CompanyInitiated¦Plannedmaintenance¦¦
24-0106385 | Company Initiated | Planned- maintenance |  |  | 2024 | Tier 2 | Transformer only |  |  |  | 2569661 | Sus |  | CompanyInitiated¦Plannedmaintenance¦¦
24-0104308 | Wildfire Mitigation | Planned - WSIP/System Hardening |  |  | 2024 | Tier 3 | Transformer only |  |  |  | 2569370 | Sus |  | WildfireMitigation¦PlannedWSIPSystemHardening¦¦
24-0104878 | Company Initiated | Planned- maintenance |  |  | 2024 | Tier 2 | Distribution Circuit |  |  |  | 2569383 | Sus |  | CompanyInitiated¦Plannedmaintenance¦¦
24-0106568 | Company Initiated | Planned- maintenance |  |  | 2024 | Tier 2 | Distribution Circuit |  |  |  | 2569380 | Sus |  | CompanyInitiated¦Plannedmaintenance¦¦
24-0106542 | Company Initiated | Planned- maintenance |  |  | 2024 | Tier 3 | Distribution Circuit |  |  |  | 2569396 | Sus |  | CompanyInitiated¦Plannedmaintenance¦¦
24-0104833 | Company Initiated | Planned- maintenance |  |  | 2024 | Tier 2 | Distribution Circuit |  |  |  | 2569404 | Sus |  | CompanyInitiated¦Plannedmaintenance¦¦
24-0097525 | Company Initiated | Planned- capital |  |  | 2024 | Tier 2 | Distribution Circuit |  |  |  | 2569434 | Sus |  | CompanyInitiated¦Plannedcapital¦¦
24-0101911 | Company Initiated | Planned- maintenance |  |  | 2024 | Tier 2 | Distribution Circuit |  |  |  | 2569438 | Sus |  | CompanyInitiated¦Plannedmaintenance¦¦
24-0101911 | Company Initiated | Planned- maintenance |  |  | 2024 | Tier 2 | Distribution Circuit |  |  |  | 2569439 | Sus |  | CompanyInitiated¦Plannedmaintenance¦¦
24-0102091 | Wildfire Mitigation | Planned - WSIP/System Hardening |  |  | 2024 | Tier 2 | Distribution Circuit |  |  |  | 2569436 | Sus |  | WildfireMitigation¦PlannedWSIPSystemHardening¦¦
24-0106251 | Company Initiated | Planned- maintenance |  |  | 2024 | Tier 2 | Distribution Circuit |  |  |  | 2569450 | Sus |  | CompanyInitiated¦Plannedmaintenance¦¦
24-0099346 | Company Initiated | Planned- capital |  |  | 2024 | Tier 3 | Distribution Circuit |  |  |  | 2569560 | Sus |  | CompanyInitiated¦Plannedcapital¦¦
24-0106503 | Company Initiated | Planned- maintenance |  |  | 2024 | Tier 2 | Transformer only |  |  |  | 2569787 | Sus |  | CompanyInitiated¦Plannedmaintenance¦¦
24-0106183 | Company Initiated | Planned- maintenance |  |  | 2024 | Tier 3 | Distribution Circuit |  |  |  | 2569489 | Sus |  | CompanyInitiated¦Plannedmaintenance¦¦
24-0085130 | Company Initiated | Planned- capital |  |  | 2024 | Tier 3 | Distribution Circuit |  |  |  | 2569507 | Sus |  | CompanyInitiated¦Plannedcapital¦¦
24-0096171 | Wildfire Mitigation | Planned - WSIP/System Hardening |  |  | 2024 | Tier 2 | Distribution Circuit |  |  |  | 2569568 | Sus |  | WildfireMitigation¦PlannedWSIPSystemHardening¦¦
24-0111445 | Company Initiated | Insulator washing | Pole-Wood | Contaminated | 2024 | Tier 2 | Distribution Circuit |  |  |  | 2569589 | Sus |  | CompanyInitiated¦Insulatorwashing¦PoleWood¦Contaminated
24-0106559 | Company Initiated | Planned- maintenance |  |  | 2024 | Tier 3 | Distribution Circuit |  |  |  | 2569614 | Sus |  | CompanyInitiated¦Plannedmaintenance¦¦
24-0111506 | 3rd Party | Customer Equipment | Conductor- Underground | Contaminated | 2024 | Tier 2 | Distribution Circuit |  |  |  | 2569632 | Sus |  | 3rdParty¦CustomerEquipment¦ConductorUnderground¦Contaminated
24-0111511 | Equipment Failure/Involved | Overhead | Crossarm- Wood | Broken | 2024 | Tier 2 | Transformer only |  |  |  | 2569690 | Sus |  | EquipmentFailureInvolved¦Overhead¦CrossarmWood¦Broken
24-0106361 | Company Initiated | Planned- maintenance |  |  | 2024 | Tier 3 | Distribution Circuit |  |  |  | 2569724 | Sus |  | CompanyInitiated¦Plannedmaintenance¦¦
24-0111619 | Unknown Cause | Patrol - found nothing |  |  | 2024 | Tier 2 | Distribution Circuit |  |  |  | 2569722 | Sus |  | UnknownCause¦Patrolfoundnothing¦¦
24-0106379 | Company Initiated | Planned- maintenance |  |  | 2024 | Tier 3 | Distribution Circuit |  |  |  | 2569794 | Sus |  | CompanyInitiated¦Plannedmaintenance¦¦
24-0106908 | Wildfire Mitigation | Planned - WSIP/System Hardening |  |  | 2024 | Tier 3 | Distribution Circuit |  |  |  | 2569754 | Sus |  | WildfireMitigation¦PlannedWSIPSystemHardening¦¦
24-0106479 | Company Initiated | Planned- maintenance |  |  | 2024 | Tier 2 | Distribution Circuit |  |  |  | 2569753 | Sus |  | CompanyInitiated¦Plannedmaintenance¦¦
24-0104873 | Wildfire Mitigation | Planned - WSIP/System Hardening |  |  | 2024 | Tier 2 | Transformer only |  |  |  | 2569828 | Sus |  | WildfireMitigation¦PlannedWSIPSystemHardening¦¦
24-0106398 | Company Initiated | Planned- maintenance |  |  | 2024 | Tier 2 | Distribution Circuit |  |  |  | 2569807 | Sus |  | CompanyInitiated¦Plannedmaintenance¦¦
24-0111603 | Equipment Failure/Involved | Overhead | Crossarm- Wood | Broken | 2024 | Tier 2 | Transformer only |  |  |  | 2569837 | Sus |  | EquipmentFailureInvolved¦Overhead¦CrossarmWood¦Broken
24-0106897 | Wildfire Mitigation | Planned - WSIP/System Hardening |  |  | 2024 | Tier 2 | Distribution Circuit |  |  |  | 2569892 | Sus |  | WildfireMitigation¦PlannedWSIPSystemHardening¦¦
24-0106900 | Wildfire Mitigation | Planned - WSIP/System Hardening |  |  | 2024 | Tier 2 | Transformer only |  |  |  | 2569895 | Sus |  | WildfireMitigation¦PlannedWSIPSystemHardening¦¦
24-0111798 | Equipment Failure/Involved | Overhead | Pole-Wood | Broken | 2024 | Tier 3 | Distribution Circuit |  |  |  | 2570216 | Sus |  | EquipmentFailureInvolved¦Overhead¦PoleWood¦Broken
24-0106919 | Company Initiated | Planned- maintenance |  |  | 2024 | Tier 3 | Distribution Circuit |  |  |  | 2570244 | Sus |  | CompanyInitiated¦Plannedmaintenance¦¦
24-0111850 | Company Initiated | Personnel- company | Conductor- Overhead | Normal | 2024 | Tier 3 | Distribution Circuit |  |  |  | 2570299 | Sus |  | CompanyInitiated¦Personnelcompany¦ConductorOverhead¦Normal
24-0105969 | Company Initiated | Planned- maintenance |  |  | 2024 | Tier 2 | Distribution Circuit |  |  |  | 2570315 | Sus |  | CompanyInitiated¦Plannedmaintenance¦¦
24-0106843 | Company Initiated | Planned- maintenance |  |  | 2024 | Tier 2 | Distribution Circuit |  |  |  | 2570285 | Sus |  | CompanyInitiated¦Plannedmaintenance¦¦
24-0107051 | Company Initiated | Planned- maintenance |  |  | 2024 | Tier 2 | Distribution Circuit |  |  |  | 2570342 | Sus |  | CompanyInitiated¦Plannedmaintenance¦¦
24-0107054 | Wildfire Mitigation | Planned - WSIP/System Hardening |  |  | 2024 | Tier 2 | Distribution Circuit |  |  |  | 2570319 | Sus |  | WildfireMitigation¦PlannedWSIPSystemHardening¦¦
24-0106903 | Company Initiated | Planned- maintenance |  |  | 2024 | Tier 2 | Transformer only |  |  |  | 2570354 | Sus |  | CompanyInitiated¦Plannedmaintenance¦¦
24-0107039 | Wildfire Mitigation | Planned - WSIP/System Hardening |  |  | 2024 | Tier 2 | Distribution Circuit |  |  |  | 2570345 | Sus |  | WildfireMitigation¦PlannedWSIPSystemHardening¦¦
24-0104783 | Company Initiated | Planned- capital |  |  | 2024 | Tier 3 | Distribution Circuit |  |  |  | 2570496 | Sus |  | CompanyInitiated¦Plannedcapital¦¦
24-0111877 | Company Initiated | Personnel- company | Elbow | Normal | 2024 | Tier 3 | Distribution Circuit |  |  |  | 2570448 | Sus |  | CompanyInitiated¦Personnelcompany¦Elbow¦Normal
24-0106934 | Company Initiated | Planned- maintenance |  |  | 2024 | Tier 3 | Transformer only |  |  |  | 2570663 | Sus |  | CompanyInitiated¦Plannedmaintenance¦¦
24-0000367 | Company Initiated | Planned- capital |  |  | 2024 | Tier 3 | Distribution Circuit |  |  |  | 2570470 | Sus |  | CompanyInitiated¦Plannedcapital¦¦
24-0105437 | Wildfire Mitigation | Planned - WSIP/System Hardening |  |  | 2024 | Tier 3 | Distribution Circuit |  |  |  | 2570487 | Sus |  | WildfireMitigation¦PlannedWSIPSystemHardening¦¦
24-0101931 | Company Initiated | Planned- maintenance |  |  | 2024 | Tier 2 | Transformer only |  |  |  | 2570522 | Sus |  | CompanyInitiated¦Plannedmaintenance¦¦
24-0103019 | Wildfire Mitigation | Planned - WSIP/System Hardening |  |  | 2024 | Tier 2 | Distribution Circuit |  |  |  | 2570507 | Sus |  | WildfireMitigation¦PlannedWSIPSystemHardening¦¦
24-0104639 | Wildfire Mitigation | Planned - WSIP/System Hardening |  |  | 2024 | Tier 2 | Transformer only |  |  |  | 2570667 | Sus |  | WildfireMitigation¦PlannedWSIPSystemHardening¦¦
24-0104133 | Wildfire Mitigation | Planned - WSIP/System Hardening |  |  | 2024 | Tier 3 | Distribution Circuit |  |  |  | 2570530 | Sus |  | WildfireMitigation¦PlannedWSIPSystemHardening¦¦
24-0106722 | Wildfire Mitigation | Planned - WSIP/System Hardening |  |  | 2024 | Tier 2 | Transformer only |  |  |  | 2570508 | Sus |  | WildfireMitigation¦PlannedWSIPSystemHardening¦¦
24-0104778 | Company Initiated | Planned- maintenance |  |  | 2024 | Zone 1 | Transformer only |  |  |  | 2570533 | Sus |  | CompanyInitiated¦Plannedmaintenance¦¦
24-0105192 | Company Initiated | Planned- capital |  |  | 2024 | Tier 2 | Distribution Circuit |  |  |  | 2570568 | Sus |  | CompanyInitiated¦Plannedcapital¦¦
24-0106197 | Company Initiated | Planned- maintenance |  |  | 2024 | Tier 3 | Distribution Circuit |  |  |  | 2570556 | Sus |  | CompanyInitiated¦Plannedmaintenance¦¦
24-0104365 | Wildfire Mitigation | Planned - WSIP/System Hardening |  |  | 2024 | Tier 2 | Distribution Circuit |  |  |  | 2570618 | Sus |  | WildfireMitigation¦PlannedWSIPSystemHardening¦¦
24-0107083 | Company Initiated | Planned- maintenance |  |  | 2024 | Tier 2 | Distribution Circuit |  |  |  | 2570721 | Sus |  | CompanyInitiated¦Plannedmaintenance¦¦
24-0107083 | Company Initiated | Planned- maintenance |  |  | 2024 | Tier 2 | Distribution Circuit |  |  |  | 2570722 | Sus |  | CompanyInitiated¦Plannedmaintenance¦¦
24-0106771 | Company Initiated | Planned- maintenance |  |  | 2024 | Tier 2 | Distribution Circuit |  |  |  | 2570701 | Sus |  | CompanyInitiated¦Plannedmaintenance¦¦
24-0106150 | Company Initiated | Planned- maintenance |  |  | 2024 | Tier 2 | Transformer only |  |  |  | 2570815 | Sus |  | CompanyInitiated¦Plannedmaintenance¦¦
24-0106888 | Company Initiated | Planned- maintenance |  |  | 2024 | Tier 3 | Distribution Circuit |  |  |  | 2570735 | Sus |  | CompanyInitiated¦Plannedmaintenance¦¦
24-0107074 | Wildfire Mitigation | Planned - WSIP/System Hardening |  |  | 2024 | Tier 2 | Transformer only |  |  |  | 2570753 | Sus |  | WildfireMitigation¦PlannedWSIPSystemHardening¦¦
24-0106922 | Company Initiated | Planned- maintenance |  |  | 2024 | Tier 3 | Distribution Circuit |  |  |  | 2570245 | Sus |  | CompanyInitiated¦Plannedmaintenance¦¦
24-0112043 | 3rd Party | Customer Equipment | Metering Equipment | Malfunctioning | 2024 | Tier 2 | Distribution Circuit |  |  |  | 2570790 | Sus |  | 3rdParty¦CustomerEquipment¦MeteringEquipment¦Malfunctioning
24-0105226 | Wildfire Mitigation | Planned - WSIP/System Hardening |  |  | 2024 | Tier 3 | Distribution Circuit |  |  |  | 2570840 | Sus |  | WildfireMitigation¦PlannedWSIPSystemHardening¦¦
24-0112115 | Unknown Cause | Patrol - found nothing |  |  | 2024 | Zone 1 | Distribution Circuit |  |  |  | 2570844 | Sus |  | UnknownCause¦Patrolfoundnothing¦¦
24-0112292 | 3rd Party | Vehicle | Pole-Wood | Broken | 2024 | Tier 2 | Transformer only |  |  |  | 2571189 | Sus |  | 3rdParty¦Vehicle¦PoleWood¦Broken
24-0106588 | Company Initiated | Planned- maintenance |  |  | 2024 | Tier 2 | Transformer only |  |  |  | 2571200 | Sus |  | CompanyInitiated¦Plannedmaintenance¦¦
24-0107514 | Company Initiated | Planned- maintenance |  |  | 2024 | Tier 2 | Distribution Circuit |  |  |  | 2571258 | Sus |  | CompanyInitiated¦Plannedmaintenance¦¦
24-0107175 | Company Initiated | Planned- maintenance |  |  | 2024 | Tier 2 | Distribution Circuit |  |  |  | 2571204 | Sus |  | CompanyInitiated¦Plannedmaintenance¦¦
24-0106601 | Company Initiated | Planned- maintenance |  |  | 2024 | Tier 2 | Distribution Circuit |  |  |  | 2571228 | Sus |  | CompanyInitiated¦Plannedmaintenance¦¦
24-0107484 | Company Initiated | Planned- maintenance |  |  | 2024 | Tier 2 | Distribution Circuit |  |  |  | 2571226 | Sus |  | CompanyInitiated¦Plannedmaintenance¦¦
24-0106661 | Company Initiated | Planned- maintenance |  |  | 2024 | Tier 2 | Transformer only |  |  |  | 2571246 | Sus |  | CompanyInitiated¦Plannedmaintenance¦¦
24-0107300 | Company Initiated | Planned- maintenance |  |  | 2024 | Tier 3 | Distribution Circuit |  |  |  | 2571250 | Sus |  | CompanyInitiated¦Plannedmaintenance¦¦
24-0107511 | Company Initiated | Planned- maintenance |  |  | 2024 | Tier 2 | Transformer only |  |  |  | 2571251 | Sus |  | CompanyInitiated¦Plannedmaintenance¦¦
24-0106617 | Company Initiated | Planned- maintenance |  |  | 2024 | Tier 2 | Distribution Circuit |  |  |  | 2571234 | Sus |  | CompanyInitiated¦Plannedmaintenance¦¦
24-0107420 | Company Initiated | Planned- maintenance |  |  | 2024 | Tier 2 | Distribution Circuit |  |  |  | 2571238 | Sus |  | CompanyInitiated¦Plannedmaintenance¦¦
24-0106630 | Company Initiated | Planned- maintenance |  |  | 2024 | Tier 2 | Distribution Circuit |  |  |  | 2571269 | Sus |  | CompanyInitiated¦Plannedmaintenance¦¦
24-0107290 | Company Initiated | Planned- maintenance |  |  | 2024 | Tier 3 | Transformer only |  |  |  | 2571283 | Sus |  | CompanyInitiated¦Plannedmaintenance¦¦
24-0107448 | Company Initiated | Planned- maintenance |  |  | 2024 | Tier 2 | Distribution Circuit |  |  |  | 2571285 | Sus |  | CompanyInitiated¦Plannedmaintenance¦¦
24-0106953 | Company Initiated | Planned- maintenance |  |  | 2024 | Tier 2 | Transformer only |  |  |  | 2571557 | Sus |  | CompanyInitiated¦Plannedmaintenance¦¦
24-0109344 | Company Initiated | Planned- maintenance |  |  | 2024 | Tier 2 | Transformer only |  |  |  | 2571580 | Sus |  | CompanyInitiated¦Plannedmaintenance¦¦
24-0107494 | Company Initiated | Planned- maintenance |  |  | 2024 | Tier 2 | Transformer only |  |  |  | 2571700 | Sus |  | CompanyInitiated¦Plannedmaintenance¦¦
24-0107650 | Company Initiated | Planned- maintenance |  |  | 2024 | Tier 2 | Distribution Circuit |  |  |  | 2571350 | Sus |  | CompanyInitiated¦Plannedmaintenance¦¦
24-0106672 | Company Initiated | Planned- maintenance |  |  | 2024 | Tier 2 | Transformer only |  |  |  | 2571371 | Sus |  | CompanyInitiated¦Plannedmaintenance¦¦
24-0097585 | Company Initiated | Planned- capital |  |  | 2024 | Tier 2 | Distribution Circuit |  |  |  | 2571368 | Sus |  | CompanyInitiated¦Plannedcapital¦¦
24-0107316 | Wildfire Mitigation | Planned - WSIP/System Hardening |  |  | 2024 | Tier 2 | Distribution Circuit |  |  |  | 2571408 | Sus |  | WildfireMitigation¦PlannedWSIPSystemHardening¦¦
24-0089154 | Company Initiated | Planned- capital |  |  | 2024 | Tier 3 | Distribution Circuit |  |  |  | 2571514 | Sus |  | CompanyInitiated¦Plannedcapital¦¦
24-0107046 | Company Initiated | Planned- maintenance |  |  | 2024 | Tier 2 | Transformer only |  |  |  | 2571430 | Sus |  | CompanyInitiated¦Plannedmaintenance¦¦
24-0091016 | Company Initiated | Planned- capital |  |  | 2024 | Tier 3 | Distribution Circuit |  |  |  | 2571493 | Sus |  | CompanyInitiated¦Plannedcapital¦¦
24-0106688 | Company Initiated | Planned- maintenance |  |  | 2024 | Tier 3 | Distribution Circuit |  |  |  | 2571466 | Sus |  | CompanyInitiated¦Plannedmaintenance¦¦
24-0100522 | Wildfire Mitigation | Planned - WSIP/System Hardening |  |  | 2024 | Tier 2 | Distribution Circuit |  |  |  | 2571497 | Sus |  | WildfireMitigation¦PlannedWSIPSystemHardening¦¦
24-0112353 | Equipment Failure/Involved | Overhead | Insulator | Broken | 2024 | Tier 3 | Transformer only |  |  |  | 2571488 | Sus |  | EquipmentFailureInvolved¦Overhead¦Insulator¦Broken
24-0106555 | Company Initiated | Planned- maintenance |  |  | 2024 | Tier 2 | Transformer only |  |  |  | 2571496 | Sus |  | CompanyInitiated¦Plannedmaintenance¦¦
24-0106638 | Wildfire Mitigation | Planned - WSIP/System Hardening |  |  | 2024 | Tier 3 | Transformer only |  |  |  | 2571547 | Sus |  | WildfireMitigation¦PlannedWSIPSystemHardening¦¦
24-0112418 | Vegetation | Tree - fell into line | Conductor- Overhead | Normal | 2024 | Tier 3 | Distribution Circuit |  |  |  | 2571624 | Sus |  | Vegetation¦Treefellintoline¦ConductorOverhead¦Normal
24-0107152 | Company Initiated | Planned- maintenance |  |  | 2024 | Tier 2 | Distribution Circuit |  |  |  | 2571660 | Sus |  | CompanyInitiated¦Plannedmaintenance¦¦
24-0112430 | 3rd Party | Vehicle | Pole-Wood | Broken | 2024 | Tier 2 | Distribution Circuit |  |  |  | 2571654 | Sus |  | 3rdParty¦Vehicle¦PoleWood¦Broken
24-0107216 | Wildfire Mitigation | Planned - WSIP/System Hardening |  |  | 2024 | Tier 3 | Transformer only |  |  |  | 2571698 | Sus |  | WildfireMitigation¦PlannedWSIPSystemHardening¦¦
24-0106678 | Wildfire Mitigation | Planned - WSIP/System Hardening |  |  | 2024 | Tier 2 | Distribution Circuit |  |  |  | 2571701 | Sus |  | WildfireMitigation¦PlannedWSIPSystemHardening¦¦
24-0107461 | Wildfire Mitigation | Planned - WSIP/System Hardening |  |  | 2024 | Tier 2 | Transformer only |  |  |  | 2571728 | Sus |  | WildfireMitigation¦PlannedWSIPSystemHardening¦¦
24-0107209 | Wildfire Mitigation | Planned - WSIP/System Hardening |  |  | 2024 | Tier 3 | Transformer only |  |  |  | 2571753 | Sus |  | WildfireMitigation¦PlannedWSIPSystemHardening¦¦
24-0107471 | Wildfire Mitigation | Planned - WSIP/System Hardening |  |  | 2024 | Tier 2 | Transformer only |  |  |  | 2571758 | Sus |  | WildfireMitigation¦PlannedWSIPSystemHardening¦¦
24-0106681 | Wildfire Mitigation | Planned - WSIP/System Hardening |  |  | 2024 | Tier 3 | Transformer only |  |  |  | 2571782 | Sus |  | WildfireMitigation¦PlannedWSIPSystemHardening¦¦
24-0107191 | Wildfire Mitigation | Planned - WSIP/System Hardening |  |  | 2024 | Tier 3 | Transformer only |  |  |  | 2571817 | Sus |  | WildfireMitigation¦PlannedWSIPSystemHardening¦¦
24-0112743 | Equipment Failure/Involved | Overhead | Transformer (OH) | Leaking | 2024 | Tier 2 | Transformer only |  |  |  | 2571956 | Sus |  | EquipmentFailureInvolved¦Overhead¦Transformer(OH)¦Leaking
24-0112801 | Equipment Failure/Involved | Overhead | Connector or Splice (OH) | Burned Open | 2024 | Tier 3 | Transformer only |  |  |  | 2572088 | Sus |  | EquipmentFailureInvolved¦Overhead¦ConnectororSplice(OH)¦BurnedOpen
24-0107580 | Company Initiated | Planned- maintenance |  |  | 2024 | Tier 3 | Transformer only |  |  |  | 2572473 | Sus |  | CompanyInitiated¦Plannedmaintenance¦¦
24-0107669 | Company Initiated | Planned- maintenance |  |  | 2024 | Tier 3 | Distribution Circuit |  |  |  | 2572257 | Sus |  | CompanyInitiated¦Plannedmaintenance¦¦
24-0107576 | Company Initiated | Planned- maintenance |  |  | 2024 | Tier 2 | Distribution Circuit |  |  |  | 2572263 | Sus |  | CompanyInitiated¦Plannedmaintenance¦¦
24-0107545 | Company Initiated | Planned- maintenance |  |  | 2024 | Tier 2 | Distribution Circuit |  |  |  | 2572256 | Sus |  | CompanyInitiated¦Plannedmaintenance¦¦
24-0107683 | Company Initiated | Planned- maintenance |  |  | 2024 | Tier 2 | Transformer only |  |  |  | 2572277 | Sus |  | CompanyInitiated¦Plannedmaintenance¦¦
24-0107716 | Wildfire Mitigation | Planned - WSIP/System Hardening |  |  | 2024 | Tier 2 | Distribution Circuit |  |  |  | 2572279 | Sus |  | WildfireMitigation¦PlannedWSIPSystemHardening¦¦
24-0107678 | Wildfire Mitigation | Planned - WSIP/System Hardening |  |  | 2024 | Tier 2 | Distribution Circuit |  |  |  | 2572290 | Sus |  | WildfireMitigation¦PlannedWSIPSystemHardening¦¦
24-0107726 | Company Initiated | Planned- maintenance |  |  | 2024 | Tier 2 | Distribution Circuit |  |  |  | 2572301 | Sus |  | CompanyInitiated¦Plannedmaintenance¦¦
24-0107303 | Company Initiated | Planned- maintenance |  |  | 2024 | Tier 2 | Distribution Circuit |  |  |  | 2572260 | Sus |  | CompanyInitiated¦Plannedmaintenance¦¦
24-0107736 | Company Initiated | Planned- maintenance |  |  | 2024 | Tier 3 | Transformer only |  |  |  | 2572467 | Sus |  | CompanyInitiated¦Plannedmaintenance¦¦
24-0107104 | Company Initiated | Planned- maintenance |  |  | 2024 | Tier 3 | Distribution Circuit |  |  |  | 2572311 | Sus |  | CompanyInitiated¦Plannedmaintenance¦¦
24-0105307 | Company Initiated | Planned- maintenance |  |  | 2024 | Tier 2 | Transformer only |  |  |  | 2572569 | Sus |  | CompanyInitiated¦Plannedmaintenance¦¦
24-0107125 | Company Initiated | Planned- maintenance |  |  | 2024 | Tier 3 | Transformer only |  |  |  | 2572470 | Sus |  | CompanyInitiated¦Plannedmaintenance¦¦
24-0107696 | Company Initiated | Planned- maintenance |  |  | 2024 | Tier 2 | Distribution Circuit |  |  |  | 2572337 | Sus |  | CompanyInitiated¦Plannedmaintenance¦¦
24-0107742 | Company Initiated | Planned- maintenance |  |  | 2024 | Tier 3 | Distribution Circuit |  |  |  | 2572333 | Sus |  | CompanyInitiated¦Plannedmaintenance¦¦
24-0107711 | Company Initiated | Planned- maintenance |  |  | 2024 | Tier 2 | Distribution Circuit |  |  |  | 2572374 | Sus |  | CompanyInitiated¦Plannedmaintenance¦¦
24-0113065 | Vegetation | Tree - fell into line | Conductor- Overhead | Broken- wire on ground | 2024 | Tier 3 | Distribution Circuit |  |  |  | 2572558 | Sus |  | Vegetation¦Treefellintoline¦ConductorOverhead¦Brokenwireonground
24-0107724 | Wildfire Mitigation | Planned - WSIP/System Hardening |  |  | 2024 | Tier 2 | Transformer only |  |  |  | 2572477 | Sus |  | WildfireMitigation¦PlannedWSIPSystemHardening¦¦
24-0107737 | Wildfire Mitigation | Planned - WSIP/System Hardening |  |  | 2024 | Tier 2 | Transformer only |  |  |  | 2572515 | Sus |  | WildfireMitigation¦PlannedWSIPSystemHardening¦¦
24-0107733 | Wildfire Mitigation | Planned - WSIP/System Hardening |  |  | 2024 | Tier 2 | Distribution Circuit |  |  |  | 2572516 | Sus |  | WildfireMitigation¦PlannedWSIPSystemHardening¦¦
24-0108021 | Wildfire Mitigation | Planned - WSIP/System Hardening |  |  | 2024 | Tier 3 | Distribution Circuit |  |  |  | 2572564 | Sus |  | WildfireMitigation¦PlannedWSIPSystemHardening¦¦
24-0107588 | Company Initiated | Planned- maintenance |  |  | 2024 | Tier 2 | Transformer only |  |  |  | 2572541 | Sus |  | CompanyInitiated¦Plannedmaintenance¦¦
24-0107574 | Company Initiated | Planned- maintenance |  |  | 2024 | Tier 3 | Transformer only |  |  |  | 2572542 | Sus |  | CompanyInitiated¦Plannedmaintenance¦¦
24-0107560 | Company Initiated | Planned- maintenance |  |  | 2024 | Tier 2 | Transformer only |  |  |  | 2572648 | Sus |  | CompanyInitiated¦Plannedmaintenance¦¦
24-0113096 | Company Initiated | Personnel- company | Conductor- Overhead | Normal | 2024 | Tier 2 | Distribution Circuit |  |  |  | 2572584 | Sus |  | CompanyInitiated¦Personnelcompany¦ConductorOverhead¦Normal
24-0113110 | Animal | Squirrel | Fuse | Failed/Faulted | 2024 | Tier 3 | Distribution Circuit |  |  |  | 2572605 | Sus |  | Animal¦Squirrel¦Fuse¦FailedFaulted
24-0107882 | Wildfire Mitigation | Planned - WSIP/System Hardening |  |  | 2024 | Tier 2 | Distribution Circuit |  |  |  | 2572598 | Sus |  | WildfireMitigation¦PlannedWSIPSystemHardening¦¦
24-0107673 | Company Initiated | Planned- maintenance |  |  | 2024 | Tier 2 | Distribution Circuit |  |  |  | 2572637 | Sus |  | CompanyInitiated¦Plannedmaintenance¦¦
24-0107657 | Wildfire Mitigation | Planned - WSIP/System Hardening |  |  | 2024 | Tier 2 | Transformer only |  |  |  | 2572646 | Sus |  | WildfireMitigation¦PlannedWSIPSystemHardening¦¦
24-0113180 | Animal | Bird found | Conductor- Overhead | Normal | 2024 | Tier 2 | Distribution Circuit |  |  |  | 2572698 | Sus |  | Animal¦Birdfound¦ConductorOverhead¦Normal
24-0107836 | Company Initiated | Planned- maintenance |  |  | 2024 | Tier 2 | Distribution Circuit |  |  |  | 2573096 | Sus |  | CompanyInitiated¦Plannedmaintenance¦¦
24-0107835 | Company Initiated | Planned- maintenance |  |  | 2024 | Tier 2 | Distribution Circuit |  |  |  | 2573125 | Sus |  | CompanyInitiated¦Plannedmaintenance¦¦
24-0107552 | Company Initiated | Planned- maintenance |  |  | 2024 | Tier 2 | Distribution Circuit |  |  |  | 2573100 | Sus |  | CompanyInitiated¦Plannedmaintenance¦¦
24-0104271 | Company Initiated | Planned- maintenance |  |  | 2024 | Tier 2 | Distribution Circuit |  |  |  | 2573138 | Sus |  | CompanyInitiated¦Plannedmaintenance¦¦
24-0107982 | Company Initiated | Planned- maintenance |  |  | 2024 | Tier 2 | Distribution Circuit |  |  |  | 2573166 | Sus |  | CompanyInitiated¦Plannedmaintenance¦¦
24-0107814 | Company Initiated | Planned- maintenance |  |  | 2024 | Tier 2 | Transformer only |  |  |  | 2573180 | Sus |  | CompanyInitiated¦Plannedmaintenance¦¦
24-0107978 | Company Initiated | Planned- maintenance |  |  | 2024 | Tier 2 | Distribution Circuit |  |  |  | 2573172 | Sus |  | CompanyInitiated¦Plannedmaintenance¦¦
24-0104913 | Company Initiated | Planned- capital |  |  | 2024 | Tier 2 | Distribution Circuit |  |  |  | 2573187 | Sus |  | CompanyInitiated¦Plannedcapital¦¦
24-0107808 | Company Initiated | Planned- maintenance |  |  | 2024 | Tier 2 | Distribution Circuit |  |  |  | 2573176 | Sus |  | CompanyInitiated¦Plannedmaintenance¦¦
24-0098745 | Company Initiated | Planned- capital |  |  | 2024 | Tier 2 | Distribution Circuit |  |  |  | 2573186 | Sus |  | CompanyInitiated¦Plannedcapital¦¦
24-0107765 | Company Initiated | Planned- maintenance |  |  | 2024 | Tier 2 | Distribution Circuit |  |  |  | 2573198 | Sus |  | CompanyInitiated¦Plannedmaintenance¦¦
24-0107260 | Company Initiated | Planned- maintenance |  |  | 2024 | Tier 2 | Distribution Circuit |  |  |  | 2573178 | Sus |  | CompanyInitiated¦Plannedmaintenance¦¦
24-0107274 | Company Initiated | Planned- maintenance |  |  | 2024 | Tier 2 | Transformer only |  |  |  | 2573210 | Sus |  | CompanyInitiated¦Plannedmaintenance¦¦
24-0100847 | Wildfire Mitigation | Planned - WSIP/System Hardening |  |  | 2024 | Tier 3 | Distribution Circuit |  |  |  | 2573126 | Sus |  | WildfireMitigation¦PlannedWSIPSystemHardening¦¦
24-0107966 | Company Initiated | Planned- maintenance |  |  | 2024 | Tier 3 | Distribution Circuit |  |  |  | 2573219 | Sus |  | CompanyInitiated¦Plannedmaintenance¦¦
24-0107946 | Company Initiated | Planned- maintenance |  |  | 2024 | Tier 2 | Distribution Circuit |  |  |  | 2573234 | Sus |  | CompanyInitiated¦Plannedmaintenance¦¦
24-0107973 | Company Initiated | Planned- maintenance |  |  | 2024 | Tier 3 | Distribution Circuit |  |  |  | 2573227 | Sus |  | CompanyInitiated¦Plannedmaintenance¦¦
24-0095946 | Company Initiated | Planned- capital |  |  | 2024 | Tier 2 | Distribution Circuit |  |  |  | 2573242 | Sus |  | CompanyInitiated¦Plannedcapital¦¦
24-0107781 | Wildfire Mitigation | Planned - WSIP/System Hardening |  |  | 2024 | Tier 2 | Distribution Circuit |  |  |  | 2573245 | Sus |  | WildfireMitigation¦PlannedWSIPSystemHardening¦¦
24-0107803 | Company Initiated | Planned- maintenance |  |  | 2024 | Tier 3 | Distribution Circuit |  |  |  | 2573250 | Sus |  | CompanyInitiated¦Plannedmaintenance¦¦
24-0103051 | Wildfire Mitigation | Planned - WSIP/System Hardening |  |  | 2024 | Tier 2 | Distribution Circuit |  |  |  | 2573264 | Sus |  | WildfireMitigation¦PlannedWSIPSystemHardening¦¦
24-0107091 | Company Initiated | Planned- maintenance |  |  | 2024 | Tier 2 | Distribution Circuit |  |  |  | 2573287 | Sus |  | CompanyInitiated¦Plannedmaintenance¦¦
24-0081893 | Company Initiated | Planned- capital |  |  | 2024 | Tier 2 | Distribution Circuit |  |  |  | 2573329 | Sus |  | CompanyInitiated¦Plannedcapital¦¦
24-0103956 | Wildfire Mitigation | Planned - WSIP/System Hardening |  |  | 2024 | Tier 3 | Transformer only |  |  |  | 2573314 | Sus |  | WildfireMitigation¦PlannedWSIPSystemHardening¦¦
24-0104749 | Wildfire Mitigation | Planned - WSIP/System Hardening |  |  | 2024 | Tier 2 | Transformer only |  |  |  | 2573321 | Sus |  | WildfireMitigation¦PlannedWSIPSystemHardening¦¦
24-0101471 | Wildfire Mitigation | Planned - WSIP/System Hardening |  |  | 2024 | Tier 2 | Transformer only |  |  |  | 2573345 | Sus |  | WildfireMitigation¦PlannedWSIPSystemHardening¦¦
24-0111687 | Wildfire Mitigation | Planned - WSIP/System Hardening |  |  | 2024 | Tier 2 | Transformer only |  |  |  | 2573428 | Sus |  | WildfireMitigation¦PlannedWSIPSystemHardening¦¦
24-0113626 | 3rd Party | Vehicle | Pole-Wood | Broken- wire on ground | 2024 | Tier 3 | Distribution Circuit |  |  |  | 2573469 | Sus |  | 3rdParty¦Vehicle¦PoleWood¦Brokenwireonground
24-0107853 | Wildfire Mitigation | Planned - WSIP/System Hardening |  |  | 2024 | Tier 2 | Transformer only |  |  |  | 2573488 | Sus |  | WildfireMitigation¦PlannedWSIPSystemHardening¦¦
24-0107854 | Wildfire Mitigation | Planned - WSIP/System Hardening |  |  | 2024 | Tier 2 | Transformer only |  |  |  | 2573539 | Sus |  | WildfireMitigation¦PlannedWSIPSystemHardening¦¦
24-0107995 | Company Initiated | Planned- maintenance |  |  | 2024 | Tier 2 | Transformer only |  |  |  | 2573540 | Sus |  | CompanyInitiated¦Plannedmaintenance¦¦
24-0105308 | Wildfire Mitigation | Planned - WSIP/System Hardening |  |  | 2024 | Tier 3 | Transformer only |  |  |  | 2573548 | Sus |  | WildfireMitigation¦PlannedWSIPSystemHardening¦¦
24-0107937 | Wildfire Mitigation | Planned - WSIP/System Hardening |  |  | 2024 | Tier 2 | Distribution Circuit |  |  |  | 2573570 | Sus |  | WildfireMitigation¦PlannedWSIPSystemHardening¦¦
24-0107988 | Wildfire Mitigation | Planned - WSIP/System Hardening |  |  | 2024 | Tier 3 | Distribution Circuit |  |  |  | 2573585 | Sus |  | WildfireMitigation¦PlannedWSIPSystemHardening¦¦
24-0113863 | Vegetation | Tree - grew into line | Conductor- Overhead | Normal | 2024 | Tier 2 | Distribution Circuit |  |  |  | 2573701 | Sus |  | Vegetation¦Treegrewintoline¦ConductorOverhead¦Normal
24-0108579 | Company Initiated | Planned- maintenance |  |  | 2024 | Tier 3 | Distribution Circuit |  |  |  | 2573844 | Sus |  | CompanyInitiated¦Plannedmaintenance¦¦
24-0107577 | Company Initiated | Planned- maintenance |  |  | 2024 | Tier 2 | Distribution Circuit |  |  |  | 2573848 | Sus |  | CompanyInitiated¦Plannedmaintenance¦¦
24-0107656 | Company Initiated | Planned- maintenance |  |  | 2024 | Tier 3 | Distribution Circuit |  |  |  | 2573868 | Sus |  | CompanyInitiated¦Plannedmaintenance¦¦
24-0108800 | Company Initiated | Planned- maintenance |  |  | 2024 | Tier 2 | Distribution Circuit |  |  |  | 2573861 | Sus |  | CompanyInitiated¦Plannedmaintenance¦¦
24-0108800 | Company Initiated | Planned- maintenance |  |  | 2024 | Tier 2 | Distribution Circuit |  |  |  | 2573862 | Sus |  | CompanyInitiated¦Plannedmaintenance¦¦
24-0107713 | Company Initiated | Planned- maintenance |  |  | 2024 | Tier 2 | Distribution Circuit |  |  |  | 2573864 | Sus |  | CompanyInitiated¦Plannedmaintenance¦¦
24-0108604 | Company Initiated | Planned- maintenance |  |  | 2024 | Tier 2 | Transformer only |  |  |  | 2573875 | Sus |  | CompanyInitiated¦Plannedmaintenance¦¦
24-0107993 | Wildfire Mitigation | Planned - WSIP/System Hardening |  |  | 2024 | Tier 3 | Distribution Circuit |  |  |  | 2573876 | Sus |  | WildfireMitigation¦PlannedWSIPSystemHardening¦¦
24-0107796 | Company Initiated | Planned- maintenance |  |  | 2024 | Tier 3 | Transformer only |  |  |  | 2573878 | Sus |  | CompanyInitiated¦Plannedmaintenance¦¦
24-0108002 | Company Initiated | Planned- maintenance |  |  | 2024 | Tier 2 | Transformer only |  |  |  | 2573879 | Sus |  | CompanyInitiated¦Plannedmaintenance¦¦
24-0105310 | Wildfire Mitigation | Planned - WSIP/System Hardening |  |  | 2024 | Tier 2 | Distribution Circuit |  |  |  | 2573898 | Sus |  | WildfireMitigation¦PlannedWSIPSystemHardening¦¦
24-0108071 | Company Initiated | Planned- maintenance |  |  | 2024 | Tier 2 | Distribution Circuit |  |  |  | 2573902 | Sus |  | CompanyInitiated¦Plannedmaintenance¦¦
24-0107755 | Company Initiated | Planned- maintenance |  |  | 2024 | Tier 2 | Distribution Circuit |  |  |  | 2573913 | Sus |  | CompanyInitiated¦Plannedmaintenance¦¦
24-0108058 | Company Initiated | Planned- maintenance |  |  | 2024 | Tier 2 | Distribution Circuit |  |  |  | 2573901 | Sus |  | CompanyInitiated¦Plannedmaintenance¦¦
24-0113947 | Animal | Squirrel | Transformer (OH) |  | 2024 | Tier 3 | Transformer only |  |  |  | 2573936 | Sus |  | Animal¦Squirrel¦Transformer(OH)¦
24-0096318 | Company Initiated | Planned- capital |  |  | 2024 | Tier 2 | Distribution Circuit |  |  |  | 2573941 | Sus |  | CompanyInitiated¦Plannedcapital¦¦
24-0107573 | Company Initiated | Planned- maintenance |  |  | 2024 | Tier 2 | Distribution Circuit |  |  |  | 2574020 | Sus |  | CompanyInitiated¦Plannedmaintenance¦¦
24-0107668 | Wildfire Mitigation | Planned - WSIP/System Hardening |  |  | 2024 | Tier 2 | Distribution Circuit |  |  |  | 2574068 | Sus |  | WildfireMitigation¦PlannedWSIPSystemHardening¦¦
24-0108038 | Wildfire Mitigation | Planned - WSIP/System Hardening |  |  | 2024 | Tier 2 | Distribution Circuit |  |  |  | 2574070 | Sus |  | WildfireMitigation¦PlannedWSIPSystemHardening¦¦
24-0107783 | Wildfire Mitigation | Planned - WSIP/System Hardening |  |  | 2024 | Tier 2 | Distribution Circuit |  |  |  | 2574073 | Sus |  | WildfireMitigation¦PlannedWSIPSystemHardening¦¦
24-0107860 | Wildfire Mitigation | Planned - WSIP/System Hardening |  |  | 2024 | Tier 3 | Distribution Circuit |  |  |  | 2574087 | Sus |  | WildfireMitigation¦PlannedWSIPSystemHardening¦¦
24-0108618 | Wildfire Mitigation | Planned - WSIP/System Hardening |  |  | 2024 | Tier 2 | Distribution Circuit |  |  |  | 2574079 | Sus |  | WildfireMitigation¦PlannedWSIPSystemHardening¦¦
24-0108045 | Wildfire Mitigation | Planned - WSIP/System Hardening |  |  | 2024 | Tier 2 | Transformer only |  |  |  | 2574108 | Sus |  | WildfireMitigation¦PlannedWSIPSystemHardening¦¦
24-0108048 | Wildfire Mitigation | Planned - WSIP/System Hardening |  |  | 2024 | Tier 2 | Transformer only |  |  |  | 2574164 | Sus |  | WildfireMitigation¦PlannedWSIPSystemHardening¦¦
24-0114067 | Unknown Cause | Patrol - found nothing |  |  | 2024 | Tier 2 | Distribution Circuit |  |  |  | 2574244 | Sus |  | UnknownCause¦Patrolfoundnothing¦¦
24-0114080 | Unknown Cause | Patrol - found nothing |  |  | 2024 | Tier 3 | Transformer only |  |  |  | 2574257 | Sus |  | UnknownCause¦Patrolfoundnothing¦¦
24-0109927 | Company Initiated | Planned- maintenance |  |  | 2024 | Tier 3 | Distribution Circuit |  |  |  | 2574396 | Sus |  | CompanyInitiated¦Plannedmaintenance¦¦
24-0109866 | Company Initiated | Planned- maintenance |  |  | 2024 | Tier 2 | Transformer only |  |  |  | 2574391 | Sus |  | CompanyInitiated¦Plannedmaintenance¦¦
24-0109868 | Company Initiated | Planned- maintenance |  |  | 2024 | Tier 2 | Distribution Circuit |  |  |  | 2574393 | Sus |  | CompanyInitiated¦Plannedmaintenance¦¦
24-0110851 | Company Initiated | Planned- maintenance |  |  | 2024 | Tier 3 | Distribution Circuit |  |  |  | 2574395 | Sus |  | CompanyInitiated¦Plannedmaintenance¦¦
24-0109855 | Company Initiated | Planned- maintenance |  |  | 2024 | Zone 1 | Transformer only |  |  |  | 2574400 | Sus |  | CompanyInitiated¦Plannedmaintenance¦¦
24-0108813 | Wildfire Mitigation | Planned - WSIP/System Hardening |  |  | 2024 | Tier 2 | Transformer only |  |  |  | 2574422 | Sus |  | WildfireMitigation¦PlannedWSIPSystemHardening¦¦
24-0105184 | Company Initiated | Planned- capital |  |  | 2024 | Tier 2 | Distribution Circuit |  |  |  | 2574477 | Sus |  | CompanyInitiated¦Plannedcapital¦¦
24-0108701 | Company Initiated | Planned- maintenance |  |  | 2024 | Tier 2 | Distribution Circuit |  |  |  | 2574914 | Sus |  | CompanyInitiated¦Plannedmaintenance¦¦
24-0109051 | Company Initiated | Planned- maintenance |  |  | 2024 | Tier 2 | Transformer only |  |  |  | 2574930 | Sus |  | CompanyInitiated¦Plannedmaintenance¦¦
24-0109466 | Company Initiated | Planned- maintenance |  |  | 2024 | Tier 2 | Transformer only |  |  |  | 2574931 | Sus |  | CompanyInitiated¦Plannedmaintenance¦¦
24-0108697 | Company Initiated | Planned- maintenance |  |  | 2024 | Tier 2 | Distribution Circuit |  |  |  | 2574919 | Sus |  | CompanyInitiated¦Plannedmaintenance¦¦
24-0108860 | Company Initiated | Planned- maintenance |  |  | 2024 | Tier 2 | Distribution Circuit |  |  |  | 2574975 | Sus |  | CompanyInitiated¦Plannedmaintenance¦¦
24-0108668 | Company Initiated | Planned- maintenance |  |  | 2024 | Tier 2 | Distribution Circuit |  |  |  | 2574974 | Sus |  | CompanyInitiated¦Plannedmaintenance¦¦
24-0109030 | Company Initiated | Planned- maintenance |  |  | 2024 | Tier 3 | Distribution Circuit |  |  |  | 2574985 | Sus |  | CompanyInitiated¦Plannedmaintenance¦¦
24-0109157 | Company Initiated | Planned- maintenance |  |  | 2024 | Tier 2 | Distribution Circuit |  |  |  | 2574977 | Sus |  | CompanyInitiated¦Plannedmaintenance¦¦
24-0099656 | Company Initiated | Planned- maintenance |  |  | 2024 | Tier 2 | Distribution Circuit |  |  |  | 2575062 | Sus |  | CompanyInitiated¦Plannedmaintenance¦¦
24-0108581 | Company Initiated | Planned- maintenance |  |  | 2024 | Tier 3 | Distribution Circuit |  |  |  | 2574992 | Sus |  | CompanyInitiated¦Plannedmaintenance¦¦
24-0098784 | Company Initiated | Planned- maintenance |  |  | 2024 | Tier 2 | Distribution Circuit |  |  |  | 2574978 | Sus |  | CompanyInitiated¦Plannedmaintenance¦¦
24-0108868 | Company Initiated | Planned- maintenance |  |  | 2024 | Tier 2 | Distribution Circuit |  |  |  | 2575021 | Sus |  | CompanyInitiated¦Plannedmaintenance¦¦
24-0108557 | Company Initiated | Planned- maintenance |  |  | 2024 | Tier 3 | Distribution Circuit |  |  |  | 2575060 | Sus |  | CompanyInitiated¦Plannedmaintenance¦¦
24-0108569 | Company Initiated | Planned- maintenance |  |  | 2024 | Tier 3 | Transformer only |  |  |  | 2575072 | Sus |  | CompanyInitiated¦Plannedmaintenance¦¦
24-0108656 | Company Initiated | Planned- maintenance |  |  | 2024 | Tier 3 | Transformer only |  |  |  | 2575075 | Sus |  | CompanyInitiated¦Plannedmaintenance¦¦
24-0102651 | Wildfire Mitigation | Planned - WSIP/System Hardening |  |  | 2024 | Tier 2 | Distribution Circuit |  |  |  | 2575167 | Sus |  | WildfireMitigation¦PlannedWSIPSystemHardening¦¦
24-0108620 | Company Initiated | Planned- maintenance |  |  | 2024 | Tier 2 | Distribution Circuit |  |  |  | 2575098 | Sus |  | CompanyInitiated¦Plannedmaintenance¦¦
24-0108611 | Wildfire Mitigation | Planned - WSIP/System Hardening |  |  | 2024 | Tier 2 | Distribution Circuit |  |  |  | 2575106 | Sus |  | WildfireMitigation¦PlannedWSIPSystemHardening¦¦
24-0109165 | Company Initiated | Planned- maintenance |  |  | 2024 | Tier 3 | Transformer only |  |  |  | 2575430 | Sus |  | CompanyInitiated¦Plannedmaintenance¦¦
24-0103478 | Wildfire Mitigation | Planned - WSIP/System Hardening |  |  | 2024 | Tier 2 | Distribution Circuit |  |  |  | 2575141 | Sus |  | WildfireMitigation¦PlannedWSIPSystemHardening¦¦
24-0100034 | Company Initiated | Planned- maintenance |  |  | 2024 | Tier 2 | Distribution Circuit |  |  |  | 2575163 | Sus |  | CompanyInitiated¦Plannedmaintenance¦¦
24-0100533 | Company Initiated | Planned- maintenance |  |  | 2024 | Tier 2 | Distribution Circuit |  |  |  | 2575169 | Sus |  | CompanyInitiated¦Plannedmaintenance¦¦
24-0114482 | Unknown Cause | Patrol - found nothing |  |  | 2024 | Tier 2 | Distribution Circuit |  |  |  | 2575472 | Sus |  | UnknownCause¦Patrolfoundnothing¦¦
24-0108651 | Wildfire Mitigation | Planned - WSIP/System Hardening |  |  | 2024 | Tier 3 | Transformer only |  |  |  | 2575376 | Sus |  | WildfireMitigation¦PlannedWSIPSystemHardening¦¦
24-0108587 | Wildfire Mitigation | Planned - WSIP/System Hardening |  |  | 2024 | Tier 3 | Transformer only |  |  |  | 2575417 | Sus |  | WildfireMitigation¦PlannedWSIPSystemHardening¦¦
24-0108677 | Company Initiated | Planned- maintenance |  |  | 2024 | Tier 2 | Transformer only |  |  |  | 2575528 | Sus |  | CompanyInitiated¦Plannedmaintenance¦¦
24-0114572 | Equipment Failure/Involved | Overhead | Transformer (OH) | Failed/Faulted | 2024 | Tier 3 | Transformer only |  |  |  | 2575609 | Sus |  | EquipmentFailureInvolved¦Overhead¦Transformer(OH)¦FailedFaulted
24-0114689 | Unknown Cause | Patrol - found nothing |  |  | 2024 | Tier 3 | Distribution Circuit |  |  |  | 2575956 | Sus |  | UnknownCause¦Patrolfoundnothing¦¦
24-0108785 | Company Initiated | Planned- maintenance |  |  | 2024 | Tier 2 | Transformer only |  |  |  | 2575978 | Sus |  | CompanyInitiated¦Plannedmaintenance¦¦
24-0108892 | Company Initiated | Planned- maintenance |  |  | 2024 | Tier 3 | Distribution Circuit |  |  |  | 2575972 | Sus |  | CompanyInitiated¦Plannedmaintenance¦¦
24-0108904 | Company Initiated | Planned- maintenance |  |  | 2024 | Tier 2 | Distribution Circuit |  |  |  | 2575948 | Sus |  | CompanyInitiated¦Plannedmaintenance¦¦
24-0108916 | Company Initiated | Planned- maintenance |  |  | 2024 | Tier 2 | Transformer only |  |  |  | 2576232 | Sus |  | CompanyInitiated¦Plannedmaintenance¦¦
24-0109083 | Company Initiated | Planned- maintenance |  |  | 2024 | Tier 2 | Distribution Circuit |  |  |  | 2576046 | Sus |  | CompanyInitiated¦Plannedmaintenance¦¦
24-0108799 | Company Initiated | Planned- maintenance |  |  | 2024 | Tier 2 | Transformer only |  |  |  | 2576059 | Sus |  | CompanyInitiated¦Plannedmaintenance¦¦
24-0109586 | Company Initiated | Planned- maintenance |  |  | 2024 | Tier 2 | Transformer only |  |  |  | 2576056 | Sus |  | CompanyInitiated¦Plannedmaintenance¦¦
24-0109166 | Wildfire Mitigation | Planned - WSIP/System Hardening |  |  | 2024 | Tier 3 | Transformer only |  |  |  | 2576230 | Sus |  | WildfireMitigation¦PlannedWSIPSystemHardening¦¦
24-0099569 | Wildfire Mitigation | Planned - WSIP/System Hardening |  |  | 2024 | Tier 3 | Distribution Circuit |  |  |  | 2576075 | Sus |  | WildfireMitigation¦PlannedWSIPSystemHardening¦¦
24-0109092 | Company Initiated | Planned- maintenance |  |  | 2024 | Tier 2 | Distribution Circuit |  |  |  | 2576088 | Sus |  | CompanyInitiated¦Plannedmaintenance¦¦
24-0108762 | Wildfire Mitigation | Planned - WSIP/System Hardening |  |  | 2024 | Tier 2 | Transformer only |  |  |  | 2576109 | Sus |  | WildfireMitigation¦PlannedWSIPSystemHardening¦¦
24-0109541 | Company Initiated | Planned- maintenance |  |  | 2024 | Tier 2 | Transformer only |  |  |  | 2576116 | Sus |  | CompanyInitiated¦Plannedmaintenance¦¦
24-0110374 | Company Initiated | Planned- maintenance |  |  | 2024 | Tier 3 | Distribution Circuit |  |  |  | 2576096 | Sus |  | CompanyInitiated¦Plannedmaintenance¦¦
24-0108781 | Company Initiated | Planned- maintenance |  |  | 2024 | Tier 2 | Distribution Circuit |  |  |  | 2576099 | Sus |  | CompanyInitiated¦Plannedmaintenance¦¦
24-0109474 | Wildfire Mitigation | Planned - WSIP/System Hardening |  |  | 2024 | Tier 2 | Distribution Circuit |  |  |  | 2576020 | Sus |  | WildfireMitigation¦PlannedWSIPSystemHardening¦¦
24-0108712 | Company Initiated | Planned- maintenance |  |  | 2024 | Tier 2 | Distribution Circuit |  |  |  | 2576130 | Sus |  | CompanyInitiated¦Plannedmaintenance¦¦
24-0108727 | Wildfire Mitigation | Planned - WSIP/System Hardening |  |  | 2024 | Tier 3 | Transformer only |  |  |  | 2576166 | Sus |  | WildfireMitigation¦PlannedWSIPSystemHardening¦¦
24-0108714 | Company Initiated | Planned- maintenance |  |  | 2024 | Tier 2 | Transformer only |  |  |  | 2576179 | Sus |  | CompanyInitiated¦Plannedmaintenance¦¦
24-0108631 | Wildfire Mitigation | Planned - WSIP/System Hardening |  |  | 2024 | Tier 2 | Distribution Circuit |  |  |  | 2576170 | Sus |  | WildfireMitigation¦PlannedWSIPSystemHardening¦¦
24-0109103 | Company Initiated | Planned- maintenance |  |  | 2024 | Tier 2 | Distribution Circuit |  |  |  | 2576323 | Sus |  | CompanyInitiated¦Plannedmaintenance¦¦
24-0012589 | Company Initiated | Planned- capital |  |  | 2024 | Tier 2 | Distribution Circuit |  |  |  | 2576263 | Sus |  | CompanyInitiated¦Plannedcapital¦¦
24-0109510 | Wildfire Mitigation | Planned - WSIP/System Hardening |  |  | 2024 | Tier 2 | Transformer only |  |  |  | 2576320 | Sus |  | WildfireMitigation¦PlannedWSIPSystemHardening¦¦
24-0108886 | Wildfire Mitigation | Planned - WSIP/System Hardening |  |  | 2024 | Tier 2 | Distribution Circuit |  |  |  | 2576322 | Sus |  | WildfireMitigation¦PlannedWSIPSystemHardening¦¦
24-0108754 | Wildfire Mitigation | Planned - WSIP/System Hardening |  |  | 2024 | Tier 2 | Transformer only |  |  |  | 2576346 | Sus |  | WildfireMitigation¦PlannedWSIPSystemHardening¦¦
24-0108773 | Company Initiated | Planned- maintenance |  |  | 2024 | Tier 3 | Transformer only |  |  |  | 2576335 | Sus |  | CompanyInitiated¦Plannedmaintenance¦¦
24-0107268 | Wildfire Mitigation | Planned - WSIP/System Hardening |  |  | 2024 | Tier 3 | Transformer only |  |  |  | 2576391 | Sus |  | WildfireMitigation¦PlannedWSIPSystemHardening¦¦
24-0108910 | Company Initiated | Planned- maintenance |  |  | 2024 | Tier 2 | Distribution Circuit |  |  |  | 2575959 | Sus |  | CompanyInitiated¦Plannedmaintenance¦¦
24-0109593 | Wildfire Mitigation | Planned - WSIP/System Hardening |  |  | 2024 | Tier 2 | Transformer only |  |  |  | 2576475 | Sus |  | WildfireMitigation¦PlannedWSIPSystemHardening¦¦
24-0109371 | Company Initiated | Planned- maintenance |  |  | 2024 | Tier 3 | Distribution Circuit |  |  |  | 2576495 | Sus |  | CompanyInitiated¦Plannedmaintenance¦¦
24-0115114 | Vegetation | Tree - branch fell on line | Conductor- Overhead | Normal | 2024 | Tier 2 | Distribution Circuit |  |  |  | 2576720 | Sus |  | Vegetation¦Treebranchfellonline¦ConductorOverhead¦Normal
24-0115150 | Animal | Bird found | Fuse | Burned Open | 2024 | Tier 2 | Distribution Circuit |  |  |  | 2576800 | Sus |  | Animal¦Birdfound¦Fuse¦BurnedOpen
24-0108995 | Company Initiated | Planned- maintenance |  |  | 2024 | Tier 2 | Distribution Circuit |  |  |  | 2576994 | Sus |  | CompanyInitiated¦Plannedmaintenance¦¦
24-0109989 | Company Initiated | Planned- maintenance |  |  | 2024 | Tier 2 | Transformer only |  |  |  | 2577313 | Sus |  | CompanyInitiated¦Plannedmaintenance¦¦
24-0108988 | Company Initiated | Planned- maintenance |  |  | 2024 | Tier 2 | Transformer only |  |  |  | 2577053 | Sus |  | CompanyInitiated¦Plannedmaintenance¦¦
24-0109302 | Company Initiated | Planned- maintenance |  |  | 2024 | Tier 2 | Distribution Circuit |  |  |  | 2577080 | Sus |  | CompanyInitiated¦Plannedmaintenance¦¦
24-0109677 | Company Initiated | Planned- maintenance |  |  | 2024 | Tier 2 | Distribution Circuit |  |  |  | 2577047 | Sus |  | CompanyInitiated¦Plannedmaintenance¦¦
24-0099602 | Company Initiated | Planned- capital |  |  | 2024 | Tier 2 | Distribution Circuit |  |  |  | 2577082 | Sus |  | CompanyInitiated¦Plannedcapital¦¦
24-0109168 | Wildfire Mitigation | Planned - WSIP/System Hardening |  |  | 2024 | Tier 3 | Distribution Circuit |  |  |  | 2577068 | Sus |  | WildfireMitigation¦PlannedWSIPSystemHardening¦¦
24-0109603 | Company Initiated | Planned- maintenance |  |  | 2024 | Tier 2 | Distribution Circuit |  |  |  | 2577077 | Sus |  | CompanyInitiated¦Plannedmaintenance¦¦
24-0113549 | Wildfire Mitigation | Planned - WSIP/System Hardening |  |  | 2024 | Tier 2 | Distribution Circuit |  |  |  | 2577229 | Sus |  | WildfireMitigation¦PlannedWSIPSystemHardening¦¦
24-0115253 | Unknown Cause | Patrol - found nothing |  |  | 2024 | Tier 2 | Distribution Circuit |  |  |  | 2577088 | Sus |  | UnknownCause¦Patrolfoundnothing¦¦
24-0109199 | Company Initiated | Planned- maintenance |  |  | 2024 | Tier 2 | Transformer only |  |  |  | 2577376 | Sus |  | CompanyInitiated¦Plannedmaintenance¦¦
24-0109113 | Wildfire Mitigation | Planned - WSIP/System Hardening |  |  | 2024 | Tier 2 | Transformer only |  |  |  | 2577427 | Sus |  | WildfireMitigation¦PlannedWSIPSystemHardening¦¦
24-0110106 | Company Initiated | Planned- maintenance |  |  | 2024 | Tier 2 | Transformer only |  |  |  | 2577430 | Sus |  | CompanyInitiated¦Plannedmaintenance¦¦
24-0109314 | Company Initiated | Planned- maintenance |  |  | 2024 | Tier 2 | Distribution Circuit |  |  |  | 2577096 | Sus |  | CompanyInitiated¦Plannedmaintenance¦¦
24-0109641 | Company Initiated | Planned- maintenance |  |  | 2024 | Tier 2 | Distribution Circuit |  |  |  | 2577015 | Sus |  | CompanyInitiated¦Plannedmaintenance¦¦
24-0109308 | Wildfire Mitigation | Planned - WSIP/System Hardening |  |  | 2024 | Tier 3 | Transformer only |  |  |  | 2577117 | Sus |  | WildfireMitigation¦PlannedWSIPSystemHardening¦¦
24-0109724 | Company Initiated | Planned- maintenance |  |  | 2024 | Tier 2 | Transformer only |  |  |  | 2577343 | Sus |  | CompanyInitiated¦Plannedmaintenance¦¦
24-0108974 | Company Initiated | Planned- maintenance |  |  | 2024 | Tier 3 | Transformer only |  |  |  | 2577147 | Sus |  | CompanyInitiated¦Plannedmaintenance¦¦
24-0110381 | Company Initiated | Planned- maintenance |  |  | 2024 | Tier 3 | Transformer only |  |  |  | 2577151 | Sus |  | CompanyInitiated¦Plannedmaintenance¦¦
24-0107697 | Wildfire Mitigation | Planned - WSIP/System Hardening |  |  | 2024 | Tier 3 | Distribution Circuit |  |  |  | 2577165 | Sus |  | WildfireMitigation¦PlannedWSIPSystemHardening¦¦
24-0106805 | Company Initiated | Planned- maintenance |  |  | 2024 | Tier 2 | Transformer only |  |  |  | 2577174 | Sus |  | CompanyInitiated¦Plannedmaintenance¦¦
24-0104566 | Wildfire Mitigation | Planned - WSIP/System Hardening |  |  | 2024 | Tier 2 | Distribution Circuit |  |  |  | 2577154 | Sus |  | WildfireMitigation¦PlannedWSIPSystemHardening¦¦
24-0115347 | Equipment Failure/Involved | Overhead | Other | Malfunctioning | 2024 | Tier 2 | Distribution Circuit |  |  |  | 2577215 | Sus |  | EquipmentFailureInvolved¦Overhead¦Other¦Malfunctioning
24-0099806 | Company Initiated | Planned- capital |  |  | 2024 | Tier 2 | Distribution Circuit |  |  |  | 2577267 | Sus |  | CompanyInitiated¦Plannedcapital¦¦
24-0099130 | Company Initiated | Planned- capital |  |  | 2024 | Tier 2 | Distribution Circuit |  |  |  | 2577290 | Sus |  | CompanyInitiated¦Plannedcapital¦¦
24-0109169 | Wildfire Mitigation | Planned - WSIP/System Hardening |  |  | 2024 | Tier 3 | Distribution Circuit |  |  |  | 2577285 | Sus |  | WildfireMitigation¦PlannedWSIPSystemHardening¦¦
24-0107269 | Wildfire Mitigation | Planned - WSIP/System Hardening |  |  | 2024 | Tier 3 | Distribution Circuit |  |  |  | 2577473 | Sus |  | WildfireMitigation¦PlannedWSIPSystemHardening¦¦
24-0109104 | Wildfire Mitigation | Planned - WSIP/System Hardening |  |  | 2024 | Tier 2 | Transformer only |  |  |  | 2577479 | Sus |  | WildfireMitigation¦PlannedWSIPSystemHardening¦¦
24-0109000 | Company Initiated | Planned- maintenance |  |  | 2024 | Tier 2 | Distribution Circuit |  |  |  | 2576995 | Sus |  | CompanyInitiated¦Plannedmaintenance¦¦
24-0109291 | Wildfire Mitigation | Planned - WSIP/System Hardening |  |  | 2024 | Tier 3 | Transformer only |  |  |  | 2577485 | Sus |  | WildfireMitigation¦PlannedWSIPSystemHardening¦¦
24-0109290 | Wildfire Mitigation | Planned - WSIP/System Hardening |  |  | 2024 | Tier 3 | Distribution Circuit |  |  |  | 2577489 | Sus |  | WildfireMitigation¦PlannedWSIPSystemHardening¦¦
24-0111983 | Company Initiated | Planned- maintenance |  |  | 2024 | Tier 2 | Transformer only |  |  |  | 2577548 | Sus |  | CompanyInitiated¦Plannedmaintenance¦¦
24-0109936 | Wildfire Mitigation | Planned - WSIP/System Hardening |  |  | 2024 | Tier 3 | Distribution Circuit |  |  |  | 2577578 | Sus |  | WildfireMitigation¦PlannedWSIPSystemHardening¦¦
24-0115649 | Vegetation | Tree - fell into line | Secondary | Broken- wire on ground | 2024 | Tier 2 | Distribution Circuit |  |  |  | 2577663 | Sus |  | Vegetation¦Treefellintoline¦Secondary¦Brokenwireonground
24-0115678 | Equipment Failure/Involved | Overhead | Transformer (OH) | Failed/Faulted | 2024 | Tier 2 | Distribution Circuit |  |  |  | 2577721 | Sus |  | EquipmentFailureInvolved¦Overhead¦Transformer(OH)¦FailedFaulted
24-0100689 | Company Initiated | Planned- capital |  |  | 2024 | Tier 2 | Distribution Circuit |  |  |  | 2577899 | Sus |  | CompanyInitiated¦Plannedcapital¦¦
24-0101212 | Company Initiated | Planned- capital |  |  | 2024 | Tier 3 | Distribution Circuit |  |  |  | 2577916 | Sus |  | CompanyInitiated¦Plannedcapital¦¦
24-0112019 | Company Initiated | Planned- maintenance |  |  | 2024 | Tier 2 | Distribution Circuit |  |  |  | 2577918 | Sus |  | CompanyInitiated¦Plannedmaintenance¦¦
24-0110053 | Wildfire Mitigation | Planned - WSIP/System Hardening |  |  | 2024 | Tier 2 | Distribution Circuit |  |  |  | 2577973 | Sus |  | WildfireMitigation¦PlannedWSIPSystemHardening¦¦
24-0115793 | Company Initiated | Personnel- company | Conductor- Overhead | Normal | 2024 | Tier 2 | Distribution Circuit |  |  |  | 2577998 | Sus |  | CompanyInitiated¦Personnelcompany¦ConductorOverhead¦Normal
24-0109075 | Company Initiated | Planned- maintenance |  |  | 2024 | Tier 2 | Distribution Circuit |  |  |  | 2578020 | Sus |  | CompanyInitiated¦Plannedmaintenance¦¦
24-0109658 | Company Initiated | Planned- maintenance |  |  | 2024 | Tier 2 | Distribution Circuit |  |  |  | 2578013 | Sus |  | CompanyInitiated¦Plannedmaintenance¦¦
24-0112894 | Company Initiated | Planned- maintenance |  |  | 2024 | Tier 3 | Distribution Circuit |  |  |  | 2578026 | Sus |  | CompanyInitiated¦Plannedmaintenance¦¦
24-0109361 | Company Initiated | Planned- maintenance |  |  | 2024 | Tier 2 | Transformer only |  |  |  | 2578031 | Sus |  | CompanyInitiated¦Plannedmaintenance¦¦
24-0109738 | Company Initiated | Planned- maintenance |  |  | 2024 | Tier 3 | Distribution Circuit |  |  |  | 2577966 | Sus |  | CompanyInitiated¦Plannedmaintenance¦¦
24-0109856 | Company Initiated | Planned- maintenance |  |  | 2024 | Tier 2 | Distribution Circuit |  |  |  | 2578052 | Sus |  | CompanyInitiated¦Plannedmaintenance¦¦
24-0109624 | Company Initiated | Planned- maintenance |  |  | 2024 | Tier 3 | Distribution Circuit |  |  |  | 2578102 | Sus |  | CompanyInitiated¦Plannedmaintenance¦¦
24-0110063 | Company Initiated | Planned- maintenance |  |  | 2024 | Tier 2 | Distribution Circuit |  |  |  | 2578122 | Sus |  | CompanyInitiated¦Plannedmaintenance¦¦
24-0108978 | Wildfire Mitigation | Planned - WSIP/System Hardening |  |  | 2024 | Tier 3 | Distribution Circuit |  |  |  | 2578137 | Sus |  | WildfireMitigation¦PlannedWSIPSystemHardening¦¦
24-0100565 | Company Initiated | Planned- capital |  |  | 2024 | Tier 2 | Distribution Circuit |  |  |  | 2578131 | Sus |  | CompanyInitiated¦Plannedcapital¦¦
24-0108789 | Wildfire Mitigation | Planned - WSIP/System Hardening |  |  | 2024 | Tier 3 | Transformer only |  |  |  | 2578141 | Sus |  | WildfireMitigation¦PlannedWSIPSystemHardening¦¦
24-0111856 | Company Initiated | Planned- maintenance |  |  | 2024 | Tier 3 | Transformer only |  |  |  | 2578362 | Sus |  | CompanyInitiated¦Plannedmaintenance¦¦
24-0105899 | Wildfire Mitigation | Planned - WSIP/System Hardening |  |  | 2024 | Tier 2 | Distribution Circuit |  |  |  | 2578163 | Sus |  | WildfireMitigation¦PlannedWSIPSystemHardening¦¦
24-0107100 | Company Initiated | Planned- maintenance |  |  | 2024 | Tier 2 | Distribution Circuit |  |  |  | 2578161 | Sus |  | CompanyInitiated¦Plannedmaintenance¦¦
24-0100689 | Company Initiated | Planned- maintenance |  |  | 2024 | Tier 3 | Distribution Circuit |  |  |  | 2578202 | Sus |  | CompanyInitiated¦Plannedmaintenance¦¦
24-0115747 | Equipment Failure/Involved | Overhead | Pole-Wood | Deteriorated | 2024 | Tier 3 | Distribution Circuit |  |  |  | 2578226 | Sus |  | EquipmentFailureInvolved¦Overhead¦PoleWood¦Deteriorated
24-0107954 | Wildfire Mitigation | Planned - WSIP/System Hardening |  |  | 2024 | Tier 3 | Transformer only |  |  |  | 2578300 | Sus |  | WildfireMitigation¦PlannedWSIPSystemHardening¦¦
24-0109109 | Company Initiated | Planned- maintenance |  |  | 2024 | Tier 2 | Distribution Circuit |  |  |  | 2578318 | Sus |  | CompanyInitiated¦Plannedmaintenance¦¦
24-0112024 | Company Initiated | Planned- maintenance |  |  | 2024 | Tier 2 | Distribution Circuit |  |  |  | 2578117 | Sus |  | CompanyInitiated¦Plannedmaintenance¦¦
24-0112036 | Wildfire Mitigation | Planned - WSIP/System Hardening |  |  | 2024 | Tier 3 | Distribution Circuit |  |  |  | 2578543 | Sus |  | WildfireMitigation¦PlannedWSIPSystemHardening¦¦
24-0101212 | Company Initiated | Planned- capital |  |  | 2024 | Tier 3 | Substation - Distribution |  |  |  | 2578631 | Sus |  | CompanyInitiated¦Plannedcapital¦¦
24-0100689 | Company Initiated | Planned- capital |  |  | 2024 | Tier 3 | Substation - Distribution |  |  |  | 2578725 | Sus |  | CompanyInitiated¦Plannedcapital¦¦
24-0100689 | Company Initiated | Planned- capital |  |  | 2024 | Tier 2 | Substation - Distribution |  |  |  | 2578742 | Sus |  | CompanyInitiated¦Plannedcapital¦¦
24-0116275 | Equipment Failure/Involved | Underground | Transformer (UG) | Failed/Faulted | 2024 | Tier 2 | Distribution Circuit |  |  |  | 2578801 | Sus |  | EquipmentFailureInvolved¦Underground¦Transformer(UG)¦FailedFaulted
24-0116298 | Unknown Cause | Patrol - found nothing |  |  | 2024 | Tier 2 | Distribution Circuit |  |  |  | 2578916 | Sus |  | UnknownCause¦Patrolfoundnothing¦¦
24-0116311 | Unknown Cause | Patrol - found nothing |  |  | 2024 | Tier 2 | Distribution Circuit |  |  |  | 2578976 | Sus |  | UnknownCause¦Patrolfoundnothing¦¦
24-0111469 | Wildfire Mitigation | Planned - WSIP/System Hardening |  |  | 2024 | Tier 2 | Distribution Circuit |  |  |  | 2579089 | Sus |  | WildfireMitigation¦PlannedWSIPSystemHardening¦¦
24-0110496 | Company Initiated | Planned- maintenance |  |  | 2024 | Tier 2 | Distribution Circuit |  |  |  | 2579088 | Sus |  | CompanyInitiated¦Plannedmaintenance¦¦
24-0111461 | Company Initiated | Planned- maintenance |  |  | 2024 | Tier 3 | Distribution Circuit |  |  |  | 2579093 | Sus |  | CompanyInitiated¦Plannedmaintenance¦¦
24-0110293 | Wildfire Mitigation | Planned - WSIP/System Hardening |  |  | 2024 | Tier 2 | Transformer only |  |  |  | 2579095 | Sus |  | WildfireMitigation¦PlannedWSIPSystemHardening¦¦
24-0110482 | Wildfire Mitigation | Planned - WSIP/System Hardening |  |  | 2024 | Tier 3 | Distribution Circuit |  |  |  | 2579082 | Sus |  | WildfireMitigation¦PlannedWSIPSystemHardening¦¦
24-0110903 | Company Initiated | Planned- maintenance |  |  | 2024 | Tier 2 | Transformer only |  |  |  | 2579138 | Sus |  | CompanyInitiated¦Plannedmaintenance¦¦
24-0112417 | Wildfire Mitigation | Planned - WSIP/System Hardening |  |  | 2024 | Tier 2 | Transformer only |  |  |  | 2579144 | Sus |  | WildfireMitigation¦PlannedWSIPSystemHardening¦¦
24-0110165 | Wildfire Mitigation | Planned - WSIP/System Hardening |  |  | 2024 | Tier 2 | Transformer only |  |  |  | 2579150 | Sus |  | WildfireMitigation¦PlannedWSIPSystemHardening¦¦
24-0110158 | Company Initiated | Planned- maintenance |  |  | 2024 | Tier 2 | Distribution Circuit |  |  |  | 2579143 | Sus |  | CompanyInitiated¦Plannedmaintenance¦¦
24-0111945 | Company Initiated | Planned- maintenance |  |  | 2024 | Zone 1 | Transformer only |  |  |  | 2579168 | Sus |  | CompanyInitiated¦Plannedmaintenance¦¦
24-0111944 | Company Initiated | Planned- maintenance |  |  | 2024 | Zone 1 | Distribution Circuit |  |  |  | 2579163 | Sus |  | CompanyInitiated¦Plannedmaintenance¦¦
24-0111713 | Wildfire Mitigation | Planned - WSIP/System Hardening |  |  | 2024 | Tier 2 | Transformer only |  |  |  | 2579190 | Sus |  | WildfireMitigation¦PlannedWSIPSystemHardening¦¦
24-0109893 | Company Initiated | Planned- maintenance |  |  | 2024 | Tier 2 | Distribution Circuit |  |  |  | 2579175 | Sus |  | CompanyInitiated¦Plannedmaintenance¦¦
24-0109896 | Company Initiated | Planned- maintenance |  |  | 2024 | Tier 2 | Transformer only |  |  |  | 2579204 | Sus |  | CompanyInitiated¦Plannedmaintenance¦¦
24-0105911 | Wildfire Mitigation | Planned - WSIP/System Hardening |  |  | 2024 | Tier 3 | Distribution Circuit |  |  |  | 2579179 | Sus |  | WildfireMitigation¦PlannedWSIPSystemHardening¦¦
24-0110350 | Company Initiated | Planned- maintenance |  |  | 2024 | Tier 3 | Distribution Circuit |  |  |  | 2579155 | Sus |  | CompanyInitiated¦Plannedmaintenance¦¦
24-0111609 | Company Initiated | Planned- maintenance |  |  | 2024 | Tier 3 | Distribution Circuit |  |  |  | 2579226 | Sus |  | CompanyInitiated¦Plannedmaintenance¦¦
24-0108671 | Wildfire Mitigation | Planned - WSIP/System Hardening |  |  | 2024 | Tier 2 | Distribution Circuit |  |  |  | 2579255 | Sus |  | WildfireMitigation¦PlannedWSIPSystemHardening¦¦
24-0106489 | Wildfire Mitigation | Planned - WSIP/System Hardening |  |  | 2024 | Tier 2 | Distribution Circuit |  |  |  | 2579243 | Sus |  | WildfireMitigation¦PlannedWSIPSystemHardening¦¦
24-0107692 | Wildfire Mitigation | Planned - WSIP/System Hardening |  |  | 2024 | Tier 3 | Distribution Circuit |  |  |  | 2579262 | Sus |  | WildfireMitigation¦PlannedWSIPSystemHardening¦¦
24-0107438 | Wildfire Mitigation | Planned - WSIP/System Hardening |  |  | 2024 | Tier 2 | Distribution Circuit |  |  |  | 2579263 | Sus |  | WildfireMitigation¦PlannedWSIPSystemHardening¦¦
24-0102630 | Company Initiated | Planned- capital |  |  | 2024 | Tier 2 | Distribution Circuit |  |  |  | 2579329 | Sus |  | CompanyInitiated¦Plannedcapital¦¦
24-0110487 | Company Initiated | Planned- maintenance |  |  | 2024 | Tier 3 | Distribution Circuit |  |  |  | 2579084 | Sus |  | CompanyInitiated¦Plannedmaintenance¦¦
24-0111537 | Wildfire Mitigation | Planned - WSIP/System Hardening |  |  | 2024 | Tier 2 | Distribution Circuit |  |  |  | 2579335 | Sus |  | WildfireMitigation¦PlannedWSIPSystemHardening¦¦
24-0110299 | Wildfire Mitigation | Planned - WSIP/System Hardening |  |  | 2024 | Tier 3 | Transformer only |  |  |  | 2579344 | Sus |  | WildfireMitigation¦PlannedWSIPSystemHardening¦¦
24-0107695 | Wildfire Mitigation | Planned - WSIP/System Hardening |  |  | 2024 | Tier 3 | Transformer only |  |  |  | 2579367 | Sus |  | WildfireMitigation¦PlannedWSIPSystemHardening¦¦
24-0110892 | Company Initiated | Planned- maintenance |  |  | 2024 | Tier 2 | Distribution Circuit |  |  |  | 2579389 | Sus |  | CompanyInitiated¦Plannedmaintenance¦¦
24-0116595 | Equipment Failure/Involved | Overhead | Pole-Wood | Deteriorated | 2024 | Tier 2 | Transformer only |  |  |  | 2579410 | Sus |  | EquipmentFailureInvolved¦Overhead¦PoleWood¦Deteriorated
24-0110287 | Company Initiated | Planned- maintenance |  |  | 2024 | Tier 3 | Transformer only |  |  |  | 2579582 | Sus |  | CompanyInitiated¦Plannedmaintenance¦¦
24-0110172 | Company Initiated | Planned- maintenance |  |  | 2024 | Tier 2 | Distribution Circuit |  |  |  | 2579460 | Sus |  | CompanyInitiated¦Plannedmaintenance¦¦
24-0111623 | Wildfire Mitigation | Planned - WSIP/System Hardening |  |  | 2024 | Tier 2 | Transformer only |  |  |  | 2579478 | Sus |  | WildfireMitigation¦PlannedWSIPSystemHardening¦¦
24-0110718 | Wildfire Mitigation | Planned - WSIP/System Hardening |  |  | 2024 | Tier 2 | Distribution Circuit |  |  |  | 2579824 | Sus |  | WildfireMitigation¦PlannedWSIPSystemHardening¦¦
24-0110581 | Company Initiated | Planned- maintenance |  |  | 2024 | Tier 2 | Distribution Circuit |  |  |  | 2579822 | Sus |  | CompanyInitiated¦Plannedmaintenance¦¦
24-0111668 | Company Initiated | Planned- maintenance |  |  | 2024 | Tier 3 | Distribution Circuit |  |  |  | 2579853 | Sus |  | CompanyInitiated¦Plannedmaintenance¦¦
24-0111663 | Wildfire Mitigation | Planned - WSIP/System Hardening |  |  | 2024 | Tier 2 | Transformer only |  |  |  | 2579862 | Sus |  | WildfireMitigation¦PlannedWSIPSystemHardening¦¦
24-0112913 | Company Initiated | Planned- maintenance |  |  | 2024 | Tier 2 | Distribution Circuit |  |  |  | 2579856 | Sus |  | CompanyInitiated¦Plannedmaintenance¦¦
24-0106879 | Company Initiated | Planned- capital |  |  | 2024 | Tier 3 | Distribution Circuit |  |  |  | 2579887 | Sus |  | CompanyInitiated¦Plannedcapital¦¦
24-0111671 | Company Initiated | Planned- maintenance |  |  | 2024 | Tier 2 | Transformer only |  |  |  | 2580072 | Sus |  | CompanyInitiated¦Plannedmaintenance¦¦
24-0111654 | Company Initiated | Planned- maintenance |  |  | 2024 | Tier 3 | Distribution Circuit |  |  |  | 2579877 | Sus |  | CompanyInitiated¦Plannedmaintenance¦¦
24-0111401 | Company Initiated | Planned- maintenance |  |  | 2024 | Tier 2 | Distribution Circuit |  |  |  | 2579890 | Sus |  | CompanyInitiated¦Plannedmaintenance¦¦
24-0111459 | Company Initiated | Planned- maintenance |  |  | 2024 | Tier 2 | Transformer only |  |  |  | 2579966 | Sus |  | CompanyInitiated¦Plannedmaintenance¦¦
24-0111694 | Wildfire Mitigation | Planned - WSIP/System Hardening |  |  | 2024 | Tier 3 | Distribution Circuit |  |  |  | 2579844 | Sus |  | WildfireMitigation¦PlannedWSIPSystemHardening¦¦
24-0101213 | Company Initiated | Planned- capital |  |  | 2024 | Tier 3 | Distribution Circuit |  |  |  | 2579907 | Sus |  | CompanyInitiated¦Plannedcapital¦¦
24-0111673 | Wildfire Mitigation | Planned - WSIP/System Hardening |  |  | 2024 | Tier 3 | Transformer only |  |  |  | 2580001 | Sus |  | WildfireMitigation¦PlannedWSIPSystemHardening¦¦
24-0111412 | Company Initiated | Planned- maintenance |  |  | 2024 | Tier 2 | Transformer only |  |  |  | 2579927 | Sus |  | CompanyInitiated¦Plannedmaintenance¦¦
24-0110767 | Wildfire Mitigation | Planned - WSIP/System Hardening |  |  | 2024 | Tier 3 | Transformer only |  |  |  | 2580086 | Sus |  | WildfireMitigation¦PlannedWSIPSystemHardening¦¦
24-0111393 | Wildfire Mitigation | Planned - WSIP/System Hardening |  |  | 2024 | Tier 2 | Transformer only |  |  |  | 2580084 | Sus |  | WildfireMitigation¦PlannedWSIPSystemHardening¦¦
24-0111867 | Company Initiated | Planned- maintenance |  |  | 2024 | Tier 3 | Transformer only |  |  |  | 2580194 | Sus |  | CompanyInitiated¦Plannedmaintenance¦¦
24-0111409 | Company Initiated | Planned- maintenance |  |  | 2024 | Zone 1 | Transformer only |  |  |  | 2580056 | Sus |  | CompanyInitiated¦Plannedmaintenance¦¦
24-0116888 | 3rd Party | Gun Shot | Conductor- Overhead | Broken | 2024 | Tier 2 | Distribution Circuit |  |  |  | 2580057 | Sus |  | 3rdParty¦GunShot¦ConductorOverhead¦Broken
24-0111449 | Company Initiated | Planned- maintenance |  |  | 2024 | Zone 1 | Transformer only |  |  |  | 2580088 | Sus |  | CompanyInitiated¦Plannedmaintenance¦¦
24-0111389 | Wildfire Mitigation | Planned - WSIP/System Hardening |  |  | 2024 | Tier 2 | Transformer only |  |  |  | 2580075 | Sus |  | WildfireMitigation¦PlannedWSIPSystemHardening¦¦
24-0110733 | Wildfire Mitigation | Planned - WSIP/System Hardening |  |  | 2024 | Tier 2 | Transformer only |  |  |  | 2580108 | Sus |  | WildfireMitigation¦PlannedWSIPSystemHardening¦¦
24-0116907 | Unknown Cause | Patrol - found nothing |  |  | 2024 | Tier 2 | Distribution Circuit |  |  |  | 2580113 | Sus |  | UnknownCause¦Patrolfoundnothing¦¦
24-0111431 | Wildfire Mitigation | Planned - WSIP/System Hardening |  |  | 2024 | Tier 2 | Transformer only |  |  |  | 2580134 | Sus |  | WildfireMitigation¦PlannedWSIPSystemHardening¦¦
24-0112918 | Company Initiated | Planned- maintenance |  |  | 2024 | Tier 2 | Distribution Circuit |  |  |  | 2580177 | Sus |  | CompanyInitiated¦Plannedmaintenance¦¦
24-0111500 | Company Initiated | Planned- maintenance |  |  | 2024 | Tier 3 | Distribution Circuit |  |  |  | 2580533 | Sus |  | CompanyInitiated¦Plannedmaintenance¦¦
24-0113185 | Wildfire Mitigation | Planned - WSIP/System Hardening |  |  | 2024 | Tier 3 | Transformer only |  |  |  | 2580542 | Sus |  | WildfireMitigation¦PlannedWSIPSystemHardening¦¦
24-0111515 | Company Initiated | Planned- maintenance |  |  | 2024 | Tier 2 | Distribution Circuit |  |  |  | 2580541 | Sus |  | CompanyInitiated¦Plannedmaintenance¦¦
24-0112010 | Wildfire Mitigation | Planned - WSIP/System Hardening |  |  | 2024 | Tier 2 | Distribution Circuit |  |  |  | 2580548 | Sus |  | WildfireMitigation¦PlannedWSIPSystemHardening¦¦
24-0111710 | Company Initiated | Planned- maintenance |  |  | 2024 | Tier 3 | Distribution Circuit |  |  |  | 2580551 | Sus |  | CompanyInitiated¦Plannedmaintenance¦¦
24-0100896 | Company Initiated | Planned- capital |  |  | 2024 | Tier 2 | Distribution Circuit |  |  |  | 2580555 | Sus |  | CompanyInitiated¦Plannedcapital¦¦
24-0112251 | Company Initiated | Planned- maintenance |  |  | 2024 | Tier 2 | Distribution Circuit |  |  |  | 2580558 | Sus |  | CompanyInitiated¦Plannedmaintenance¦¦
24-0112264 | Company Initiated | Planned- maintenance |  |  | 2024 | Tier 2 | Transformer only |  |  |  | 2580560 | Sus |  | CompanyInitiated¦Plannedmaintenance¦¦
24-0111478 | Company Initiated | Planned- maintenance |  |  | 2024 | Tier 3 | Distribution Circuit |  |  |  | 2580494 | Sus |  | CompanyInitiated¦Plannedmaintenance¦¦
24-0113197 | Wildfire Mitigation | Planned - WSIP/System Hardening |  |  | 2024 | Tier 2 | Transformer only |  |  |  | 2580622 | Sus |  | WildfireMitigation¦PlannedWSIPSystemHardening¦¦
24-0105263 | Company Initiated | Planned- capital |  |  | 2024 | Tier 3 | Distribution Circuit |  |  |  | 2580625 | Sus |  | CompanyInitiated¦Plannedcapital¦¦
24-0117056 | Unknown Cause | Patrol - found nothing |  |  | 2024 | Tier 2 | Distribution Circuit |  |  |  | 2580655 | Sus |  | UnknownCause¦Patrolfoundnothing¦¦
24-0113171 | Company Initiated | Planned- maintenance |  |  | 2024 | Tier 2 | Distribution Circuit |  |  |  | 2580718 | Sus |  | CompanyInitiated¦Plannedmaintenance¦¦
24-0113171 | Company Initiated | Planned- maintenance |  |  | 2024 | Tier 2 | Distribution Circuit |  |  |  | 2580719 | Sus |  | CompanyInitiated¦Plannedmaintenance¦¦
24-0111539 | Wildfire Mitigation | Planned - WSIP/System Hardening |  |  | 2024 | Tier 2 | Transformer only |  |  |  | 2580730 | Sus |  | WildfireMitigation¦PlannedWSIPSystemHardening¦¦
24-0111495 | Wildfire Mitigation | Planned - WSIP/System Hardening |  |  | 2024 | Tier 3 | Distribution Circuit |  |  |  | 2580504 | Sus |  | WildfireMitigation¦PlannedWSIPSystemHardening¦¦
24-0111505 | Wildfire Mitigation | Planned - WSIP/System Hardening |  |  | 2024 | Tier 2 | Transformer only |  |  |  | 2580736 | Sus |  | WildfireMitigation¦PlannedWSIPSystemHardening¦¦
24-0111946 | Company Initiated | Planned- maintenance |  |  | 2024 | Tier 2 | Transformer only |  |  |  | 2580742 | Sus |  | CompanyInitiated¦Plannedmaintenance¦¦
24-0111555 | Wildfire Mitigation | Planned - WSIP/System Hardening |  |  | 2024 | Tier 2 | Transformer only |  |  |  | 2580817 | Sus |  | WildfireMitigation¦PlannedWSIPSystemHardening¦¦
24-0113258 | Wildfire Mitigation | Planned - WSIP/System Hardening |  |  | 2024 | Tier 3 | Distribution Circuit |  |  |  | 2580534 | Sus |  | WildfireMitigation¦PlannedWSIPSystemHardening¦¦
24-0113265 | Wildfire Mitigation | Planned - WSIP/System Hardening |  |  | 2024 | Tier 3 | Transformer only |  |  |  | 2580809 | Sus |  | WildfireMitigation¦PlannedWSIPSystemHardening¦¦
24-0104521 | Company Initiated | Planned- capital |  |  | 2024 | Tier 2 | Distribution Circuit |  |  |  | 2580866 | Sus |  | CompanyInitiated¦Plannedcapital¦¦
24-0112577 | Company Initiated | Planned- maintenance |  |  | 2024 | Tier 2 | Distribution Circuit |  |  |  | 2581046 | Sus |  | CompanyInitiated¦Plannedmaintenance¦¦
24-0111993 | Company Initiated | Planned- maintenance |  |  | 2024 | Tier 2 | Distribution Circuit |  |  |  | 2581057 | Sus |  | CompanyInitiated¦Plannedmaintenance¦¦
24-0111675 | Company Initiated | Planned- maintenance |  |  | 2024 | Tier 2 | Distribution Circuit |  |  |  | 2581070 | Sus |  | CompanyInitiated¦Plannedmaintenance¦¦
24-0111832 | Company Initiated | Planned- maintenance |  |  | 2024 | Tier 2 | Distribution Circuit |  |  |  | 2581069 | Sus |  | CompanyInitiated¦Plannedmaintenance¦¦
24-0112559 | Company Initiated | Planned- maintenance |  |  | 2024 | Tier 2 | Distribution Circuit |  |  |  | 2581068 | Sus |  | CompanyInitiated¦Plannedmaintenance¦¦
24-0110431 | Wildfire Mitigation | Planned - WSIP/System Hardening |  |  | 2024 | Tier 2 | Transformer only |  |  |  | 2581164 | Sus |  | WildfireMitigation¦PlannedWSIPSystemHardening¦¦
24-0112565 | Company Initiated | Planned- maintenance |  |  | 2024 | Tier 3 | Distribution Circuit |  |  |  | 2581095 | Sus |  | CompanyInitiated¦Plannedmaintenance¦¦
24-0112411 | Company Initiated | Planned- maintenance |  |  | 2024 | Tier 2 | Distribution Circuit |  |  |  | 2581099 | Sus |  | CompanyInitiated¦Plannedmaintenance¦¦
24-0111833 | Company Initiated | Planned- maintenance |  |  | 2024 | Tier 2 | Distribution Circuit |  |  |  | 2581110 | Sus |  | CompanyInitiated¦Plannedmaintenance¦¦
24-0112384 | Company Initiated | Planned- maintenance |  |  | 2024 | Tier 3 | Transformer only |  |  |  | 2581142 | Sus |  | CompanyInitiated¦Plannedmaintenance¦¦
24-0101200 | Company Initiated | Planned- capital |  |  | 2024 | Tier 3 | Distribution Circuit |  |  |  | 2581165 | Sus |  | CompanyInitiated¦Plannedcapital¦¦
24-0111827 | Company Initiated | Planned- maintenance |  |  | 2024 | Zone 1 | Transformer only |  |  |  | 2581473 | Sus |  | CompanyInitiated¦Plannedmaintenance¦¦
24-0110597 | Company Initiated | Planned- maintenance |  |  | 2024 | Tier 2 | Transformer only |  |  |  | 2581147 | Sus |  | CompanyInitiated¦Plannedmaintenance¦¦
24-0111812 | Company Initiated | Planned- maintenance |  |  | 2024 | Tier 2 | Transformer only |  |  |  | 2581174 | Sus |  | CompanyInitiated¦Plannedmaintenance¦¦
24-0111979 | Company Initiated | Planned- maintenance |  |  | 2024 | Tier 3 | Distribution Circuit |  |  |  | 2581135 | Sus |  | CompanyInitiated¦Plannedmaintenance¦¦
24-0100566 | Company Initiated | Planned- capital |  |  | 2024 | Tier 2 | Distribution Circuit |  |  |  | 2581196 | Sus |  | CompanyInitiated¦Plannedcapital¦¦
24-0107689 | Company Initiated | Planned- maintenance |  |  | 2024 | Tier 2 | Transformer only |  |  |  | 2581237 | Sus |  | CompanyInitiated¦Plannedmaintenance¦¦
24-0110433 | Wildfire Mitigation | Planned - WSIP/System Hardening |  |  | 2024 | Tier 3 | Transformer only |  |  |  | 2581317 | Sus |  | WildfireMitigation¦PlannedWSIPSystemHardening¦¦
24-0112532 | Wildfire Mitigation | Planned - WSIP/System Hardening |  |  | 2024 | Tier 2 | Transformer only |  |  |  | 2581326 | Sus |  | WildfireMitigation¦PlannedWSIPSystemHardening¦¦
24-0112604 | Wildfire Mitigation | Planned - WSIP/System Hardening |  |  | 2024 | Tier 2 | Distribution Circuit |  |  |  | 2581376 | Sus |  | WildfireMitigation¦PlannedWSIPSystemHardening¦¦
24-0112402 | Wildfire Mitigation | Planned - WSIP/System Hardening |  |  | 2024 | Tier 2 | Distribution Circuit |  |  |  | 2581446 | Sus |  | WildfireMitigation¦PlannedWSIPSystemHardening¦¦
24-0111805 | Company Initiated | Planned- maintenance |  |  | 2024 | Tier 3 | Transformer only |  |  |  | 2581496 | Sus |  | CompanyInitiated¦Plannedmaintenance¦¦
24-0112615 | Wildfire Mitigation | Planned - WSIP/System Hardening |  |  | 2024 | Tier 2 | Distribution Circuit |  |  |  | 2581511 | Sus |  | WildfireMitigation¦PlannedWSIPSystemHardening¦¦
24-0111818 | Wildfire Mitigation | Planned - WSIP/System Hardening |  |  | 2024 | Tier 3 | Transformer only |  |  |  | 2581520 | Sus |  | WildfireMitigation¦PlannedWSIPSystemHardening¦¦
24-0110467 | Wildfire Mitigation | Planned - WSIP/System Hardening |  |  | 2024 | Tier 2 | Distribution Circuit |  |  |  | 2581546 | Sus |  | WildfireMitigation¦PlannedWSIPSystemHardening¦¦
24-0112588 | Wildfire Mitigation | Planned - WSIP/System Hardening |  |  | 2024 | Tier 2 | Transformer only |  |  |  | 2581570 | Sus |  | WildfireMitigation¦PlannedWSIPSystemHardening¦¦
24-0111655 | Company Initiated | Planned- maintenance |  |  | 2024 | Tier 3 | Distribution Circuit |  |  |  | 2581579 | Sus |  | CompanyInitiated¦Plannedmaintenance¦¦
24-0112639 | Wildfire Mitigation | Planned - WSIP/System Hardening |  |  | 2024 | Tier 2 | Distribution Circuit |  |  |  | 2581598 | Sus |  | WildfireMitigation¦PlannedWSIPSystemHardening¦¦
24-0117528 | Unknown Cause | Patrol - found nothing |  |  | 2024 | Tier 2 | Distribution Circuit |  |  |  | 2581685 | Sus |  | UnknownCause¦Patrolfoundnothing¦¦
24-0112125 | Company Initiated | Planned- maintenance |  |  | 2024 | Tier 3 | Distribution Circuit |  |  |  | 2581967 | Sus |  | CompanyInitiated¦Plannedmaintenance¦¦
24-0112165 | Company Initiated | Planned- maintenance |  |  | 2024 | Tier 2 | Transformer only |  |  |  | 2582193 | Sus |  | CompanyInitiated¦Plannedmaintenance¦¦
24-0111504 | Company Initiated | Planned- maintenance |  |  | 2024 | Tier 2 | Distribution Circuit |  |  |  | 2581982 | Sus |  | CompanyInitiated¦Plannedmaintenance¦¦
24-0113266 | Company Initiated | Planned- maintenance |  |  | 2024 | Tier 3 | Transformer only |  |  |  | 2582342 | Sus |  | CompanyInitiated¦Plannedmaintenance¦¦
24-0117639 | Company Initiated | Planned- maintenance |  |  | 2024 | Tier 2 | Transformer only |  |  |  | 2582019 | Sus |  | CompanyInitiated¦Plannedmaintenance¦¦
24-0113240 | Company Initiated | Planned- maintenance |  |  | 2024 | Tier 3 | Distribution Circuit |  |  |  | 2582032 | Sus |  | CompanyInitiated¦Plannedmaintenance¦¦
24-0113256 | Company Initiated | Planned- maintenance |  |  | 2024 | Tier 3 | Transformer only |  |  |  | 2582045 | Sus |  | CompanyInitiated¦Plannedmaintenance¦¦
24-0113212 | Company Initiated | Planned- maintenance |  |  | 2024 | Tier 3 | Transformer only |  |  |  | 2582046 | Sus |  | CompanyInitiated¦Plannedmaintenance¦¦
24-0113272 | Company Initiated | Planned- maintenance |  |  | 2024 | Tier 3 | Transformer only |  |  |  | 2582054 | Sus |  | CompanyInitiated¦Plannedmaintenance¦¦
24-0113209 | Company Initiated | Planned- maintenance |  |  | 2024 | Tier 3 | Distribution Circuit |  |  |  | 2582047 | Sus |  | CompanyInitiated¦Plannedmaintenance¦¦
24-0112657 | Wildfire Mitigation | Planned - WSIP/System Hardening |  |  | 2024 | Tier 2 | Distribution Circuit |  |  |  | 2582050 | Sus |  | WildfireMitigation¦PlannedWSIPSystemHardening¦¦
24-0110722 | Company Initiated | Planned- maintenance |  |  | 2024 | Tier 2 | Distribution Circuit |  |  |  | 2581957 | Sus |  | CompanyInitiated¦Plannedmaintenance¦¦
24-0103669 | Company Initiated | Planned- maintenance |  |  | 2024 | Tier 2 | Transformer only |  |  |  | 2582063 | Sus |  | CompanyInitiated¦Plannedmaintenance¦¦
24-0112153 | Company Initiated | Planned- maintenance |  |  | 2024 | Tier 2 | Distribution Circuit |  |  |  | 2581960 | Sus |  | CompanyInitiated¦Plannedmaintenance¦¦
24-0102284 | Wildfire Mitigation | Planned - WSIP/System Hardening |  |  | 2024 | Tier 2 | Distribution Circuit |  |  |  | 2582059 | Sus |  | WildfireMitigation¦PlannedWSIPSystemHardening¦¦
24-0112108 | Company Initiated | Planned- maintenance |  |  | 2024 | Tier 3 | Distribution Circuit |  |  |  | 2582081 | Sus |  | CompanyInitiated¦Plannedmaintenance¦¦
24-0112285 | Company Initiated | Planned- maintenance |  |  | 2024 | Tier 2 | Distribution Circuit |  |  |  | 2582083 | Sus |  | CompanyInitiated¦Plannedmaintenance¦¦
24-0112920 | Wildfire Mitigation | Planned - WSIP/System Hardening |  |  | 2024 | Tier 3 | Transformer only |  |  |  | 2582114 | Sus |  | WildfireMitigation¦PlannedWSIPSystemHardening¦¦
24-0110436 | Wildfire Mitigation | Planned - WSIP/System Hardening |  |  | 2024 | Tier 2 | Transformer only |  |  |  | 2582116 | Sus |  | WildfireMitigation¦PlannedWSIPSystemHardening¦¦
24-0112030 | Wildfire Mitigation | Planned - WSIP/System Hardening |  |  | 2024 | Tier 2 | Transformer only |  |  |  | 2582167 | Sus |  | WildfireMitigation¦PlannedWSIPSystemHardening¦¦
24-0111365 | Wildfire Mitigation | Planned - WSIP/System Hardening |  |  | 2024 | Tier 3 | Distribution Circuit |  |  |  | 2582146 | Sus |  | WildfireMitigation¦PlannedWSIPSystemHardening¦¦
24-0111315 | Wildfire Mitigation | Planned - WSIP/System Hardening |  |  | 2024 | Zone 1 | Transformer only |  |  |  | 2582183 | Sus |  | WildfireMitigation¦PlannedWSIPSystemHardening¦¦
24-0108272 | Company Initiated | Planned- maintenance |  |  | 2024 | Tier 2 | Transformer only |  |  |  | 2582204 | Sus |  | CompanyInitiated¦Plannedmaintenance¦¦
24-0112663 | Wildfire Mitigation | Planned - WSIP/System Hardening |  |  | 2024 | Tier 2 | Distribution Circuit |  |  |  | 2582328 | Sus |  | WildfireMitigation¦PlannedWSIPSystemHardening¦¦
24-0113216 | Wildfire Mitigation | Planned - WSIP/System Hardening |  |  | 2024 | Tier 2 | Transformer only |  |  |  | 2582330 | Sus |  | WildfireMitigation¦PlannedWSIPSystemHardening¦¦
24-0112175 | Wildfire Mitigation | Planned - WSIP/System Hardening |  |  | 2024 | Tier 2 | Transformer only |  |  |  | 2582386 | Sus |  | WildfireMitigation¦PlannedWSIPSystemHardening¦¦
24-0117847 | Equipment Failure/Involved | Overhead | Transformer (OH) | Failed/Faulted | 2024 | Tier 3 | Transformer only |  |  |  | 2582382 | Sus |  | EquipmentFailureInvolved¦Overhead¦Transformer(OH)¦FailedFaulted
24-0112158 | Company Initiated | Planned- maintenance |  |  | 2024 | Tier 2 | Distribution Circuit |  |  |  | 2582388 | Sus |  | CompanyInitiated¦Plannedmaintenance¦¦
24-0112670 | Wildfire Mitigation | Planned - WSIP/System Hardening |  |  | 2024 | Tier 3 | Transformer only |  |  |  | 2582473 | Sus |  | WildfireMitigation¦PlannedWSIPSystemHardening¦¦
24-0113508 | Wildfire Mitigation | Planned - WSIP/System Hardening |  |  | 2024 | Tier 2 | Transformer only |  |  |  | 2583067 | Sus |  | WildfireMitigation¦PlannedWSIPSystemHardening¦¦
24-0113502 | Wildfire Mitigation | Planned - WSIP/System Hardening |  |  | 2024 | Tier 2 | Distribution Circuit |  |  |  | 2583069 | Sus |  | WildfireMitigation¦PlannedWSIPSystemHardening¦¦
24-0113597 | Company Initiated | Planned- maintenance |  |  | 2024 | Tier 3 | Transformer only |  |  |  | 2583428 | Sus |  | CompanyInitiated¦Plannedmaintenance¦¦
24-0112651 | Company Initiated | Planned- maintenance |  |  | 2024 | Tier 3 | Distribution Circuit |  |  |  | 2583059 | Sus |  | CompanyInitiated¦Plannedmaintenance¦¦
24-0113448 | Company Initiated | Planned- maintenance |  |  | 2024 | Tier 2 | Transformer only |  |  |  | 2583094 | Sus |  | CompanyInitiated¦Plannedmaintenance¦¦
24-0113422 | Company Initiated | Planned- maintenance |  |  | 2024 | Tier 2 | Distribution Circuit |  |  |  | 2583111 | Sus |  | CompanyInitiated¦Plannedmaintenance¦¦
24-0113483 | Company Initiated | Planned- maintenance |  |  | 2024 | Tier 3 | Distribution Circuit |  |  |  | 2583102 | Sus |  | CompanyInitiated¦Plannedmaintenance¦¦
24-0112243 | Company Initiated | Planned- maintenance |  |  | 2024 | Tier 2 | Distribution Circuit |  |  |  | 2584161 | Sus |  | CompanyInitiated¦Plannedmaintenance¦¦
24-0112678 | Company Initiated | Planned- maintenance |  |  | 2024 | Tier 2 | Distribution Circuit |  |  |  | 2583049 | Sus |  | CompanyInitiated¦Plannedmaintenance¦¦
24-0110743 | Company Initiated | Planned- maintenance |  |  | 2024 | Tier 2 | Transformer only |  |  |  | 2583141 | Sus |  | CompanyInitiated¦Plannedmaintenance¦¦
24-0113450 | Wildfire Mitigation | Planned - WSIP/System Hardening |  |  | 2024 | Tier 3 | Transformer only |  |  |  | 2583145 | Sus |  | WildfireMitigation¦PlannedWSIPSystemHardening¦¦
24-0110751 | Company Initiated | Planned- maintenance |  |  | 2024 | Tier 2 | Transformer only |  |  |  | 2583444 | Sus |  | CompanyInitiated¦Plannedmaintenance¦¦
24-0112240 | Company Initiated | Planned- maintenance |  |  | 2024 | Tier 2 | Transformer only |  |  |  | 2583144 | Sus |  | CompanyInitiated¦Plannedmaintenance¦¦
24-0112673 | Company Initiated | Planned- maintenance |  |  | 2024 | Tier 2 | Distribution Circuit |  |  |  | 2583138 | Sus |  | CompanyInitiated¦Plannedmaintenance¦¦
24-0109830 | Company Initiated | Planned- maintenance |  |  | 2024 | Tier 3 | Transformer only |  |  |  | 2583157 | Sus |  | CompanyInitiated¦Plannedmaintenance¦¦
24-0113427 | Company Initiated | Planned- maintenance |  |  | 2024 | Tier 2 | Distribution Circuit |  |  |  | 2583160 | Sus |  | CompanyInitiated¦Plannedmaintenance¦¦
24-0112048 | Wildfire Mitigation | Planned - WSIP/System Hardening |  |  | 2024 | Tier 3 | Transformer only |  |  |  | 2583206 | Sus |  | WildfireMitigation¦PlannedWSIPSystemHardening¦¦
24-0112050 | Wildfire Mitigation | Planned - WSIP/System Hardening |  |  | 2024 | Tier 2 | Distribution Circuit |  |  |  | 2583177 | Sus |  | WildfireMitigation¦PlannedWSIPSystemHardening¦¦
24-0113045 | Company Initiated | Planned- maintenance |  |  | 2024 | Tier 3 | Distribution Circuit |  |  |  | 2583066 | Sus |  | CompanyInitiated¦Plannedmaintenance¦¦
24-0111335 | Wildfire Mitigation | Planned - WSIP/System Hardening |  |  | 2024 | Tier 3 | Transformer only |  |  |  | 2583208 | Sus |  | WildfireMitigation¦PlannedWSIPSystemHardening¦¦
24-0112568 | Wildfire Mitigation | Planned - WSIP/System Hardening |  |  | 2024 | Tier 2 | Transformer only |  |  |  | 2583207 | Sus |  | WildfireMitigation¦PlannedWSIPSystemHardening¦¦
24-0113553 | Wildfire Mitigation | Planned - WSIP/System Hardening |  |  | 2024 | Tier 3 | Distribution Circuit |  |  |  | 2583201 | Sus |  | WildfireMitigation¦PlannedWSIPSystemHardening¦¦
24-0110437 | Company Initiated | Planned- maintenance |  |  | 2024 | Zone 1 | Transformer only |  |  |  | 2583215 | Sus |  | CompanyInitiated¦Plannedmaintenance¦¦
24-0109806 | Wildfire Mitigation | Planned - WSIP/System Hardening |  |  | 2024 | Tier 2 | Transformer only |  |  |  | 2583220 | Sus |  | WildfireMitigation¦PlannedWSIPSystemHardening¦¦
24-0111616 | Wildfire Mitigation | Planned - WSIP/System Hardening |  |  | 2024 | Tier 3 | Distribution Circuit |  |  |  | 2583214 | Sus |  | WildfireMitigation¦PlannedWSIPSystemHardening¦¦
24-0112822 | Company Initiated | Planned- maintenance |  |  | 2024 | Tier 2 | Distribution Circuit |  |  |  | 2583238 | Sus |  | CompanyInitiated¦Plannedmaintenance¦¦
24-0118222 | 3rd Party | Contact with High Voltage- 3rd party | Conductor- Overhead | Broken- wire on ground | 2024 | Tier 2 | Distribution Circuit |  |  |  | 2583293 | Sus |  | 3rdParty¦ContactwithHighVoltage3rdparty¦ConductorOverhead¦Brokenwireonground
24-0110438 | Wildfire Mitigation | Planned - WSIP/System Hardening |  |  | 2024 | Tier 2 | Transformer only |  |  |  | 2583396 | Sus |  | WildfireMitigation¦PlannedWSIPSystemHardening¦¦
24-0109832 | Wildfire Mitigation | Planned - WSIP/System Hardening |  |  | 2024 | Tier 2 | Transformer only |  |  |  | 2583570 | Sus |  | WildfireMitigation¦PlannedWSIPSystemHardening¦¦
24-0113445 | Company Initiated | Planned- maintenance |  |  | 2024 | Tier 2 | Distribution Circuit |  |  |  | 2583578 | Sus |  | CompanyInitiated¦Plannedmaintenance¦¦
24-0113460 | Wildfire Mitigation | Planned - WSIP/System Hardening |  |  | 2024 | Tier 2 | Distribution Circuit |  |  |  | 2583646 | Sus |  | WildfireMitigation¦PlannedWSIPSystemHardening¦¦
24-0113475 | Wildfire Mitigation | Planned - WSIP/System Hardening |  |  | 2024 | Tier 3 | Transformer only |  |  |  | 2583653 | Sus |  | WildfireMitigation¦PlannedWSIPSystemHardening¦¦
24-0103575 | Company Initiated | Planned- capital |  |  | 2024 | Tier 3 | Distribution Circuit |  |  |  | 2584376 | Sus |  | CompanyInitiated¦Plannedcapital¦¦
24-0114284 | Company Initiated | Planned- maintenance |  |  | 2024 | Tier 2 | Distribution Circuit |  |  |  | 2584410 | Sus |  | CompanyInitiated¦Plannedmaintenance¦¦
24-0113688 | Company Initiated | Planned- maintenance |  |  | 2024 | Tier 3 | Distribution Circuit |  |  |  | 2584413 | Sus |  | CompanyInitiated¦Plannedmaintenance¦¦
24-0113222 | Company Initiated | Planned- maintenance |  |  | 2024 | Tier 2 | Transformer only |  |  |  | 2584419 | Sus |  | CompanyInitiated¦Plannedmaintenance¦¦
24-0113661 | Company Initiated | Planned- maintenance |  |  | 2024 | Tier 3 | Transformer only |  |  |  | 2584965 | Sus |  | CompanyInitiated¦Plannedmaintenance¦¦
24-0110778 | Company Initiated | Planned- maintenance |  |  | 2024 | Tier 2 | Distribution Circuit |  |  |  | 2584422 | Sus |  | CompanyInitiated¦Plannedmaintenance¦¦
24-0113632 | Wildfire Mitigation | Planned - WSIP/System Hardening |  |  | 2024 | Tier 3 | Distribution Circuit |  |  |  | 2584454 | Sus |  | WildfireMitigation¦PlannedWSIPSystemHardening¦¦
24-0113647 | Company Initiated | Planned- maintenance |  |  | 2024 | Tier 2 | Distribution Circuit |  |  |  | 2584455 | Sus |  | CompanyInitiated¦Plannedmaintenance¦¦
24-0086304 | Company Initiated | Planned- capital |  |  | 2024 | Tier 2 | Distribution Circuit |  |  |  | 2584453 | Sus |  | CompanyInitiated¦Plannedcapital¦¦
24-0113678 | Company Initiated | Planned- maintenance |  |  | 2024 | Tier 3 | Distribution Circuit |  |  |  | 2584490 | Sus |  | CompanyInitiated¦Plannedmaintenance¦¦
24-0110439 | Company Initiated | Planned- maintenance |  |  | 2024 | Tier 2 | Distribution Circuit |  |  |  | 2584501 | Sus |  | CompanyInitiated¦Plannedmaintenance¦¦
24-0113615 | Wildfire Mitigation | Planned - WSIP/System Hardening |  |  | 2024 | Tier 2 | Transformer only |  |  |  | 2584509 | Sus |  | WildfireMitigation¦PlannedWSIPSystemHardening¦¦
24-0113620 | Wildfire Mitigation | Planned - WSIP/System Hardening |  |  | 2024 | Tier 2 | Transformer only |  |  |  | 2584510 | Sus |  | WildfireMitigation¦PlannedWSIPSystemHardening¦¦
24-0109845 | Company Initiated | Planned- maintenance |  |  | 2024 | Tier 3 | Transformer only |  |  |  | 2584527 | Sus |  | CompanyInitiated¦Plannedmaintenance¦¦
24-0112067 | Wildfire Mitigation | Planned - WSIP/System Hardening |  |  | 2024 | Tier 2 | Transformer only |  |  |  | 2584553 | Sus |  | WildfireMitigation¦PlannedWSIPSystemHardening¦¦
24-0118876 | Vegetation | Other ground vegetation | Other | Normal | 2024 | Tier 2 | Transformer only |  |  |  | 2584557 | Sus |  | Vegetation¦Othergroundvegetation¦Other¦Normal
24-0108253 | Wildfire Mitigation | Planned - WSIP/System Hardening |  |  | 2024 | Tier 2 | Distribution Circuit |  |  |  | 2584571 | Sus |  | WildfireMitigation¦PlannedWSIPSystemHardening¦¦
24-0112963 | Wildfire Mitigation | Planned - WSIP/System Hardening |  |  | 2024 | Zone 1 | Transformer only |  |  |  | 2584673 | Sus |  | WildfireMitigation¦PlannedWSIPSystemHardening¦¦
24-0118911 | 3rd Party | Vehicle | Conductor- Overhead | Broken- wire on ground | 2024 | Tier 3 | Transformer only |  |  |  | 2584572 | Sus |  | 3rdParty¦Vehicle¦ConductorOverhead¦Brokenwireonground
24-0118926 | Unknown Cause | Patrol - found nothing |  |  | 2024 | Tier 2 | Distribution Circuit |  |  |  | 2584774 | Sus |  | UnknownCause¦Patrolfoundnothing¦¦
24-0110440 | Wildfire Mitigation | Planned - WSIP/System Hardening |  |  | 2024 | Tier 3 | Distribution Circuit |  |  |  | 2584852 | Sus |  | WildfireMitigation¦PlannedWSIPSystemHardening¦¦
24-0119236 | Equipment Failure/Involved | Overhead | Transformer (OH) | Failed/Faulted | 2024 | Tier 3 | Transformer only |  |  |  | 2585205 | Sus |  | EquipmentFailureInvolved¦Overhead¦Transformer(OH)¦FailedFaulted
24-0119330 | Vegetation | Tree - branch fell on line | Conductor- Overhead | Broken- wire on ground | 2024 | Tier 2 | Distribution Circuit |  |  |  | 2585463 | Sus |  | Vegetation¦Treebranchfellonline¦ConductorOverhead¦Brokenwireonground
24-0113724 | Company Initiated | Planned- maintenance |  |  | 2024 | Tier 2 | Distribution Circuit |  |  |  | 2585453 | Sus |  | CompanyInitiated¦Plannedmaintenance¦¦
24-0113727 | Company Initiated | Planned- maintenance |  |  | 2024 | Tier 3 | Distribution Circuit |  |  |  | 2585454 | Sus |  | CompanyInitiated¦Plannedmaintenance¦¦
24-0112854 | Company Initiated | Planned- maintenance |  |  | 2024 | Tier 2 | Distribution Circuit |  |  |  | 2585483 | Sus |  | CompanyInitiated¦Plannedmaintenance¦¦
24-0113776 | Company Initiated | Planned- maintenance |  |  | 2024 | Tier 3 | Distribution Circuit |  |  |  | 2585511 | Sus |  | CompanyInitiated¦Plannedmaintenance¦¦
24-0114198 | Company Initiated | Planned- maintenance |  |  | 2024 | Tier 2 | Transformer only |  |  |  | 2585520 | Sus |  | CompanyInitiated¦Plannedmaintenance¦¦
24-0113768 | Company Initiated | Planned- maintenance |  |  | 2024 | Tier 2 | Transformer only |  |  |  | 2585728 | Sus |  | CompanyInitiated¦Plannedmaintenance¦¦
24-0113720 | Company Initiated | Planned- maintenance |  |  | 2024 | Tier 3 | Transformer only |  |  |  | 2585528 | Sus |  | CompanyInitiated¦Plannedmaintenance¦¦
24-0112869 | Company Initiated | Planned- maintenance |  |  | 2024 | Tier 2 | Distribution Circuit |  |  |  | 2585500 | Sus |  | CompanyInitiated¦Plannedmaintenance¦¦
24-0113751 | Company Initiated | Planned- maintenance |  |  | 2024 | Tier 3 | Distribution Circuit |  |  |  | 2585526 | Sus |  | CompanyInitiated¦Plannedmaintenance¦¦
24-0111520 | Company Initiated | Planned- maintenance |  |  | 2024 | Tier 2 | Transformer only |  |  |  | 2585539 | Sus |  | CompanyInitiated¦Plannedmaintenance¦¦
24-0112861 | Company Initiated | Planned- maintenance |  |  | 2024 | Tier 2 | Transformer only |  |  |  | 2585672 | Sus |  | CompanyInitiated¦Plannedmaintenance¦¦
24-0113729 | Company Initiated | Planned- maintenance |  |  | 2024 | Tier 3 | Transformer only |  |  |  | 2585861 | Sus |  | CompanyInitiated¦Plannedmaintenance¦¦
24-0112925 | Company Initiated | Planned- maintenance |  |  | 2024 | Tier 2 | Transformer only |  |  |  | 2585755 | Sus |  | CompanyInitiated¦Plannedmaintenance¦¦
24-0108249 | Wildfire Mitigation | Planned - WSIP/System Hardening |  |  | 2024 | Tier 3 | Distribution Circuit |  |  |  | 2585546 | Sus |  | WildfireMitigation¦PlannedWSIPSystemHardening¦¦
24-0112276 | Wildfire Mitigation | Planned - WSIP/System Hardening |  |  | 2024 | Tier 2 | Distribution Circuit |  |  |  | 2585571 | Sus |  | WildfireMitigation¦PlannedWSIPSystemHardening¦¦
24-0114588 | Company Initiated | Planned- maintenance |  |  | 2024 | Tier 3 | Distribution Circuit |  |  |  | 2585602 | Sus |  | CompanyInitiated¦Plannedmaintenance¦¦
24-0109505 | Wildfire Mitigation | Planned - WSIP/System Hardening |  |  | 2024 | Tier 3 | Distribution Circuit |  |  |  | 2585668 | Sus |  | WildfireMitigation¦PlannedWSIPSystemHardening¦¦
24-0119536 | Company Initiated | Personnel- company | Conductor- Overhead | Normal | 2024 | Tier 3 | Distribution Circuit |  |  |  | 2585846 | Sus |  | CompanyInitiated¦Personnelcompany¦ConductorOverhead¦Normal
24-0113741 | Wildfire Mitigation | Planned - WSIP/System Hardening |  |  | 2024 | Zone 1 | Transformer only |  |  |  | 2585921 | Sus |  | WildfireMitigation¦PlannedWSIPSystemHardening¦¦
24-0114386 | Wildfire Mitigation | Planned - WSIP/System Hardening |  |  | 2024 | Tier 3 | Transformer only |  |  |  | 2586567 | Sus |  | WildfireMitigation¦PlannedWSIPSystemHardening¦¦
24-0114497 | Wildfire Mitigation | Planned - WSIP/System Hardening |  |  | 2024 | Tier 3 | Transformer only |  |  |  | 2586595 | Sus |  | WildfireMitigation¦PlannedWSIPSystemHardening¦¦
24-0113374 | Company Initiated | Planned- maintenance |  |  | 2024 | Tier 2 | Distribution Circuit |  |  |  | 2586598 | Sus |  | CompanyInitiated¦Plannedmaintenance¦¦
24-0114278 | Company Initiated | Planned- maintenance |  |  | 2024 | Tier 3 | Distribution Circuit |  |  |  | 2586591 | Sus |  | CompanyInitiated¦Plannedmaintenance¦¦
24-0115199 | Company Initiated | Planned- maintenance |  |  | 2024 | Tier 2 | Distribution Circuit |  |  |  | 2586593 | Sus |  | CompanyInitiated¦Plannedmaintenance¦¦
24-0114492 | Company Initiated | Planned- maintenance |  |  | 2024 | Tier 3 | Distribution Circuit |  |  |  | 2586607 | Sus |  | CompanyInitiated¦Plannedmaintenance¦¦
24-0114413 | Company Initiated | Planned- maintenance |  |  | 2024 | Tier 3 | Distribution Circuit |  |  |  | 2586548 | Sus |  | CompanyInitiated¦Plannedmaintenance¦¦
24-0114393 | Company Initiated | Planned- maintenance |  |  | 2024 | Tier 2 | Transformer only |  |  |  | 2586624 | Sus |  | CompanyInitiated¦Plannedmaintenance¦¦
24-0113988 | Company Initiated | Planned- maintenance |  |  | 2024 | Tier 2 | Transformer only |  |  |  | 2586660 | Sus |  | CompanyInitiated¦Plannedmaintenance¦¦
24-0119762 | Equipment Failure/Involved | Overhead | Pole-Wood | Broken | 2024 | Tier 2 | Distribution Circuit |  |  |  | 2586664 | Sus |  | EquipmentFailureInvolved¦Overhead¦PoleWood¦Broken
24-0114424 | Company Initiated | Planned- maintenance |  |  | 2024 | Tier 3 | Transformer only |  |  |  | 2586669 | Sus |  | CompanyInitiated¦Plannedmaintenance¦¦
24-0114481 | Wildfire Mitigation | Planned - WSIP/System Hardening |  |  | 2024 | Tier 2 | Transformer only |  |  |  | 2586680 | Sus |  | WildfireMitigation¦PlannedWSIPSystemHardening¦¦
24-0119833 | Unknown Cause | Patrol - found nothing |  |  | 2024 | Tier 2 | Distribution Circuit |  |  |  | 2586866 | Sus |  | UnknownCause¦Patrolfoundnothing¦¦
24-0119879 | Equipment Failure/Involved | Overhead | Capacitor | Failed/Faulted | 2024 | Tier 2 | Distribution Circuit |  |  |  | 2587023 | Sus |  | EquipmentFailureInvolved¦Overhead¦Capacitor¦FailedFaulted
24-0119894 | Animal | Squirrel | Conductor- Overhead | Normal | 2024 | Tier 3 | Distribution Circuit |  |  |  | 2587089 | Sus |  | Animal¦Squirrel¦ConductorOverhead¦Normal
24-0118708 | Company Initiated | Personnel- company | Conductor- Overhead | Normal | 2024 | Zone 1 | Transmission line |  |  |  | 2587389 | Sus |  | CompanyInitiated¦Personnelcompany¦ConductorOverhead¦Normal
24-0118708 | Company Initiated | Planned- maintenance |  |  | 2024 | Zone 1 | Transmission line |  |  |  | 2587478 | Sus |  | CompanyInitiated¦Plannedmaintenance¦¦
24-0094752 | Company Initiated | Planned- customer |  |  | 2024 | Tier 3 | Distribution Circuit |  |  |  | 2587913 | Sus |  | CompanyInitiated¦Plannedcustomer¦¦
24-0094752 | Company Initiated | Planned- capital |  |  | 2024 | Tier 3 | Distribution Circuit |  |  |  | 2587916 | Sus |  | CompanyInitiated¦Plannedcapital¦¦
24-0114663 | Company Initiated | Planned- maintenance |  |  | 2024 | Tier 2 | Distribution Circuit |  |  |  | 2587978 | Sus |  | CompanyInitiated¦Plannedmaintenance¦¦
24-0114678 | Company Initiated | Planned- maintenance |  |  | 2024 | Tier 2 | Distribution Circuit |  |  |  | 2587982 | Sus |  | CompanyInitiated¦Plannedmaintenance¦¦
24-0114691 | Wildfire Mitigation | Planned - WSIP/System Hardening |  |  | 2024 | Tier 2 | Distribution Circuit |  |  |  | 2588009 | Sus |  | WildfireMitigation¦PlannedWSIPSystemHardening¦¦
24-0114817 | Company Initiated | Planned- maintenance |  |  | 2024 | Tier 3 | Distribution Circuit |  |  |  | 2588014 | Sus |  | CompanyInitiated¦Plannedmaintenance¦¦
24-0115653 | Wildfire Mitigation | Planned - WSIP/System Hardening |  |  | 2024 | Tier 2 | Transformer only |  |  |  | 2588049 | Sus |  | WildfireMitigation¦PlannedWSIPSystemHardening¦¦
24-0115196 | Company Initiated | Planned- maintenance |  |  | 2024 | Tier 3 | Distribution Circuit |  |  |  | 2587993 | Sus |  | CompanyInitiated¦Plannedmaintenance¦¦
24-0115183 | Company Initiated | Planned- maintenance |  |  | 2024 | Tier 2 | Distribution Circuit |  |  |  | 2587994 | Sus |  | CompanyInitiated¦Plannedmaintenance¦¦
24-0115192 | Company Initiated | Planned- maintenance |  |  | 2024 | Tier 2 | Distribution Circuit |  |  |  | 2588092 | Sus |  | CompanyInitiated¦Plannedmaintenance¦¦
24-0115618 | Wildfire Mitigation | Planned - WSIP/System Hardening |  |  | 2024 | Tier 2 | Transformer only |  |  |  | 2588096 | Sus |  | WildfireMitigation¦PlannedWSIPSystemHardening¦¦
24-0112093 | Company Initiated | Planned- maintenance |  |  | 2024 | Tier 2 | Transformer only |  |  |  | 2588099 | Sus |  | CompanyInitiated¦Plannedmaintenance¦¦
24-0101513 | Wildfire Mitigation | Planned - WSIP/System Hardening |  |  | 2024 | Tier 2 | Distribution Circuit |  |  |  | 2588316 | Sus |  | WildfireMitigation¦PlannedWSIPSystemHardening¦¦
24-0114666 | Company Initiated | Planned- maintenance |  |  | 2024 | Tier 3 | Transformer only |  |  |  | 2588120 | Sus |  | CompanyInitiated¦Plannedmaintenance¦¦
24-0115072 | Wildfire Mitigation | Planned - WSIP/System Hardening |  |  | 2024 | Tier 2 | Distribution Circuit |  |  |  | 2588152 | Sus |  | WildfireMitigation¦PlannedWSIPSystemHardening¦¦
24-0114662 | Company Initiated | Planned- maintenance |  |  | 2024 | Tier 2 | Distribution Circuit |  |  |  | 2588142 | Sus |  | CompanyInitiated¦Plannedmaintenance¦¦
24-0111388 | Wildfire Mitigation | Planned - WSIP/System Hardening |  |  | 2024 | Tier 2 | Distribution Circuit |  |  |  | 2588157 | Sus |  | WildfireMitigation¦PlannedWSIPSystemHardening¦¦
24-0114801 | Company Initiated | Planned- maintenance |  |  | 2024 | Tier 3 | Distribution Circuit |  |  |  | 2588194 | Sus |  | CompanyInitiated¦Plannedmaintenance¦¦
24-0114807 | Company Initiated | Planned- maintenance |  |  | 2024 | Tier 3 | Transformer only |  |  |  | 2588354 | Sus |  | CompanyInitiated¦Plannedmaintenance¦¦
24-0108506 | Company Initiated | Planned- capital |  |  | 2024 | Tier 2 | Distribution Circuit |  |  |  | 2588210 | Sus |  | CompanyInitiated¦Plannedcapital¦¦
24-0114703 | Wildfire Mitigation | Planned - WSIP/System Hardening |  |  | 2024 | Tier 2 | Distribution Circuit |  |  |  | 2588269 | Sus |  | WildfireMitigation¦PlannedWSIPSystemHardening¦¦
24-0114705 | Wildfire Mitigation | Planned - WSIP/System Hardening |  |  | 2024 | Tier 2 | Transformer only |  |  |  | 2588539 | Sus |  | WildfireMitigation¦PlannedWSIPSystemHardening¦¦
24-0120249 | Animal | Squirrel | Pole-Wood | Normal | 2024 | Tier 2 | Distribution Circuit |  |  |  | 2588358 | Sus |  | Animal¦Squirrel¦PoleWood¦Normal
24-0115646 | Company Initiated | Planned- maintenance |  |  | 2024 | Tier 2 | Transformer only |  |  |  | 2588399 | Sus |  | CompanyInitiated¦Plannedmaintenance¦¦
24-0114789 | Wildfire Mitigation | Planned - WSIP/System Hardening |  |  | 2024 | Tier 2 | Transformer only |  |  |  | 2588488 | Sus |  | WildfireMitigation¦PlannedWSIPSystemHardening¦¦
24-0120344 | Equipment Failure/Involved | Overhead | Insulator | Broken | 2024 | Tier 2 | Distribution Circuit |  |  |  | 2588535 | Sus |  | EquipmentFailureInvolved¦Overhead¦Insulator¦Broken
24-0120385 | 3rd Party | Vehicle | Anchor or Guy | Broken | 2024 | Tier 2 | Distribution Circuit |  |  |  | 2588620 | Sus |  | 3rdParty¦Vehicle¦AnchororGuy¦Broken
24-0120404 | Vegetation | Tree - bark fell into line | Transformer | Burned/flashed | 2024 | Tier 3 | Transformer only |  |  |  | 2588621 | Sus |  | Vegetation¦Treebarkfellintoline¦Transformer¦Burnedflashed
24-0120433 | Equipment Failure/Involved | Overhead | Transformer (OH) | Failed/Faulted | 2024 | Tier 3 | Distribution Circuit |  |  |  | 2588926 | Sus |  | EquipmentFailureInvolved¦Overhead¦Transformer(OH)¦FailedFaulted
24-0120484 | Vegetation | Tree - fell into line | Conductor- Overhead | Broken- wire on ground | 2024 | Tier 2 | Transformer only |  |  |  | 2589017 | Sus |  | Vegetation¦Treefellintoline¦ConductorOverhead¦Brokenwireonground
24-0120492 | Animal | Bird found | Conductor- Overhead | Normal | 2024 | Tier 2 | Distribution Circuit |  |  |  | 2589081 | Sus |  | Animal¦Birdfound¦ConductorOverhead¦Normal
24-0115562 | Wildfire Mitigation | Planned - WSIP/System Hardening |  |  | 2024 | Tier 2 | Distribution Circuit |  |  |  | 2589152 | Sus |  | WildfireMitigation¦PlannedWSIPSystemHardening¦¦
24-0115496 | Company Initiated | Planned- maintenance |  |  | 2024 | Tier 2 | Distribution Circuit |  |  |  | 2589083 | Sus |  | CompanyInitiated¦Plannedmaintenance¦¦
24-0115241 | Company Initiated | Planned- maintenance |  |  | 2024 | Tier 2 | Distribution Circuit |  |  |  | 2589122 | Sus |  | CompanyInitiated¦Plannedmaintenance¦¦
24-0114622 | Company Initiated | Planned- maintenance |  |  | 2024 | Tier 2 | Transformer only |  |  |  | 2589166 | Sus |  | CompanyInitiated¦Plannedmaintenance¦¦
24-0114873 | Wildfire Mitigation | Planned - WSIP/System Hardening |  |  | 2024 | Tier 3 | Distribution Circuit |  |  |  | 2589181 | Sus |  | WildfireMitigation¦PlannedWSIPSystemHardening¦¦
24-0115128 | Company Initiated | Planned- capital |  |  | 2024 | Tier 2 | Distribution Circuit |  |  |  | 2589647 | Sus |  | CompanyInitiated¦Plannedcapital¦¦
24-0115026 | Company Initiated | Planned- maintenance |  |  | 2024 | Tier 3 | Distribution Circuit |  |  |  | 2589211 | Sus |  | CompanyInitiated¦Plannedmaintenance¦¦
24-0114546 | Company Initiated | Planned- capital |  |  | 2024 | Tier 3 | Distribution Circuit |  |  |  | 2589277 | Sus |  | CompanyInitiated¦Plannedcapital¦¦
24-0114846 | Company Initiated | Planned- maintenance |  |  | 2024 | Tier 2 | Transformer only |  |  |  | 2589767 | Sus |  | CompanyInitiated¦Plannedmaintenance¦¦
24-0115536 | Company Initiated | Planned- maintenance |  |  | 2024 | Tier 2 | Distribution Circuit |  |  |  | 2589144 | Sus |  | CompanyInitiated¦Plannedmaintenance¦¦
24-0114864 | Company Initiated | Planned- maintenance |  |  | 2024 | Tier 2 | Transformer only |  |  |  | 2589564 | Sus |  | CompanyInitiated¦Plannedmaintenance¦¦
24-0114853 | Company Initiated | Planned- maintenance |  |  | 2024 | Tier 2 | Transformer only |  |  |  | 2589260 | Sus |  | CompanyInitiated¦Plannedmaintenance¦¦
24-0114844 | Company Initiated | Planned- maintenance |  |  | 2024 | Tier 2 | Distribution Circuit |  |  |  | 2589341 | Sus |  | CompanyInitiated¦Plannedmaintenance¦¦
24-0115861 | Company Initiated | Planned- maintenance |  |  | 2024 | Tier 3 | Distribution Circuit |  |  |  | 2589305 | Sus |  | CompanyInitiated¦Plannedmaintenance¦¦
24-0112945 | Company Initiated | Planned- maintenance |  |  | 2024 | Tier 2 | Transformer only |  |  |  | 2589325 | Sus |  | CompanyInitiated¦Plannedmaintenance¦¦
24-0114613 | Company Initiated | Planned- maintenance |  |  | 2024 | Tier 3 | Transformer only |  |  |  | 2589323 | Sus |  | CompanyInitiated¦Plannedmaintenance¦¦
24-0115503 | Wildfire Mitigation | Planned - WSIP/System Hardening |  |  | 2024 | Tier 2 | Distribution Circuit |  |  |  | 2589403 | Sus |  | WildfireMitigation¦PlannedWSIPSystemHardening¦¦
24-0085916 | Wildfire Mitigation | Planned - WSIP/System Hardening |  |  | 2024 | Tier 2 | Distribution Circuit |  |  |  | 2589348 | Sus |  | WildfireMitigation¦PlannedWSIPSystemHardening¦¦
24-0098678 | Company Initiated | Planned- capital |  |  | 2024 | Tier 3 | Distribution Circuit |  |  |  | 2589371 | Sus |  | CompanyInitiated¦Plannedcapital¦¦
24-0110424 | Company Initiated | Planned- maintenance |  |  | 2024 | Tier 3 | Transformer only |  |  |  | 2589374 | Sus |  | CompanyInitiated¦Plannedmaintenance¦¦
24-0110419 | Company Initiated | Planned- maintenance |  |  | 2024 | Tier 3 | Distribution Circuit |  |  |  | 2589378 | Sus |  | CompanyInitiated¦Plannedmaintenance¦¦
24-0115610 | Wildfire Mitigation | Planned - WSIP/System Hardening |  |  | 2024 | Tier 2 | Transformer only |  |  |  | 2589458 | Sus |  | WildfireMitigation¦PlannedWSIPSystemHardening¦¦
24-0114615 | Company Initiated | Planned- maintenance |  |  | 2024 | Tier 2 | Transformer only |  |  |  | 2589465 | Sus |  | CompanyInitiated¦Plannedmaintenance¦¦
24-0120642 | Company Initiated | Construction Activity/equip- company | Insulator | Failed/Faulted | 2024 | Tier 2 | Distribution Circuit |  |  |  | 2589488 | Sus |  | CompanyInitiated¦ConstructionActivityequipcompany¦Insulator¦FailedFaulted
24-0114860 | Wildfire Mitigation | Planned - WSIP/System Hardening |  |  | 2024 | Tier 3 | Transformer only |  |  |  | 2589619 | Sus |  | WildfireMitigation¦PlannedWSIPSystemHardening¦¦
24-0114618 | Company Initiated | Planned- maintenance |  |  | 2024 | Tier 2 | Transformer only |  |  |  | 2589638 | Sus |  | CompanyInitiated¦Plannedmaintenance¦¦
24-0115412 | Company Initiated | Planned- maintenance |  |  | 2024 | Tier 2 | Transformer only |  |  |  | 2589657 | Sus |  | CompanyInitiated¦Plannedmaintenance¦¦
24-0120944 | Equipment Failure/Involved | Underground | Transformer (UG) | Leaking | 2024 | Tier 2 | Distribution Circuit |  |  |  | 2590043 | Sus |  | EquipmentFailureInvolved¦Underground¦Transformer(UG)¦Leaking
24-0115335 | Company Initiated | Planned- maintenance |  |  | 2024 | Tier 3 | Transformer only |  |  |  | 2590242 | Sus |  | CompanyInitiated¦Plannedmaintenance¦¦
24-0121134 | Company Initiated | Planned- capital |  |  | 2024 | Tier 3 | Distribution Circuit |  |  |  | 2590462 | Sus |  | CompanyInitiated¦Plannedcapital¦¦
24-0117176 | Company Initiated | Planned- maintenance |  |  | 2024 | Tier 3 | Transformer only |  |  |  | 2590594 | Sus |  | CompanyInitiated¦Plannedmaintenance¦¦
24-0114885 | Wildfire Mitigation | Planned - WSIP/System Hardening |  |  | 2024 | Tier 2 | Distribution Circuit |  |  |  | 2590289 | Sus |  | WildfireMitigation¦PlannedWSIPSystemHardening¦¦
24-0115395 | Company Initiated | Planned- maintenance |  |  | 2024 | Zone 1 | Transformer only |  |  |  | 2590300 | Sus |  | CompanyInitiated¦Plannedmaintenance¦¦
24-0116388 | Wildfire Mitigation | Planned - WSIP/System Hardening |  |  | 2024 | Tier 2 | Transformer only |  |  |  | 2590306 | Sus |  | WildfireMitigation¦PlannedWSIPSystemHardening¦¦
24-0116131 | Company Initiated | Planned- maintenance |  |  | 2024 | Tier 2 | Distribution Circuit |  |  |  | 2590320 | Sus |  | CompanyInitiated¦Plannedmaintenance¦¦
24-0114892 | Company Initiated | Planned- maintenance |  |  | 2024 | Tier 2 | Distribution Circuit |  |  |  | 2590327 | Sus |  | CompanyInitiated¦Plannedmaintenance¦¦
24-0108262 | Wildfire Mitigation | Planned - WSIP/System Hardening |  |  | 2024 | Tier 2 | Distribution Circuit |  |  |  | 2590308 | Sus |  | WildfireMitigation¦PlannedWSIPSystemHardening¦¦
24-0116323 | Company Initiated | Planned- maintenance |  |  | 2024 | Tier 2 | Distribution Circuit |  |  |  | 2590351 | Sus |  | CompanyInitiated¦Plannedmaintenance¦¦
24-0110469 | Company Initiated | Planned- capital |  |  | 2024 | Tier 2 | Distribution Circuit |  |  |  | 2590395 | Sus |  | CompanyInitiated¦Plannedcapital¦¦
24-0115938 | Company Initiated | Planned- maintenance |  |  | 2024 | Tier 2 | Transformer only |  |  |  | 2590360 | Sus |  | CompanyInitiated¦Plannedmaintenance¦¦
24-0116103 | Company Initiated | Planned- maintenance |  |  | 2024 | Tier 3 | Distribution Circuit |  |  |  | 2590352 | Sus |  | CompanyInitiated¦Plannedmaintenance¦¦
24-0109877 | Company Initiated | Planned- capital |  |  | 2024 | Tier 2 | Distribution Circuit |  |  |  | 2590375 | Sus |  | CompanyInitiated¦Plannedcapital¦¦
24-0113756 | Wildfire Mitigation | Planned - WSIP/System Hardening |  |  | 2024 | Tier 2 | Distribution Circuit |  |  |  | 2590449 | Sus |  | WildfireMitigation¦PlannedWSIPSystemHardening¦¦
24-0121184 | Unknown Cause | Patrol - found nothing |  |  | 2024 | Tier 2 | Transformer only |  |  |  | 2590458 | Sus |  | UnknownCause¦Patrolfoundnothing¦¦
24-0112840 | Wildfire Mitigation | Planned - WSIP/System Hardening |  |  | 2024 | Tier 3 | Distribution Circuit |  |  |  | 2590649 | Sus |  | WildfireMitigation¦PlannedWSIPSystemHardening¦¦
24-0116403 | Wildfire Mitigation | Planned - WSIP/System Hardening |  |  | 2024 | Tier 2 | Transformer only |  |  |  | 2590667 | Sus |  | WildfireMitigation¦PlannedWSIPSystemHardening¦¦
24-0116580 | Company Initiated | Planned- maintenance |  |  | 2024 | Zone 1 | Transformer only |  |  |  | 2590532 | Sus |  | CompanyInitiated¦Plannedmaintenance¦¦
24-0115323 | Company Initiated | Planned- maintenance |  |  | 2024 | Tier 3 | Transformer only |  |  |  | 2590698 | Sus |  | CompanyInitiated¦Plannedmaintenance¦¦
24-0115950 | Company Initiated | Planned- maintenance |  |  | 2024 | Tier 2 | Transformer only |  |  |  | 2590809 | Sus |  | CompanyInitiated¦Plannedmaintenance¦¦
24-0121560 | Equipment Failure/Involved | Overhead | Insulator | Failed/Faulted | 2024 | Tier 2 | Distribution Circuit |  |  |  | 2591081 | Sus |  | EquipmentFailureInvolved¦Overhead¦Insulator¦FailedFaulted
24-0116631 | Company Initiated | Planned- maintenance |  |  | 2024 | Tier 3 | Distribution Circuit |  |  |  | 2591260 | Sus |  | CompanyInitiated¦Plannedmaintenance¦¦
24-0116777 | Company Initiated | Planned- maintenance |  |  | 2024 | Tier 3 | Distribution Circuit |  |  |  | 2591239 | Sus |  | CompanyInitiated¦Plannedmaintenance¦¦
24-0115978 | Company Initiated | Planned- maintenance |  |  | 2024 | Tier 3 | Distribution Circuit |  |  |  | 2591262 | Sus |  | CompanyInitiated¦Plannedmaintenance¦¦
24-0116738 | Company Initiated | Planned- maintenance |  |  | 2024 | Tier 2 | Distribution Circuit |  |  |  | 2591269 | Sus |  | CompanyInitiated¦Plannedmaintenance¦¦
24-0116108 | Company Initiated | Planned- maintenance |  |  | 2024 | Tier 3 | Transformer only |  |  |  | 2591273 | Sus |  | CompanyInitiated¦Plannedmaintenance¦¦
24-0116104 | Company Initiated | Planned- maintenance |  |  | 2024 | Tier 3 | Distribution Circuit |  |  |  | 2591284 | Sus |  | CompanyInitiated¦Plannedmaintenance¦¦
24-0109237 | Company Initiated | Planned- capital |  |  | 2024 | Tier 2 | Distribution Circuit |  |  |  | 2591292 | Sus |  | CompanyInitiated¦Plannedcapital¦¦
24-0116817 | Company Initiated | Planned- maintenance |  |  | 2024 | Tier 3 | Distribution Circuit |  |  |  | 2591271 | Sus |  | CompanyInitiated¦Plannedmaintenance¦¦
24-0115914 | Company Initiated | Planned- maintenance |  |  | 2024 | Tier 3 | Transformer only |  |  |  | 2591307 | Sus |  | CompanyInitiated¦Plannedmaintenance¦¦
24-0114976 | Company Initiated | Planned- maintenance |  |  | 2024 | Tier 2 | Transformer only |  |  |  | 2591313 | Sus |  | CompanyInitiated¦Plannedmaintenance¦¦
24-0114971 | Company Initiated | Planned- maintenance |  |  | 2024 | Tier 2 | Distribution Circuit |  |  |  | 2591304 | Sus |  | CompanyInitiated¦Plannedmaintenance¦¦
24-0112960 | Company Initiated | Planned- maintenance |  |  | 2024 | Tier 2 | Distribution Circuit |  |  |  | 2591321 | Sus |  | CompanyInitiated¦Plannedmaintenance¦¦
24-0109903 | Company Initiated | Planned- capital |  |  | 2024 | Tier 2 | Distribution Circuit |  |  |  | 2591319 | Sus |  | CompanyInitiated¦Plannedcapital¦¦
24-0116676 | Company Initiated | Planned- maintenance |  |  | 2024 | Tier 3 | Distribution Circuit |  |  |  | 2591316 | Sus |  | CompanyInitiated¦Plannedmaintenance¦¦
24-0116765 | Company Initiated | Planned- maintenance |  |  | 2024 | Tier 2 | Distribution Circuit |  |  |  | 2591326 | Sus |  | CompanyInitiated¦Plannedmaintenance¦¦
24-0109265 | Company Initiated | Planned- capital |  |  | 2024 | Tier 3 | Distribution Circuit |  |  |  | 2591327 | Sus |  | CompanyInitiated¦Plannedcapital¦¦
24-0114755 | Wildfire Mitigation | Planned - WSIP/System Hardening |  |  | 2024 | Tier 2 | Distribution Circuit |  |  |  | 2591341 | Sus |  | WildfireMitigation¦PlannedWSIPSystemHardening¦¦
24-0112679 | Company Initiated | Planned- maintenance |  |  | 2024 | Tier 3 | Transformer only |  |  |  | 2591363 | Sus |  | CompanyInitiated¦Plannedmaintenance¦¦
24-0108282 | Wildfire Mitigation | Planned - WSIP/System Hardening |  |  | 2024 | Tier 3 | Distribution Circuit |  |  |  | 2591360 | Sus |  | WildfireMitigation¦PlannedWSIPSystemHardening¦¦
24-0121742 | Vegetation | Tree - cutting- PG&E contractor | Transformer | Normal | 2024 | Tier 2 | Transformer only |  |  |  | 2591382 | Sus |  | Vegetation¦TreecuttingPG&Econtractor¦Transformer¦Normal
24-0114715 | Company Initiated | Planned- maintenance |  |  | 2024 | Tier 2 | Distribution Circuit |  |  |  | 2591402 | Sus |  | CompanyInitiated¦Plannedmaintenance¦¦
24-0111684 | Wildfire Mitigation | Planned - WSIP/System Hardening |  |  | 2024 | Tier 2 | Distribution Circuit |  |  |  | 2591425 | Sus |  | WildfireMitigation¦PlannedWSIPSystemHardening¦¦
24-0121754 | Equipment Failure/Involved | Overhead | Jumper | Burned Open | 2024 | Tier 2 | Distribution Circuit |  |  |  | 2591518 | Sus |  | EquipmentFailureInvolved¦Overhead¦Jumper¦BurnedOpen
24-0116114 | Wildfire Mitigation | Planned - WSIP/System Hardening |  |  | 2024 | Tier 2 | Transformer only |  |  |  | 2591542 | Sus |  | WildfireMitigation¦PlannedWSIPSystemHardening¦¦
24-0116118 | Wildfire Mitigation | Planned - WSIP/System Hardening |  |  | 2024 | Tier 2 | Transformer only |  |  |  | 2591615 | Sus |  | WildfireMitigation¦PlannedWSIPSystemHardening¦¦
24-0116705 | Wildfire Mitigation | Planned - WSIP/System Hardening |  |  | 2024 | Tier 3 | Transformer only |  |  |  | 2591649 | Sus |  | WildfireMitigation¦PlannedWSIPSystemHardening¦¦
24-0116720 | Wildfire Mitigation | Planned - WSIP/System Hardening |  |  | 2024 | Tier 3 | Transformer only |  |  |  | 2591755 | Sus |  | WildfireMitigation¦PlannedWSIPSystemHardening¦¦
24-0116218 | Wildfire Mitigation | Planned - WSIP/System Hardening |  |  | 2024 | Tier 3 | Distribution Circuit |  |  |  | 2592039 | Sus |  | WildfireMitigation¦PlannedWSIPSystemHardening¦¦
24-0116921 | Company Initiated | Planned- maintenance |  |  | 2024 | Tier 3 | Distribution Circuit |  |  |  | 2592044 | Sus |  | CompanyInitiated¦Plannedmaintenance¦¦
24-0116791 | Company Initiated | Planned- maintenance |  |  | 2024 | Tier 2 | Distribution Circuit |  |  |  | 2592047 | Sus |  | CompanyInitiated¦Plannedmaintenance¦¦
24-0109242 | Company Initiated | Return Circuit Normal | Conductor- Overhead | Normal | 2024 | Tier 2 | Distribution Circuit |  |  |  | 2592079 | Sus |  | CompanyInitiated¦ReturnCircuitNormal¦ConductorOverhead¦Normal
24-0116085 | Wildfire Mitigation | Planned - WSIP/System Hardening |  |  | 2024 | Tier 3 | Transformer only |  |  |  | 2592060 | Sus |  | WildfireMitigation¦PlannedWSIPSystemHardening¦¦
24-0109242 | Company Initiated | Planned- capital |  |  | 2024 | Tier 2 | Distribution Circuit |  |  |  | 2592101 | Sus |  | CompanyInitiated¦Plannedcapital¦¦
24-0116156 | Company Initiated | Planned- maintenance |  |  | 2024 | Tier 2 | Distribution Circuit |  |  |  | 2592087 | Sus |  | CompanyInitiated¦Plannedmaintenance¦¦
24-0112997 | Company Initiated | Planned- maintenance |  |  | 2024 | Tier 2 | Distribution Circuit |  |  |  | 2592096 | Sus |  | CompanyInitiated¦Plannedmaintenance¦¦
24-0115550 | Wildfire Mitigation | Planned - WSIP/System Hardening |  |  | 2024 | Tier 3 | Distribution Circuit |  |  |  | 2592095 | Sus |  | WildfireMitigation¦PlannedWSIPSystemHardening¦¦
24-0115921 | Company Initiated | Planned- maintenance |  |  | 2024 | Tier 3 | Transformer only |  |  |  | 2592110 | Sus |  | CompanyInitiated¦Plannedmaintenance¦¦
24-0114990 | Company Initiated | Planned- maintenance |  |  | 2024 | Tier 2 | Transformer only |  |  |  | 2592127 | Sus |  | CompanyInitiated¦Plannedmaintenance¦¦
24-0116023 | Company Initiated | Planned- capital |  |  | 2024 | Tier 2 | Distribution Circuit |  |  |  | 2592130 | Sus |  | CompanyInitiated¦Plannedcapital¦¦
24-0115348 | Wildfire Mitigation | Planned - WSIP/System Hardening |  |  | 2024 | Tier 3 | Distribution Circuit |  |  |  | 2592178 | Sus |  | WildfireMitigation¦PlannedWSIPSystemHardening¦¦
24-0116125 | Wildfire Mitigation | Planned - WSIP/System Hardening |  |  | 2024 | Tier 3 | Transformer only |  |  |  | 2592225 | Sus |  | WildfireMitigation¦PlannedWSIPSystemHardening¦¦
24-0112053 | Wildfire Mitigation | Planned - WSIP/System Hardening |  |  | 2024 | Tier 2 | Distribution Circuit |  |  |  | 2592148 | Sus |  | WildfireMitigation¦PlannedWSIPSystemHardening¦¦
24-0109255 | Company Initiated | Planned- capital |  |  | 2024 | Tier 2 | Distribution Circuit |  |  |  | 2592166 | Sus |  | CompanyInitiated¦Plannedcapital¦¦
24-0109879 | Company Initiated | Planned- capital |  |  | 2024 | Tier 2 | Distribution Circuit |  |  |  | 2592268 | Sus |  | CompanyInitiated¦Plannedcapital¦¦
24-0116130 | Wildfire Mitigation | Planned - WSIP/System Hardening |  |  | 2024 | Tier 3 | Transformer only |  |  |  | 2592299 | Sus |  | WildfireMitigation¦PlannedWSIPSystemHardening¦¦
24-0116243 | Wildfire Mitigation | Planned - WSIP/System Hardening |  |  | 2024 | Tier 3 | Transformer only |  |  |  | 2592314 | Sus |  | WildfireMitigation¦PlannedWSIPSystemHardening¦¦
24-0116139 | Wildfire Mitigation | Planned - WSIP/System Hardening |  |  | 2024 | Tier 3 | Distribution Circuit |  |  |  | 2592359 | Sus |  | WildfireMitigation¦PlannedWSIPSystemHardening¦¦
24-0116233 | Wildfire Mitigation | Planned - WSIP/System Hardening |  |  | 2024 | Tier 3 | Transformer only |  |  |  | 2592421 | Sus |  | WildfireMitigation¦PlannedWSIPSystemHardening¦¦
24-0109252 | Company Initiated | Planned- capital |  |  | 2024 | Tier 3 | Distribution Circuit |  |  |  | 2592396 | Sus |  | CompanyInitiated¦Plannedcapital¦¦
24-0116237 | Wildfire Mitigation | Planned - WSIP/System Hardening |  |  | 2024 | Tier 3 | Transformer only |  |  |  | 2592452 | Sus |  | WildfireMitigation¦PlannedWSIPSystemHardening¦¦
24-0122377 | Company Initiated | Personnel- company | Conductor- Overhead | Normal | 2024 | Tier 2 | Distribution Circuit |  |  |  | 2592471 | Sus |  | CompanyInitiated¦Personnelcompany¦ConductorOverhead¦Normal
24-0109242 | Company Initiated | Return Circuit Normal | Conductor- Overhead | Normal | 2024 | Tier 2 | Distribution Circuit |  |  |  | 2592578 | Sus |  | CompanyInitiated¦ReturnCircuitNormal¦ConductorOverhead¦Normal
24-0117520 | Company Initiated | Planned- maintenance |  |  | 2024 | Tier 2 | Distribution Circuit |  |  |  | 2592743 | Sus |  | CompanyInitiated¦Plannedmaintenance¦¦
24-0116144 | Company Initiated | Planned- maintenance |  |  | 2024 | Tier 2 | Distribution Circuit |  |  |  | 2592749 | Sus |  | CompanyInitiated¦Plannedmaintenance¦¦
24-0117275 | Wildfire Mitigation | Planned - WSIP/System Hardening |  |  | 2024 | Tier 2 | Transformer only |  |  |  | 2592759 | Sus |  | WildfireMitigation¦PlannedWSIPSystemHardening¦¦
24-0116010 | Company Initiated | Planned- maintenance |  |  | 2024 | Tier 2 | Distribution Circuit |  |  |  | 2592762 | Sus |  | CompanyInitiated¦Plannedmaintenance¦¦
24-0117177 | Company Initiated | Planned- maintenance |  |  | 2024 | Tier 2 | Distribution Circuit |  |  |  | 2592713 | Sus |  | CompanyInitiated¦Plannedmaintenance¦¦
24-0117497 | Company Initiated | Planned- maintenance |  |  | 2024 | Zone 1 | Transformer only |  |  |  | 2592755 | Sus |  | CompanyInitiated¦Plannedmaintenance¦¦
24-0117494 | Company Initiated | Planned- maintenance |  |  | 2024 | Tier 3 | Distribution Circuit |  |  |  | 2592763 | Sus |  | CompanyInitiated¦Plannedmaintenance¦¦
24-0116013 | Company Initiated | Planned- maintenance |  |  | 2024 | Tier 2 | Transformer only |  |  |  | 2592766 | Sus |  | CompanyInitiated¦Plannedmaintenance¦¦
24-0117280 | Wildfire Mitigation | Planned - WSIP/System Hardening |  |  | 2024 | Tier 2 | Transformer only |  |  |  | 2592775 | Sus |  | WildfireMitigation¦PlannedWSIPSystemHardening¦¦
24-0115369 | Wildfire Mitigation | Planned - WSIP/System Hardening |  |  | 2024 | Tier 2 | Transformer only |  |  |  | 2592814 | Sus |  | WildfireMitigation¦PlannedWSIPSystemHardening¦¦
24-0115647 | Wildfire Mitigation | Planned - WSIP/System Hardening |  |  | 2024 | Tier 2 | Transformer only |  |  |  | 2592844 | Sus |  | WildfireMitigation¦PlannedWSIPSystemHardening¦¦
24-0116795 | Company Initiated | Planned- capital |  |  | 2024 | Tier 3 | Distribution Circuit |  |  |  | 2592850 | Sus |  | CompanyInitiated¦Plannedcapital¦¦
24-0115032 | Company Initiated | Planned- maintenance |  |  | 2024 | Tier 3 | Distribution Circuit |  |  |  | 2592862 | Sus |  | CompanyInitiated¦Plannedmaintenance¦¦
24-0117499 | Wildfire Mitigation | Planned - WSIP/System Hardening |  |  | 2024 | Tier 2 | Distribution Circuit |  |  |  | 2592880 | Sus |  | WildfireMitigation¦PlannedWSIPSystemHardening¦¦
24-0117684 | Wildfire Mitigation | Planned - WSIP/System Hardening |  |  | 2024 | Tier 2 | Transformer only |  |  |  | 2592951 | Sus |  | WildfireMitigation¦PlannedWSIPSystemHardening¦¦
24-0117503 | Wildfire Mitigation | Planned - WSIP/System Hardening |  |  | 2024 | Tier 3 | Distribution Circuit |  |  |  | 2592997 | Sus |  | WildfireMitigation¦PlannedWSIPSystemHardening¦¦
24-0115364 | Wildfire Mitigation | Planned - WSIP/System Hardening |  |  | 2024 | Tier 2 | Transformer only |  |  |  | 2593013 | Sus |  | WildfireMitigation¦PlannedWSIPSystemHardening¦¦
24-0117509 | Wildfire Mitigation | Planned - WSIP/System Hardening |  |  | 2024 | Tier 3 | Transformer only |  |  |  | 2593053 | Sus |  | WildfireMitigation¦PlannedWSIPSystemHardening¦¦
24-0115356 | Wildfire Mitigation | Planned - WSIP/System Hardening |  |  | 2024 | Tier 2 | Transformer only |  |  |  | 2593112 | Sus |  | WildfireMitigation¦PlannedWSIPSystemHardening¦¦
24-0117517 | Wildfire Mitigation | Planned - WSIP/System Hardening |  |  | 2024 | Tier 2 | Transformer only |  |  |  | 2593127 | Sus |  | WildfireMitigation¦PlannedWSIPSystemHardening¦¦
24-0115648 | Company Initiated | Planned- maintenance |  |  | 2024 | Zone 1 | Transformer only |  |  |  | 2593134 | Sus |  | CompanyInitiated¦Plannedmaintenance¦¦
24-0099073 | Company Initiated | Planned- maintenance |  |  | 2024 | Tier 3 | Distribution Circuit |  |  |  | 2593592 | Sus |  | CompanyInitiated¦Plannedmaintenance¦¦
24-0117923 | Company Initiated | Planned- maintenance |  |  | 2024 | Tier 3 | Transformer only |  |  |  | 2594359 | Sus |  | CompanyInitiated¦Plannedmaintenance¦¦
24-0117868 | Wildfire Mitigation | Planned - WSIP/System Hardening |  |  | 2024 | Tier 2 | Distribution Circuit |  |  |  | 2593927 | Sus |  | WildfireMitigation¦PlannedWSIPSystemHardening¦¦
24-0118120 | Wildfire Mitigation | Planned - WSIP/System Hardening |  |  | 2024 | Tier 2 | Distribution Circuit |  |  |  | 2593929 | Sus |  | WildfireMitigation¦PlannedWSIPSystemHardening¦¦
24-0117602 | Company Initiated | Planned- maintenance |  |  | 2024 | Tier 2 | Transformer only |  |  |  | 2593959 | Sus |  | CompanyInitiated¦Plannedmaintenance¦¦
24-0117593 | Company Initiated | Planned- maintenance |  |  | 2024 | Tier 2 | Transformer only |  |  |  | 2593957 | Sus |  | CompanyInitiated¦Plannedmaintenance¦¦
24-0118274 | Company Initiated | Planned- maintenance |  |  | 2024 | Tier 2 | Distribution Circuit |  |  |  | 2593960 | Sus |  | CompanyInitiated¦Plannedmaintenance¦¦
24-0117555 | Company Initiated | Planned- maintenance |  |  | 2024 | Tier 2 | Transformer only |  |  |  | 2593962 | Sus |  | CompanyInitiated¦Plannedmaintenance¦¦
24-0117268 | Company Initiated | Planned- maintenance |  |  | 2024 | Tier 3 | Distribution Circuit |  |  |  | 2593956 | Sus |  | CompanyInitiated¦Plannedmaintenance¦¦
24-0122790 | Company Initiated | Planned- customer |  |  | 2024 | Zone 1 | Distribution Circuit |  |  |  | 2593968 | Sus |  | CompanyInitiated¦Plannedcustomer¦¦
24-0117609 | Company Initiated | Planned- maintenance |  |  | 2024 | Tier 2 | Transformer only |  |  |  | 2593991 | Sus |  | CompanyInitiated¦Plannedmaintenance¦¦
24-0117440 | Wildfire Mitigation | Planned - WSIP/System Hardening |  |  | 2024 | Tier 2 | Distribution Circuit |  |  |  | 2593970 | Sus |  | WildfireMitigation¦PlannedWSIPSystemHardening¦¦
24-0117619 | Wildfire Mitigation | Planned - WSIP/System Hardening |  |  | 2024 | Tier 3 | Transformer only |  |  |  | 2594012 | Sus |  | WildfireMitigation¦PlannedWSIPSystemHardening¦¦
24-0117764 | Company Initiated | Planned- maintenance |  |  | 2024 | Tier 2 | Distribution Circuit |  |  |  | 2594026 | Sus |  | CompanyInitiated¦Plannedmaintenance¦¦
24-0099080 | Company Initiated | Planned- maintenance |  |  | 2024 | Tier 3 | Distribution Circuit |  |  |  | 2594033 | Sus |  | CompanyInitiated¦Plannedmaintenance¦¦
24-0119662 | Company Initiated | Planned- maintenance |  |  | 2024 | Tier 3 | Transformer only |  |  |  | 2594510 | Sus |  | CompanyInitiated¦Plannedmaintenance¦¦
24-0118031 | Wildfire Mitigation | Planned - WSIP/System Hardening |  |  | 2024 | Tier 3 | Distribution Circuit |  |  |  | 2594089 | Sus |  | WildfireMitigation¦PlannedWSIPSystemHardening¦¦
24-0117981 | Wildfire Mitigation | Planned - WSIP/System Hardening |  |  | 2024 | Tier 3 | Distribution Circuit |  |  |  | 2594062 | Sus |  | WildfireMitigation¦PlannedWSIPSystemHardening¦¦
24-0117618 | Wildfire Mitigation | Planned - WSIP/System Hardening |  |  | 2024 | Tier 3 | Transformer only |  |  |  | 2594104 | Sus |  | WildfireMitigation¦PlannedWSIPSystemHardening¦¦
24-0110870 | Company Initiated | Planned- capital |  |  | 2024 | Tier 3 | Distribution Circuit |  |  |  | 2594123 | Sus |  | CompanyInitiated¦Plannedcapital¦¦
24-0109880 | Company Initiated | Planned- capital |  |  | 2024 | Tier 3 | Distribution Circuit |  |  |  | 2594141 | Sus |  | CompanyInitiated¦Plannedcapital¦¦
24-0115037 | Wildfire Mitigation | Planned - WSIP/System Hardening |  |  | 2024 | Tier 3 | Distribution Circuit |  |  |  | 2594147 | Sus |  | WildfireMitigation¦PlannedWSIPSystemHardening¦¦
24-0115531 | Wildfire Mitigation | Planned - WSIP/System Hardening |  |  | 2024 | Zone 1 | Distribution Circuit |  |  |  | 2594165 | Sus |  | WildfireMitigation¦PlannedWSIPSystemHardening¦¦
24-0122861 | Equipment Failure/Involved | Overhead | Capacitor | Failed/Faulted | 2024 | Tier 2 | Distribution Circuit |  |  |  | 2594214 | Sus |  | EquipmentFailureInvolved¦Overhead¦Capacitor¦FailedFaulted
24-0117798 | Wildfire Mitigation | Planned - WSIP/System Hardening |  |  | 2024 | Tier 2 | Distribution Circuit |  |  |  | 2593878 | Sus |  | WildfireMitigation¦PlannedWSIPSystemHardening¦¦
24-0118126 | Wildfire Mitigation | Planned - WSIP/System Hardening |  |  | 2024 | Tier 2 | Distribution Circuit |  |  |  | 2594230 | Sus |  | WildfireMitigation¦PlannedWSIPSystemHardening¦¦
24-0117807 | Wildfire Mitigation | Planned - WSIP/System Hardening |  |  | 2024 | Tier 2 | Distribution Circuit |  |  |  | 2594318 | Sus |  | WildfireMitigation¦PlannedWSIPSystemHardening¦¦
24-0117441 | Wildfire Mitigation | Planned - WSIP/System Hardening |  |  | 2024 | Tier 2 | Distribution Circuit |  |  |  | 2594317 | Sus |  | WildfireMitigation¦PlannedWSIPSystemHardening¦¦
24-0117597 | Company Initiated | Planned- maintenance |  |  | 2024 | Tier 2 | Distribution Circuit |  |  |  | 2594368 | Sus |  | CompanyInitiated¦Plannedmaintenance¦¦
24-0117597 | Company Initiated | Planned- maintenance |  |  | 2024 | Tier 2 | Distribution Circuit |  |  |  | 2594369 | Sus |  | CompanyInitiated¦Plannedmaintenance¦¦
24-0115386 | Wildfire Mitigation | Planned - WSIP/System Hardening |  |  | 2024 | Tier 3 | Transformer only |  |  |  | 2594394 | Sus |  | WildfireMitigation¦PlannedWSIPSystemHardening¦¦
24-0117783 | Wildfire Mitigation | Planned - WSIP/System Hardening |  |  | 2024 | Tier 2 | Distribution Circuit |  |  |  | 2593881 | Sus |  | WildfireMitigation¦PlannedWSIPSystemHardening¦¦
24-0108914 | Company Initiated | Planned- capital |  |  | 2024 | Tier 2 | Distribution Circuit |  |  |  | 2594429 | Sus |  | CompanyInitiated¦Plannedcapital¦¦
24-0118161 | Wildfire Mitigation | Planned - WSIP/System Hardening |  |  | 2024 | Tier 2 | Distribution Circuit |  |  |  | 2594434 | Sus |  | WildfireMitigation¦PlannedWSIPSystemHardening¦¦
24-0118115 | Wildfire Mitigation | Planned - WSIP/System Hardening |  |  | 2024 | Tier 3 | Distribution Circuit |  |  |  | 2594417 | Sus |  | WildfireMitigation¦PlannedWSIPSystemHardening¦¦
24-0117442 | Wildfire Mitigation | Planned - WSIP/System Hardening |  |  | 2024 | Tier 2 | Distribution Circuit |  |  |  | 2594448 | Sus |  | WildfireMitigation¦PlannedWSIPSystemHardening¦¦
24-0123092 | Animal | Squirrel | Conductor- Overhead | Normal | 2024 | Tier 2 | Distribution Circuit |  |  |  | 2594598 | Sus |  | Animal¦Squirrel¦ConductorOverhead¦Normal
24-0123098 | Company Initiated | Personnel- company | Conductor- Overhead | Normal | 2024 | Tier 3 | Distribution Circuit |  |  |  | 2594620 | Sus |  | CompanyInitiated¦Personnelcompany¦ConductorOverhead¦Normal
24-0118292 | Company Initiated | Planned- maintenance |  |  | 2024 | Tier 2 | Transformer only |  |  |  | 2595349 | Sus |  | CompanyInitiated¦Plannedmaintenance¦¦
24-0117565 | Company Initiated | Planned- maintenance |  |  | 2024 | Tier 2 | Distribution Circuit |  |  |  | 2594900 | Sus |  | CompanyInitiated¦Plannedmaintenance¦¦
24-0118994 | Company Initiated | Planned- maintenance |  |  | 2024 | Tier 2 | Distribution Circuit |  |  |  | 2594907 | Sus |  | CompanyInitiated¦Plannedmaintenance¦¦
24-0117563 | Company Initiated | Planned- maintenance |  |  | 2024 | Tier 2 | Distribution Circuit |  |  |  | 2594914 | Sus |  | CompanyInitiated¦Plannedmaintenance¦¦
24-0118964 | Company Initiated | Planned- maintenance |  |  | 2024 | Tier 2 | Transformer only |  |  |  | 2595181 | Sus |  | CompanyInitiated¦Plannedmaintenance¦¦
24-0117933 | Company Initiated | Planned- capital |  |  | 2024 | Tier 2 | Distribution Circuit |  |  |  | 2594918 | Sus |  | CompanyInitiated¦Plannedcapital¦¦
24-0118284 | Company Initiated | Planned- maintenance |  |  | 2024 | Tier 3 | Transformer only |  |  |  | 2594922 | Sus |  | CompanyInitiated¦Plannedmaintenance¦¦
24-0118025 | Wildfire Mitigation | Planned - WSIP/System Hardening |  |  | 2024 | Tier 3 | Distribution Circuit |  |  |  | 2594969 | Sus |  | WildfireMitigation¦PlannedWSIPSystemHardening¦¦
24-0117957 | Company Initiated | Planned- maintenance |  |  | 2024 | Tier 2 | Transformer only |  |  |  | 2595025 | Sus |  | CompanyInitiated¦Plannedmaintenance¦¦
24-0118971 | Company Initiated | Planned- maintenance |  |  | 2024 | Tier 2 | Transformer only |  |  |  | 2594939 | Sus |  | CompanyInitiated¦Plannedmaintenance¦¦
24-0118166 | Wildfire Mitigation | Planned - WSIP/System Hardening |  |  | 2024 | Tier 2 | Transformer only |  |  |  | 2594991 | Sus |  | WildfireMitigation¦PlannedWSIPSystemHardening¦¦
24-0118004 | Company Initiated | Planned- maintenance |  |  | 2024 | Tier 3 | Distribution Circuit |  |  |  | 2594808 | Sus |  | CompanyInitiated¦Plannedmaintenance¦¦
24-0118513 | Company Initiated | Planned- maintenance |  |  | 2024 | Tier 3 | Distribution Circuit |  |  |  | 2594949 | Sus |  | CompanyInitiated¦Plannedmaintenance¦¦
24-0100880 | Company Initiated | Planned- capital |  |  | 2024 | Tier 3 | Distribution Circuit |  |  |  | 2595027 | Sus |  | CompanyInitiated¦Plannedcapital¦¦
24-0117489 | Company Initiated | Planned- capital |  |  | 2024 | Tier 3 | Distribution Circuit |  |  |  | 2595036 | Sus |  | CompanyInitiated¦Plannedcapital¦¦
24-0117723 | Wildfire Mitigation | Planned - WSIP/System Hardening |  |  | 2024 | Tier 2 | Transformer only |  |  |  | 2595034 | Sus |  | WildfireMitigation¦PlannedWSIPSystemHardening¦¦
24-0115425 | Company Initiated | Planned- maintenance |  |  | 2024 | Tier 3 | Distribution Circuit |  |  |  | 2595119 | Sus |  | CompanyInitiated¦Plannedmaintenance¦¦
24-0117774 | Company Initiated | Planned- maintenance |  |  | 2024 | Tier 3 | Transformer only |  |  |  | 2595062 | Sus |  | CompanyInitiated¦Plannedmaintenance¦¦
24-0116375 | Wildfire Mitigation | Planned - WSIP/System Hardening |  |  | 2024 | Tier 2 | Distribution Circuit |  |  |  | 2595064 | Sus |  | WildfireMitigation¦PlannedWSIPSystemHardening¦¦
24-0118022 | Company Initiated | Planned- capital |  |  | 2024 | Tier 2 | Distribution Circuit |  |  |  | 2595056 | Sus |  | CompanyInitiated¦Plannedcapital¦¦
24-0123332 | Animal | Squirrel | Fuse | Failed/Faulted | 2024 | Tier 3 | Transformer only |  |  |  | 2595072 | Sus |  | Animal¦Squirrel¦Fuse¦FailedFaulted
24-0115509 | Company Initiated | Planned- maintenance |  |  | 2024 | Tier 3 | Transformer only |  |  |  | 2595242 | Sus |  | CompanyInitiated¦Plannedmaintenance¦¦
24-0118247 | Wildfire Mitigation | Planned - WSIP/System Hardening |  |  | 2024 | Tier 2 | Transformer only |  |  |  | 2595129 | Sus |  | WildfireMitigation¦PlannedWSIPSystemHardening¦¦
24-0117977 | Company Initiated | Planned- maintenance |  |  | 2024 | Tier 2 | Distribution Circuit |  |  |  | 2595162 | Sus |  | CompanyInitiated¦Plannedmaintenance¦¦
24-0117724 | Wildfire Mitigation | Planned - WSIP/System Hardening |  |  | 2024 | Tier 2 | Transformer only |  |  |  | 2595184 | Sus |  | WildfireMitigation¦PlannedWSIPSystemHardening¦¦
24-0123350 | 3rd Party | Vehicle | Crossarm- Wood | Broken | 2024 | Tier 3 | Distribution Circuit |  |  |  | 2595145 | Sus |  | 3rdParty¦Vehicle¦CrossarmWood¦Broken
24-0117991 | Company Initiated | Planned- maintenance |  |  | 2024 | Tier 3 | Transformer only |  |  |  | 2595319 | Sus |  | CompanyInitiated¦Plannedmaintenance¦¦
24-0118028 | Wildfire Mitigation | Planned - WSIP/System Hardening |  |  | 2024 | Tier 3 | Distribution Circuit |  |  |  | 2595268 | Sus |  | WildfireMitigation¦PlannedWSIPSystemHardening¦¦
24-0123364 | Company Initiated | Personnel- company | Conductor- Overhead | Normal | 2024 | Tier 3 | Distribution Circuit |  |  |  | 2595295 | Sus |  | CompanyInitiated¦Personnelcompany¦ConductorOverhead¦Normal
24-0117726 | Wildfire Mitigation | Planned - WSIP/System Hardening |  |  | 2024 | Tier 2 | Transformer only |  |  |  | 2595343 | Sus |  | WildfireMitigation¦PlannedWSIPSystemHardening¦¦
24-0115428 | Wildfire Mitigation | Planned - WSIP/System Hardening |  |  | 2024 | Tier 2 | Transformer only |  |  |  | 2595345 | Sus |  | WildfireMitigation¦PlannedWSIPSystemHardening¦¦
24-0118979 | Wildfire Mitigation | Planned - WSIP/System Hardening |  |  | 2024 | Tier 3 | Transformer only |  |  |  | 2595369 | Sus |  | WildfireMitigation¦PlannedWSIPSystemHardening¦¦
24-0115418 | Wildfire Mitigation | Planned - WSIP/System Hardening |  |  | 2024 | Tier 2 | Transformer only |  |  |  | 2595393 | Sus |  | WildfireMitigation¦PlannedWSIPSystemHardening¦¦
24-0100880 | Company Initiated | Personnel- company | Switch (OH) | Normal | 2024 | Tier 3 | Distribution Circuit |  |  |  | 2595489 | Sus |  | CompanyInitiated¦Personnelcompany¦Switch(OH)¦Normal
24-0118445 | Company Initiated | Planned- maintenance |  |  | 2024 | Tier 2 | Distribution Circuit |  |  |  | 2595803 | Sus |  | CompanyInitiated¦Plannedmaintenance¦¦
24-0118984 | Wildfire Mitigation | Planned - WSIP/System Hardening |  |  | 2024 | Tier 2 | Transformer only |  |  |  | 2595821 | Sus |  | WildfireMitigation¦PlannedWSIPSystemHardening¦¦
24-0118092 | Company Initiated | Planned- maintenance |  |  | 2024 | Tier 2 | Transformer only |  |  |  | 2595809 | Sus |  | CompanyInitiated¦Plannedmaintenance¦¦
24-0118456 | Company Initiated | Planned- maintenance |  |  | 2024 | Tier 3 | Transformer only |  |  |  | 2595832 | Sus |  | CompanyInitiated¦Plannedmaintenance¦¦
24-0123724 | Unknown Cause | Patrol - found nothing |  |  | 2024 | Tier 2 | Distribution Circuit |  |  |  | 2595824 | Sus |  | UnknownCause¦Patrolfoundnothing¦¦
24-0118122 | Wildfire Mitigation | Planned - WSIP/System Hardening |  |  | 2024 | Tier 3 | Distribution Circuit |  |  |  | 2595835 | Sus |  | WildfireMitigation¦PlannedWSIPSystemHardening¦¦
24-0119019 | Company Initiated | Planned- maintenance |  |  | 2024 | Tier 2 | Distribution Circuit |  |  |  | 2595859 | Sus |  | CompanyInitiated¦Plannedmaintenance¦¦
24-0119117 | Wildfire Mitigation | Planned - WSIP/System Hardening |  |  | 2024 | Tier 3 | Distribution Circuit |  |  |  | 2595865 | Sus |  | WildfireMitigation¦PlannedWSIPSystemHardening¦¦
24-0115781 | Company Initiated | Planned- maintenance |  |  | 2024 | Tier 3 | Distribution Circuit |  |  |  | 2595872 | Sus |  | CompanyInitiated¦Plannedmaintenance¦¦
24-0115569 | Company Initiated | Planned- maintenance |  |  | 2024 | Tier 3 | Transformer only |  |  |  | 2595888 | Sus |  | CompanyInitiated¦Plannedmaintenance¦¦
24-0117872 | Wildfire Mitigation | Planned - WSIP/System Hardening |  |  | 2024 | Tier 3 | Transformer only |  |  |  | 2595966 | Sus |  | WildfireMitigation¦PlannedWSIPSystemHardening¦¦
24-0117870 | Wildfire Mitigation | Planned - WSIP/System Hardening |  |  | 2024 | Tier 3 | Distribution Circuit |  |  |  | 2595973 | Sus |  | WildfireMitigation¦PlannedWSIPSystemHardening¦¦
24-0101204 | Company Initiated | Planned- capital |  |  | 2024 | Tier 2 | Distribution Circuit |  |  |  | 2595945 | Sus |  | CompanyInitiated¦Plannedcapital¦¦
24-0118132 | Wildfire Mitigation | Planned - WSIP/System Hardening |  |  | 2024 | Tier 2 | Distribution Circuit |  |  |  | 2595993 | Sus |  | WildfireMitigation¦PlannedWSIPSystemHardening¦¦
24-0118985 | Wildfire Mitigation | Planned - WSIP/System Hardening |  |  | 2024 | Tier 2 | Transformer only |  |  |  | 2596071 | Sus |  | WildfireMitigation¦PlannedWSIPSystemHardening¦¦
24-0118045 | Company Initiated | Planned- maintenance |  |  | 2024 | Tier 3 | Transformer only |  |  |  | 2596109 | Sus |  | CompanyInitiated¦Plannedmaintenance¦¦
24-0119125 | Wildfire Mitigation | Planned - WSIP/System Hardening |  |  | 2024 | Tier 2 | Transformer only |  |  |  | 2596159 | Sus |  | WildfireMitigation¦PlannedWSIPSystemHardening¦¦
24-0118989 | Wildfire Mitigation | Planned - WSIP/System Hardening |  |  | 2024 | Tier 2 | Distribution Circuit |  |  |  | 2596188 | Sus |  | WildfireMitigation¦PlannedWSIPSystemHardening¦¦
24-0119128 | Wildfire Mitigation | Planned - WSIP/System Hardening |  |  | 2024 | Tier 2 | Distribution Circuit |  |  |  | 2596299 | Sus |  | WildfireMitigation¦PlannedWSIPSystemHardening¦¦
24-0118091 | Company Initiated | Planned- maintenance |  |  | 2024 | Tier 2 | Transformer only |  |  |  | 2596309 | Sus |  | CompanyInitiated¦Plannedmaintenance¦¦
24-0115579 | Wildfire Mitigation | Planned - WSIP/System Hardening |  |  | 2024 | Tier 2 | Distribution Circuit |  |  |  | 2596321 | Sus |  | WildfireMitigation¦PlannedWSIPSystemHardening¦¦
24-0124122 | 3rd Party | Other | Conductor- Overhead | Normal | 2024 | Tier 2 | Distribution Circuit |  |  |  | 2596405 | Sus |  | 3rdParty¦Other¦ConductorOverhead¦Normal
24-0124324 | Equipment Failure/Involved | Overhead | Transformer (OH) | Failed/Faulted | 2024 | Tier 3 | Transformer only |  |  |  | 2596788 | Sus |  | EquipmentFailureInvolved¦Overhead¦Transformer(OH)¦FailedFaulted
24-0119404 | Company Initiated | Planned- maintenance |  |  | 2024 | Tier 3 | Distribution Circuit |  |  |  | 2596840 | Sus |  | CompanyInitiated¦Plannedmaintenance¦¦
24-0119158 | Company Initiated | Planned- maintenance |  |  | 2024 | Tier 2 | Distribution Circuit |  |  |  | 2596858 | Sus |  | CompanyInitiated¦Plannedmaintenance¦¦
24-0118493 | Company Initiated | Planned- maintenance |  |  | 2024 | Tier 2 | Distribution Circuit |  |  |  | 2596850 | Sus |  | CompanyInitiated¦Plannedmaintenance¦¦
24-0119142 | Company Initiated | Planned- maintenance |  |  | 2024 | Tier 2 | Distribution Circuit |  |  |  | 2596854 | Sus |  | CompanyInitiated¦Plannedmaintenance¦¦
24-0119375 | Wildfire Mitigation | Planned - WSIP/System Hardening |  |  | 2024 | Tier 3 | Transformer only |  |  |  | 2596862 | Sus |  | WildfireMitigation¦PlannedWSIPSystemHardening¦¦
24-0120390 | Company Initiated | Planned- maintenance |  |  | 2024 | Tier 2 | Transformer only |  |  |  | 2596874 | Sus |  | CompanyInitiated¦Plannedmaintenance¦¦
24-0118712 | Company Initiated | Planned- maintenance |  |  | 2024 | Tier 3 | Distribution Circuit |  |  |  | 2596846 | Sus |  | CompanyInitiated¦Plannedmaintenance¦¦
24-0118142 | Company Initiated | Planned- maintenance |  |  | 2024 | Tier 2 | Distribution Circuit |  |  |  | 2596892 | Sus |  | CompanyInitiated¦Plannedmaintenance¦¦
24-0115753 | Company Initiated | Planned- maintenance |  |  | 2024 | Tier 2 | Distribution Circuit |  |  |  | 2596897 | Sus |  | CompanyInitiated¦Plannedmaintenance¦¦
24-0119379 | Wildfire Mitigation | Planned - WSIP/System Hardening |  |  | 2024 | Tier 3 | Transformer only |  |  |  | 2596959 | Sus |  | WildfireMitigation¦PlannedWSIPSystemHardening¦¦
24-0119395 | Wildfire Mitigation | Planned - WSIP/System Hardening |  |  | 2024 | Tier 3 | Distribution Circuit |  |  |  | 2597049 | Sus |  | WildfireMitigation¦PlannedWSIPSystemHardening¦¦
24-0118718 | Wildfire Mitigation | Planned - WSIP/System Hardening |  |  | 2024 | Tier 3 | Transformer only |  |  |  | 2597340 | Sus |  | WildfireMitigation¦PlannedWSIPSystemHardening¦¦
24-0119146 | Company Initiated | Planned- maintenance |  |  | 2024 | Tier 2 | Transformer only |  |  |  | 2597341 | Sus |  | CompanyInitiated¦Plannedmaintenance¦¦
24-0124724 | Vegetation | Tree - branch fell on line | Conductor- Overhead | Normal | 2024 | Tier 2 | Distribution Circuit |  |  |  | 2597499 | Sus |  | Vegetation¦Treebranchfellonline¦ConductorOverhead¦Normal
24-0124814 | Unknown Cause | Patrol - found nothing |  |  | 2024 | Tier 2 | Distribution Circuit |  |  |  | 2598019 | Sus |  | UnknownCause¦Patrolfoundnothing¦¦
24-0124825 | Animal | Other | Conductor- Overhead | Normal | 2024 | Tier 2 | Distribution Circuit |  |  |  | 2598052 | Sus |  | Animal¦Other¦ConductorOverhead¦Normal
24-0124828 | Vegetation | Tree - fell into line | Conductor- Overhead | Broken- wire on ground | 2024 | Zone 1 | Distribution Circuit |  |  |  | 2598058 | Sus |  | Vegetation¦Treefellintoline¦ConductorOverhead¦Brokenwireonground
24-0119818 | Wildfire Mitigation | Planned - WSIP/System Hardening |  |  | 2024 | Tier 2 | Distribution Circuit |  |  |  | 2598289 | Sus |  | WildfireMitigation¦PlannedWSIPSystemHardening¦¦
24-0119293 | Company Initiated | Planned- maintenance |  |  | 2024 | Tier 3 | Transformer only |  |  |  | 2598295 | Sus |  | CompanyInitiated¦Plannedmaintenance¦¦
24-0119445 | Company Initiated | Planned- maintenance |  |  | 2024 | Tier 3 | Transformer only |  |  |  | 2598308 | Sus |  | CompanyInitiated¦Plannedmaintenance¦¦
24-0119616 | Company Initiated | Planned- maintenance |  |  | 2024 | Tier 3 | Distribution Circuit |  |  |  | 2598312 | Sus |  | CompanyInitiated¦Plannedmaintenance¦¦
24-0120978 | Company Initiated | Planned- maintenance |  |  | 2024 | Tier 2 | Transformer only |  |  |  | 2598332 | Sus |  | CompanyInitiated¦Plannedmaintenance¦¦
24-0119297 | Company Initiated | Planned- maintenance |  |  | 2024 | Tier 3 | Transformer only |  |  |  | 2598588 | Sus |  | CompanyInitiated¦Plannedmaintenance¦¦
24-0119457 | Wildfire Mitigation | Planned - WSIP/System Hardening |  |  | 2024 | Tier 2 | Transformer only |  |  |  | 2598600 | Sus |  | WildfireMitigation¦PlannedWSIPSystemHardening¦¦
24-0094752 | Company Initiated | Return Circuit Normal | Conductor- Overhead | Normal | 2024 | Tier 3 | Distribution Circuit |  |  |  | 2598979 | Sus |  | CompanyInitiated¦ReturnCircuitNormal¦ConductorOverhead¦Normal
24-0125274 | Unknown Cause | Patrol - found nothing |  |  | 2024 | Tier 3 | Distribution Circuit |  |  |  | 2598984 | Sus |  | UnknownCause¦Patrolfoundnothing¦¦
24-0100603 | Company Initiated | Return Circuit Normal | Conductor- Overhead | Normal | 2024 | Tier 3 | Distribution Circuit |  |  |  | 2599004 | Sus |  | CompanyInitiated¦ReturnCircuitNormal¦ConductorOverhead¦Normal
24-0094752 | Company Initiated | Return Circuit Normal | Conductor- Overhead | Normal | 2024 | Tier 2 | Distribution Circuit |  |  |  | 2599021 | Sus |  | CompanyInitiated¦ReturnCircuitNormal¦ConductorOverhead¦Normal
24-0125327 | Unknown Cause | Patrol - found nothing |  |  | 2024 | Tier 2 | Distribution Circuit |  |  |  | 2599109 | Sus |  | UnknownCause¦Patrolfoundnothing¦¦
24-0120134 | Company Initiated | Planned- maintenance |  |  | 2024 | Tier 3 | Distribution Circuit |  |  |  | 2599143 | Sus |  | CompanyInitiated¦Plannedmaintenance¦¦
24-0120457 | Company Initiated | Planned- maintenance |  |  | 2024 | Tier 2 | Distribution Circuit |  |  |  | 2599165 | Sus |  | CompanyInitiated¦Plannedmaintenance¦¦
24-0120111 | Company Initiated | Planned- maintenance |  |  | 2024 | Tier 3 | Distribution Circuit |  |  |  | 2599172 | Sus |  | CompanyInitiated¦Plannedmaintenance¦¦
24-0120136 | Company Initiated | Planned- maintenance |  |  | 2024 | Tier 3 | Distribution Circuit |  |  |  | 2599173 | Sus |  | CompanyInitiated¦Plannedmaintenance¦¦
24-0119505 | Company Initiated | Planned- maintenance |  |  | 2024 | Tier 3 | Transformer only |  |  |  | 2599184 | Sus |  | CompanyInitiated¦Plannedmaintenance¦¦
24-0120121 | Company Initiated | Planned- maintenance |  |  | 2024 | Tier 3 | Distribution Circuit |  |  |  | 2599134 | Sus |  | CompanyInitiated¦Plannedmaintenance¦¦
24-0115776 | Company Initiated | Planned- maintenance |  |  | 2024 | Tier 3 | Transformer only |  |  |  | 2599209 | Sus |  | CompanyInitiated¦Plannedmaintenance¦¦
24-0106377 | Company Initiated | Planned- capital |  |  | 2024 | Tier 3 | Distribution Circuit |  |  |  | 2599238 | Sus |  | CompanyInitiated¦Plannedcapital¦¦
24-0125391 | Equipment Failure/Involved | Overhead | Pole-Wood | Broken | 2024 | Tier 3 | Distribution Circuit |  |  |  | 2599327 | Sus |  | EquipmentFailureInvolved¦Overhead¦PoleWood¦Broken
24-0120118 | Wildfire Mitigation | Planned - WSIP/System Hardening |  |  | 2024 | Tier 2 | Transformer only |  |  |  | 2599381 | Sus |  | WildfireMitigation¦PlannedWSIPSystemHardening¦¦
24-0120466 | Company Initiated | Planned- maintenance |  |  | 2024 | Tier 2 | Distribution Circuit |  |  |  | 2599375 | Sus |  | CompanyInitiated¦Plannedmaintenance¦¦
24-0119500 | Company Initiated | Planned- maintenance |  |  | 2024 | Tier 3 | Distribution Circuit |  |  |  | 2599391 | Sus |  | CompanyInitiated¦Plannedmaintenance¦¦
24-0120202 | Wildfire Mitigation | Planned - WSIP/System Hardening |  |  | 2024 | Tier 2 | Distribution Circuit |  |  |  | 2599414 | Sus |  | WildfireMitigation¦PlannedWSIPSystemHardening¦¦
24-0120178 | Company Initiated | Planned- maintenance |  |  | 2024 | Tier 2 | Transformer only |  |  |  | 2599418 | Sus |  | CompanyInitiated¦Plannedmaintenance¦¦
24-0120072 | Wildfire Mitigation | Planned - WSIP/System Hardening |  |  | 2024 | Tier 2 | Distribution Circuit |  |  |  | 2599419 | Sus |  | WildfireMitigation¦PlannedWSIPSystemHardening¦¦
24-0125485 | Unknown Cause | Patrol - found nothing |  |  | 2024 | Tier 2 | Distribution Circuit |  |  |  | 2599603 | Sus |  | UnknownCause¦Patrolfoundnothing¦¦
24-0124078 | Company Initiated | Planned- maintenance |  |  | 2024 | Tier 3 | Transformer only |  |  |  | 2599679 | Sus |  | CompanyInitiated¦Plannedmaintenance¦¦
24-0125586 | Unknown Cause | Patrol - found nothing |  |  | 2024 | Tier 2 | Distribution Circuit |  |  |  | 2599971 | Sus |  | UnknownCause¦Patrolfoundnothing¦¦
24-0121439 | Company Initiated | Planned- maintenance |  |  | 2024 | Tier 2 | Distribution Circuit |  |  |  | 2600020 | Sus |  | CompanyInitiated¦Plannedmaintenance¦¦
24-0120468 | Company Initiated | Planned- maintenance |  |  | 2024 | Tier 2 | Distribution Circuit |  |  |  | 2600044 | Sus |  | CompanyInitiated¦Plannedmaintenance¦¦
24-0120476 | Company Initiated | Planned- maintenance |  |  | 2024 | Tier 2 | Transformer only |  |  |  | 2600058 | Sus |  | CompanyInitiated¦Plannedmaintenance¦¦
24-0121805 | Company Initiated | Planned- maintenance |  |  | 2024 | Tier 2 | Transformer only |  |  |  | 2600047 | Sus |  | CompanyInitiated¦Plannedmaintenance¦¦
24-0120205 | Company Initiated | Planned- maintenance |  |  | 2024 | Tier 3 | Distribution Circuit |  |  |  | 2600061 | Sus |  | CompanyInitiated¦Plannedmaintenance¦¦
24-0120506 | Company Initiated | Planned- maintenance |  |  | 2024 | Tier 2 | Distribution Circuit |  |  |  | 2600121 | Sus |  | CompanyInitiated¦Plannedmaintenance¦¦
24-0121789 | Company Initiated | Planned- maintenance |  |  | 2024 | Tier 3 | Transformer only |  |  |  | 2600093 | Sus |  | CompanyInitiated¦Plannedmaintenance¦¦
24-0121773 | Company Initiated | Planned- maintenance |  |  | 2024 | Tier 3 | Transformer only |  |  |  | 2600100 | Sus |  | CompanyInitiated¦Plannedmaintenance¦¦
24-0121772 | Company Initiated | Planned- maintenance |  |  | 2024 | Tier 3 | Distribution Circuit |  |  |  | 2600092 | Sus |  | CompanyInitiated¦Plannedmaintenance¦¦
24-0120224 | Company Initiated | Planned- maintenance |  |  | 2024 | Tier 2 | Transformer only |  |  |  | 2600128 | Sus |  | CompanyInitiated¦Plannedmaintenance¦¦
24-0120496 | Company Initiated | Planned- maintenance |  |  | 2024 | Tier 3 | Transformer only |  |  |  | 2600342 | Sus |  | CompanyInitiated¦Plannedmaintenance¦¦
24-0120576 | Wildfire Mitigation | Planned - WSIP/System Hardening |  |  | 2024 | Tier 2 | Distribution Circuit |  |  |  | 2600154 | Sus |  | WildfireMitigation¦PlannedWSIPSystemHardening¦¦
24-0122361 | Wildfire Mitigation | Planned - WSIP/System Hardening |  |  | 2024 | Tier 3 | Transformer only |  |  |  | 2600285 | Sus |  | WildfireMitigation¦PlannedWSIPSystemHardening¦¦
24-0120650 | Wildfire Mitigation | Planned - WSIP/System Hardening |  |  | 2024 | Tier 3 | Distribution Circuit |  |  |  | 2600193 | Sus |  | WildfireMitigation¦PlannedWSIPSystemHardening¦¦
24-0120747 | Wildfire Mitigation | Planned - WSIP/System Hardening |  |  | 2024 | Tier 2 | Transformer only |  |  |  | 2600194 | Sus |  | WildfireMitigation¦PlannedWSIPSystemHardening¦¦
24-0117702 | Wildfire Mitigation | Planned - WSIP/System Hardening |  |  | 2024 | Tier 2 | Distribution Circuit |  |  |  | 2600158 | Sus |  | WildfireMitigation¦PlannedWSIPSystemHardening¦¦
24-0117743 | Wildfire Mitigation | Planned - WSIP/System Hardening |  |  | 2024 | Tier 2 | Distribution Circuit |  |  |  | 2600203 | Sus |  | WildfireMitigation¦PlannedWSIPSystemHardening¦¦
24-0120521 | Company Initiated | Planned- maintenance |  |  | 2024 | Tier 3 | Transformer only |  |  |  | 2600670 | Sus |  | CompanyInitiated¦Plannedmaintenance¦¦
24-0120207 | Company Initiated | Planned- maintenance |  |  | 2024 | Tier 2 | Distribution Circuit |  |  |  | 2600442 | Sus |  | CompanyInitiated¦Plannedmaintenance¦¦
24-0121455 | Company Initiated | Planned- maintenance |  |  | 2024 | Tier 2 | Transformer only |  |  |  | 2600450 | Sus |  | CompanyInitiated¦Plannedmaintenance¦¦
24-0120478 | Company Initiated | Planned- maintenance |  |  | 2024 | Tier 2 | Distribution Circuit |  |  |  | 2600511 | Sus |  | CompanyInitiated¦Plannedmaintenance¦¦
24-0121506 | Wildfire Mitigation | Planned - WSIP/System Hardening |  |  | 2024 | Tier 2 | Transformer only |  |  |  | 2600518 | Sus |  | WildfireMitigation¦PlannedWSIPSystemHardening¦¦
24-0121474 | Company Initiated | Planned- maintenance |  |  | 2024 | Tier 3 | Distribution Circuit |  |  |  | 2600522 | Sus |  | CompanyInitiated¦Plannedmaintenance¦¦
24-0120580 | Wildfire Mitigation | Planned - WSIP/System Hardening |  |  | 2024 | Tier 3 | Transformer only |  |  |  | 2600548 | Sus |  | WildfireMitigation¦PlannedWSIPSystemHardening¦¦
24-0120300 | Company Initiated | Planned- maintenance |  |  | 2024 | Tier 2 | Distribution Circuit |  |  |  | 2600897 | Sus |  | CompanyInitiated¦Plannedmaintenance¦¦
24-0121697 | Company Initiated | Planned- maintenance |  |  | 2024 | Tier 3 | Distribution Circuit |  |  |  | 2600857 | Sus |  | CompanyInitiated¦Plannedmaintenance¦¦
24-0121491 | Company Initiated | Planned- maintenance |  |  | 2024 | Tier 2 | Distribution Circuit |  |  |  | 2600896 | Sus |  | CompanyInitiated¦Plannedmaintenance¦¦
24-0121787 | Wildfire Mitigation | Planned - WSIP/System Hardening |  |  | 2024 | Tier 3 | Distribution Circuit |  |  |  | 2600870 | Sus |  | WildfireMitigation¦PlannedWSIPSystemHardening¦¦
24-0121776 | Company Initiated | Planned- maintenance |  |  | 2024 | Tier 2 | Transformer only |  |  |  | 2600914 | Sus |  | CompanyInitiated¦Plannedmaintenance¦¦
24-0121756 | Company Initiated | Planned- maintenance |  |  | 2024 | Tier 2 | Distribution Circuit |  |  |  | 2600912 | Sus |  | CompanyInitiated¦Plannedmaintenance¦¦
24-0121827 | Company Initiated | Planned- maintenance |  |  | 2024 | Tier 2 | Transformer only |  |  |  | 2600950 | Sus |  | CompanyInitiated¦Plannedmaintenance¦¦
24-0117458 | Wildfire Mitigation | Planned - WSIP/System Hardening |  |  | 2024 | Tier 3 | Distribution Circuit |  |  |  | 2600955 | Sus |  | WildfireMitigation¦PlannedWSIPSystemHardening¦¦
24-0121909 | Company Initiated | Planned- maintenance |  |  | 2024 | Tier 3 | Distribution Circuit |  |  |  | 2600960 | Sus |  | CompanyInitiated¦Plannedmaintenance¦¦
24-0120491 | Wildfire Mitigation | Planned - WSIP/System Hardening |  |  | 2024 | Tier 2 | Transformer only |  |  |  | 2600987 | Sus |  | WildfireMitigation¦PlannedWSIPSystemHardening¦¦
24-0110425 | Company Initiated | Planned- capital |  |  | 2024 | Tier 2 | Distribution Circuit |  |  |  | 2601013 | Sus |  | CompanyInitiated¦Plannedcapital¦¦
24-0120671 | Company Initiated | Planned- maintenance |  |  | 2024 | Tier 2 | Transformer only |  |  |  | 2600990 | Sus |  | CompanyInitiated¦Plannedmaintenance¦¦
24-0120153 | Wildfire Mitigation | Planned - WSIP/System Hardening |  |  | 2024 | Tier 2 | Distribution Circuit |  |  |  | 2601045 | Sus |  | WildfireMitigation¦PlannedWSIPSystemHardening¦¦
24-0120158 | Wildfire Mitigation | Planned - WSIP/System Hardening |  |  | 2024 | Tier 2 | Transformer only |  |  |  | 2601358 | Sus |  | WildfireMitigation¦PlannedWSIPSystemHardening¦¦
24-0120190 | Wildfire Mitigation | Planned - WSIP/System Hardening |  |  | 2024 | Tier 2 | Distribution Circuit |  |  |  | 2601048 | Sus |  | WildfireMitigation¦PlannedWSIPSystemHardening¦¦
24-0120694 | Company Initiated | Planned- maintenance |  |  | 2024 | Zone 1 | Transformer only |  |  |  | 2601095 | Sus |  | CompanyInitiated¦Plannedmaintenance¦¦
24-0121847 | Wildfire Mitigation | Planned - WSIP/System Hardening |  |  | 2024 | Tier 2 | Transformer only |  |  |  | 2601357 | Sus |  | WildfireMitigation¦PlannedWSIPSystemHardening¦¦
24-0120643 | Wildfire Mitigation | Planned - WSIP/System Hardening |  |  | 2024 | Tier 2 | Transformer only |  |  |  | 2601433 | Sus |  | WildfireMitigation¦PlannedWSIPSystemHardening¦¦
24-0120638 | Wildfire Mitigation | Planned - WSIP/System Hardening |  |  | 2024 | Tier 2 | Distribution Circuit |  |  |  | 2601365 | Sus |  | WildfireMitigation¦PlannedWSIPSystemHardening¦¦
24-0120294 | Company Initiated | Planned- maintenance |  |  | 2024 | Tier 2 | Distribution Circuit |  |  |  | 2601363 | Sus |  | CompanyInitiated¦Plannedmaintenance¦¦
24-0121722 | Wildfire Mitigation | Planned - WSIP/System Hardening |  |  | 2024 | Tier 2 | Transformer only |  |  |  | 2600840 | Sus |  | WildfireMitigation¦PlannedWSIPSystemHardening¦¦
24-0121784 | Wildfire Mitigation | Planned - WSIP/System Hardening |  |  | 2024 | Tier 2 | Transformer only |  |  |  | 2601450 | Sus |  | WildfireMitigation¦PlannedWSIPSystemHardening¦¦
24-0126512 | Equipment Failure/Involved | Overhead | Crossarm- Wood | Broken | 2024 | Tier 2 | Transformer only |  |  |  | 2601542 | Sus |  | EquipmentFailureInvolved¦Overhead¦CrossarmWood¦Broken
24-0126651 | Animal | Bird found | Conductor- Overhead | Normal | 2024 | Tier 2 | Distribution Circuit |  |  |  | 2601778 | Sus |  | Animal¦Birdfound¦ConductorOverhead¦Normal
24-0126656 | Animal | Bird found | Conductor- Overhead | Normal | 2024 | Tier 2 | Distribution Circuit |  |  |  | 2601787 | Sus |  | Animal¦Birdfound¦ConductorOverhead¦Normal
24-0121002 | Company Initiated | Planned- maintenance |  |  | 2024 | Tier 2 | Transformer only |  |  |  | 2602155 | Sus |  | CompanyInitiated¦Plannedmaintenance¦¦
24-0122196 | Company Initiated | Planned- maintenance |  |  | 2024 | Tier 2 | Distribution Circuit |  |  |  | 2601811 | Sus |  | CompanyInitiated¦Plannedmaintenance¦¦
24-0120992 | Wildfire Mitigation | Planned - WSIP/System Hardening |  |  | 2024 | Tier 2 | Transformer only |  |  |  | 2601831 | Sus |  | WildfireMitigation¦PlannedWSIPSystemHardening¦¦
24-0120256 | Company Initiated | Planned- maintenance |  |  | 2024 | Tier 2 | Distribution Circuit |  |  |  | 2601851 | Sus |  | CompanyInitiated¦Plannedmaintenance¦¦
24-0112933 | Company Initiated | Planned- capital |  |  | 2024 | Tier 2 | Distribution Circuit |  |  |  | 2601878 | Sus |  | CompanyInitiated¦Plannedcapital¦¦
24-0122170 | Wildfire Mitigation | Planned - WSIP/System Hardening |  |  | 2024 | Tier 2 | Distribution Circuit |  |  |  | 2601860 | Sus |  | WildfireMitigation¦PlannedWSIPSystemHardening¦¦
24-0122381 | Company Initiated | Planned- maintenance |  |  | 2024 | Tier 2 | Transformer only |  |  |  | 2602171 | Sus |  | CompanyInitiated¦Plannedmaintenance¦¦
24-0118761 | Wildfire Mitigation | Planned - WSIP/System Hardening |  |  | 2024 | Tier 2 | Distribution Circuit |  |  |  | 2601869 | Sus |  | WildfireMitigation¦PlannedWSIPSystemHardening¦¦
24-0117478 | Wildfire Mitigation | Planned - WSIP/System Hardening |  |  | 2024 | Tier 2 | Distribution Circuit |  |  |  | 2601903 | Sus |  | WildfireMitigation¦PlannedWSIPSystemHardening¦¦
24-0121936 | Company Initiated | Planned- maintenance |  |  | 2024 | Tier 3 | Distribution Circuit |  |  |  | 2601795 | Sus |  | CompanyInitiated¦Plannedmaintenance¦¦
24-0120838 | Wildfire Mitigation | Planned - WSIP/System Hardening |  |  | 2024 | Tier 2 | Distribution Circuit |  |  |  | 2601902 | Sus |  | WildfireMitigation¦PlannedWSIPSystemHardening¦¦
24-0113525 | Company Initiated | Planned- capital |  |  | 2024 | Tier 2 | Distribution Circuit |  |  |  | 2601982 | Sus |  | CompanyInitiated¦Plannedcapital¦¦
24-0120165 | Wildfire Mitigation | Planned - WSIP/System Hardening |  |  | 2024 | Tier 2 | Distribution Circuit |  |  |  | 2601972 | Sus |  | WildfireMitigation¦PlannedWSIPSystemHardening¦¦
24-0118837 | Company Initiated | Planned- maintenance |  |  | 2024 | Tier 2 | Distribution Circuit |  |  |  | 2602021 | Sus |  | CompanyInitiated¦Plannedmaintenance¦¦
24-0112409 | Company Initiated | Planned- capital |  |  | 2024 | Tier 2 | Distribution Circuit |  |  |  | 2602035 | Sus |  | CompanyInitiated¦Plannedcapital¦¦
24-0118422 | Wildfire Mitigation | Planned - WSIP/System Hardening |  |  | 2024 | Tier 3 | Distribution Circuit |  |  |  | 2602048 | Sus |  | WildfireMitigation¦PlannedWSIPSystemHardening¦¦
24-0120682 | Wildfire Mitigation | Planned - WSIP/System Hardening |  |  | 2024 | Tier 2 | Transformer only |  |  |  | 2602304 | Sus |  | WildfireMitigation¦PlannedWSIPSystemHardening¦¦
24-0120987 | Wildfire Mitigation | Planned - WSIP/System Hardening |  |  | 2024 | Tier 3 | Transformer only |  |  |  | 2602320 | Sus |  | WildfireMitigation¦PlannedWSIPSystemHardening¦¦
24-0112409 | Equipment Failure/Involved | Underground | Transformer (UG) | Failed/Faulted | 2024 | Tier 2 | Distribution Circuit |  |  |  | 2602300 | Sus |  | EquipmentFailureInvolved¦Underground¦Transformer(UG)¦FailedFaulted
24-0122376 | Wildfire Mitigation | Planned - WSIP/System Hardening |  |  | 2024 | Tier 2 | Transformer only |  |  |  | 2602347 | Sus |  | WildfireMitigation¦PlannedWSIPSystemHardening¦¦
24-0118425 | Wildfire Mitigation | Planned - WSIP/System Hardening |  |  | 2024 | Tier 2 | Distribution Circuit |  |  |  | 2602295 | Sus |  | WildfireMitigation¦PlannedWSIPSystemHardening¦¦
24-0122404 | Company Initiated | Planned- maintenance |  |  | 2024 | Tier 2 | Transformer only |  |  |  | 2602920 | Sus |  | CompanyInitiated¦Plannedmaintenance¦¦
24-0122799 | Company Initiated | Planned- maintenance |  |  | 2024 | Tier 2 | Distribution Circuit |  |  |  | 2602679 | Sus |  | CompanyInitiated¦Plannedmaintenance¦¦
24-0111342 | Company Initiated | Planned- maintenance |  |  | 2024 | Tier 3 | Distribution Circuit |  |  |  | 2602720 | Sus |  | CompanyInitiated¦Plannedmaintenance¦¦
24-0121054 | Wildfire Mitigation | Planned - WSIP/System Hardening |  |  | 2024 | Tier 2 | Transformer only |  |  |  | 2602740 | Sus |  | WildfireMitigation¦PlannedWSIPSystemHardening¦¦
24-0122796 | Company Initiated | Planned- maintenance |  |  | 2024 | Tier 3 | Distribution Circuit |  |  |  | 2602750 | Sus |  | CompanyInitiated¦Plannedmaintenance¦¦
24-0121946 | Company Initiated | Planned- maintenance |  |  | 2024 | Tier 2 | Distribution Circuit |  |  |  | 2602746 | Sus |  | CompanyInitiated¦Plannedmaintenance¦¦
24-0121943 | Company Initiated | Planned- maintenance |  |  | 2024 | Tier 3 | Distribution Circuit |  |  |  | 2602757 | Sus |  | CompanyInitiated¦Plannedmaintenance¦¦
24-0122312 | Company Initiated | Planned- maintenance |  |  | 2024 | Tier 2 | Distribution Circuit |  |  |  | 2602759 | Sus |  | CompanyInitiated¦Plannedmaintenance¦¦
24-0112919 | Company Initiated | Planned- capital |  |  | 2024 | Tier 2 | Distribution Circuit |  |  |  | 2602830 | Sus |  | CompanyInitiated¦Plannedcapital¦¦
24-0121045 | Company Initiated | Planned- maintenance |  |  | 2024 | Tier 3 | Transformer only |  |  |  | 2602787 | Sus |  | CompanyInitiated¦Plannedmaintenance¦¦
24-0122188 | Company Initiated | Planned- maintenance |  |  | 2024 | Tier 2 | Distribution Circuit |  |  |  | 2602790 | Sus |  | CompanyInitiated¦Plannedmaintenance¦¦
24-0121033 | Company Initiated | Planned- maintenance |  |  | 2024 | Tier 3 | Transformer only |  |  |  | 2603063 | Sus |  | CompanyInitiated¦Plannedmaintenance¦¦
24-0121112 | Company Initiated | Planned- maintenance |  |  | 2024 | Tier 3 | Distribution Circuit |  |  |  | 2602799 | Sus |  | CompanyInitiated¦Plannedmaintenance¦¦
24-0121611 | Wildfire Mitigation | Planned - WSIP/System Hardening |  |  | 2024 | Tier 3 | Transformer only |  |  |  | 2602947 | Sus |  | WildfireMitigation¦PlannedWSIPSystemHardening¦¦
24-0085241 | Company Initiated | Planned- capital |  |  | 2024 | Tier 2 | Distribution Circuit |  |  |  | 2602871 | Sus |  | CompanyInitiated¦Plannedcapital¦¦
24-0122329 | Wildfire Mitigation | Planned - WSIP/System Hardening |  |  | 2024 | Tier 2 | Distribution Circuit |  |  |  | 2602853 | Sus |  | WildfireMitigation¦PlannedWSIPSystemHardening¦¦
24-0120634 | Company Initiated | Planned- maintenance |  |  | 2024 | Tier 3 | Transformer only |  |  |  | 2602872 | Sus |  | CompanyInitiated¦Plannedmaintenance¦¦
24-0120109 | Company Initiated | Planned- maintenance |  |  | 2024 | Tier 2 | Distribution Circuit |  |  |  | 2602918 | Sus |  | CompanyInitiated¦Plannedmaintenance¦¦
24-0085241 | Company Initiated | Planned- capital |  |  | 2024 | Tier 3 | Distribution Circuit |  |  |  | 2602935 | Sus |  | CompanyInitiated¦Plannedcapital¦¦
24-0117410 | Company Initiated | Planned- maintenance |  |  | 2024 | Tier 3 | Distribution Circuit |  |  |  | 2602975 | Sus |  | CompanyInitiated¦Plannedmaintenance¦¦
24-0102317 | Company Initiated | Planned- capital |  |  | 2024 | Tier 2 | Distribution Circuit |  |  |  | 2603015 | Sus |  | CompanyInitiated¦Plannedcapital¦¦
24-0118749 | Wildfire Mitigation | Planned - WSIP/System Hardening |  |  | 2024 | Tier 3 | Distribution Circuit |  |  |  | 2603022 | Sus |  | WildfireMitigation¦PlannedWSIPSystemHardening¦¦
24-0121067 | Wildfire Mitigation | Planned - WSIP/System Hardening |  |  | 2024 | Tier 2 | Transformer only |  |  |  | 2603032 | Sus |  | WildfireMitigation¦PlannedWSIPSystemHardening¦¦
24-0121614 | Company Initiated | Planned- maintenance |  |  | 2024 | Tier 2 | Distribution Circuit |  |  |  | 2603043 | Sus |  | CompanyInitiated¦Plannedmaintenance¦¦
24-0121041 | Wildfire Mitigation | Planned - WSIP/System Hardening |  |  | 2024 | Tier 2 | Transformer only |  |  |  | 2603085 | Sus |  | WildfireMitigation¦PlannedWSIPSystemHardening¦¦
24-0121950 | Company Initiated | Planned- maintenance |  |  | 2024 | Tier 3 | Distribution Circuit |  |  |  | 2603093 | Sus |  | CompanyInitiated¦Plannedmaintenance¦¦
24-0122806 | Wildfire Mitigation | Planned - WSIP/System Hardening |  |  | 2024 | Tier 2 | Transformer only |  |  |  | 2603125 | Sus |  | WildfireMitigation¦PlannedWSIPSystemHardening¦¦
24-0121872 | Company Initiated | Planned- maintenance |  |  | 2024 | Tier 3 | Distribution Circuit |  |  |  | 2603143 | Sus |  | CompanyInitiated¦Plannedmaintenance¦¦
24-0121089 | Wildfire Mitigation | Planned - WSIP/System Hardening |  |  | 2024 | Tier 2 | Transformer only |  |  |  | 2603148 | Sus |  | WildfireMitigation¦PlannedWSIPSystemHardening¦¦
24-0122962 | Company Initiated | Planned- maintenance |  |  | 2024 | Tier 3 | Transformer only |  |  |  | 2603161 | Sus |  | CompanyInitiated¦Plannedmaintenance¦¦
24-0085241 | Company Initiated | Planned- capital |  |  | 2024 | Tier 2 | Substation - Distribution |  |  |  | 2603293 | Sus |  | CompanyInitiated¦Plannedcapital¦¦
24-0127604 | Vegetation | Other ground vegetation | Conductor- Overhead | Normal | 2024 | Tier 3 | Distribution Circuit |  |  |  | 2603270 | Sus |  | Vegetation¦Othergroundvegetation¦ConductorOverhead¦Normal
24-0122320 | Company Initiated | Planned- maintenance |  |  | 2024 | Tier 2 | Transformer only |  |  |  | 2603601 | Sus |  | CompanyInitiated¦Plannedmaintenance¦¦
24-0122221 | Company Initiated | Planned- maintenance |  |  | 2024 | Tier 2 | Distribution Circuit |  |  |  | 2603606 | Sus |  | CompanyInitiated¦Plannedmaintenance¦¦
24-0122422 | Company Initiated | Planned- maintenance |  |  | 2024 | Tier 2 | Transformer only |  |  |  | 2603608 | Sus |  | CompanyInitiated¦Plannedmaintenance¦¦
24-0122315 | Company Initiated | Planned- maintenance |  |  | 2024 | Tier 3 | Transformer only |  |  |  | 2603594 | Sus |  | CompanyInitiated¦Plannedmaintenance¦¦
24-0121215 | Company Initiated | Planned- maintenance |  |  | 2024 | Tier 2 | Transformer only |  |  |  | 2603615 | Sus |  | CompanyInitiated¦Plannedmaintenance¦¦
24-0122334 | Company Initiated | Planned- maintenance |  |  | 2024 | Tier 3 | Distribution Circuit |  |  |  | 2603614 | Sus |  | CompanyInitiated¦Plannedmaintenance¦¦
24-0081959 | Company Initiated | Planned- capital |  |  | 2024 | Tier 2 | Distribution Circuit |  |  |  | 2603671 | Sus |  | CompanyInitiated¦Plannedcapital¦¦
24-0121204 | Company Initiated | Planned- maintenance |  |  | 2024 | Tier 3 | Distribution Circuit |  |  |  | 2603628 | Sus |  | CompanyInitiated¦Plannedmaintenance¦¦
24-0123010 | Company Initiated | Planned- maintenance |  |  | 2024 | Tier 2 | Distribution Circuit |  |  |  | 2603637 | Sus |  | CompanyInitiated¦Plannedmaintenance¦¦
24-0121193 | Company Initiated | Planned- maintenance |  |  | 2024 | Tier 3 | Distribution Circuit |  |  |  | 2603670 | Sus |  | CompanyInitiated¦Plannedmaintenance¦¦
24-0114848 | Company Initiated | Planned- maintenance |  |  | 2024 | Tier 2 | Transformer only |  |  |  | 2603705 | Sus |  | CompanyInitiated¦Plannedmaintenance¦¦
24-0118359 | Company Initiated | Planned- maintenance |  |  | 2024 | Tier 2 | Distribution Circuit |  |  |  | 2603715 | Sus |  | CompanyInitiated¦Plannedmaintenance¦¦
24-0112971 | Company Initiated | Planned- capital |  |  | 2024 | Tier 3 | Distribution Circuit |  |  |  | 2603748 | Sus |  | CompanyInitiated¦Plannedcapital¦¦
24-0120704 | Company Initiated | Planned- capital |  |  | 2024 | Tier 3 | Distribution Circuit |  |  |  | 2603810 | Sus |  | CompanyInitiated¦Plannedcapital¦¦
24-0122263 | Company Initiated | Planned- maintenance |  |  | 2024 | Tier 3 | Transformer only |  |  |  | 2603839 | Sus |  | CompanyInitiated¦Plannedmaintenance¦¦
24-0122303 | Company Initiated | Planned- maintenance |  |  | 2024 | Tier 3 | Transformer only |  |  |  | 2603840 | Sus |  | CompanyInitiated¦Plannedmaintenance¦¦
24-0122270 | Company Initiated | Planned- maintenance |  |  | 2024 | Tier 3 | Transformer only |  |  |  | 2603883 | Sus |  | CompanyInitiated¦Plannedmaintenance¦¦
24-0122318 | Company Initiated | Planned- maintenance |  |  | 2024 | Tier 2 | Distribution Circuit |  |  |  | 2603934 | Sus |  | CompanyInitiated¦Plannedmaintenance¦¦
24-0122415 | Wildfire Mitigation | Planned - WSIP/System Hardening |  |  | 2024 | Tier 2 | Transformer only |  |  |  | 2603972 | Sus |  | WildfireMitigation¦PlannedWSIPSystemHardening¦¦
24-0121207 | Wildfire Mitigation | Planned - WSIP/System Hardening |  |  | 2024 | Tier 3 | Transformer only |  |  |  | 2603976 | Sus |  | WildfireMitigation¦PlannedWSIPSystemHardening¦¦
24-0128032 | Vegetation | Tree - fell into line | Conductor- Overhead | Normal | 2024 | Tier 3 | Distribution Circuit |  |  |  | 2604019 | Sus |  | Vegetation¦Treefellintoline¦ConductorOverhead¦Normal
24-0123037 | Company Initiated | Planned- maintenance |  |  | 2024 | Tier 2 | Distribution Circuit |  |  |  | 2604579 | Sus |  | CompanyInitiated¦Plannedmaintenance¦¦
24-0122828 | Company Initiated | Planned- maintenance |  |  | 2024 | Tier 2 | Distribution Circuit |  |  |  | 2604489 | Sus |  | CompanyInitiated¦Plannedmaintenance¦¦
24-0123044 | Company Initiated | Planned- maintenance |  |  | 2024 | Zone 1 | Distribution Circuit |  |  |  | 2604573 | Sus |  | CompanyInitiated¦Plannedmaintenance¦¦
24-0123026 | Company Initiated | Planned- maintenance |  |  | 2024 | Tier 3 | Transformer only |  |  |  | 2604578 | Sus |  | CompanyInitiated¦Plannedmaintenance¦¦
24-0123039 | Company Initiated | Planned- maintenance |  |  | 2024 | Tier 2 | Distribution Circuit |  |  |  | 2604564 | Sus |  | CompanyInitiated¦Plannedmaintenance¦¦
24-0123016 | Company Initiated | Planned- maintenance |  |  | 2024 | Tier 3 | Distribution Circuit |  |  |  | 2604565 | Sus |  | CompanyInitiated¦Plannedmaintenance¦¦
24-0122929 | Company Initiated | Planned- maintenance |  |  | 2024 | Tier 2 | Transformer only |  |  |  | 2604589 | Sus |  | CompanyInitiated¦Plannedmaintenance¦¦
24-0122842 | Company Initiated | Planned- maintenance |  |  | 2024 | Tier 3 | Transformer only |  |  |  | 2604587 | Sus |  | CompanyInitiated¦Plannedmaintenance¦¦
24-0122991 | Company Initiated | Planned- maintenance |  |  | 2024 | Tier 2 | Distribution Circuit |  |  |  | 2604584 | Sus |  | CompanyInitiated¦Plannedmaintenance¦¦
24-0123032 | Company Initiated | Planned- maintenance |  |  | 2024 | Tier 2 | Distribution Circuit |  |  |  | 2604599 | Sus |  | CompanyInitiated¦Plannedmaintenance¦¦
24-0128122 | Company Initiated | Personnel- company | Conductor- Overhead | Normal | 2024 | Tier 2 | Distribution Circuit |  |  |  | 2604608 | Sus |  | CompanyInitiated¦Personnelcompany¦ConductorOverhead¦Normal
24-0128147 | Animal | Squirrel | Fuse | Normal | 2024 | Tier 2 | Distribution Circuit |  |  |  | 2604609 | Sus |  | Animal¦Squirrel¦Fuse¦Normal
24-0120917 | Company Initiated | Planned- maintenance |  |  | 2024 | Tier 2 | Distribution Circuit |  |  |  | 2604592 | Sus |  | CompanyInitiated¦Plannedmaintenance¦¦
24-0121231 | Wildfire Mitigation | Planned - WSIP/System Hardening |  |  | 2024 | Tier 2 | Distribution Circuit |  |  |  | 2604623 | Sus |  | WildfireMitigation¦PlannedWSIPSystemHardening¦¦
24-0128139 | Unknown Cause | Patrol - found nothing |  |  | 2024 | Tier 2 | Distribution Circuit |  |  |  | 2604709 | Sus |  | UnknownCause¦Patrolfoundnothing¦¦
24-0122856 | Company Initiated | Planned- maintenance |  |  | 2024 | Tier 3 | Transformer only |  |  |  | 2604757 | Sus |  | CompanyInitiated¦Plannedmaintenance¦¦
24-0122941 | Company Initiated | Planned- maintenance |  |  | 2024 | Tier 2 | Distribution Circuit |  |  |  | 2604763 | Sus |  | CompanyInitiated¦Plannedmaintenance¦¦
24-0123034 | Wildfire Mitigation | Planned - WSIP/System Hardening |  |  | 2024 | Tier 2 | Distribution Circuit |  |  |  | 2604776 | Sus |  | WildfireMitigation¦PlannedWSIPSystemHardening¦¦
24-0122970 | Company Initiated | Planned- maintenance |  |  | 2024 | Tier 3 | Transformer only |  |  |  | 2604790 | Sus |  | CompanyInitiated¦Plannedmaintenance¦¦
24-0123012 | Wildfire Mitigation | Planned - WSIP/System Hardening |  |  | 2024 | Tier 2 | Distribution Circuit |  |  |  | 2604778 | Sus |  | WildfireMitigation¦PlannedWSIPSystemHardening¦¦
24-0121241 | Wildfire Mitigation | Planned - WSIP/System Hardening |  |  | 2024 | Tier 2 | Transformer only |  |  |  | 2604796 | Sus |  | WildfireMitigation¦PlannedWSIPSystemHardening¦¦
24-0128172 | Unknown Cause | Patrol - found nothing |  |  | 2024 | Tier 2 | Distribution Circuit |  |  |  | 2604835 | Sus |  | UnknownCause¦Patrolfoundnothing¦¦
24-0128182 | Unknown Cause | Patrol - found nothing |  |  | 2024 | Tier 3 | Distribution Circuit |  |  |  | 2604886 | Sus |  | UnknownCause¦Patrolfoundnothing¦¦
24-0122946 | Company Initiated | Planned- maintenance |  |  | 2024 | Tier 3 | Transformer only |  |  |  | 2604888 | Sus |  | CompanyInitiated¦Plannedmaintenance¦¦
24-0122982 | Wildfire Mitigation | Planned - WSIP/System Hardening |  |  | 2024 | Tier 2 | Distribution Circuit |  |  |  | 2604894 | Sus |  | WildfireMitigation¦PlannedWSIPSystemHardening¦¦
24-0123038 | Wildfire Mitigation | Planned - WSIP/System Hardening |  |  | 2024 | Tier 2 | Transformer only |  |  |  | 2604904 | Sus |  | WildfireMitigation¦PlannedWSIPSystemHardening¦¦
24-0123024 | Wildfire Mitigation | Planned - WSIP/System Hardening |  |  | 2024 | Tier 2 | Transformer only |  |  |  | 2604913 | Sus |  | WildfireMitigation¦PlannedWSIPSystemHardening¦¦
24-0121244 | Wildfire Mitigation | Planned - WSIP/System Hardening |  |  | 2024 | Tier 2 | Transformer only |  |  |  | 2604918 | Sus |  | WildfireMitigation¦PlannedWSIPSystemHardening¦¦
24-0128197 | Equipment Failure/Involved | Overhead | Booster | Leaking | 2024 | Tier 3 | Distribution Circuit |  |  |  | 2604962 | Sus |  | EquipmentFailureInvolved¦Overhead¦Booster¦Leaking
24-0122934 | Company Initiated | Planned- maintenance |  |  | 2024 | Tier 2 | Transformer only |  |  |  | 2604972 | Sus |  | CompanyInitiated¦Plannedmaintenance¦¦
24-0128197 | Equipment Failure/Involved | Overhead | Booster | Leaking | 2024 | Tier 3 | Distribution Circuit |  |  |  | 2604966 | Sus |  | EquipmentFailureInvolved¦Overhead¦Booster¦Leaking
24-0128213 | Equipment Failure/Involved | Overhead | Pole-Wood | Broken | 2024 | Zone 1 | Distribution Circuit |  |  |  | 2604991 | Sus |  | EquipmentFailureInvolved¦Overhead¦PoleWood¦Broken
24-0128249 | 3rd Party | Vehicle | Conductor- Overhead | Normal | 2024 | Tier 2 | Distribution Circuit |  |  |  | 2605172 | Sus |  | 3rdParty¦Vehicle¦ConductorOverhead¦Normal
24-0114984 | Company Initiated | Planned- maintenance |  |  | 2024 | Tier 2 | Transformer only |  |  |  | 2605294 | Sus |  | CompanyInitiated¦Plannedmaintenance¦¦
24-0115973 | Company Initiated | Planned- capital |  |  | 2024 | Tier 3 | Distribution Circuit |  |  |  | 2605307 | Sus |  | CompanyInitiated¦Plannedcapital¦¦
24-0123486 | Company Initiated | Planned- maintenance |  |  | 2024 | Tier 3 | Transformer only |  |  |  | 2605313 | Sus |  | CompanyInitiated¦Plannedmaintenance¦¦
24-0123489 | Company Initiated | Planned- maintenance |  |  | 2024 | Tier 3 | Transformer only |  |  |  | 2605345 | Sus |  | CompanyInitiated¦Plannedmaintenance¦¦
24-0123472 | Company Initiated | Planned- maintenance |  |  | 2024 | Tier 3 | Transformer only |  |  |  | 2605367 | Sus |  | CompanyInitiated¦Plannedmaintenance¦¦
24-0123498 | Company Initiated | Planned- maintenance |  |  | 2024 | Tier 3 | Transformer only |  |  |  | 2605386 | Sus |  | CompanyInitiated¦Plannedmaintenance¦¦
24-0128320 | 3rd Party | Metallic Balloon | Conductor- Overhead | Normal | 2024 | Tier 2 | Distribution Circuit |  |  |  | 2605472 | Sus |  | 3rdParty¦MetallicBalloon¦ConductorOverhead¦Normal
24-0128341 | Equipment Failure/Involved | Overhead | Transformer (OH) | Normal | 2024 | Tier 3 | Distribution Circuit |  |  |  | 2605603 | Sus |  | EquipmentFailureInvolved¦Overhead¦Transformer(OH)¦Normal
24-0128368 | Unknown Cause | Patrol - found nothing |  |  | 2024 | Tier 2 | Distribution Circuit |  |  |  | 2605667 | Sus |  | UnknownCause¦Patrolfoundnothing¦¦
24-0128371 | Animal | Bird found | Conductor- Overhead | Normal | 2024 | Tier 2 | Distribution Circuit |  |  |  | 2605672 | Sus |  | Animal¦Birdfound¦ConductorOverhead¦Normal
24-0123694 | Company Initiated | Planned- maintenance |  |  | 2024 | Tier 3 | Distribution Circuit |  |  |  | 2605822 | Sus |  | CompanyInitiated¦Plannedmaintenance¦¦
24-0123303 | Company Initiated | Planned- maintenance |  |  | 2024 | Tier 2 | Distribution Circuit |  |  |  | 2605768 | Sus |  | CompanyInitiated¦Plannedmaintenance¦¦
24-0123693 | Company Initiated | Planned- maintenance |  |  | 2024 | Tier 3 | Transformer only |  |  |  | 2605844 | Sus |  | CompanyInitiated¦Plannedmaintenance¦¦
24-0123629 | Company Initiated | Planned- maintenance |  |  | 2024 | Tier 2 | Distribution Circuit |  |  |  | 2605840 | Sus |  | CompanyInitiated¦Plannedmaintenance¦¦
24-0123626 | Company Initiated | Planned- maintenance |  |  | 2024 | Tier 2 | Distribution Circuit |  |  |  | 2605842 | Sus |  | CompanyInitiated¦Plannedmaintenance¦¦
24-0123627 | Company Initiated | Planned- maintenance |  |  | 2024 | Tier 2 | Transformer only |  |  |  | 2605843 | Sus |  | CompanyInitiated¦Plannedmaintenance¦¦
24-0123827 | Company Initiated | Planned- maintenance |  |  | 2024 | Tier 3 | Transformer only |  |  |  | 2605812 | Sus |  | CompanyInitiated¦Plannedmaintenance¦¦
24-0123331 | Company Initiated | Planned- maintenance |  |  | 2024 | Tier 3 | Transformer only |  |  |  | 2605810 | Sus |  | CompanyInitiated¦Plannedmaintenance¦¦
24-0123661 | Company Initiated | Planned- maintenance |  |  | 2024 | Tier 2 | Distribution Circuit |  |  |  | 2605816 | Sus |  | CompanyInitiated¦Plannedmaintenance¦¦
24-0123982 | Company Initiated | Planned- maintenance |  |  | 2024 | Tier 2 | Transformer only |  |  |  | 2606258 | Sus |  | CompanyInitiated¦Plannedmaintenance¦¦
24-0123623 | Company Initiated | Planned- maintenance |  |  | 2024 | Tier 2 | Distribution Circuit |  |  |  | 2605833 | Sus |  | CompanyInitiated¦Plannedmaintenance¦¦
24-0123226 | Company Initiated | Planned- maintenance |  |  | 2024 | Tier 2 | Distribution Circuit |  |  |  | 2605846 | Sus |  | CompanyInitiated¦Plannedmaintenance¦¦
24-0123310 | Company Initiated | Planned- maintenance |  |  | 2024 | Tier 2 | Distribution Circuit |  |  |  | 2605848 | Sus |  | CompanyInitiated¦Plannedmaintenance¦¦
24-0123928 | Company Initiated | Planned- maintenance |  |  | 2024 | Tier 3 | Transformer only |  |  |  | 2605870 | Sus |  | CompanyInitiated¦Plannedmaintenance¦¦
24-0114869 | Company Initiated | Planned- maintenance |  |  | 2024 | Tier 3 | Transformer only |  |  |  | 2605892 | Sus |  | CompanyInitiated¦Plannedmaintenance¦¦
24-0119656 | Wildfire Mitigation | Planned - WSIP/System Hardening |  |  | 2024 | Tier 3 | Distribution Circuit |  |  |  | 2605964 | Sus |  | WildfireMitigation¦PlannedWSIPSystemHardening¦¦
24-0128426 | Company Initiated | Personnel- company | Conductor- Overhead | Normal | 2024 | Tier 3 | Distribution Circuit |  |  |  | 2605910 | Sus |  | CompanyInitiated¦Personnelcompany¦ConductorOverhead¦Normal
24-0115043 | Company Initiated | Planned- maintenance |  |  | 2024 | Tier 3 | Distribution Circuit |  |  |  | 2605967 | Sus |  | CompanyInitiated¦Plannedmaintenance¦¦
24-0119590 | Wildfire Mitigation | Planned - WSIP/System Hardening |  |  | 2024 | Tier 2 | Distribution Circuit |  |  |  | 2605970 | Sus |  | WildfireMitigation¦PlannedWSIPSystemHardening¦¦
24-0115047 | Company Initiated | Planned- maintenance |  |  | 2024 | Tier 3 | Transformer only |  |  |  | 2606287 | Sus |  | CompanyInitiated¦Plannedmaintenance¦¦
24-0122162 | Company Initiated | Planned- maintenance |  |  | 2024 | Tier 3 | Transformer only |  |  |  | 2606028 | Sus |  | CompanyInitiated¦Plannedmaintenance¦¦
24-0123658 | Wildfire Mitigation | Planned - WSIP/System Hardening |  |  | 2024 | Tier 3 | Distribution Circuit |  |  |  | 2606076 | Sus |  | WildfireMitigation¦PlannedWSIPSystemHardening¦¦
24-0121323 | Wildfire Mitigation | Planned - WSIP/System Hardening |  |  | 2024 | Tier 2 | Transformer only |  |  |  | 2606097 | Sus |  | WildfireMitigation¦PlannedWSIPSystemHardening¦¦
24-0128486 | Equipment Failure/Involved | Overhead | Pole-Wood | Broken | 2024 | Tier 2 | Distribution Circuit |  |  |  | 2606094 | Sus |  | EquipmentFailureInvolved¦Overhead¦PoleWood¦Broken
24-0123838 | Company Initiated | Planned- maintenance |  |  | 2024 | Tier 3 | Transformer only |  |  |  | 2606150 | Sus |  | CompanyInitiated¦Plannedmaintenance¦¦
24-0123685 | Company Initiated | Planned- maintenance |  |  | 2024 | Tier 3 | Transformer only |  |  |  | 2606163 | Sus |  | CompanyInitiated¦Plannedmaintenance¦¦
24-0123789 | Company Initiated | Planned- maintenance |  |  | 2024 | Tier 3 | Transformer only |  |  |  | 2606240 | Sus |  | CompanyInitiated¦Plannedmaintenance¦¦
24-0123313 | Wildfire Mitigation | Planned - WSIP/System Hardening |  |  | 2024 | Tier 2 | Transformer only |  |  |  | 2606298 | Sus |  | WildfireMitigation¦PlannedWSIPSystemHardening¦¦
24-0123812 | Company Initiated | Planned- maintenance |  |  | 2024 | Tier 3 | Transformer only |  |  |  | 2606307 | Sus |  | CompanyInitiated¦Plannedmaintenance¦¦
24-0123246 | Company Initiated | Planned- maintenance |  |  | 2024 | Tier 2 | Distribution Circuit |  |  |  | 2606319 | Sus |  | CompanyInitiated¦Plannedmaintenance¦¦
24-0123649 | Wildfire Mitigation | Planned - WSIP/System Hardening |  |  | 2024 | Tier 3 | Transformer only |  |  |  | 2606404 | Sus |  | WildfireMitigation¦PlannedWSIPSystemHardening¦¦
24-0082590 | Company Initiated | Coordination failure | Conductor- Overhead | Normal | 2024 | Tier 2 | Distribution Circuit |  |  |  | 2606782 | Sus |  | CompanyInitiated¦Coordinationfailure¦ConductorOverhead¦Normal
24-0128839 | Unknown Cause | Patrol - found nothing |  |  | 2024 | Tier 3 | Distribution Circuit |  |  |  | 2606823 | Sus |  | UnknownCause¦Patrolfoundnothing¦¦
24-0128846 | Equipment Failure/Involved | Electrical Overload | Conductor- Overhead | Broken- wire on ground | 2024 | Tier 2 | Distribution Circuit |  |  |  | 2606875 | Sus |  | EquipmentFailureInvolved¦ElectricalOverload¦ConductorOverhead¦Brokenwireonground
24-0121660 | Company Initiated | Planned- maintenance |  |  | 2024 | Tier 2 | Transformer only |  |  |  | 2607383 | Sus |  | CompanyInitiated¦Plannedmaintenance¦¦
24-0123706 | Company Initiated | Planned- maintenance |  |  | 2024 | Tier 2 | Distribution Circuit |  |  |  | 2606904 | Sus |  | CompanyInitiated¦Plannedmaintenance¦¦
24-0124579 | Company Initiated | Planned- maintenance |  |  | 2024 | Tier 2 | Distribution Circuit |  |  |  | 2606908 | Sus |  | CompanyInitiated¦Plannedmaintenance¦¦
24-0124650 | Company Initiated | Planned- maintenance |  |  | 2024 | Tier 3 | Distribution Circuit |  |  |  | 2607230 | Sus |  | CompanyInitiated¦Plannedmaintenance¦¦
24-0122395 | Company Initiated | Planned- capital |  |  | 2024 | Tier 2 | Distribution Circuit |  |  |  | 2606929 | Sus |  | CompanyInitiated¦Plannedcapital¦¦
24-0124640 | Company Initiated | Planned- maintenance |  |  | 2024 | Tier 2 | Distribution Circuit |  |  |  | 2606923 | Sus |  | CompanyInitiated¦Plannedmaintenance¦¦
24-0123893 | Company Initiated | Planned- maintenance |  |  | 2024 | Tier 3 | Transformer only |  |  |  | 2606941 | Sus |  | CompanyInitiated¦Plannedmaintenance¦¦
24-0122450 | Wildfire Mitigation | Planned - WSIP/System Hardening |  |  | 2024 | Tier 2 | Distribution Circuit |  |  |  | 2606977 | Sus |  | WildfireMitigation¦PlannedWSIPSystemHardening¦¦
24-0122451 | Wildfire Mitigation | Planned - WSIP/System Hardening |  |  | 2024 | Tier 2 | Transformer only |  |  |  | 2606996 | Sus |  | WildfireMitigation¦PlannedWSIPSystemHardening¦¦
24-0124365 | Company Initiated | Planned- maintenance |  |  | 2024 | Tier 3 | Distribution Circuit |  |  |  | 2606803 | Sus |  | CompanyInitiated¦Plannedmaintenance¦¦
24-0124663 | Company Initiated | Planned- maintenance |  |  | 2024 | Tier 2 | Distribution Circuit |  |  |  | 2606943 | Sus |  | CompanyInitiated¦Plannedmaintenance¦¦
24-0123675 | Company Initiated | Planned- maintenance |  |  | 2024 | Tier 2 | Distribution Circuit |  |  |  | 2606937 | Sus |  | CompanyInitiated¦Plannedmaintenance¦¦
24-0115265 | Company Initiated | Planned- maintenance |  |  | 2024 | Tier 3 | Transformer only |  |  |  | 2607002 | Sus |  | CompanyInitiated¦Plannedmaintenance¦¦
24-0122927 | Wildfire Mitigation | Planned - WSIP/System Hardening |  |  | 2024 | Tier 2 | Distribution Circuit |  |  |  | 2607042 | Sus |  | WildfireMitigation¦PlannedWSIPSystemHardening¦¦
24-0122241 | Company Initiated | Planned- maintenance |  |  | 2024 | Zone 1 | Transformer only |  |  |  | 2607054 | Sus |  | CompanyInitiated¦Plannedmaintenance¦¦
24-0118368 | Company Initiated | Planned- maintenance |  |  | 2024 | Tier 2 | Distribution Circuit |  |  |  | 2607051 | Sus |  | CompanyInitiated¦Plannedmaintenance¦¦
24-0122927 | Wildfire Mitigation | Planned - WSIP/System Hardening |  |  | 2024 | Tier 2 | Distribution Circuit |  |  |  | 2607040 | Sus |  | WildfireMitigation¦PlannedWSIPSystemHardening¦¦
24-0122756 | Wildfire Mitigation | Planned - WSIP/System Hardening |  |  | 2024 | Tier 2 | Distribution Circuit |  |  |  | 2607057 | Sus |  | WildfireMitigation¦PlannedWSIPSystemHardening¦¦
24-0110192 | Company Initiated | Planned- capital |  |  | 2024 | Tier 2 | Distribution Circuit |  |  |  | 2607133 | Sus |  | CompanyInitiated¦Plannedcapital¦¦
24-0123945 | Company Initiated | Planned- maintenance |  |  | 2024 | Tier 3 | Transformer only |  |  |  | 2607139 | Sus |  | CompanyInitiated¦Plannedmaintenance¦¦
24-0123876 | Company Initiated | Planned- maintenance |  |  | 2024 | Tier 3 | Transformer only |  |  |  | 2607147 | Sus |  | CompanyInitiated¦Plannedmaintenance¦¦
24-0128937 | Vegetation | Tree - fell into line | Conductor- Overhead | Normal | 2024 | Zone 1 | Distribution Circuit |  |  |  | 2607205 | Sus |  | Vegetation¦Treefellintoline¦ConductorOverhead¦Normal
24-0123926 | Company Initiated | Planned- maintenance |  |  | 2024 | Tier 3 | Transformer only |  |  |  | 2607239 | Sus |  | CompanyInitiated¦Plannedmaintenance¦¦
24-0128966 | Equipment Failure/Involved | Overhead | Conductor- Overhead | Deteriorated | 2024 | Tier 2 | Distribution Circuit |  |  |  | 2607249 | Sus |  | EquipmentFailureInvolved¦Overhead¦ConductorOverhead¦Deteriorated
24-0128891 | Equipment Failure/Involved | Overhead | Pole-Wood | Broken | 2024 | Tier 2 | Distribution Circuit |  |  |  | 2607070 | Sus |  | EquipmentFailureInvolved¦Overhead¦PoleWood¦Broken
24-0121763 | Wildfire Mitigation | Planned - WSIP/System Hardening |  |  | 2024 | Tier 3 | Distribution Circuit |  |  |  | 2607325 | Sus |  | WildfireMitigation¦PlannedWSIPSystemHardening¦¦
24-0122447 | Wildfire Mitigation | Planned - WSIP/System Hardening |  |  | 2024 | Tier 3 | Transformer only |  |  |  | 2607335 | Sus |  | WildfireMitigation¦PlannedWSIPSystemHardening¦¦
24-0129295 | Company Initiated | Personnel- company | Recloser | Normal | 2024 | Tier 2 | Distribution Circuit |  |  |  | 2607831 | Sus |  | CompanyInitiated¦Personnelcompany¦Recloser¦Normal
24-0124639 | Company Initiated | Planned- maintenance |  |  | 2024 | Tier 2 | Distribution Circuit |  |  |  | 2607904 | Sus |  | CompanyInitiated¦Plannedmaintenance¦¦
24-0124664 | Company Initiated | Planned- maintenance |  |  | 2024 | Tier 3 | Transformer only |  |  |  | 2608253 | Sus |  | CompanyInitiated¦Plannedmaintenance¦¦
24-0125262 | Wildfire Mitigation | Planned - WSIP/System Hardening |  |  | 2024 | Tier 2 | Distribution Circuit |  |  |  | 2607995 | Sus |  | WildfireMitigation¦PlannedWSIPSystemHardening¦¦
24-0117313 | Company Initiated | Planned- capital |  |  | 2024 | Tier 2 | Distribution Circuit |  |  |  | 2608001 | Sus |  | CompanyInitiated¦Plannedcapital¦¦
24-0124917 | Company Initiated | Planned- maintenance |  |  | 2024 | Tier 2 | Distribution Circuit |  |  |  | 2608007 | Sus |  | CompanyInitiated¦Plannedmaintenance¦¦
24-0124870 | Company Initiated | Planned- maintenance |  |  | 2024 | Tier 3 | Transformer only |  |  |  | 2608284 | Sus |  | CompanyInitiated¦Plannedmaintenance¦¦
24-0124864 | Company Initiated | Planned- maintenance |  |  | 2024 | Tier 2 | Distribution Circuit |  |  |  | 2608011 | Sus |  | CompanyInitiated¦Plannedmaintenance¦¦
24-0124682 | Company Initiated | Planned- maintenance |  |  | 2024 | Tier 3 | Transformer only |  |  |  | 2608012 | Sus |  | CompanyInitiated¦Plannedmaintenance¦¦
24-0125263 | Wildfire Mitigation | Planned - WSIP/System Hardening |  |  | 2024 | Tier 2 | Transformer only |  |  |  | 2608019 | Sus |  | WildfireMitigation¦PlannedWSIPSystemHardening¦¦
24-0125043 | Company Initiated | Planned- maintenance |  |  | 2024 | Tier 2 | Transformer only |  |  |  | 2608343 | Sus |  | CompanyInitiated¦Plannedmaintenance¦¦
24-0124859 | Wildfire Mitigation | Planned - WSIP/System Hardening |  |  | 2024 | Tier 2 | Transformer only |  |  |  | 2608050 | Sus |  | WildfireMitigation¦PlannedWSIPSystemHardening¦¦
24-0122777 | Wildfire Mitigation | Planned - WSIP/System Hardening |  |  | 2024 | Tier 2 | Distribution Circuit |  |  |  | 2608080 | Sus |  | WildfireMitigation¦PlannedWSIPSystemHardening¦¦
24-0122243 | Company Initiated | Planned- maintenance |  |  | 2024 | Tier 2 | Distribution Circuit |  |  |  | 2608089 | Sus |  | CompanyInitiated¦Plannedmaintenance¦¦
24-0121275 | Wildfire Mitigation | Planned - WSIP/System Hardening | Conductor- Overhead | Normal | 2024 | Tier 2 | Distribution Circuit |  |  |  | 2608090 | Sus |  | WildfireMitigation¦PlannedWSIPSystemHardening¦ConductorOverhead¦Normal
24-0118408 | Company Initiated | Planned- maintenance |  |  | 2024 | Tier 3 | Distribution Circuit |  |  |  | 2608084 | Sus |  | CompanyInitiated¦Plannedmaintenance¦¦
24-0129485 | Equipment Failure/Involved | Overhead | Crossarm- Wood | Normal | 2024 | Tier 2 | Distribution Circuit |  |  |  | 2608217 | Sus |  | EquipmentFailureInvolved¦Overhead¦CrossarmWood¦Normal
24-0124685 | Company Initiated | Planned- maintenance |  |  | 2024 | Tier 3 | Transformer only |  |  |  | 2608337 | Sus |  | CompanyInitiated¦Plannedmaintenance¦¦
24-0124670 | Company Initiated | Planned- maintenance |  |  | 2024 | Tier 3 | Transformer only |  |  |  | 2608304 | Sus |  | CompanyInitiated¦Plannedmaintenance¦¦
24-0121625 | Company Initiated | Planned- maintenance |  |  | 2024 | Zone 1 | Transmission line |  |  |  | 2608412 | Sus |  | CompanyInitiated¦Plannedmaintenance¦¦
24-0124642 | Wildfire Mitigation | Planned - WSIP/System Hardening |  |  | 2024 | Tier 3 | Transformer only |  |  |  | 2608452 | Sus |  | WildfireMitigation¦PlannedWSIPSystemHardening¦¦
24-0124689 | Company Initiated | Planned- maintenance |  |  | 2024 | Tier 3 | Transformer only |  |  |  | 2608453 | Sus |  | CompanyInitiated¦Plannedmaintenance¦¦
24-0129637 | Animal | Squirrel | Switch (OH) | Normal | 2024 | Tier 3 | Distribution Circuit |  |  |  | 2608461 | Sus |  | Animal¦Squirrel¦Switch(OH)¦Normal
24-0125059 | Wildfire Mitigation | Planned - WSIP/System Hardening |  |  | 2024 | Tier 2 | Distribution Circuit |  |  |  | 2608512 | Sus |  | WildfireMitigation¦PlannedWSIPSystemHardening¦¦
24-0129670 | Equipment Failure/Involved | Overhead | Conductor- Overhead | Bent or Twisted | 2024 | Tier 2 | Distribution Circuit |  |  |  | 2608698 | Sus |  | EquipmentFailureInvolved¦Overhead¦ConductorOverhead¦BentorTwisted
24-0129830 | Unknown Cause | Patrol - found nothing |  |  | 2024 | Tier 2 | Distribution Circuit |  |  |  | 2608936 | Sus |  | UnknownCause¦Patrolfoundnothing¦¦
24-0130754 | Equipment Failure/Involved | Overhead | Lightning Arrestor | Failed/Faulted | 2024 | Tier 2 | Distribution Circuit |  |  |  | 2610805 | Sus |  | EquipmentFailureInvolved¦Overhead¦LightningArrestor¦FailedFaulted
24-0129873 | Unknown Cause | Patrol - found nothing |  |  | 2024 | Tier 2 | Distribution Circuit |  |  |  | 2609060 | Sus |  | UnknownCause¦Patrolfoundnothing¦¦
24-0124981 | Company Initiated | Planned- maintenance |  |  | 2024 | Tier 2 | Transformer only |  |  |  | 2609289 | Sus |  | CompanyInitiated¦Plannedmaintenance¦¦
24-0125407 | Wildfire Mitigation | Planned - WSIP/System Hardening |  |  | 2024 | Tier 2 | Distribution Circuit |  |  |  | 2609174 | Sus |  | WildfireMitigation¦PlannedWSIPSystemHardening¦¦
24-0124953 | Company Initiated | Planned- maintenance |  |  | 2024 | Tier 3 | Distribution Circuit |  |  |  | 2609135 | Sus |  | CompanyInitiated¦Plannedmaintenance¦¦
24-0125000 | Company Initiated | Planned- maintenance |  |  | 2024 | Tier 2 | Distribution Circuit |  |  |  | 2609162 | Sus |  | CompanyInitiated¦Plannedmaintenance¦¦
24-0124987 | Company Initiated | Planned- maintenance |  |  | 2024 | Tier 2 | Transformer only |  |  |  | 2609199 | Sus |  | CompanyInitiated¦Plannedmaintenance¦¦
24-0125632 | Company Initiated | Planned- maintenance |  |  | 2024 | Tier 3 | Transformer only |  |  |  | 2609207 | Sus |  | CompanyInitiated¦Plannedmaintenance¦¦
24-0124965 | Company Initiated | Planned- maintenance |  |  | 2024 | Tier 2 | Distribution Circuit |  |  |  | 2609203 | Sus |  | CompanyInitiated¦Plannedmaintenance¦¦
24-0124968 | Company Initiated | Planned- maintenance |  |  | 2024 | Tier 2 | Transformer only |  |  |  | 2609748 | Sus |  | CompanyInitiated¦Plannedmaintenance¦¦
24-0125008 | Company Initiated | Planned- maintenance |  |  | 2024 | Tier 3 | Distribution Circuit |  |  |  | 2609221 | Sus |  | CompanyInitiated¦Plannedmaintenance¦¦
24-0125015 | Company Initiated | Planned- maintenance |  |  | 2024 | Zone 1 | Transformer only |  |  |  | 2609245 | Sus |  | CompanyInitiated¦Plannedmaintenance¦¦
24-0113613 | Company Initiated | Planned- capital |  |  | 2024 | Tier 2 | Distribution Circuit |  |  |  | 2609251 | Sus |  | CompanyInitiated¦Plannedcapital¦¦
24-0124679 | Company Initiated | Planned- maintenance |  |  | 2024 | Tier 3 | Distribution Circuit |  |  |  | 2609234 | Sus |  | CompanyInitiated¦Plannedmaintenance¦¦
24-0120405 | Company Initiated | Planned- capital |  |  | 2024 | Tier 2 | Distribution Circuit |  |  |  | 2609798 | Sus |  | CompanyInitiated¦Plannedcapital¦¦
24-0123448 | Wildfire Mitigation | Planned - WSIP/System Hardening |  |  | 2024 | Tier 3 | Transformer only |  |  |  | 2609645 | Sus |  | WildfireMitigation¦PlannedWSIPSystemHardening¦¦
24-0125622 | Company Initiated | Planned- maintenance |  |  | 2024 | Tier 2 | Distribution Circuit |  |  |  | 2609297 | Sus |  | CompanyInitiated¦Plannedmaintenance¦¦
24-0116360 | Company Initiated | Planned- maintenance |  |  | 2024 | Tier 3 | Transformer only |  |  |  | 2609357 | Sus |  | CompanyInitiated¦Plannedmaintenance¦¦
24-0120570 | Company Initiated | Planned- maintenance |  |  | 2024 | Tier 3 | Distribution Circuit |  |  |  | 2609316 | Sus |  | CompanyInitiated¦Plannedmaintenance¦¦
24-0123225 | Company Initiated | Planned- maintenance |  |  | 2024 | Tier 3 | Distribution Circuit |  |  |  | 2609363 | Sus |  | CompanyInitiated¦Plannedmaintenance¦¦
24-0120389 | Wildfire Mitigation | Planned - WSIP/System Hardening |  |  | 2024 | Tier 2 | Distribution Circuit |  |  |  | 2609348 | Sus |  | WildfireMitigation¦PlannedWSIPSystemHardening¦¦
24-0124055 | Wildfire Mitigation | Planned - WSIP/System Hardening |  |  | 2024 | Tier 2 | Distribution Circuit |  |  |  | 2609408 | Sus |  | WildfireMitigation¦PlannedWSIPSystemHardening¦¦
24-0121343 | Company Initiated | Planned- maintenance |  |  | 2024 | Tier 2 | Distribution Circuit |  |  |  | 2609456 | Sus |  | CompanyInitiated¦Plannedmaintenance¦¦
24-0124983 | Wildfire Mitigation | Planned - WSIP/System Hardening |  |  | 2024 | Tier 3 | Transformer only |  |  |  | 2609603 | Sus |  | WildfireMitigation¦PlannedWSIPSystemHardening¦¦
24-0124964 | Wildfire Mitigation | Planned - WSIP/System Hardening |  |  | 2024 | Tier 3 | Distribution Circuit |  |  |  | 2609608 | Sus |  | WildfireMitigation¦PlannedWSIPSystemHardening¦¦
24-0125629 | Company Initiated | Planned- maintenance |  |  | 2024 | Tier 3 | Transformer only |  |  |  | 2609710 | Sus |  | CompanyInitiated¦Plannedmaintenance¦¦
24-0125619 | Company Initiated | Planned- maintenance |  |  | 2024 | Tier 3 | Transformer only |  |  |  | 2609751 | Sus |  | CompanyInitiated¦Plannedmaintenance¦¦
24-0125153 | Company Initiated | Planned- maintenance |  |  | 2024 | Tier 3 | Transformer only |  |  |  | 2610464 | Sus |  | CompanyInitiated¦Plannedmaintenance¦¦
24-0125022 | Company Initiated | Planned- maintenance |  |  | 2024 | Tier 2 | Distribution Circuit |  |  |  | 2610048 | Sus |  | CompanyInitiated¦Plannedmaintenance¦¦
24-0125035 | Company Initiated | Planned- maintenance |  |  | 2024 | Tier 2 | Transformer only |  |  |  | 2610057 | Sus |  | CompanyInitiated¦Plannedmaintenance¦¦
24-0125039 | Wildfire Mitigation | Planned - WSIP/System Hardening |  |  | 2024 | Tier 3 | Transformer only |  |  |  | 2610298 | Sus |  | WildfireMitigation¦PlannedWSIPSystemHardening¦¦
24-0125051 | Company Initiated | Planned- maintenance |  |  | 2024 | Tier 2 | Distribution Circuit |  |  |  | 2610067 | Sus |  | CompanyInitiated¦Plannedmaintenance¦¦
24-0125419 | Wildfire Mitigation | Planned - WSIP/System Hardening |  |  | 2024 | Tier 2 | Distribution Circuit |  |  |  | 2610051 | Sus |  | WildfireMitigation¦PlannedWSIPSystemHardening¦¦
24-0125657 | Company Initiated | Planned- maintenance | Transformer | Normal | 2024 | Tier 3 | Transformer only |  |  |  | 2610276 | Sus |  | CompanyInitiated¦Plannedmaintenance¦Transformer¦Normal
24-0094010 | Company Initiated | Planned- capital |  |  | 2024 | Tier 2 | Distribution Circuit |  |  |  | 2610073 | Sus |  | CompanyInitiated¦Plannedcapital¦¦
24-0130401 | Company Initiated | Planned- capital |  |  | 2024 | Tier 3 | Distribution Circuit |  |  |  | 2610080 | Sus |  | CompanyInitiated¦Plannedcapital¦¦
24-0125166 | Company Initiated | Planned- maintenance |  |  | 2024 | Tier 2 | Distribution Circuit |  |  |  | 2610093 | Sus |  | CompanyInitiated¦Plannedmaintenance¦¦
24-0125272 | Company Initiated | Planned- maintenance |  |  | 2024 | Tier 3 | Distribution Circuit |  |  |  | 2610041 | Sus |  | CompanyInitiated¦Plannedmaintenance¦¦
24-0125063 | Company Initiated | Planned- maintenance |  |  | 2024 | Tier 2 | Distribution Circuit |  |  |  | 2610116 | Sus |  | CompanyInitiated¦Plannedmaintenance¦¦
24-0107353 | Company Initiated | Planned- maintenance |  |  | 2024 | Tier 3 | Distribution Circuit |  |  |  | 2610098 | Sus |  | CompanyInitiated¦Plannedmaintenance¦¦
24-0120535 | Wildfire Mitigation | Planned - WSIP/System Hardening |  |  | 2024 | Tier 2 | Distribution Circuit |  |  |  | 2610126 | Sus |  | WildfireMitigation¦PlannedWSIPSystemHardening¦¦
24-0123208 | Wildfire Mitigation | Planned - WSIP/System Hardening |  |  | 2024 | Tier 3 | Distribution Circuit |  |  |  | 2610147 | Sus |  | WildfireMitigation¦PlannedWSIPSystemHardening¦¦
24-0117717 | Company Initiated | Planned- capital |  |  | 2024 | Tier 2 | Distribution Circuit |  |  |  | 2610164 | Sus |  | CompanyInitiated¦Plannedcapital¦¦
24-0123729 | Company Initiated | Planned- maintenance |  |  | 2024 | Tier 2 | Distribution Circuit |  |  |  | 2610140 | Sus |  | CompanyInitiated¦Plannedmaintenance¦¦
24-0123347 | Wildfire Mitigation | Planned - WSIP/System Hardening |  |  | 2024 | Tier 2 | Distribution Circuit |  |  |  | 2610175 | Sus |  | WildfireMitigation¦PlannedWSIPSystemHardening¦¦
24-0130656 | Company Initiated | Coordination failure | Fuse | Normal | 2024 | Tier 3 | Transformer only |  |  |  | 2610282 | Sus |  | CompanyInitiated¦Coordinationfailure¦Fuse¦Normal
24-0130507 | Equipment Failure/Involved | Overhead | Transformer (OH) | Failed/Faulted | 2024 | Tier 2 | Transformer only |  |  |  | 2610213 | Sus |  | EquipmentFailureInvolved¦Overhead¦Transformer(OH)¦FailedFaulted
24-0130655 | Vegetation | Tree - bark fell into line | Transformer (OH) | Leaking | 2024 | Tier 2 | Transformer only |  |  |  | 2610573 | Sus |  | Vegetation¦Treebarkfellintoline¦Transformer(OH)¦Leaking
24-0125425 | Wildfire Mitigation | Planned - WSIP/System Hardening |  |  | 2024 | Tier 2 | Distribution Circuit |  |  |  | 2610498 | Sus |  | WildfireMitigation¦PlannedWSIPSystemHardening¦¦
24-0125425 | Wildfire Mitigation | Planned - WSIP/System Hardening |  |  | 2024 | Tier 2 | Distribution Circuit |  |  |  | 2610499 | Sus |  | WildfireMitigation¦PlannedWSIPSystemHardening¦¦
24-0125029 | Wildfire Mitigation | Planned - WSIP/System Hardening |  |  | 2024 | Tier 3 | Distribution Circuit |  |  |  | 2610477 | Sus |  | WildfireMitigation¦PlannedWSIPSystemHardening¦¦
24-0125437 | Wildfire Mitigation | Planned - WSIP/System Hardening |  |  | 2024 | Tier 2 | Distribution Circuit |  |  |  | 2610479 | Sus |  | WildfireMitigation¦PlannedWSIPSystemHardening¦¦
24-0125161 | Wildfire Mitigation | Planned - WSIP/System Hardening |  |  | 2024 | Tier 2 | Distribution Circuit |  |  |  | 2610491 | Sus |  | WildfireMitigation¦PlannedWSIPSystemHardening¦¦
24-0126165 | Wildfire Mitigation | Planned - WSIP/System Hardening |  |  | 2024 | Tier 2 | Transformer only |  |  |  | 2610706 | Sus |  | WildfireMitigation¦PlannedWSIPSystemHardening¦¦
24-0130751 | Equipment Failure/Involved | Overhead | Insulator | Arcing | 2024 | Tier 2 | Distribution Circuit |  |  |  | 2610795 | Sus |  | EquipmentFailureInvolved¦Overhead¦Insulator¦Arcing
24-0130772 | Equipment Failure/Involved | Overhead | Insulator | Arcing | 2024 | Tier 2 | Distribution Circuit |  |  |  | 2610894 | Sus |  | EquipmentFailureInvolved¦Overhead¦Insulator¦Arcing
24-0130829 | Unknown Cause | Patrol - found nothing |  |  | 2024 | Tier 3 | Distribution Circuit |  |  |  | 2611195 | Sus |  | UnknownCause¦Patrolfoundnothing¦¦
24-0130842 | Unknown Cause | Patrol - found nothing |  |  | 2024 | Tier 2 | Distribution Circuit |  |  |  | 2611292 | Sus |  | UnknownCause¦Patrolfoundnothing¦¦
24-0125627 | Company Initiated | Planned- maintenance |  |  | 2024 | Tier 2 | Distribution Circuit |  |  |  | 2611375 | Sus |  | CompanyInitiated¦Plannedmaintenance¦¦
24-0126776 | Company Initiated | Planned- capital |  |  | 2024 | Tier 2 | Distribution Circuit |  |  |  | 2611446 | Sus |  | CompanyInitiated¦Plannedcapital¦¦
24-0126335 | Company Initiated | Planned- maintenance |  |  | 2024 | Tier 2 | Distribution Circuit |  |  |  | 2611422 | Sus |  | CompanyInitiated¦Plannedmaintenance¦¦
24-0125038 | Company Initiated | Planned- capital |  |  | 2024 | Tier 2 | Distribution Circuit |  |  |  | 2611453 | Sus |  | CompanyInitiated¦Plannedcapital¦¦
24-0125618 | Company Initiated | Planned- maintenance |  |  | 2024 | Tier 3 | Distribution Circuit |  |  |  | 2611404 | Sus |  | CompanyInitiated¦Plannedmaintenance¦¦
24-0125621 | Company Initiated | Planned- maintenance |  |  | 2024 | Tier 3 | Transformer only |  |  |  | 2611428 | Sus |  | CompanyInitiated¦Plannedmaintenance¦¦
24-0125656 | Company Initiated | Planned- maintenance |  |  | 2024 | Tier 2 | Distribution Circuit |  |  |  | 2611403 | Sus |  | CompanyInitiated¦Plannedmaintenance¦¦
24-0126016 | Company Initiated | Planned- maintenance |  |  | 2024 | Tier 2 | Distribution Circuit |  |  |  | 2611423 | Sus |  | CompanyInitiated¦Plannedmaintenance¦¦
24-0126322 | Company Initiated | Planned- maintenance |  |  | 2024 | Tier 2 | Distribution Circuit |  |  |  | 2611452 | Sus |  | CompanyInitiated¦Plannedmaintenance¦¦
24-0125613 | Wildfire Mitigation | Planned - WSIP/System Hardening |  |  | 2024 | Tier 3 | Transformer only |  |  |  | 2611501 | Sus |  | WildfireMitigation¦PlannedWSIPSystemHardening¦¦
24-0130931 | Equipment Failure/Involved | Overhead | Transformer (OH) | Failed/Faulted | 2024 | Tier 2 | Distribution Circuit |  |  |  | 2611605 | Sus |  | EquipmentFailureInvolved¦Overhead¦Transformer(OH)¦FailedFaulted
24-0130951 | Equipment Failure/Involved | Overhead | Bushing | Burned/flashed | 2024 | Tier 2 | Distribution Circuit |  |  |  | 2611666 | Sus |  | EquipmentFailureInvolved¦Overhead¦Bushing¦Burnedflashed
24-0126393 | Wildfire Mitigation | Planned - WSIP/System Hardening |  |  | 2024 | Tier 2 | Distribution Circuit |  |  |  | 2611711 | Sus |  | WildfireMitigation¦PlannedWSIPSystemHardening¦¦
24-0126396 | Wildfire Mitigation | Planned - WSIP/System Hardening |  |  | 2024 | Tier 2 | Distribution Circuit |  |  |  | 2611714 | Sus |  | WildfireMitigation¦PlannedWSIPSystemHardening¦¦
24-0125863 | Wildfire Mitigation | Planned - WSIP/System Hardening |  |  | 2024 | Tier 2 | Transformer only |  |  |  | 2611746 | Sus |  | WildfireMitigation¦PlannedWSIPSystemHardening¦¦
24-0131003 | Unknown Cause | Patrol - found nothing |  |  | 2024 | Tier 2 | Distribution Circuit |  |  |  | 2611794 | Sus |  | UnknownCause¦Patrolfoundnothing¦¦
24-0131021 | Unknown Cause | Patrol - found nothing |  |  | 2024 | Tier 3 | Distribution Circuit |  |  |  | 2611815 | Sus |  | UnknownCause¦Patrolfoundnothing¦¦
24-0131083 | Animal | Bird found | Conductor- Overhead | Normal | 2024 | Tier 2 | Distribution Circuit |  |  |  | 2612163 | Sus |  | Animal¦Birdfound¦ConductorOverhead¦Normal
24-0126069 | Company Initiated | Planned- maintenance |  |  | 2024 | Tier 3 | Transformer only |  |  |  | 2612215 | Sus |  | CompanyInitiated¦Plannedmaintenance¦¦
24-0131098 | Animal | Squirrel | Cutout- fuse holder | Normal | 2024 | Zone 1 | Distribution Circuit |  |  |  | 2612258 | Sus |  | Animal¦Squirrel¦Cutoutfuseholder¦Normal
24-0126843 | Company Initiated | Planned- maintenance |  |  | 2024 | Tier 3 | Transformer only |  |  |  | 2612299 | Sus |  | CompanyInitiated¦Plannedmaintenance¦¦
24-0126076 | Company Initiated | Planned- maintenance |  |  | 2024 | Tier 3 | Transformer only |  |  |  | 2612421 | Sus |  | CompanyInitiated¦Plannedmaintenance¦¦
24-0131083 | Equipment Failure/Involved | Overhead | Lightning Arrestor | Burned/flashed | 2024 | Tier 2 | Distribution Circuit |  |  |  | 2612494 | Sus |  | EquipmentFailureInvolved¦Overhead¦LightningArrestor¦Burnedflashed
24-0126074 | Company Initiated | Planned- maintenance |  |  | 2024 | Tier 3 | Transformer only |  |  |  | 2612458 | Sus |  | CompanyInitiated¦Plannedmaintenance¦¦
24-0131155 | Animal | Bird found | Conductor- Overhead | Normal | 2024 | Tier 3 | Distribution Circuit |  |  |  | 2612577 | Sus |  | Animal¦Birdfound¦ConductorOverhead¦Normal
24-0131209 | 3rd Party | Vehicle | Pole-Wood | Broken | 2024 | Tier 2 | Distribution Circuit |  |  |  | 2612686 | Sus |  | 3rdParty¦Vehicle¦PoleWood¦Broken
24-0131212 | Vegetation | Tree - fell into line | Pole-Wood | Broken- wire on ground | 2024 | Tier 2 | Distribution Circuit |  |  |  | 2612702 | Sus |  | Vegetation¦Treefellintoline¦PoleWood¦Brokenwireonground
24-0131233 | Unknown Cause | Patrol - found nothing |  |  | 2024 | Tier 3 | Distribution Circuit |  |  |  | 2612892 | Sus |  | UnknownCause¦Patrolfoundnothing¦¦
24-0125774 | Company Initiated | Planned- maintenance |  |  | 2024 | Tier 2 | Distribution Circuit |  |  |  | 2612990 | Sus |  | CompanyInitiated¦Plannedmaintenance¦¦
24-0125783 | Company Initiated | Planned- maintenance |  |  | 2024 | Tier 2 | Distribution Circuit |  |  |  | 2612991 | Sus |  | CompanyInitiated¦Plannedmaintenance¦¦
24-0126080 | Company Initiated | Planned- maintenance |  |  | 2024 | Tier 3 | Transformer only |  |  |  | 2613050 | Sus |  | CompanyInitiated¦Plannedmaintenance¦¦
24-0125801 | Company Initiated | Planned- maintenance |  |  | 2024 | Tier 3 | Transformer only |  |  |  | 2612996 | Sus |  | CompanyInitiated¦Plannedmaintenance¦¦
24-0125788 | Company Initiated | Planned- maintenance |  |  | 2024 | Tier 2 | Distribution Circuit |  |  |  | 2613009 | Sus |  | CompanyInitiated¦Plannedmaintenance¦¦
24-0125797 | Company Initiated | Planned- maintenance |  |  | 2024 | Tier 3 | Distribution Circuit |  |  |  | 2613005 | Sus |  | CompanyInitiated¦Plannedmaintenance¦¦
24-0126486 | Company Initiated | Planned- maintenance |  |  | 2024 | Tier 3 | Distribution Circuit |  |  |  | 2613020 | Sus |  | CompanyInitiated¦Plannedmaintenance¦¦
24-0126514 | Wildfire Mitigation | Planned - WSIP/System Hardening |  |  | 2024 | Tier 2 | Transformer only |  |  |  | 2613025 | Sus |  | WildfireMitigation¦PlannedWSIPSystemHardening¦¦
24-0125718 | Company Initiated | Planned- maintenance |  |  | 2024 | Tier 2 | Distribution Circuit |  |  |  | 2613030 | Sus |  | CompanyInitiated¦Plannedmaintenance¦¦
24-0131271 | Equipment Failure/Involved | Overhead | Pole-Wood | Broken | 2024 | Tier 2 | Distribution Circuit |  |  |  | 2612977 | Sus |  | EquipmentFailureInvolved¦Overhead¦PoleWood¦Broken
24-0125761 | Company Initiated | Planned- maintenance |  |  | 2024 | Tier 2 | Distribution Circuit |  |  |  | 2613051 | Sus |  | CompanyInitiated¦Plannedmaintenance¦¦
24-0126077 | Company Initiated | Planned- maintenance |  |  | 2024 | Tier 3 | Transformer only |  |  |  | 2613224 | Sus |  | CompanyInitiated¦Plannedmaintenance¦¦
24-0125633 | Company Initiated | Planned- maintenance |  |  | 2024 | Tier 3 | Distribution Circuit |  |  |  | 2613142 | Sus |  | CompanyInitiated¦Plannedmaintenance¦¦
24-0125012 | Wildfire Mitigation | Planned - WSIP/System Hardening |  |  | 2024 | Tier 2 | Transformer only |  |  |  | 2613131 | Sus |  | WildfireMitigation¦PlannedWSIPSystemHardening¦¦
24-0123425 | Company Initiated | Planned- maintenance |  |  | 2024 | Tier 2 | Distribution Circuit |  |  |  | 2613129 | Sus |  | CompanyInitiated¦Plannedmaintenance¦¦
24-0117272 | Company Initiated | Planned- capital |  |  | 2024 | Tier 3 | Distribution Circuit |  |  |  | 2613206 | Sus |  | CompanyInitiated¦Plannedcapital¦¦
24-0085300 | Company Initiated | Planned- capital |  |  | 2024 | Tier 3 | Distribution Circuit |  |  |  | 2613210 | Sus |  | CompanyInitiated¦Plannedcapital¦¦
24-0131382 | Unknown Cause | Patrol - not conducted |  |  | 2024 | Tier 3 | Transformer only |  |  |  | 2613175 | Sus |  | UnknownCause¦Patrolnotconducted¦¦
24-0126163 | Wildfire Mitigation | Planned - WSIP/System Hardening |  |  | 2024 | Tier 2 | Transformer only |  |  |  | 2613304 | Sus |  | WildfireMitigation¦PlannedWSIPSystemHardening¦¦
24-0107370 | Company Initiated | Other Circuits | Conductor- Overhead | Normal | 2024 | Tier 2 | Distribution Circuit |  |  |  | 2613346 | Sus |  | CompanyInitiated¦OtherCircuits¦ConductorOverhead¦Normal
24-0126522 | Company Initiated | Planned- maintenance |  |  | 2024 | Tier 2 | Distribution Circuit |  |  |  | 2613362 | Sus |  | CompanyInitiated¦Plannedmaintenance¦¦
24-0107370 | Company Initiated | Planned- capital |  |  | 2024 | Tier 2 | Distribution Circuit |  |  |  | 2613405 | Sus |  | CompanyInitiated¦Plannedcapital¦¦
24-0116431 | Wildfire Mitigation | Planned - WSIP/System Hardening |  |  | 2024 | Tier 3 | Transformer only |  |  |  | 2613464 | Sus |  | WildfireMitigation¦PlannedWSIPSystemHardening¦¦
24-0131679 | Unknown Cause | Patrol - found nothing |  |  | 2024 | Tier 2 | Distribution Circuit |  |  |  | 2613681 | Sus |  | UnknownCause¦Patrolfoundnothing¦¦
24-0126176 | Company Initiated | Planned- maintenance |  |  | 2024 | Tier 2 | Distribution Circuit |  |  |  | 2613965 | Sus |  | CompanyInitiated¦Plannedmaintenance¦¦
24-0126648 | Wildfire Mitigation | Planned - WSIP/System Hardening |  |  | 2024 | Tier 2 | Transformer only |  |  |  | 2614117 | Sus |  | WildfireMitigation¦PlannedWSIPSystemHardening¦¦
24-0126918 | Company Initiated | Planned- maintenance |  |  | 2024 | Tier 3 | Transformer only |  |  |  | 2613972 | Sus |  | CompanyInitiated¦Plannedmaintenance¦¦
24-0126149 | Company Initiated | Planned- maintenance |  |  | 2024 | Tier 2 | Transformer only |  |  |  | 2613976 | Sus |  | CompanyInitiated¦Plannedmaintenance¦¦
24-0127515 | Company Initiated | Planned- maintenance |  |  | 2024 | Tier 3 | Distribution Circuit |  |  |  | 2613983 | Sus |  | CompanyInitiated¦Plannedmaintenance¦¦
24-0126171 | Company Initiated | Planned- maintenance |  |  | 2024 | Tier 3 | Distribution Circuit |  |  |  | 2613980 | Sus |  | CompanyInitiated¦Plannedmaintenance¦¦
24-0127498 | Company Initiated | Planned- maintenance |  |  | 2024 | Tier 2 | Distribution Circuit |  |  |  | 2613994 | Sus |  | CompanyInitiated¦Plannedmaintenance¦¦
24-0127358 | Company Initiated | Planned- maintenance |  |  | 2024 | Tier 2 | Distribution Circuit |  |  |  | 2613986 | Sus |  | CompanyInitiated¦Plannedmaintenance¦¦
24-0127360 | Company Initiated | Planned- maintenance |  |  | 2024 | Tier 2 | Transformer only |  |  |  | 2614545 | Sus |  | CompanyInitiated¦Plannedmaintenance¦¦
24-0126549 | Company Initiated | Planned- maintenance |  |  | 2024 | Tier 3 | Distribution Circuit |  |  |  | 2613918 | Sus |  | CompanyInitiated¦Plannedmaintenance¦¦
24-0126264 | Company Initiated | Planned- maintenance |  |  | 2024 | Tier 3 | Transformer only |  |  |  | 2614024 | Sus |  | CompanyInitiated¦Plannedmaintenance¦¦
24-0126141 | Company Initiated | Planned- maintenance |  |  | 2024 | Tier 3 | Distribution Circuit |  |  |  | 2614017 | Sus |  | CompanyInitiated¦Plannedmaintenance¦¦
24-0117300 | Company Initiated | Planned- capital |  |  | 2024 | Tier 3 | Distribution Circuit |  |  |  | 2614025 | Sus |  | CompanyInitiated¦Plannedcapital¦¦
24-0127361 | Company Initiated | Planned- maintenance |  |  | 2024 | Tier 2 | Transformer only |  |  |  | 2614029 | Sus |  | CompanyInitiated¦Plannedmaintenance¦¦
24-0127439 | Company Initiated | Planned- maintenance |  |  | 2024 | Tier 3 | Distribution Circuit |  |  |  | 2614048 | Sus |  | CompanyInitiated¦Plannedmaintenance¦¦
24-0116029 | Company Initiated | Planned- capital |  |  | 2024 | Tier 3 | Distribution Circuit |  |  |  | 2614072 | Sus |  | CompanyInitiated¦Plannedcapital¦¦
24-0113519 | Company Initiated | Planned- capital |  |  | 2024 | Tier 2 | Distribution Circuit |  |  |  | 2614089 | Sus |  | CompanyInitiated¦Plannedcapital¦¦
24-0126388 | Wildfire Mitigation | Planned - WSIP/System Hardening |  |  | 2024 | Tier 2 | Distribution Circuit |  |  |  | 2614090 | Sus |  | WildfireMitigation¦PlannedWSIPSystemHardening¦¦
24-0117990 | Company Initiated | Planned- capital |  |  | 2024 | Tier 3 | Distribution Circuit |  |  |  | 2614105 | Sus |  | CompanyInitiated¦Plannedcapital¦¦
24-0125641 | Company Initiated | Planned- maintenance |  |  | 2024 | Tier 2 | Transformer only |  |  |  | 2614102 | Sus |  | CompanyInitiated¦Plannedmaintenance¦¦
24-0126479 | Company Initiated | Planned- maintenance |  |  | 2024 | Tier 3 | Distribution Circuit |  |  |  | 2614084 | Sus |  | CompanyInitiated¦Plannedmaintenance¦¦
24-0126339 | Wildfire Mitigation | Planned - WSIP/System Hardening |  |  | 2024 | Tier 2 | Distribution Circuit |  |  |  | 2614083 | Sus |  | WildfireMitigation¦PlannedWSIPSystemHardening¦¦
24-0124307 | Wildfire Mitigation | Planned - WSIP/System Hardening |  |  | 2024 | Zone 1 | Distribution Circuit |  |  |  | 2614154 | Sus |  | WildfireMitigation¦PlannedWSIPSystemHardening¦¦
24-0126643 | Wildfire Mitigation | Planned - WSIP/System Hardening |  |  | 2024 | Tier 2 | Distribution Circuit |  |  |  | 2614185 | Sus |  | WildfireMitigation¦PlannedWSIPSystemHardening¦¦
24-0126642 | Wildfire Mitigation | Planned - WSIP/System Hardening |  |  | 2024 | Tier 2 | Transformer only |  |  |  | 2614309 | Sus |  | WildfireMitigation¦PlannedWSIPSystemHardening¦¦
24-0126920 | Company Initiated | Planned- maintenance |  |  | 2024 | Tier 3 | Transformer only |  |  |  | 2614227 | Sus |  | CompanyInitiated¦Plannedmaintenance¦¦
24-0126921 | Company Initiated | Planned- maintenance |  |  | 2024 | Tier 3 | Transformer only |  |  |  | 2614301 | Sus |  | CompanyInitiated¦Plannedmaintenance¦¦
24-0126133 | Company Initiated | Planned- maintenance |  |  | 2024 | Tier 2 | Distribution Circuit |  |  |  | 2614327 | Sus |  | CompanyInitiated¦Plannedmaintenance¦¦
24-0126922 | Company Initiated | Planned- maintenance |  |  | 2024 | Tier 3 | Transformer only |  |  |  | 2614396 | Sus |  | CompanyInitiated¦Plannedmaintenance¦¦
24-0126208 | Wildfire Mitigation | Planned - WSIP/System Hardening |  |  | 2024 | Tier 3 | Transformer only |  |  |  | 2614417 | Sus |  | WildfireMitigation¦PlannedWSIPSystemHardening¦¦
24-0132298 | Equipment Failure/Involved | Overhead | Conductor- Overhead | Normal | 2024 | Tier 3 | Distribution Circuit |  |  |  | 2615034 | Sus |  | EquipmentFailureInvolved¦Overhead¦ConductorOverhead¦Normal
24-0132316 | Vegetation | Tree - fell into line | Pole-Wood | Broken | 2024 | Tier 3 | Distribution Circuit |  |  |  | 2615249 | Sus |  | Vegetation¦Treefellintoline¦PoleWood¦Broken
24-0132614 | Vegetation | Tree - fell into line | Transformer | Broken- wire on ground | 2024 | Tier 2 | Transformer only |  |  |  | 2616548 | Sus |  | Vegetation¦Treefellintoline¦Transformer¦Brokenwireonground
24-0132389 | Unknown Cause | Patrol - found nothing |  |  | 2024 | Tier 3 | Distribution Circuit |  |  |  | 2615685 | Sus |  | UnknownCause¦Patrolfoundnothing¦¦
24-0132622 | Vegetation | Tree - fell into line | Conductor- Overhead | Normal | 2024 | Tier 2 | Distribution Circuit |  |  |  | 2615822 | Sus |  | Vegetation¦Treefellintoline¦ConductorOverhead¦Normal
24-0101507 | Company Initiated | Personnel- company | Conductor- Overhead | Normal | 2024 | Tier 2 | Distribution Circuit |  |  |  | 2615886 | Sus |  | CompanyInitiated¦Personnelcompany¦ConductorOverhead¦Normal
24-0126496 | Company Initiated | Planned- maintenance |  |  | 2024 | Tier 3 | Distribution Circuit |  |  |  | 2615832 | Sus |  | CompanyInitiated¦Plannedmaintenance¦¦
24-0127021 | Company Initiated | Planned- maintenance |  |  | 2024 | Tier 3 | Transformer only |  |  |  | 2615903 | Sus |  | CompanyInitiated¦Plannedmaintenance¦¦
24-0127559 | Company Initiated | Planned- maintenance |  |  | 2024 | Tier 2 | Distribution Circuit |  |  |  | 2615877 | Sus |  | CompanyInitiated¦Plannedmaintenance¦¦
24-0128556 | Company Initiated | Planned- maintenance |  |  | 2024 | Tier 3 | Transformer only |  |  |  | 2615913 | Sus |  | CompanyInitiated¦Plannedmaintenance¦¦
24-0126520 | Company Initiated | Planned- maintenance |  |  | 2024 | Tier 2 | Transformer only |  |  |  | 2616960 | Sus |  | CompanyInitiated¦Plannedmaintenance¦¦
24-0126518 | Company Initiated | Planned- maintenance |  |  | 2024 | Tier 2 | Distribution Circuit |  |  |  | 2615904 | Sus |  | CompanyInitiated¦Plannedmaintenance¦¦
24-0126281 | Company Initiated | Planned- maintenance |  |  | 2024 | Tier 3 | Distribution Circuit |  |  |  | 2616028 | Sus |  | CompanyInitiated¦Plannedmaintenance¦¦
24-0126511 | Company Initiated | Planned- maintenance |  |  | 2024 | Tier 3 | Distribution Circuit |  |  |  | 2616022 | Sus |  | CompanyInitiated¦Plannedmaintenance¦¦
24-0127578 | Company Initiated | Planned- maintenance |  |  | 2024 | Tier 2 | Distribution Circuit |  |  |  | 2616047 | Sus |  | CompanyInitiated¦Plannedmaintenance¦¦
24-0126503 | Company Initiated | Planned- maintenance |  |  | 2024 | Tier 2 | Transformer only |  |  |  | 2616587 | Sus |  | CompanyInitiated¦Plannedmaintenance¦¦
24-0117323 | Company Initiated | Planned- capital |  |  | 2024 | Tier 3 | Distribution Circuit |  |  |  | 2616138 | Sus |  | CompanyInitiated¦Plannedcapital¦¦
24-0126420 | Company Initiated | Planned- maintenance |  |  | 2024 | Tier 2 | Transformer only |  |  |  | 2616124 | Sus |  | CompanyInitiated¦Plannedmaintenance¦¦
24-0124301 | Company Initiated | Planned- maintenance |  |  | 2024 | Tier 2 | Distribution Circuit |  |  |  | 2616240 | Sus |  | CompanyInitiated¦Plannedmaintenance¦¦
24-0126430 | Wildfire Mitigation | Planned - WSIP/System Hardening |  |  | 2024 | Tier 2 | Transformer only |  |  |  | 2616382 | Sus |  | WildfireMitigation¦PlannedWSIPSystemHardening¦¦
24-0119402 | Company Initiated | Planned- capital |  |  | 2024 | Tier 2 | Distribution Circuit |  |  |  | 2616748 | Sus |  | CompanyInitiated¦Plannedcapital¦¦
24-0114522 | Company Initiated | Planned- maintenance |  |  | 2024 | Tier 3 | Distribution Circuit |  |  |  | 2616139 | Sus |  | CompanyInitiated¦Plannedmaintenance¦¦
24-0126490 | Company Initiated | Planned- maintenance |  |  | 2024 | Tier 3 | Distribution Circuit |  |  |  | 2616131 | Sus |  | CompanyInitiated¦Plannedmaintenance¦¦
24-0101507 | Company Initiated | Planned- capital |  |  | 2024 | Tier 2 | Distribution Circuit |  |  |  | 2616321 | Sus |  | CompanyInitiated¦Plannedcapital¦¦
24-0125922 | Company Initiated | Planned- maintenance |  |  | 2024 | Tier 2 | Distribution Circuit |  |  |  | 2616180 | Sus |  | CompanyInitiated¦Plannedmaintenance¦¦
24-0125615 | Wildfire Mitigation | Planned - WSIP/System Hardening |  |  | 2024 | Tier 2 | Distribution Circuit |  |  |  | 2616213 | Sus |  | WildfireMitigation¦PlannedWSIPSystemHardening¦¦
24-0125919 | Company Initiated | Planned- maintenance |  |  | 2024 | Tier 2 | Transformer only |  |  |  | 2616239 | Sus |  | CompanyInitiated¦Plannedmaintenance¦¦
24-0125101 | Wildfire Mitigation | Planned - WSIP/System Hardening |  |  | 2024 | Tier 2 | Distribution Circuit |  |  |  | 2616251 | Sus |  | WildfireMitigation¦PlannedWSIPSystemHardening¦¦
24-0123726 | Wildfire Mitigation | Planned - WSIP/System Hardening |  |  | 2024 | Tier 2 | Distribution Circuit |  |  |  | 2616315 | Sus |  | WildfireMitigation¦PlannedWSIPSystemHardening¦¦
24-0123866 | Wildfire Mitigation | Planned - WSIP/System Hardening |  |  | 2024 | Tier 2 | Distribution Circuit |  |  |  | 2616398 | Sus |  | WildfireMitigation¦PlannedWSIPSystemHardening¦¦
24-0132557 | Company Initiated | Personnel- company | Conductor- Overhead | Normal | 2024 | Tier 2 | Distribution Circuit |  |  |  | 2616544 | Sus |  | CompanyInitiated¦Personnelcompany¦ConductorOverhead¦Normal
24-0126409 | Wildfire Mitigation | Planned - WSIP/System Hardening |  |  | 2024 | Tier 2 | Transformer only |  |  |  | 2616630 | Sus |  | WildfireMitigation¦PlannedWSIPSystemHardening¦¦
24-0126397 | Wildfire Mitigation | Planned - WSIP/System Hardening |  |  | 2024 | Tier 2 | Transformer only |  |  |  | 2616741 | Sus |  | WildfireMitigation¦PlannedWSIPSystemHardening¦¦
24-0127018 | Company Initiated | Planned- maintenance |  |  | 2024 | Tier 3 | Transformer only |  |  |  | 2616724 | Sus |  | CompanyInitiated¦Plannedmaintenance¦¦
24-0127586 | Wildfire Mitigation | Planned - WSIP/System Hardening |  |  | 2024 | Tier 2 | Transformer only |  |  |  | 2616783 | Sus |  | WildfireMitigation¦PlannedWSIPSystemHardening¦¦
24-0127017 | Company Initiated | Planned- maintenance |  |  | 2024 | Tier 3 | Transformer only |  |  |  | 2616797 | Sus |  | CompanyInitiated¦Plannedmaintenance¦¦
24-0127533 | Company Initiated | Planned- maintenance |  |  | 2024 | Tier 2 | Transformer only |  |  |  | 2617013 | Sus |  | CompanyInitiated¦Plannedmaintenance¦¦
24-0132887 | Vegetation | Tree - fell into line | Conductor- Overhead | Normal | 2024 | Tier 3 | Distribution Circuit |  |  |  | 2617229 | Sus |  | Vegetation¦Treefellintoline¦ConductorOverhead¦Normal
24-0132928 | Unknown Cause | Patrol - found nothing |  |  | 2024 | Tier 2 | Distribution Circuit |  |  |  | 2617345 | Sus |  | UnknownCause¦Patrolfoundnothing¦¦
24-0127129 | Company Initiated | Planned- maintenance |  |  | 2024 | Tier 3 | Transformer only |  |  |  | 2617522 | Sus |  | CompanyInitiated¦Plannedmaintenance¦¦
24-0128408 | Company Initiated | Planned- maintenance |  |  | 2024 | Tier 3 | Distribution Circuit |  |  |  | 2617511 | Sus |  | CompanyInitiated¦Plannedmaintenance¦¦
24-0126554 | Wildfire Mitigation | Planned - WSIP/System Hardening |  |  | 2024 | Tier 3 | Transformer only |  |  |  | 2617708 | Sus |  | WildfireMitigation¦PlannedWSIPSystemHardening¦¦
24-0126546 | Company Initiated | Planned- maintenance |  |  | 2024 | Tier 2 | Transformer only |  |  |  | 2617587 | Sus |  | CompanyInitiated¦Plannedmaintenance¦¦
24-0127841 | Company Initiated | Planned- maintenance |  |  | 2024 | Tier 2 | Transformer only |  |  |  | 2617930 | Sus |  | CompanyInitiated¦Plannedmaintenance¦¦
24-0126544 | Company Initiated | Planned- maintenance |  |  | 2024 | Tier 3 | Distribution Circuit |  |  |  | 2617588 | Sus |  | CompanyInitiated¦Plannedmaintenance¦¦
24-0126526 | Company Initiated | Planned- maintenance |  |  | 2024 | Tier 2 | Distribution Circuit |  |  |  | 2617594 | Sus |  | CompanyInitiated¦Plannedmaintenance¦¦
24-0107248 | Company Initiated | Planned- capital |  |  | 2024 | Tier 2 | Distribution Circuit |  |  |  | 2617589 | Sus |  | CompanyInitiated¦Plannedcapital¦¦
24-0127475 | Company Initiated | Planned- maintenance |  |  | 2024 | Tier 3 | Distribution Circuit |  |  |  | 2617652 | Sus |  | CompanyInitiated¦Plannedmaintenance¦¦
24-0127265 | Company Initiated | Planned- maintenance |  |  | 2024 | Tier 2 | Transformer only |  |  |  | 2617654 | Sus |  | CompanyInitiated¦Plannedmaintenance¦¦
24-0123392 | Company Initiated | Planned- maintenance |  |  | 2024 | Tier 2 | Distribution Circuit |  |  |  | 2617500 | Sus |  | CompanyInitiated¦Plannedmaintenance¦¦
24-0125747 | Wildfire Mitigation | Planned - WSIP/System Hardening |  |  | 2024 | Tier 2 | Distribution Circuit |  |  |  | 2617645 | Sus |  | WildfireMitigation¦PlannedWSIPSystemHardening¦¦
24-0125707 | Company Initiated | Planned- maintenance |  |  | 2024 | Tier 2 | Transformer only |  |  |  | 2617674 | Sus |  | CompanyInitiated¦Plannedmaintenance¦¦
24-0125705 | Company Initiated | Planned- maintenance |  |  | 2024 | Tier 2 | Distribution Circuit |  |  |  | 2617670 | Sus |  | CompanyInitiated¦Plannedmaintenance¦¦
24-0127810 | Company Initiated | Planned- maintenance |  |  | 2024 | Tier 2 | Transformer only |  |  |  | 2617931 | Sus |  | CompanyInitiated¦Plannedmaintenance¦¦
24-0126429 | Company Initiated | Planned- maintenance |  |  | 2024 | Tier 2 | Transformer only |  |  |  | 2617755 | Sus |  | CompanyInitiated¦Plannedmaintenance¦¦
24-0127130 | Company Initiated | Planned- maintenance |  |  | 2024 | Tier 3 | Transformer only |  |  |  | 2617768 | Sus |  | CompanyInitiated¦Plannedmaintenance¦¦
24-0126523 | Wildfire Mitigation | Planned - WSIP/System Hardening |  |  | 2024 | Tier 3 | Transformer only |  |  |  | 2617932 | Sus |  | WildfireMitigation¦PlannedWSIPSystemHardening¦¦
24-0133084 | Company Initiated | Personnel- company | Conductor- Overhead | Normal | 2024 | Tier 2 | Distribution Circuit |  |  |  | 2617838 | Sus |  | CompanyInitiated¦Personnelcompany¦ConductorOverhead¦Normal
24-0127804 | Company Initiated | Planned- maintenance |  |  | 2024 | Tier 2 | Transformer only |  |  |  | 2617873 | Sus |  | CompanyInitiated¦Plannedmaintenance¦¦
24-0132985 | Equipment Failure/Involved | Overhead | Pole-Wood | Broken | 2024 | Tier 2 | Distribution Circuit |  |  |  | 2617920 | Sus |  | EquipmentFailureInvolved¦Overhead¦PoleWood¦Broken
24-0127807 | Company Initiated | Planned- maintenance |  |  | 2024 | Tier 2 | Transformer only |  |  |  | 2617938 | Sus |  | CompanyInitiated¦Plannedmaintenance¦¦
24-0127131 | Company Initiated | Planned- maintenance |  |  | 2024 | Tier 3 | Transformer only |  |  |  | 2617961 | Sus |  | CompanyInitiated¦Plannedmaintenance¦¦
24-0118993 | Wildfire Mitigation | Planned - WSIP/System Hardening |  |  | 2024 | Tier 3 | Transformer only |  |  |  | 2617989 | Sus |  | WildfireMitigation¦PlannedWSIPSystemHardening¦¦
24-0127132 | Company Initiated | Planned- maintenance |  |  | 2024 | Tier 3 | Transformer only |  |  |  | 2617992 | Sus |  | CompanyInitiated¦Plannedmaintenance¦¦
24-0127496 | Company Initiated | Planned- maintenance |  |  | 2024 | Tier 2 | Distribution Circuit |  |  |  | 2617996 | Sus |  | CompanyInitiated¦Plannedmaintenance¦¦
24-0127133 | Company Initiated | Planned- maintenance |  |  | 2024 | Tier 3 | Transformer only |  |  |  | 2618080 | Sus |  | CompanyInitiated¦Plannedmaintenance¦¦
24-0127840 | Company Initiated | Planned- maintenance |  |  | 2024 | Tier 2 | Transformer only |  |  |  | 2618088 | Sus |  | CompanyInitiated¦Plannedmaintenance¦¦
24-0127809 | Company Initiated | Planned- maintenance |  |  | 2024 | Tier 2 | Transformer only |  |  |  | 2618105 | Sus |  | CompanyInitiated¦Plannedmaintenance¦¦
24-0133295 | Unknown Cause | Patrol - found nothing |  |  | 2024 | Tier 2 | Distribution Circuit |  |  |  | 2618204 | Sus |  | UnknownCause¦Patrolfoundnothing¦¦
24-0133382 | Unknown Cause | Patrol - found nothing |  |  | 2024 | Tier 2 | Distribution Circuit |  |  |  | 2618364 | Sus |  | UnknownCause¦Patrolfoundnothing¦¦
24-0133388 | Unknown Cause | Patrol - found nothing |  |  | 2024 | Tier 2 | Distribution Circuit |  |  |  | 2618410 | Sus |  | UnknownCause¦Patrolfoundnothing¦¦
24-0127374 | Wildfire Mitigation | Planned - WSIP/System Hardening |  |  | 2024 | Tier 3 | Distribution Circuit |  |  |  | 2618506 | Sus |  | WildfireMitigation¦PlannedWSIPSystemHardening¦¦
24-0127348 | Company Initiated | Planned- maintenance |  |  | 2024 | Tier 2 | Distribution Circuit |  |  |  | 2618509 | Sus |  | CompanyInitiated¦Plannedmaintenance¦¦
24-0127388 | Company Initiated | Planned- maintenance |  |  | 2024 | Tier 3 | Distribution Circuit |  |  |  | 2618504 | Sus |  | CompanyInitiated¦Plannedmaintenance¦¦
24-0127149 | Company Initiated | Planned- maintenance |  |  | 2024 | Tier 3 | Transformer only |  |  |  | 2618524 | Sus |  | CompanyInitiated¦Plannedmaintenance¦¦
24-0126976 | Wildfire Mitigation | Planned - WSIP/System Hardening |  |  | 2024 | Tier 2 | Transformer only |  |  |  | 2618599 | Sus |  | WildfireMitigation¦PlannedWSIPSystemHardening¦¦
24-0128048 | Company Initiated | Planned- maintenance |  |  | 2024 | Tier 2 | Distribution Circuit |  |  |  | 2618556 | Sus |  | CompanyInitiated¦Plannedmaintenance¦¦
24-0127395 | Company Initiated | Planned- maintenance |  |  | 2024 | Tier 2 | Distribution Circuit |  |  |  | 2618568 | Sus |  | CompanyInitiated¦Plannedmaintenance¦¦
24-0128732 | Company Initiated | Planned- maintenance |  |  | 2024 | Tier 2 | Distribution Circuit |  |  |  | 2618546 | Sus |  | CompanyInitiated¦Plannedmaintenance¦¦
24-0127521 | Wildfire Mitigation | Planned - WSIP/System Hardening |  |  | 2024 | Tier 3 | Transformer only |  |  |  | 2618613 | Sus |  | WildfireMitigation¦PlannedWSIPSystemHardening¦¦
24-0129722 | Company Initiated | Planned- maintenance |  |  | 2024 | Tier 3 | Distribution Circuit |  |  |  | 2618648 | Sus |  | CompanyInitiated¦Plannedmaintenance¦¦
24-0125883 | Wildfire Mitigation | Planned - WSIP/System Hardening |  |  | 2024 | Tier 2 | Distribution Circuit |  |  |  | 2618635 | Sus |  | WildfireMitigation¦PlannedWSIPSystemHardening¦¦
24-0123177 | Company Initiated | Planned- capital |  |  | 2024 | Tier 2 | Distribution Circuit |  |  |  | 2618656 | Sus |  | CompanyInitiated¦Plannedcapital¦¦
24-0127207 | Wildfire Mitigation | Planned - WSIP/System Hardening |  |  | 2024 | Tier 2 | Transformer only |  |  |  | 2618669 | Sus |  | WildfireMitigation¦PlannedWSIPSystemHardening¦¦
24-0125333 | Wildfire Mitigation | Planned - WSIP/System Hardening |  |  | 2024 | Tier 2 | Transformer only |  |  |  | 2618674 | Sus |  | WildfireMitigation¦PlannedWSIPSystemHardening¦¦
24-0127323 | Company Initiated | Planned- maintenance |  |  | 2024 | Tier 2 | Distribution Circuit |  |  |  | 2618678 | Sus |  | CompanyInitiated¦Plannedmaintenance¦¦
24-0125309 | Wildfire Mitigation | Planned - WSIP/System Hardening |  |  | 2024 | Tier 2 | Distribution Circuit |  |  |  | 2618666 | Sus |  | WildfireMitigation¦PlannedWSIPSystemHardening¦¦
24-0127208 | Wildfire Mitigation | Planned - WSIP/System Hardening |  |  | 2024 | Tier 2 | Distribution Circuit |  |  |  | 2618679 | Sus |  | WildfireMitigation¦PlannedWSIPSystemHardening¦¦
24-0127150 | Company Initiated | Planned- maintenance |  |  | 2024 | Tier 3 | Transformer only |  |  |  | 2619001 | Sus |  | CompanyInitiated¦Plannedmaintenance¦¦
24-0126679 | Company Initiated | Planned- maintenance |  |  | 2024 | Tier 3 | Transformer only |  |  |  | 2619077 | Sus |  | CompanyInitiated¦Plannedmaintenance¦¦
24-0128577 | Wildfire Mitigation | Planned - WSIP/System Hardening |  |  | 2024 | Tier 3 | Distribution Circuit |  |  |  | 2618755 | Sus |  | WildfireMitigation¦PlannedWSIPSystemHardening¦¦
24-0127151 | Company Initiated | Planned- maintenance |  |  | 2024 | Tier 3 | Transformer only |  |  |  | 2619047 | Sus |  | CompanyInitiated¦Plannedmaintenance¦¦
24-0128059 | Company Initiated | Planned- maintenance |  |  | 2024 | Tier 2 | Transformer only |  |  |  | 2619062 | Sus |  | CompanyInitiated¦Plannedmaintenance¦¦
24-0127064 | Wildfire Mitigation | Planned - WSIP/System Hardening |  |  | 2024 | Tier 3 | Transformer only |  |  |  | 2619067 | Sus |  | WildfireMitigation¦PlannedWSIPSystemHardening¦¦
24-0128063 | Wildfire Mitigation | Planned - WSIP/System Hardening |  |  | 2024 | Tier 2 | Distribution Circuit |  |  |  | 2619075 | Sus |  | WildfireMitigation¦PlannedWSIPSystemHardening¦¦
24-0127531 | Wildfire Mitigation | Planned - WSIP/System Hardening |  |  | 2024 | Tier 3 | Transformer only |  |  |  | 2619104 | Sus |  | WildfireMitigation¦PlannedWSIPSystemHardening¦¦
24-0127341 | Wildfire Mitigation | Planned - WSIP/System Hardening |  |  | 2024 | Tier 3 | Distribution Circuit |  |  |  | 2619120 | Sus |  | WildfireMitigation¦PlannedWSIPSystemHardening¦¦
24-0127057 | Wildfire Mitigation | Planned - WSIP/System Hardening |  |  | 2024 | Tier 3 | Distribution Circuit |  |  |  | 2619147 | Sus |  | WildfireMitigation¦PlannedWSIPSystemHardening¦¦
24-0127447 | Company Initiated | Planned- maintenance |  |  | 2024 | Tier 2 | Distribution Circuit |  |  |  | 2619543 | Sus |  | CompanyInitiated¦Plannedmaintenance¦¦
24-0128658 | Company Initiated | Planned- maintenance |  |  | 2024 | Tier 2 | Distribution Circuit |  |  |  | 2619545 | Sus |  | CompanyInitiated¦Plannedmaintenance¦¦
24-0127148 | Company Initiated | Planned- maintenance |  |  | 2024 | Tier 3 | Distribution Circuit |  |  |  | 2619578 | Sus |  | CompanyInitiated¦Plannedmaintenance¦¦
24-0127468 | Company Initiated | Planned- maintenance |  |  | 2024 | Tier 3 | Distribution Circuit |  |  |  | 2619550 | Sus |  | CompanyInitiated¦Plannedmaintenance¦¦
24-0127424 | Wildfire Mitigation | Planned - WSIP/System Hardening |  |  | 2024 | Tier 2 | Distribution Circuit |  |  |  | 2619573 | Sus |  | WildfireMitigation¦PlannedWSIPSystemHardening¦¦
24-0128377 | Company Initiated | Planned- maintenance |  |  | 2024 | Tier 2 | Distribution Circuit |  |  |  | 2619538 | Sus |  | CompanyInitiated¦Plannedmaintenance¦¦
24-0127165 | Company Initiated | Planned- maintenance |  |  | 2024 | Tier 2 | Distribution Circuit |  |  |  | 2619575 | Sus |  | CompanyInitiated¦Plannedmaintenance¦¦
24-0128667 | Company Initiated | Planned- maintenance |  |  | 2024 | Tier 3 | Distribution Circuit |  |  |  | 2619583 | Sus |  | CompanyInitiated¦Plannedmaintenance¦¦
24-0133797 | Animal | Bird found | Transformer (OH) | Normal | 2024 | Tier 2 | Distribution Circuit |  |  |  | 2619662 | Sus |  | Animal¦Birdfound¦Transformer(OH)¦Normal
24-0099888 | Company Initiated | Planned- capital |  |  | 2024 | Tier 2 | Distribution Circuit |  |  |  | 2619612 | Sus |  | CompanyInitiated¦Plannedcapital¦¦
24-0128460 | Company Initiated | Planned- maintenance |  |  | 2024 | Tier 2 | Transformer only |  |  |  | 2619729 | Sus |  | CompanyInitiated¦Plannedmaintenance¦¦
24-0128630 | Company Initiated | Planned- maintenance |  |  | 2024 | Tier 2 | Transformer only |  |  |  | 2619751 | Sus |  | CompanyInitiated¦Plannedmaintenance¦¦
24-0127145 | Wildfire Mitigation | Planned - WSIP/System Hardening |  |  | 2024 | Tier 3 | Distribution Circuit |  |  |  | 2619792 | Sus |  | WildfireMitigation¦PlannedWSIPSystemHardening¦¦
24-0127167 | Company Initiated | Planned- maintenance |  |  | 2024 | Tier 3 | Transformer only |  |  |  | 2619830 | Sus |  | CompanyInitiated¦Plannedmaintenance¦¦
24-0120648 | Company Initiated | Planned- capital |  |  | 2024 | Tier 2 | Distribution Circuit |  |  |  | 2620007 | Sus |  | CompanyInitiated¦Plannedcapital¦¦
24-0133856 | Vegetation | Tree - fell into line | Conductor- Overhead | Normal | 2024 | Tier 2 | Distribution Circuit |  |  |  | 2619943 | Sus |  | Vegetation¦Treefellintoline¦ConductorOverhead¦Normal
24-0127174 | Company Initiated | Planned- maintenance |  |  | 2024 | Tier 3 | Transformer only |  |  |  | 2620080 | Sus |  | CompanyInitiated¦Plannedmaintenance¦¦
24-0133895 | Unknown Cause | Patrol - found nothing |  |  | 2024 | Tier 2 | Distribution Circuit |  |  |  | 2620105 | Sus |  | UnknownCause¦Patrolfoundnothing¦¦
24-0133926 | Animal | Squirrel | Conductor- Overhead | Normal | 2024 | Tier 2 | Distribution Circuit |  |  |  | 2620181 | Sus |  | Animal¦Squirrel¦ConductorOverhead¦Normal
24-0127175 | Company Initiated | Planned- maintenance |  |  | 2024 | Tier 3 | Transformer only |  |  |  | 2620230 | Sus |  | CompanyInitiated¦Plannedmaintenance¦¦
24-0133962 | 3rd Party | Tree - cutting- 3rd party | Transformer (OH) | Failed/Faulted | 2024 | Tier 2 | Transformer only |  |  |  | 2620235 | Sus |  | 3rdParty¦Treecutting3rdparty¦Transformer(OH)¦FailedFaulted
24-0133941 | Animal | Squirrel | Conductor- Overhead | Normal | 2024 | Zone 1 | Distribution Circuit |  |  |  | 2620236 | Sus |  | Animal¦Squirrel¦ConductorOverhead¦Normal
24-0133951 | Equipment Failure/Involved | Overhead | Pole-Wood | Broken | 2024 | Tier 2 | Distribution Circuit |  |  |  | 2620295 | Sus |  | EquipmentFailureInvolved¦Overhead¦PoleWood¦Broken
24-0134020 | Vegetation | Tree - fell into line | Conductor- Overhead | Broken- wire on ground | 2024 | Zone 1 | Distribution Circuit |  |  |  | 2620482 | Sus |  | Vegetation¦Treefellintoline¦ConductorOverhead¦Brokenwireonground
24-0134133 | Equipment Failure/Involved | Electrical Overload | Transformer | Broken | 2024 | Tier 2 | Transformer only |  |  |  | 2620864 | Sus |  | EquipmentFailureInvolved¦ElectricalOverload¦Transformer¦Broken
24-0134105 | Unknown Cause | Patrol - found nothing |  |  | 2024 | Tier 3 | Distribution Circuit |  |  |  | 2620909 | Sus |  | UnknownCause¦Patrolfoundnothing¦¦
24-0134123 | Equipment Failure/Involved | Fire- pole | Crossarm- Steel | Burned/flashed | 2024 | Tier 2 | Distribution Circuit |  |  |  | 2621066 | Sus |  | EquipmentFailureInvolved¦Firepole¦CrossarmSteel¦Burnedflashed
24-0134313 | Equipment Failure/Involved | Overhead | Fuse | Normal | 2024 | Zone 1 | Transformer only |  |  |  | 2621168 | Sus |  | EquipmentFailureInvolved¦Overhead¦Fuse¦Normal
24-0129035 | Company Initiated | Planned- maintenance |  |  | 2024 | Tier 2 | Transformer only |  |  |  | 2622865 | Sus |  | CompanyInitiated¦Plannedmaintenance¦¦
24-0129168 | Wildfire Mitigation | Planned - WSIP/System Hardening |  |  | 2024 | Tier 3 | Distribution Circuit |  |  |  | 2622424 | Sus |  | WildfireMitigation¦PlannedWSIPSystemHardening¦¦
24-0129384 | Company Initiated | Planned- maintenance |  |  | 2024 | Tier 3 | Transformer only |  |  |  | 2622483 | Sus |  | CompanyInitiated¦Plannedmaintenance¦¦
24-0129354 | Company Initiated | Planned- maintenance |  |  | 2024 | Tier 3 | Transformer only |  |  |  | 2622572 | Sus |  | CompanyInitiated¦Plannedmaintenance¦¦
24-0130274 | Company Initiated | Planned- maintenance |  |  | 2024 | Tier 2 | Distribution Circuit |  |  |  | 2622482 | Sus |  | CompanyInitiated¦Plannedmaintenance¦¦
24-0134475 | Equipment Failure/Involved | Fire- pole | Pole-Wood | Burned/flashed | 2024 | Tier 2 | Distribution Circuit |  |  |  | 2622413 | Sus |  | EquipmentFailureInvolved¦Firepole¦PoleWood¦Burnedflashed
24-0130412 | Company Initiated | Planned- maintenance |  |  | 2024 | Tier 3 | Distribution Circuit |  |  |  | 2622553 | Sus |  | CompanyInitiated¦Plannedmaintenance¦¦
24-0129020 | Wildfire Mitigation | Planned - WSIP/System Hardening |  |  | 2024 | Tier 2 | Distribution Circuit |  |  |  | 2622565 | Sus |  | WildfireMitigation¦PlannedWSIPSystemHardening¦¦
24-0129112 | Company Initiated | Planned- maintenance |  |  | 2024 | Tier 3 | Transformer only |  |  |  | 2622591 | Sus |  | CompanyInitiated¦Plannedmaintenance¦¦
24-0118948 | Company Initiated | Planned- maintenance |  |  | 2024 | Tier 3 | Transformer only |  |  |  | 2622634 | Sus |  | CompanyInitiated¦Plannedmaintenance¦¦
24-0128461 | Company Initiated | Planned- maintenance |  |  | 2024 | Tier 2 | Transformer only |  |  |  | 2622885 | Sus |  | CompanyInitiated¦Plannedmaintenance¦¦
24-0126739 | Wildfire Mitigation | Planned - WSIP/System Hardening |  |  | 2024 | Tier 2 | Distribution Circuit |  |  |  | 2622666 | Sus |  | WildfireMitigation¦PlannedWSIPSystemHardening¦¦
24-0126059 | Company Initiated | Planned- maintenance |  |  | 2024 | Tier 2 | Transformer only |  |  |  | 2623078 | Sus |  | CompanyInitiated¦Plannedmaintenance¦¦
24-0116115 | Company Initiated | Planned- maintenance |  |  | 2024 | Tier 3 | Transformer only |  |  |  | 2622675 | Sus |  | CompanyInitiated¦Plannedmaintenance¦¦
24-0129070 | Company Initiated | Planned- maintenance |  |  | 2024 | Tier 3 | Transformer only |  |  |  | 2622682 | Sus |  | CompanyInitiated¦Plannedmaintenance¦¦
24-0127370 | Wildfire Mitigation | Planned - WSIP/System Hardening |  |  | 2024 | Tier 3 | Distribution Circuit |  |  |  | 2622680 | Sus |  | WildfireMitigation¦PlannedWSIPSystemHardening¦¦
24-0127232 | Wildfire Mitigation | Planned - WSIP/System Hardening |  |  | 2024 | Tier 3 | Transformer only |  |  |  | 2622696 | Sus |  | WildfireMitigation¦PlannedWSIPSystemHardening¦¦
24-0130004 | Wildfire Mitigation | Planned - WSIP/System Hardening |  |  | 2024 | Tier 2 | Transformer only |  |  |  | 2622869 | Sus |  | WildfireMitigation¦PlannedWSIPSystemHardening¦¦
24-0134508 | Equipment Failure/Involved | Overhead | Pole-Wood | Deteriorated | 2024 | Tier 2 | Distribution Circuit |  |  |  | 2622655 | Sus |  | EquipmentFailureInvolved¦Overhead¦PoleWood¦Deteriorated
24-0134598 | Animal | Squirrel | Transformer (OH) | Failed/Faulted | 2024 | Zone 1 | Distribution Circuit |  |  |  | 2622925 | Sus |  | Animal¦Squirrel¦Transformer(OH)¦FailedFaulted
24-0129051 | Company Initiated | Planned- maintenance |  |  | 2024 | Tier 3 | Transformer only |  |  |  | 2622854 | Sus |  | CompanyInitiated¦Plannedmaintenance¦¦
24-0129366 | Company Initiated | Planned- maintenance |  |  | 2024 | Tier 3 | Transformer only |  |  |  | 2622858 | Sus |  | CompanyInitiated¦Plannedmaintenance¦¦
24-0128988 | Wildfire Mitigation | Planned - WSIP/System Hardening |  |  | 2024 | Tier 2 | Distribution Circuit |  |  |  | 2622886 | Sus |  | WildfireMitigation¦PlannedWSIPSystemHardening¦¦
24-0130385 | Company Initiated | Planned- maintenance |  |  | 2024 | Tier 3 | Transformer only |  |  |  | 2622958 | Sus |  | CompanyInitiated¦Plannedmaintenance¦¦
24-0130270 | Company Initiated | Planned- maintenance |  |  | 2024 | Tier 2 | Transformer only |  |  |  | 2622961 | Sus |  | CompanyInitiated¦Plannedmaintenance¦¦
24-0129032 | Wildfire Mitigation | Planned - WSIP/System Hardening |  |  | 2024 | Tier 3 | Distribution Circuit |  |  |  | 2622993 | Sus |  | WildfireMitigation¦PlannedWSIPSystemHardening¦¦
24-0128982 | Wildfire Mitigation | Planned - WSIP/System Hardening |  |  | 2024 | Tier 2 | Transformer only |  |  |  | 2623154 | Sus |  | WildfireMitigation¦PlannedWSIPSystemHardening¦¦
24-0134875 | Company Initiated | Other Circuits | Conductor- Overhead | Normal | 2024 | Tier 3 | Distribution Circuit |  |  |  | 2623476 | Sus |  | CompanyInitiated¦OtherCircuits¦ConductorOverhead¦Normal
24-0129884 | Company Initiated | Planned- maintenance |  |  | 2024 | Tier 3 | Transformer only |  |  |  | 2623640 | Sus |  | CompanyInitiated¦Plannedmaintenance¦¦
24-0129192 | Company Initiated | Planned- maintenance |  |  | 2024 | Tier 3 | Distribution Circuit |  |  |  | 2623620 | Sus |  | CompanyInitiated¦Plannedmaintenance¦¦
24-0129898 | Company Initiated | Planned- maintenance |  |  | 2024 | Tier 3 | Distribution Circuit |  |  |  | 2623627 | Sus |  | CompanyInitiated¦Plannedmaintenance¦¦
24-0129962 | Company Initiated | Planned- maintenance |  |  | 2024 | Tier 2 | Distribution Circuit |  |  |  | 2623646 | Sus |  | CompanyInitiated¦Plannedmaintenance¦¦
24-0129903 | Company Initiated | Planned- maintenance |  |  | 2024 | Tier 2 | Distribution Circuit |  |  |  | 2623661 | Sus |  | CompanyInitiated¦Plannedmaintenance¦¦
24-0129216 | Company Initiated | Planned- maintenance |  |  | 2024 | Tier 2 | Transformer only |  |  |  | 2623664 | Sus |  | CompanyInitiated¦Plannedmaintenance¦¦
24-0130516 | Company Initiated | Planned- maintenance |  |  | 2024 | Tier 2 | Transformer only |  |  |  | 2623670 | Sus |  | CompanyInitiated¦Plannedmaintenance¦¦
24-0131263 | Wildfire Mitigation | Planned - WSIP/System Hardening |  |  | 2024 | Tier 2 | Distribution Circuit |  |  |  | 2623675 | Sus |  | WildfireMitigation¦PlannedWSIPSystemHardening¦¦
24-0129876 | Company Initiated | Planned- maintenance |  |  | 2024 | Tier 2 | Distribution Circuit |  |  |  | 2623667 | Sus |  | CompanyInitiated¦Plannedmaintenance¦¦
24-0130074 | Company Initiated | Planned- maintenance |  |  | 2024 | Tier 3 | Transformer only |  |  |  | 2623700 | Sus |  | CompanyInitiated¦Plannedmaintenance¦¦
24-0123990 | Company Initiated | Planned- maintenance |  |  | 2024 | Tier 2 | Distribution Circuit |  |  |  | 2623659 | Sus |  | CompanyInitiated¦Plannedmaintenance¦¦
24-0124221 | Company Initiated | Planned- maintenance |  |  | 2024 | Tier 2 | Distribution Circuit |  |  |  | 2623662 | Sus |  | CompanyInitiated¦Plannedmaintenance¦¦
24-0124230 | Company Initiated | Planned- maintenance |  |  | 2024 | Tier 2 | Transformer only |  |  |  | 2624093 | Sus |  | CompanyInitiated¦Plannedmaintenance¦¦
24-0122400 | Company Initiated | Planned- maintenance |  |  | 2024 | Tier 2 | Transformer only |  |  |  | 2623715 | Sus |  | CompanyInitiated¦Plannedmaintenance¦¦
24-0124231 | Company Initiated | Planned- maintenance |  |  | 2024 | Tier 2 | Transformer only |  |  |  | 2624139 | Sus |  | CompanyInitiated¦Plannedmaintenance¦¦
24-0124234 | Company Initiated | Planned- maintenance |  |  | 2024 | Tier 2 | Transformer only |  |  |  | 2624070 | Sus |  | CompanyInitiated¦Plannedmaintenance¦¦
24-0129991 | Company Initiated | Planned- maintenance |  |  | 2024 | Tier 2 | Distribution Circuit |  |  |  | 2623593 | Sus |  | CompanyInitiated¦Plannedmaintenance¦¦
24-0124233 | Company Initiated | Planned- maintenance |  |  | 2024 | Tier 2 | Transformer only |  |  |  | 2623726 | Sus |  | CompanyInitiated¦Plannedmaintenance¦¦
24-0129955 | Company Initiated | Planned- maintenance |  |  | 2024 | Tier 2 | Distribution Circuit |  |  |  | 2623719 | Sus |  | CompanyInitiated¦Plannedmaintenance¦¦
24-0124232 | Company Initiated | Planned- maintenance |  |  | 2024 | Tier 2 | Transformer only |  |  |  | 2624141 | Sus |  | CompanyInitiated¦Plannedmaintenance¦¦
24-0124494 | Company Initiated | Planned- capital |  |  | 2024 | Tier 2 | Distribution Circuit |  |  |  | 2623740 | Sus |  | CompanyInitiated¦Plannedcapital¦¦
24-0124235 | Company Initiated | Planned- maintenance |  |  | 2024 | Tier 2 | Transformer only |  |  |  | 2624068 | Sus |  | CompanyInitiated¦Plannedmaintenance¦¦
24-0126061 | Company Initiated | Planned- maintenance |  |  | 2024 | Tier 2 | Transformer only |  |  |  | 2623787 | Sus |  | CompanyInitiated¦Plannedmaintenance¦¦
24-0128895 | Wildfire Mitigation | Planned - WSIP/System Hardening |  |  | 2024 | Tier 2 | Distribution Circuit |  |  |  | 2623782 | Sus |  | WildfireMitigation¦PlannedWSIPSystemHardening¦¦
24-0126345 | Company Initiated | Planned- capital |  |  | 2024 | Tier 2 | Distribution Circuit |  |  |  | 2623773 | Sus |  | CompanyInitiated¦Plannedcapital¦¦
24-0118438 | Company Initiated | Planned- maintenance |  |  | 2024 | Tier 3 | Distribution Circuit |  |  |  | 2623796 | Sus |  | CompanyInitiated¦Plannedmaintenance¦¦
24-0128455 | Company Initiated | Planned- maintenance |  |  | 2024 | Tier 2 | Distribution Circuit |  |  |  | 2623781 | Sus |  | CompanyInitiated¦Plannedmaintenance¦¦
24-0129433 | Wildfire Mitigation | Planned - WSIP/System Hardening |  |  | 2024 | Tier 3 | Transformer only |  |  |  | 2623805 | Sus |  | WildfireMitigation¦PlannedWSIPSystemHardening¦¦
24-0126838 | Company Initiated | Planned- maintenance |  |  | 2024 | Tier 3 | Distribution Circuit |  |  |  | 2623835 | Sus |  | CompanyInitiated¦Plannedmaintenance¦¦
24-0131294 | Wildfire Mitigation | Planned - WSIP/System Hardening |  |  | 2024 | Tier 2 | Transformer only |  |  |  | 2623996 | Sus |  | WildfireMitigation¦PlannedWSIPSystemHardening¦¦
24-0129944 | Wildfire Mitigation | Planned - WSIP/System Hardening |  |  | 2024 | Tier 3 | Transformer only |  |  |  | 2624029 | Sus |  | WildfireMitigation¦PlannedWSIPSystemHardening¦¦
24-0129880 | Wildfire Mitigation | Planned - WSIP/System Hardening |  |  | 2024 | Tier 2 | Distribution Circuit |  |  |  | 2624043 | Sus |  | WildfireMitigation¦PlannedWSIPSystemHardening¦¦
24-0128613 | Wildfire Mitigation | Planned - WSIP/System Hardening |  |  | 2024 | Tier 2 | Distribution Circuit |  |  |  | 2624104 | Sus |  | WildfireMitigation¦PlannedWSIPSystemHardening¦¦
24-0131422 | Wildfire Mitigation | Planned - WSIP/System Hardening |  |  | 2024 | Tier 2 | Distribution Circuit |  |  |  | 2624116 | Sus |  | WildfireMitigation¦PlannedWSIPSystemHardening¦¦
24-0135301 | 3rd Party | Vehicle | Pole-Wood | Normal | 2024 | Tier 2 | Transformer only |  |  |  | 2624341 | Sus |  | 3rdParty¦Vehicle¦PoleWood¦Normal
24-0118471 | Company Initiated | Planned- maintenance |  |  | 2024 | Tier 2 | Distribution Circuit |  |  |  | 2624526 | Sus |  | CompanyInitiated¦Plannedmaintenance¦¦
24-0135372 | Unknown Cause | Patrol - found nothing |  |  | 2024 | Tier 2 | Distribution Circuit |  |  |  | 2624644 | Sus |  | UnknownCause¦Patrolfoundnothing¦¦
24-0130048 | Wildfire Mitigation | Planned - WSIP/System Hardening |  |  | 2024 | Tier 3 | Transformer only |  |  |  | 2624692 | Sus |  | WildfireMitigation¦PlannedWSIPSystemHardening¦¦
24-0131662 | Company Initiated | Planned- maintenance |  |  | 2024 | Tier 3 | Transformer only |  |  |  | 2624695 | Sus |  | CompanyInitiated¦Plannedmaintenance¦¦
24-0130002 | Company Initiated | Planned- maintenance |  |  | 2024 | Tier 2 | Transformer only |  |  |  | 2624706 | Sus |  | CompanyInitiated¦Plannedmaintenance¦¦
24-0130013 | Company Initiated | Planned- maintenance |  |  | 2024 | Tier 2 | Transformer only |  |  |  | 2624924 | Sus |  | CompanyInitiated¦Plannedmaintenance¦¦
24-0130210 | Company Initiated | Planned- maintenance |  |  | 2024 | Tier 3 | Distribution Circuit |  |  |  | 2624698 | Sus |  | CompanyInitiated¦Plannedmaintenance¦¦
24-0129999 | Company Initiated | Planned- maintenance |  |  | 2024 | Tier 2 | Distribution Circuit |  |  |  | 2624702 | Sus |  | CompanyInitiated¦Plannedmaintenance¦¦
24-0130001 | Company Initiated | Planned- maintenance |  |  | 2024 | Tier 2 | Distribution Circuit |  |  |  | 2624701 | Sus |  | CompanyInitiated¦Plannedmaintenance¦¦
24-0131367 | Company Initiated | Planned- maintenance |  |  | 2024 | Tier 2 | Distribution Circuit |  |  |  | 2624714 | Sus |  | CompanyInitiated¦Plannedmaintenance¦¦
24-0123476 | Company Initiated | Planned- capital |  |  | 2024 | Tier 3 | Distribution Circuit |  |  |  | 2624720 | Sus |  | CompanyInitiated¦Plannedcapital¦¦
24-0131408 | Company Initiated | Planned- maintenance |  |  | 2024 | Tier 2 | Transformer only |  |  |  | 2624724 | Sus |  | CompanyInitiated¦Plannedmaintenance¦¦
24-0124591 | Company Initiated | Planned- maintenance |  |  | 2024 | Tier 2 | Distribution Circuit |  |  |  | 2624728 | Sus |  | CompanyInitiated¦Plannedmaintenance¦¦
24-0126795 | Wildfire Mitigation | Planned - WSIP/System Hardening |  |  | 2024 | Tier 2 | Distribution Circuit |  |  |  | 2624741 | Sus |  | WildfireMitigation¦PlannedWSIPSystemHardening¦¦
24-0126804 | Wildfire Mitigation | Planned - WSIP/System Hardening |  |  | 2024 | Tier 2 | Transformer only |  |  |  | 2624752 | Sus |  | WildfireMitigation¦PlannedWSIPSystemHardening¦¦
24-0129978 | Company Initiated | Planned- maintenance |  |  | 2024 | Tier 2 | Distribution Circuit |  |  |  | 2624746 | Sus |  | CompanyInitiated¦Plannedmaintenance¦¦
24-0122069 | Company Initiated | Planned- capital |  |  | 2024 | Tier 2 | Distribution Circuit |  |  |  | 2624779 | Sus |  | CompanyInitiated¦Plannedcapital¦¦
24-0128671 | Company Initiated | Planned- maintenance |  |  | 2024 | Tier 2 | Transformer only |  |  |  | 2625137 | Sus |  | CompanyInitiated¦Plannedmaintenance¦¦
24-0126246 | Company Initiated | Planned- capital |  |  | 2024 | Tier 3 | Distribution Circuit |  |  |  | 2624866 | Sus |  | CompanyInitiated¦Plannedcapital¦¦
24-0131664 | Company Initiated | Planned- maintenance |  |  | 2024 | Tier 3 | Transformer only |  |  |  | 2624871 | Sus |  | CompanyInitiated¦Plannedmaintenance¦¦
24-0135424 | Company Initiated | Improper Construction | Conductor- Overhead | Normal | 2024 | Tier 2 | Distribution Circuit |  |  |  | 2624882 | Sus |  | CompanyInitiated¦ImproperConstruction¦ConductorOverhead¦Normal
24-0130056 | Wildfire Mitigation | Planned - WSIP/System Hardening |  |  | 2024 | Tier 2 | Transformer only |  |  |  | 2624912 | Sus |  | WildfireMitigation¦PlannedWSIPSystemHardening¦¦
24-0126824 | Wildfire Mitigation | Planned - WSIP/System Hardening |  |  | 2024 | Tier 2 | Distribution Circuit |  |  |  | 2624909 | Sus |  | WildfireMitigation¦PlannedWSIPSystemHardening¦¦
24-0129078 | Company Initiated | Planned- maintenance |  |  | 2024 | Tier 2 | Distribution Circuit |  |  |  | 2624949 | Sus |  | CompanyInitiated¦Plannedmaintenance¦¦
24-0131667 | Company Initiated | Planned- maintenance |  |  | 2024 | Tier 3 | Transformer only |  |  |  | 2624990 | Sus |  | CompanyInitiated¦Plannedmaintenance¦¦
24-0130090 | Wildfire Mitigation | Planned - WSIP/System Hardening |  |  | 2024 | Tier 2 | Distribution Circuit |  |  |  | 2625091 | Sus |  | WildfireMitigation¦PlannedWSIPSystemHardening¦¦
24-0130010 | Wildfire Mitigation | Planned - WSIP/System Hardening |  |  | 2024 | Tier 2 | Distribution Circuit |  |  |  | 2625097 | Sus |  | WildfireMitigation¦PlannedWSIPSystemHardening¦¦
24-0129867 | Wildfire Mitigation | Planned - WSIP/System Hardening |  |  | 2024 | Tier 3 | Transformer only |  |  |  | 2625190 | Sus |  | WildfireMitigation¦PlannedWSIPSystemHardening¦¦
24-0135752 | 3rd Party | Vehicle | Pole-Wood | Broken | 2024 | Tier 3 | Distribution Circuit |  |  |  | 2625524 | Sus |  | 3rdParty¦Vehicle¦PoleWood¦Broken
24-0130179 | Company Initiated | Planned- maintenance |  |  | 2024 | Tier 2 | Distribution Circuit |  |  |  | 2625713 | Sus |  | CompanyInitiated¦Plannedmaintenance¦¦
24-0125759 | Company Initiated | Planned- capital |  |  | 2024 | Tier 3 | Distribution Circuit |  |  |  | 2625716 | Sus |  | CompanyInitiated¦Plannedcapital¦¦
24-0130166 | Company Initiated | Planned- maintenance |  |  | 2024 | Tier 3 | Transformer only |  |  |  | 2625739 | Sus |  | CompanyInitiated¦Plannedmaintenance¦¦
24-0130183 | Company Initiated | Planned- maintenance |  |  | 2024 | Tier 3 | Distribution Circuit |  |  |  | 2625768 | Sus |  | CompanyInitiated¦Plannedmaintenance¦¦
24-0130446 | Company Initiated | Planned- maintenance |  |  | 2024 | Tier 3 | Distribution Circuit |  |  |  | 2625671 | Sus |  | CompanyInitiated¦Plannedmaintenance¦¦
24-0124084 | Company Initiated | Planned- capital |  |  | 2024 | Tier 2 | Distribution Circuit |  |  |  | 2625844 | Sus |  | CompanyInitiated¦Plannedcapital¦¦
24-0123994 | Company Initiated | Planned- capital |  |  | 2024 | Zone 1 | Distribution Circuit |  |  |  | 2625927 | Sus |  | CompanyInitiated¦Plannedcapital¦¦
24-0130666 | Wildfire Mitigation | Planned - WSIP/System Hardening |  |  | 2024 | Tier 2 | Distribution Circuit |  |  |  | 2625877 | Sus |  | WildfireMitigation¦PlannedWSIPSystemHardening¦¦
24-0135830 | Equipment Failure/Involved | Overhead | Pole-Wood | Deteriorated | 2024 | Tier 2 | Distribution Circuit |  |  |  | 2625821 | Sus |  | EquipmentFailureInvolved¦Overhead¦PoleWood¦Deteriorated
24-0128364 | Wildfire Mitigation | Planned - WSIP/System Hardening |  |  | 2024 | Tier 3 | Distribution Circuit |  |  |  | 2625910 | Sus |  | WildfireMitigation¦PlannedWSIPSystemHardening¦¦
24-0129479 | Wildfire Mitigation | Planned - WSIP/System Hardening |  |  | 2024 | Tier 3 | Transformer only |  |  |  | 2625930 | Sus |  | WildfireMitigation¦PlannedWSIPSystemHardening¦¦
24-0130154 | Company Initiated | Planned- maintenance |  |  | 2024 | Tier 3 | Transformer only |  |  |  | 2626121 | Sus |  | CompanyInitiated¦Plannedmaintenance¦¦
24-0129870 | Wildfire Mitigation | Planned - WSIP/System Hardening |  |  | 2024 | Tier 3 | Transformer only |  |  |  | 2626299 | Sus |  | WildfireMitigation¦PlannedWSIPSystemHardening¦¦
24-0136139 | 3rd Party | Vehicle | Pole-Wood | Broken | 2024 | Tier 2 | Transformer only |  |  |  | 2626464 | Sus |  | 3rdParty¦Vehicle¦PoleWood¦Broken
24-0136144 | Unknown Cause | Patrol - found nothing |  |  | 2024 | Tier 2 | Distribution Circuit |  |  |  | 2626481 | Sus |  | UnknownCause¦Patrolfoundnothing¦¦
24-0136189 | Unknown Cause | Patrol - found nothing |  |  | 2024 | Tier 2 | Distribution Circuit |  |  |  | 2626771 | Sus |  | UnknownCause¦Patrolfoundnothing¦¦
24-0130707 | Company Initiated | Planned- maintenance |  |  | 2024 | Tier 3 | Distribution Circuit |  |  |  | 2626795 | Sus |  | CompanyInitiated¦Plannedmaintenance¦¦
24-0130665 | Company Initiated | Planned- maintenance |  |  | 2024 | Tier 2 | Distribution Circuit |  |  |  | 2626798 | Sus |  | CompanyInitiated¦Plannedmaintenance¦¦
24-0130700 | Company Initiated | Planned- maintenance |  |  | 2024 | Tier 2 | Distribution Circuit |  |  |  | 2626814 | Sus |  | CompanyInitiated¦Plannedmaintenance¦¦
24-0130639 | Company Initiated | Planned- maintenance |  |  | 2024 | Tier 3 | Distribution Circuit |  |  |  | 2626827 | Sus |  | CompanyInitiated¦Plannedmaintenance¦¦
24-0129432 | Company Initiated | Planned- maintenance |  |  | 2024 | Tier 3 | Transformer only |  |  |  | 2626844 | Sus |  | CompanyInitiated¦Plannedmaintenance¦¦
24-0123061 | Company Initiated | Planned- capital |  |  | 2024 | Tier 2 | Distribution Circuit |  |  |  | 2626873 | Sus |  | CompanyInitiated¦Plannedcapital¦¦
24-0136184 | Company Initiated | Planned- capital |  |  | 2024 | Tier 3 | Distribution Circuit |  |  |  | 2626854 | Sus |  | CompanyInitiated¦Plannedcapital¦¦
24-0129437 | Company Initiated | Planned- maintenance |  |  | 2024 | Tier 2 | Distribution Circuit |  |  |  | 2626877 | Sus |  | CompanyInitiated¦Plannedmaintenance¦¦
24-0129872 | Company Initiated | Planned- maintenance |  |  | 2024 | Tier 3 | Transformer only |  |  |  | 2626885 | Sus |  | CompanyInitiated¦Plannedmaintenance¦¦
24-0136201 | 3rd Party | Vehicle | Pole-Wood | Broken | 2024 | Tier 2 | Distribution Circuit |  |  |  | 2626969 | Sus |  | 3rdParty¦Vehicle¦PoleWood¦Broken
24-0120293 | Company Initiated | Planned- maintenance |  |  | 2024 | Tier 3 | Distribution Circuit |  |  |  | 2627335 | Sus |  | CompanyInitiated¦Plannedmaintenance¦¦
24-0054925 | Company Initiated | Planned- capital |  |  | 2024 | Tier 3 | Distribution Circuit |  |  |  | 2627369 | Sus |  | CompanyInitiated¦Plannedcapital¦¦
24-0136305 | Equipment Failure/Involved | Overhead | Insulator | Broken | 2024 | Tier 2 | Distribution Circuit |  |  |  | 2627397 | Sus |  | EquipmentFailureInvolved¦Overhead¦Insulator¦Broken
24-0134551 | Company Initiated | Planned- maintenance |  |  | 2024 | Tier 3 | Transformer only |  |  |  | 2627434 | Sus |  | CompanyInitiated¦Plannedmaintenance¦¦
24-0136371 | 3rd Party | Vehicle | Anchor or Guy | Broken | 2024 | Tier 2 | Distribution Circuit |  |  |  | 2627700 | Sus |  | 3rdParty¦Vehicle¦AnchororGuy¦Broken
24-0136403 | Unknown Cause | Patrol - found nothing |  |  | 2024 | Tier 2 | Distribution Circuit |  |  |  | 2627830 | Sus |  | UnknownCause¦Patrolfoundnothing¦¦
24-0132015 | Wildfire Mitigation | Planned - WSIP/System Hardening |  |  | 2024 | Tier 2 | Distribution Circuit |  |  |  | 2627872 | Sus |  | WildfireMitigation¦PlannedWSIPSystemHardening¦¦
24-0131514 | Company Initiated | Planned- maintenance |  |  | 2024 | Tier 3 | Transformer only |  |  |  | 2627897 | Sus |  | CompanyInitiated¦Plannedmaintenance¦¦
24-0130470 | Company Initiated | Planned- maintenance |  |  | 2024 | Tier 2 | Transformer only |  |  |  | 2627916 | Sus |  | CompanyInitiated¦Plannedmaintenance¦¦
24-0136512 | Equipment Failure/Involved | Overhead | Jumper | Burned Open | 2024 | Tier 3 | Distribution Circuit |  |  |  | 2628214 | Sus |  | EquipmentFailureInvolved¦Overhead¦Jumper¦BurnedOpen
24-0130253 | Wildfire Mitigation | Planned - WSIP/System Hardening |  |  | 2024 | Tier 2 | Transformer only |  |  |  | 2628101 | Sus |  | WildfireMitigation¦PlannedWSIPSystemHardening¦¦
24-0132739 | Company Initiated | Planned- maintenance |  |  | 2024 | Tier 2 | Transformer only |  |  |  | 2627952 | Sus |  | CompanyInitiated¦Plannedmaintenance¦¦
24-0132786 | Company Initiated | Planned- maintenance |  |  | 2024 | Tier 2 | Distribution Circuit |  |  |  | 2627971 | Sus |  | CompanyInitiated¦Plannedmaintenance¦¦
24-0132733 | Company Initiated | Planned- maintenance |  |  | 2024 | Tier 2 | Transformer only |  |  |  | 2627969 | Sus |  | CompanyInitiated¦Plannedmaintenance¦¦
24-0132774 | Company Initiated | Planned- maintenance |  |  | 2024 | Tier 2 | Distribution Circuit |  |  |  | 2627972 | Sus |  | CompanyInitiated¦Plannedmaintenance¦¦
24-0132747 | Company Initiated | Planned- maintenance |  |  | 2024 | Tier 3 | Distribution Circuit |  |  |  | 2627963 | Sus |  | CompanyInitiated¦Plannedmaintenance¦¦
24-0123397 | Company Initiated | Planned- maintenance |  |  | 2024 | Tier 3 | Distribution Circuit |  |  |  | 2627979 | Sus |  | CompanyInitiated¦Plannedmaintenance¦¦
24-0131487 | Company Initiated | Planned- maintenance |  |  | 2024 | Tier 3 | Distribution Circuit |  |  |  | 2628013 | Sus |  | CompanyInitiated¦Plannedmaintenance¦¦
24-0131500 | Company Initiated | Planned- maintenance |  |  | 2024 | Tier 3 | Distribution Circuit |  |  |  | 2628018 | Sus |  | CompanyInitiated¦Plannedmaintenance¦¦
24-0128858 | Company Initiated | Planned- maintenance |  |  | 2024 | Tier 2 | Transformer only |  |  |  | 2628040 | Sus |  | CompanyInitiated¦Plannedmaintenance¦¦
24-0130171 | Wildfire Mitigation | Planned - WSIP/System Hardening |  |  | 2024 | Tier 3 | Distribution Circuit |  |  |  | 2628053 | Sus |  | WildfireMitigation¦PlannedWSIPSystemHardening¦¦
24-0127836 | Company Initiated | Planned- maintenance |  |  | 2024 | Tier 3 | Distribution Circuit |  |  |  | 2628074 | Sus |  | CompanyInitiated¦Plannedmaintenance¦¦
24-0128849 | Wildfire Mitigation | Planned - WSIP/System Hardening |  |  | 2024 | Tier 3 | Distribution Circuit |  |  |  | 2628092 | Sus |  | WildfireMitigation¦PlannedWSIPSystemHardening¦¦
24-0131301 | Wildfire Mitigation | Planned - WSIP/System Hardening |  |  | 2024 | Tier 2 | Transformer only |  |  |  | 2628089 | Sus |  | WildfireMitigation¦PlannedWSIPSystemHardening¦¦
24-0131489 | Wildfire Mitigation | Planned - WSIP/System Hardening |  |  | 2024 | Tier 2 | Distribution Circuit |  |  |  | 2628084 | Sus |  | WildfireMitigation¦PlannedWSIPSystemHardening¦¦
24-0128905 | Company Initiated | Planned- maintenance |  |  | 2024 | Tier 2 | Distribution Circuit |  |  |  | 2628099 | Sus |  | CompanyInitiated¦Plannedmaintenance¦¦
24-0132751 | Wildfire Mitigation | Planned - WSIP/System Hardening |  |  | 2024 | Tier 3 | Transformer only |  |  |  | 2628335 | Sus |  | WildfireMitigation¦PlannedWSIPSystemHardening¦¦
24-0132778 | Company Initiated | Planned- maintenance |  |  | 2024 | Tier 3 | Distribution Circuit |  |  |  | 2628324 | Sus |  | CompanyInitiated¦Plannedmaintenance¦¦
24-0132757 | Wildfire Mitigation | Planned - WSIP/System Hardening |  |  | 2024 | Tier 3 | Distribution Circuit |  |  |  | 2628438 | Sus |  | WildfireMitigation¦PlannedWSIPSystemHardening¦¦
24-0132016 | Wildfire Mitigation | Planned - WSIP/System Hardening |  |  | 2024 | Tier 3 | Distribution Circuit |  |  |  | 2628472 | Sus |  | WildfireMitigation¦PlannedWSIPSystemHardening¦¦
24-0136710 | Equipment Failure/Involved | Overhead | Connector or Splice (OH) | Broken | 2024 | Tier 3 | Distribution Circuit |  |  |  | 2628492 | Sus |  | EquipmentFailureInvolved¦Overhead¦ConnectororSplice(OH)¦Broken
24-0132849 | Company Initiated | Planned- maintenance |  |  | 2024 | Tier 3 | Distribution Circuit |  |  |  | 2628850 | Sus |  | CompanyInitiated¦Plannedmaintenance¦¦
24-0130710 | Company Initiated | Planned- maintenance |  |  | 2024 | Tier 3 | Transformer only |  |  |  | 2628860 | Sus |  | CompanyInitiated¦Plannedmaintenance¦¦
24-0130559 | Wildfire Mitigation | Planned - WSIP/System Hardening |  |  | 2024 | Tier 2 | Distribution Circuit |  |  |  | 2628858 | Sus |  | WildfireMitigation¦PlannedWSIPSystemHardening¦¦
24-0132822 | Company Initiated | Planned- maintenance |  |  | 2024 | Tier 2 | Distribution Circuit |  |  |  | 2628883 | Sus |  | CompanyInitiated¦Plannedmaintenance¦¦
24-0132843 | Wildfire Mitigation | Planned - WSIP/System Hardening |  |  | 2024 | Tier 3 | Transformer only |  |  |  | 2628870 | Sus |  | WildfireMitigation¦PlannedWSIPSystemHardening¦¦
24-0130712 | Company Initiated | Planned- maintenance |  |  | 2024 | Tier 3 | Transformer only |  |  |  | 2628873 | Sus |  | CompanyInitiated¦Plannedmaintenance¦¦
24-0130720 | Company Initiated | Planned- maintenance |  |  | 2024 | Tier 3 | Transformer only |  |  |  | 2628874 | Sus |  | CompanyInitiated¦Plannedmaintenance¦¦
24-0130577 | Company Initiated | Planned- maintenance |  |  | 2024 | Tier 3 | Distribution Circuit |  |  |  | 2628852 | Sus |  | CompanyInitiated¦Plannedmaintenance¦¦
24-0132804 | Company Initiated | Planned- maintenance |  |  | 2024 | Tier 2 | Distribution Circuit |  |  |  | 2628954 | Sus |  | CompanyInitiated¦Plannedmaintenance¦¦
24-0132383 | Company Initiated | Planned- maintenance |  |  | 2024 | Tier 2 | Distribution Circuit |  |  |  | 2628943 | Sus |  | CompanyInitiated¦Plannedmaintenance¦¦
24-0129346 | Wildfire Mitigation | Planned - WSIP/System Hardening |  |  | 2024 | Tier 3 | Distribution Circuit |  |  |  | 2628849 | Sus |  | WildfireMitigation¦PlannedWSIPSystemHardening¦¦
24-0127668 | Wildfire Mitigation | Planned - WSIP/System Hardening |  |  | 2024 | Tier 3 | Distribution Circuit |  |  |  | 2628963 | Sus |  | WildfireMitigation¦PlannedWSIPSystemHardening¦¦
24-0126450 | Company Initiated | Planned- maintenance |  |  | 2024 | Tier 3 | Distribution Circuit |  |  |  | 2628976 | Sus |  | CompanyInitiated¦Plannedmaintenance¦¦
24-0121653 | Company Initiated | Planned- maintenance |  |  | 2024 | Tier 3 | Distribution Circuit |  |  |  | 2629001 | Sus |  | CompanyInitiated¦Plannedmaintenance¦¦
24-0127546 | Company Initiated | Planned- maintenance |  |  | 2024 | Tier 3 | Distribution Circuit |  |  |  | 2628967 | Sus |  | CompanyInitiated¦Plannedmaintenance¦¦
24-0132186 | Wildfire Mitigation | Planned - WSIP/System Hardening |  |  | 2024 | Tier 2 | Transformer only |  |  |  | 2629017 | Sus |  | WildfireMitigation¦PlannedWSIPSystemHardening¦¦
24-0128470 | Company Initiated | Planned- maintenance |  |  | 2024 | Tier 3 | Distribution Circuit |  |  |  | 2629025 | Sus |  | CompanyInitiated¦Plannedmaintenance¦¦
24-0132069 | Company Initiated | Planned- maintenance |  |  | 2024 | Tier 3 | Transformer only |  |  |  | 2629031 | Sus |  | CompanyInitiated¦Plannedmaintenance¦¦
24-0123317 | Company Initiated | Planned- maintenance |  |  | 2024 | Tier 3 | Transformer only |  |  |  | 2629042 | Sus |  | CompanyInitiated¦Plannedmaintenance¦¦
24-0130168 | Company Initiated | Planned- maintenance |  |  | 2024 | Tier 2 | Transformer only |  |  |  | 2629049 | Sus |  | CompanyInitiated¦Plannedmaintenance¦¦
24-0131283 | Company Initiated | Planned- maintenance |  |  | 2024 | Tier 3 | Transformer only |  |  |  | 2629051 | Sus |  | CompanyInitiated¦Plannedmaintenance¦¦
24-0125973 | Company Initiated | Planned- maintenance |  |  | 2024 | Tier 2 | Distribution Circuit |  |  |  | 2629058 | Sus |  | CompanyInitiated¦Plannedmaintenance¦¦
24-0123273 | Company Initiated | Planned- maintenance |  |  | 2024 | Tier 3 | Distribution Circuit |  |  |  | 2629046 | Sus |  | CompanyInitiated¦Plannedmaintenance¦¦
24-0132188 | Company Initiated | Planned- maintenance |  |  | 2024 | Tier 2 | Distribution Circuit |  |  |  | 2629061 | Sus |  | CompanyInitiated¦Plannedmaintenance¦¦
24-0130711 | Company Initiated | Planned- maintenance |  |  | 2024 | Tier 3 | Transformer only |  |  |  | 2629247 | Sus |  | CompanyInitiated¦Plannedmaintenance¦¦
24-0130714 | Company Initiated | Planned- maintenance |  |  | 2024 | Tier 3 | Transformer only |  |  |  | 2629199 | Sus |  | CompanyInitiated¦Plannedmaintenance¦¦
24-0130717 | Company Initiated | Planned- maintenance |  |  | 2024 | Tier 3 | Transformer only |  |  |  | 2629237 | Sus |  | CompanyInitiated¦Plannedmaintenance¦¦
24-0130713 | Company Initiated | Planned- maintenance |  |  | 2024 | Tier 3 | Transformer only |  |  |  | 2629277 | Sus |  | CompanyInitiated¦Plannedmaintenance¦¦
24-0137390 | Equipment Failure/Involved | Overhead | Pole-Wood | Deteriorated | 2024 | Tier 3 | Distribution Circuit |  |  |  | 2629878 | Sus |  | EquipmentFailureInvolved¦Overhead¦PoleWood¦Deteriorated
24-0137404 | 3rd Party | Vehicle | Pole-Wood | Broken- wire on ground | 2024 | Tier 2 | Distribution Circuit |  |  |  | 2629939 | Sus |  | 3rdParty¦Vehicle¦PoleWood¦Brokenwireonground
24-0132441 | Company Initiated | Planned- maintenance |  |  | 2024 | Tier 3 | Transformer only |  |  |  | 2630218 | Sus |  | CompanyInitiated¦Plannedmaintenance¦¦
24-0132229 | Company Initiated | Planned- maintenance |  |  | 2024 | Tier 3 | Transformer only |  |  |  | 2630223 | Sus |  | CompanyInitiated¦Plannedmaintenance¦¦
24-0132215 | Company Initiated | Planned- maintenance |  |  | 2024 | Tier 3 | Transformer only |  |  |  | 2630224 | Sus |  | CompanyInitiated¦Plannedmaintenance¦¦
24-0132238 | Company Initiated | Planned- maintenance |  |  | 2024 | Tier 3 | Transformer only |  |  |  | 2630232 | Sus |  | CompanyInitiated¦Plannedmaintenance¦¦
24-0132784 | Company Initiated | Planned- maintenance |  |  | 2024 | Tier 2 | Transformer only |  |  |  | 2630244 | Sus |  | CompanyInitiated¦Plannedmaintenance¦¦
24-0133206 | Company Initiated | Planned- maintenance |  |  | 2024 | Tier 2 | Transformer only |  |  |  | 2630251 | Sus |  | CompanyInitiated¦Plannedmaintenance¦¦
24-0133173 | Company Initiated | Planned- maintenance |  |  | 2024 | Tier 3 | Distribution Circuit |  |  |  | 2630262 | Sus |  | CompanyInitiated¦Plannedmaintenance¦¦
24-0132192 | Company Initiated | Planned- maintenance |  |  | 2024 | Tier 3 | Transformer only |  |  |  | 2630263 | Sus |  | CompanyInitiated¦Plannedmaintenance¦¦
24-0133546 | Company Initiated | Planned- maintenance |  |  | 2024 | Tier 2 | Distribution Circuit |  |  |  | 2630278 | Sus |  | CompanyInitiated¦Plannedmaintenance¦¦
24-0131351 | Wildfire Mitigation | Planned - WSIP/System Hardening |  |  | 2024 | Tier 3 | Transformer only |  |  |  | 2630322 | Sus |  | WildfireMitigation¦PlannedWSIPSystemHardening¦¦
24-0132181 | Company Initiated | Planned- maintenance |  |  | 2024 | Tier 3 | Transformer only |  |  |  | 2630395 | Sus |  | CompanyInitiated¦Plannedmaintenance¦¦
24-0128944 | Company Initiated | Planned- maintenance |  |  | 2024 | Tier 3 | Distribution Circuit |  |  |  | 2630420 | Sus |  | CompanyInitiated¦Plannedmaintenance¦¦
24-0137622 | Vegetation | Tree - fell into line | Conductor- Overhead | Broken- wire on ground | 2024 | Tier 3 | Distribution Circuit |  |  |  | 2630560 | Sus |  | Vegetation¦Treefellintoline¦ConductorOverhead¦Brokenwireonground
24-0137645 | Vegetation | Tree - fell into line | Conductor- Overhead | Broken- wire on ground | 2024 | Tier 3 | Distribution Circuit |  |  |  | 2630484 | Sus |  | Vegetation¦Treefellintoline¦ConductorOverhead¦Brokenwireonground
24-0132211 | Company Initiated | Planned- maintenance |  |  | 2024 | Tier 3 | Transformer only |  |  |  | 2630524 | Sus |  | CompanyInitiated¦Plannedmaintenance¦¦
24-0137615 | Equipment Failure/Involved | Overhead | Fuse | Arcing | 2024 | Tier 2 | Distribution Circuit |  |  |  | 2630536 | Sus |  | EquipmentFailureInvolved¦Overhead¦Fuse¦Arcing
24-0132240 | Company Initiated | Planned- maintenance |  |  | 2024 | Tier 3 | Transformer only |  |  |  | 2630628 | Sus |  | CompanyInitiated¦Plannedmaintenance¦¦
24-0137649 | Vegetation | Tree - fell into line | Conductor- Overhead | Broken- wire on ground | 2024 | Tier 2 | Distribution Circuit |  |  |  | 2630540 | Sus |  | Vegetation¦Treefellintoline¦ConductorOverhead¦Brokenwireonground
24-0137688 | Vegetation | Tree - fell into line | Pole-Wood | Broken- wire on ground | 2024 | Tier 3 | Distribution Circuit |  |  |  | 2630799 | Sus |  | Vegetation¦Treefellintoline¦PoleWood¦Brokenwireonground
24-0137770 | Vegetation | Tree - branch fell on line | Conductor- Overhead | Normal | 2024 | Tier 2 | Distribution Circuit |  |  |  | 2630699 | Sus |  | Vegetation¦Treebranchfellonline¦ConductorOverhead¦Normal
24-0137759 | Vegetation | Tree - branch fell on line | Conductor- Overhead | Normal | 2024 | Tier 3 | Distribution Circuit |  |  |  | 2630713 | Sus |  | Vegetation¦Treebranchfellonline¦ConductorOverhead¦Normal
24-0132460 | Company Initiated | Planned- maintenance |  |  | 2024 | Tier 3 | Transformer only |  |  |  | 2630784 | Sus |  | CompanyInitiated¦Plannedmaintenance¦¦
24-0132167 | Company Initiated | Planned- maintenance |  |  | 2024 | Tier 3 | Transformer only |  |  |  | 2630787 | Sus |  | CompanyInitiated¦Plannedmaintenance¦¦
24-0137741 | Vegetation | Tree - fell into line | Transformer (OH) | Broken- wire on ground | 2024 | Tier 3 | Transformer only |  |  |  | 2630883 | Sus |  | Vegetation¦Treefellintoline¦Transformer(OH)¦Brokenwireonground
24-0137722 | Vegetation | Tree - fell into line | Pole-Wood | Broken | 2024 | Tier 2 | Distribution Circuit |  |  |  | 2630869 | Sus |  | Vegetation¦Treefellintoline¦PoleWood¦Broken
24-0137783 | Unknown Cause | Patrol - found nothing |  |  | 2024 | Tier 2 | Distribution Circuit |  |  |  | 2630868 | Sus |  | UnknownCause¦Patrolfoundnothing¦¦
24-0137842 | Vegetation | Tree - branch fell on line | Transformer | Broken- wire on ground | 2024 | Tier 2 | Transformer only |  |  |  | 2630921 | Sus |  | Vegetation¦Treebranchfellonline¦Transformer¦Brokenwireonground
24-0137808 | Unknown Cause | Patrol - found nothing |  |  | 2024 | Tier 3 | Distribution Circuit |  |  |  | 2630980 | Sus |  | UnknownCause¦Patrolfoundnothing¦¦
24-0133544 | Company Initiated | Planned- maintenance |  |  | 2024 | Tier 2 | Transformer only |  |  |  | 2631300 | Sus |  | CompanyInitiated¦Plannedmaintenance¦¦
24-0133214 | Wildfire Mitigation | Planned - WSIP/System Hardening |  |  | 2024 | Tier 2 | Distribution Circuit |  |  |  | 2631113 | Sus |  | WildfireMitigation¦PlannedWSIPSystemHardening¦¦
24-0137873 | Vegetation | Tree - branch fell on line | Conductor- Overhead | Normal | 2024 | Tier 3 | Distribution Circuit |  |  |  | 2631259 | Sus |  | Vegetation¦Treebranchfellonline¦ConductorOverhead¦Normal
24-0137966 | Vegetation | Tree - fell into line | Conductor- Overhead | Broken- wire on ground | 2024 | Tier 3 | Distribution Circuit |  |  |  | 2631373 | Sus |  | Vegetation¦Treefellintoline¦ConductorOverhead¦Brokenwireonground
24-0137690 | Equipment Failure/Involved | Overhead | Conductor- Overhead | Deteriorated | 2024 | Tier 3 | Distribution Circuit |  |  |  | 2631380 | Sus |  | EquipmentFailureInvolved¦Overhead¦ConductorOverhead¦Deteriorated
24-0137947 | Equipment Failure/Involved | Overhead | Conductor- Overhead | Bent or Twisted | 2024 | Tier 2 | Distribution Circuit |  |  |  | 2631547 | Sus |  | EquipmentFailureInvolved¦Overhead¦ConductorOverhead¦BentorTwisted
24-0137981 | Animal | Squirrel | Conductor- Overhead | Normal | 2024 | Tier 3 | Distribution Circuit |  |  |  | 2631434 | Sus |  | Animal¦Squirrel¦ConductorOverhead¦Normal
24-0138038 | Equipment Failure/Involved | Overhead | Fuse | Broken | 2024 | Tier 2 | Transformer only |  |  |  | 2631667 | Sus |  | EquipmentFailureInvolved¦Overhead¦Fuse¦Broken
24-0138030 | Vegetation | Tree - fell into line | Conductor- Overhead | Normal | 2024 | Tier 2 | Distribution Circuit |  |  |  | 2631723 | Sus |  | Vegetation¦Treefellintoline¦ConductorOverhead¦Normal
24-0138108 | Unknown Cause | Patrol - found nothing |  |  | 2024 | Tier 3 | Distribution Circuit |  |  |  | 2631926 | Sus |  | UnknownCause¦Patrolfoundnothing¦¦
24-0138263 | Unknown Cause | Patrol - found nothing |  |  | 2024 | Tier 2 | Distribution Circuit |  |  |  | 2632337 | Sus |  | UnknownCause¦Patrolfoundnothing¦¦
24-0132207 | Company Initiated | Planned- maintenance |  |  | 2024 | Tier 3 | Transformer only |  |  |  | 2632362 | Sus |  | CompanyInitiated¦Plannedmaintenance¦¦
24-0132205 | Company Initiated | Planned- maintenance |  |  | 2024 | Tier 3 | Transformer only |  |  |  | 2632532 | Sus |  | CompanyInitiated¦Plannedmaintenance¦¦
24-0133577 | Company Initiated | Planned- maintenance |  |  | 2024 | Tier 2 | Transformer only |  |  |  | 2632490 | Sus |  | CompanyInitiated¦Plannedmaintenance¦¦
24-0138234 | Company Initiated | Planned- capital |  |  | 2024 | Tier 2 | Distribution Circuit |  |  |  | 2632382 | Sus |  | CompanyInitiated¦Plannedcapital¦¦
24-0132203 | Company Initiated | Planned- maintenance |  |  | 2024 | Tier 3 | Transformer only |  |  |  | 2632585 | Sus |  | CompanyInitiated¦Plannedmaintenance¦¦
24-0132202 | Company Initiated | Planned- maintenance |  |  | 2024 | Tier 3 | Transformer only |  |  |  | 2632591 | Sus |  | CompanyInitiated¦Plannedmaintenance¦¦
24-0138327 | Equipment Failure/Involved | Overhead | Woodpin | Broken | 2024 | Tier 2 | Distribution Circuit |  |  |  | 2632574 | Sus |  | EquipmentFailureInvolved¦Overhead¦Woodpin¦Broken
24-0132206 | Company Initiated | Planned- maintenance |  |  | 2024 | Tier 3 | Transformer only |  |  |  | 2632734 | Sus |  | CompanyInitiated¦Plannedmaintenance¦¦
24-0134494 | Company Initiated | Planned- maintenance |  |  | 2024 | Tier 2 | Transformer only |  |  |  | 2632973 | Sus |  | CompanyInitiated¦Plannedmaintenance¦¦
24-0138538 | Unknown Cause | Patrol - found nothing |  |  | 2024 | Tier 3 | Distribution Circuit |  |  |  | 2632989 | Sus |  | UnknownCause¦Patrolfoundnothing¦¦
24-0138640 | Equipment Failure/Involved | Overhead | Insulator | Failed/Faulted | 2024 | Tier 2 | Distribution Circuit |  |  |  | 2633227 | Sus |  | EquipmentFailureInvolved¦Overhead¦Insulator¦FailedFaulted
24-0138653 | Equipment Failure/Involved | Fire- pole | Crossarm- Wood | Broken | 2024 | Tier 2 | Distribution Circuit |  |  |  | 2633237 | Sus |  | EquipmentFailureInvolved¦Firepole¦CrossarmWood¦Broken
24-0133254 | Wildfire Mitigation | Planned - WSIP/System Hardening |  |  | 2024 | Tier 2 | Transformer only |  |  |  | 2634011 | Sus |  | WildfireMitigation¦PlannedWSIPSystemHardening¦¦
24-0138952 | Unknown Cause | Patrol - found nothing |  |  | 2024 | Tier 2 | Distribution Circuit |  |  |  | 2634339 | Sus |  | UnknownCause¦Patrolfoundnothing¦¦
24-0139291 | Vegetation | Tree - branch fell on line | Transformer | Broken- wire on ground | 2024 | Tier 2 | Transformer only |  |  |  | 2635151 | Sus |  | Vegetation¦Treebranchfellonline¦Transformer¦Brokenwireonground
24-0139252 | Vegetation | Tree - fell into line | Conductor- Overhead | Together | 2024 | Tier 2 | Distribution Circuit |  |  |  | 2635190 | Sus |  | Vegetation¦Treefellintoline¦ConductorOverhead¦Together
24-0139310 | Vegetation | Tree - fell into line | Conductor- Overhead | Normal | 2024 | Tier 3 | Distribution Circuit |  |  |  | 2635367 | Sus |  | Vegetation¦Treefellintoline¦ConductorOverhead¦Normal
24-0139306 | Vegetation | Tree - fell into line | Conductor- Overhead | Normal | 2024 | Tier 3 | Distribution Circuit |  |  |  | 2635425 | Sus |  | Vegetation¦Treefellintoline¦ConductorOverhead¦Normal
24-0139337 | Unknown Cause | Patrol - found nothing |  |  | 2024 | Zone 1 | Distribution Circuit |  |  |  | 2635560 | Sus |  | UnknownCause¦Patrolfoundnothing¦¦
24-0139436 | Vegetation | Tree - branch fell on line | Fuse | Failed/Faulted | 2024 | Tier 2 | Transformer only |  |  |  | 2635887 | Sus |  | Vegetation¦Treebranchfellonline¦Fuse¦FailedFaulted
24-0139447 | Vegetation | Tree - fell into line | Conductor- Overhead | Broken- wire on ground | 2024 | Tier 2 | Distribution Circuit |  |  |  | 2635888 | Sus |  | Vegetation¦Treefellintoline¦ConductorOverhead¦Brokenwireonground
24-0139453 | Unknown Cause | Patrol - found nothing |  |  | 2024 | Tier 3 | Distribution Circuit |  |  |  | 2635948 | Sus |  | UnknownCause¦Patrolfoundnothing¦¦
24-0139611 | Vegetation | Tree - fell into line | Conductor- Overhead | Broken- wire on ground | 2024 | Tier 2 | Distribution Circuit |  |  |  | 2636612 | Sus |  | Vegetation¦Treefellintoline¦ConductorOverhead¦Brokenwireonground
24-0135985 | Company Initiated | Planned- maintenance |  |  | 2024 | Tier 3 | Distribution Circuit |  |  |  | 2636861 | Sus |  | CompanyInitiated¦Plannedmaintenance¦¦
24-0139672 | Vegetation | Tree - fell into line | Conductor- Overhead | Normal | 2024 | Tier 2 | Distribution Circuit |  |  |  | 2636869 | Sus |  | Vegetation¦Treefellintoline¦ConductorOverhead¦Normal
24-0135186 | Company Initiated | Planned- maintenance |  |  | 2024 | Tier 2 | Distribution Circuit |  |  |  | 2636900 | Sus |  | CompanyInitiated¦Plannedmaintenance¦¦
24-0139704 | 3rd Party | Other | Conductor- Overhead | Normal | 2024 | Tier 2 | Distribution Circuit |  |  |  | 2637015 | Sus |  | 3rdParty¦Other¦ConductorOverhead¦Normal
24-0139728 | 3rd Party | Other | Transformer (OH) | Failed/Faulted | 2024 | Tier 3 | Transformer only |  |  |  | 2637013 | Sus |  | 3rdParty¦Other¦Transformer(OH)¦FailedFaulted
24-0139714 | Animal | Squirrel | Conductor- Overhead | Normal | 2024 | Tier 2 | Distribution Circuit |  |  |  | 2637021 | Sus |  | Animal¦Squirrel¦ConductorOverhead¦Normal
24-0139704 | 3rd Party | Other | Conductor- Overhead | Normal | 2024 | Tier 2 | Distribution Circuit |  |  |  | 2637044 | Sus |  | 3rdParty¦Other¦ConductorOverhead¦Normal
24-0139754 | 3rd Party | Vehicle | Crossarm- Wood | Burned/flashed | 2024 | Tier 2 | Distribution Circuit |  |  |  | 2637147 | Sus |  | 3rdParty¦Vehicle¦CrossarmWood¦Burnedflashed
24-0134921 | Company Initiated | Planned- maintenance |  |  | 2024 | Tier 3 | Distribution Circuit |  |  |  | 2637359 | Sus |  | CompanyInitiated¦Plannedmaintenance¦¦
24-0134912 | Wildfire Mitigation | Planned - WSIP/System Hardening |  |  | 2024 | Tier 3 | Distribution Circuit |  |  |  | 2637644 | Sus |  | WildfireMitigation¦PlannedWSIPSystemHardening¦¦
24-0140038 | Animal | Bird found | Transformer (OH) | Burned/flashed | 2024 | Tier 2 | Transformer only |  |  |  | 2637756 | Sus |  | Animal¦Birdfound¦Transformer(OH)¦Burnedflashed
24-0134907 | Company Initiated | Planned- maintenance |  |  | 2024 | Tier 2 | Transformer only |  |  |  | 2637890 | Sus |  | CompanyInitiated¦Plannedmaintenance¦¦
24-0129064 | Company Initiated | Planned- maintenance |  |  | 2024 | Tier 2 | Distribution Circuit |  |  |  | 2638493 | Sus |  | CompanyInitiated¦Plannedmaintenance¦¦
24-0134932 | Company Initiated | Planned- maintenance |  |  | 2024 | Tier 2 | Distribution Circuit |  |  |  | 2638524 | Sus |  | CompanyInitiated¦Plannedmaintenance¦¦
24-0134936 | Company Initiated | Planned- maintenance |  |  | 2024 | Tier 3 | Distribution Circuit |  |  |  | 2639134 | Sus |  | CompanyInitiated¦Plannedmaintenance¦¦
24-0134655 | Company Initiated | Planned- capital |  |  | 2024 | Tier 3 | Distribution Circuit |  |  |  | 2639223 | Sus |  | CompanyInitiated¦Plannedcapital¦¦
24-0128969 | Wildfire Mitigation | Planned - WSIP/System Hardening |  |  | 2024 | Tier 2 | Distribution Circuit |  |  |  | 2639238 | Sus |  | WildfireMitigation¦PlannedWSIPSystemHardening¦¦
24-0140913 | Equipment Failure/Involved | Overhead | Pole-Wood | Broken- wire on ground | 2024 | Tier 2 | Distribution Circuit |  |  |  | 2639268 | Sus |  | EquipmentFailureInvolved¦Overhead¦PoleWood¦Brokenwireonground
24-0141177 | Equipment Failure/Involved | Overhead | Jumper | Burned Open | 2024 | Tier 2 | Distribution Circuit |  |  |  | 2639721 | Sus |  | EquipmentFailureInvolved¦Overhead¦Jumper¦BurnedOpen
24-0141181 | Vegetation | Tree - fell into line | Conductor- Overhead | Broken- wire on ground | 2024 | Tier 2 | Distribution Circuit |  |  |  | 2639740 | Sus |  | Vegetation¦Treefellintoline¦ConductorOverhead¦Brokenwireonground
24-0139257 | Company Initiated | Planned- maintenance |  |  | 2024 | Tier 3 | Transformer only |  |  |  | 2640087 | Sus |  | CompanyInitiated¦Plannedmaintenance¦¦
24-0141445 | Animal | Bird found | Conductor- Overhead | Normal | 2024 | Tier 2 | Distribution Circuit |  |  |  | 2640851 | Sus |  | Animal¦Birdfound¦ConductorOverhead¦Normal
24-0141473 | Vegetation | Tree - fell into line | Service conductor | Broken- wire on ground | 2024 | Tier 2 | Transformer only |  |  |  | 2640936 | Sus |  | Vegetation¦Treefellintoline¦Serviceconductor¦Brokenwireonground
24-0141506 | Animal | Squirrel | Pothead(Riser Termination) | Burned/flashed | 2024 | Tier 2 | Distribution Circuit |  |  |  | 2641004 | Sus |  | Animal¦Squirrel¦Pothead(RiserTermination)¦Burnedflashed
24-0135934 | Company Initiated | Planned- maintenance |  |  | 2024 | Tier 2 | Transformer only |  |  |  | 2641397 | Sus |  | CompanyInitiated¦Plannedmaintenance¦¦
24-0135054 | Company Initiated | Planned- maintenance |  |  | 2024 | Tier 2 | Distribution Circuit |  |  |  | 2641360 | Sus |  | CompanyInitiated¦Plannedmaintenance¦¦
24-0135887 | Company Initiated | Planned- maintenance |  |  | 2024 | Tier 2 | Distribution Circuit |  |  |  | 2641392 | Sus |  | CompanyInitiated¦Plannedmaintenance¦¦
24-0135897 | Company Initiated | Planned- maintenance |  |  | 2024 | Tier 3 | Distribution Circuit |  |  |  | 2641419 | Sus |  | CompanyInitiated¦Plannedmaintenance¦¦
24-0137175 | Company Initiated | Planned- maintenance |  |  | 2024 | Tier 3 | Distribution Circuit |  |  |  | 2641443 | Sus |  | CompanyInitiated¦Plannedmaintenance¦¦
24-0136946 | Company Initiated | Planned- maintenance |  |  | 2024 | Tier 2 | Transformer only |  |  |  | 2641444 | Sus |  | CompanyInitiated¦Plannedmaintenance¦¦
24-0135058 | Company Initiated | Planned- maintenance |  |  | 2024 | Tier 2 | Distribution Circuit |  |  |  | 2641439 | Sus |  | CompanyInitiated¦Plannedmaintenance¦¦
24-0135946 | Company Initiated | Planned- maintenance |  |  | 2024 | Tier 2 | Distribution Circuit |  |  |  | 2641492 | Sus |  | CompanyInitiated¦Plannedmaintenance¦¦
24-0135973 | Company Initiated | Planned- maintenance |  |  | 2024 | Tier 3 | Distribution Circuit |  |  |  | 2641454 | Sus |  | CompanyInitiated¦Plannedmaintenance¦¦
24-0135949 | Company Initiated | Planned- maintenance |  |  | 2024 | Tier 2 | Transformer only |  |  |  | 2641746 | Sus |  | CompanyInitiated¦Plannedmaintenance¦¦
24-0135894 | Company Initiated | Planned- maintenance |  |  | 2024 | Zone 1 | Transformer only |  |  |  | 2641482 | Sus |  | CompanyInitiated¦Plannedmaintenance¦¦
24-0135575 | Wildfire Mitigation | Planned - WSIP/System Hardening |  |  | 2024 | Tier 2 | Distribution Circuit |  |  |  | 2641532 | Sus |  | WildfireMitigation¦PlannedWSIPSystemHardening¦¦
24-0137566 | Company Initiated | Planned- maintenance |  |  | 2024 | Tier 2 | Distribution Circuit |  |  |  | 2641377 | Sus |  | CompanyInitiated¦Plannedmaintenance¦¦
24-0127895 | Company Initiated | Planned- maintenance |  |  | 2024 | Tier 3 | Transformer only |  |  |  | 2641544 | Sus |  | CompanyInitiated¦Plannedmaintenance¦¦
24-0129184 | Company Initiated | Planned- maintenance |  |  | 2024 | Tier 3 | Distribution Circuit |  |  |  | 2641545 | Sus |  | CompanyInitiated¦Plannedmaintenance¦¦
24-0136562 | Wildfire Mitigation | Planned - WSIP/System Hardening |  |  | 2024 | Tier 2 | Transformer only |  |  |  | 2641553 | Sus |  | WildfireMitigation¦PlannedWSIPSystemHardening¦¦
24-0135629 | Wildfire Mitigation | Planned - WSIP/System Hardening |  |  | 2024 | Tier 2 | Distribution Circuit |  |  |  | 2641581 | Sus |  | WildfireMitigation¦PlannedWSIPSystemHardening¦¦
24-0132008 | Wildfire Mitigation | Planned - WSIP/System Hardening |  |  | 2024 | Tier 3 | Transformer only |  |  |  | 2641660 | Sus |  | WildfireMitigation¦PlannedWSIPSystemHardening¦¦
24-0132003 | Wildfire Mitigation | Planned - WSIP/System Hardening |  |  | 2024 | Tier 3 | Distribution Circuit |  |  |  | 2641669 | Sus |  | WildfireMitigation¦PlannedWSIPSystemHardening¦¦
24-0135839 | Company Initiated | Planned- maintenance |  |  | 2024 | Tier 3 | Transformer only |  |  |  | 2641897 | Sus |  | CompanyInitiated¦Plannedmaintenance¦¦
24-0135254 | Company Initiated | Planned- maintenance |  |  | 2024 | Tier 3 | Transformer only |  |  |  | 2641880 | Sus |  | CompanyInitiated¦Plannedmaintenance¦¦
24-0135259 | Company Initiated | Planned- maintenance |  |  | 2024 | Tier 3 | Transformer only |  |  |  | 2641926 | Sus |  | CompanyInitiated¦Plannedmaintenance¦¦
24-0135250 | Company Initiated | Planned- maintenance |  |  | 2024 | Tier 3 | Transformer only |  |  |  | 2641934 | Sus |  | CompanyInitiated¦Plannedmaintenance¦¦
24-0135977 | Company Initiated | Planned- maintenance |  |  | 2024 | Tier 2 | Transformer only |  |  |  | 2642032 | Sus |  | CompanyInitiated¦Plannedmaintenance¦¦
24-0141901 | Animal | Squirrel | Fuse | Burned Open | 2024 | Tier 3 | Distribution Circuit |  |  |  | 2642149 | Sus |  | Animal¦Squirrel¦Fuse¦BurnedOpen
24-0137190 | Company Initiated | Planned- maintenance |  |  | 2024 | Tier 2 | Distribution Circuit |  |  |  | 2642628 | Sus |  | CompanyInitiated¦Plannedmaintenance¦¦
24-0141977 | Equipment Failure/Involved | Underground | Pothead/Riser Termination | Broken | 2024 | Tier 2 | Distribution Circuit |  |  |  | 2642407 | Sus |  | EquipmentFailureInvolved¦Underground¦PotheadRiserTermination¦Broken
24-0135481 | Company Initiated | Planned- maintenance |  |  | 2024 | Tier 3 | Transformer only |  |  |  | 2643181 | Sus |  | CompanyInitiated¦Plannedmaintenance¦¦
24-0136884 | Company Initiated | Planned- maintenance |  |  | 2024 | Tier 2 | Distribution Circuit |  |  |  | 2643041 | Sus |  | CompanyInitiated¦Plannedmaintenance¦¦
24-0136873 | Company Initiated | Planned- maintenance |  |  | 2024 | Tier 3 | Distribution Circuit |  |  |  | 2642509 | Sus |  | CompanyInitiated¦Plannedmaintenance¦¦
24-0137282 | Company Initiated | Planned- maintenance |  |  | 2024 | Tier 2 | Distribution Circuit |  |  |  | 2642514 | Sus |  | CompanyInitiated¦Plannedmaintenance¦¦
24-0137196 | Wildfire Mitigation | Planned - WSIP/System Hardening |  |  | 2024 | Zone 1 | Transformer only |  |  |  | 2642560 | Sus |  | WildfireMitigation¦PlannedWSIPSystemHardening¦¦
24-0135470 | Company Initiated | Planned- maintenance |  |  | 2024 | Tier 3 | Transformer only |  |  |  | 2642568 | Sus |  | CompanyInitiated¦Plannedmaintenance¦¦
24-0106882 | Company Initiated | Planned- capital |  |  | 2024 | Tier 2 | Distribution Circuit |  |  |  | 2642561 | Sus |  | CompanyInitiated¦Plannedcapital¦¦
24-0135376 | Company Initiated | Planned- maintenance |  |  | 2024 | Tier 2 | Transformer only |  |  |  | 2642942 | Sus |  | CompanyInitiated¦Plannedmaintenance¦¦
24-0129665 | Company Initiated | Planned- maintenance |  |  | 2024 | Tier 3 | Transformer only |  |  |  | 2642676 | Sus |  | CompanyInitiated¦Plannedmaintenance¦¦
24-0135425 | Wildfire Mitigation | Planned - WSIP/System Hardening |  |  | 2024 | Tier 2 | Distribution Circuit |  |  |  | 2642683 | Sus |  | WildfireMitigation¦PlannedWSIPSystemHardening¦¦
24-0133157 | Company Initiated | Planned- maintenance |  |  | 2024 | Tier 2 | Distribution Circuit |  |  |  | 2642718 | Sus |  | CompanyInitiated¦Plannedmaintenance¦¦
24-0135072 | Wildfire Mitigation | Planned - WSIP/System Hardening |  |  | 2024 | Tier 3 | Distribution Circuit |  |  |  | 2642692 | Sus |  | WildfireMitigation¦PlannedWSIPSystemHardening¦¦
24-0135475 | Company Initiated | Planned- maintenance |  |  | 2024 | Tier 3 | Transformer only |  |  |  | 2642771 | Sus |  | CompanyInitiated¦Plannedmaintenance¦¦
24-0131928 | Company Initiated | Planned- maintenance |  |  | 2024 | Tier 3 | Distribution Circuit |  |  |  | 2642518 | Sus |  | CompanyInitiated¦Plannedmaintenance¦¦
24-0134468 | Wildfire Mitigation | Planned - WSIP/System Hardening |  |  | 2024 | Tier 3 | Distribution Circuit |  |  |  | 2642755 | Sus |  | WildfireMitigation¦PlannedWSIPSystemHardening¦¦
24-0134529 | Wildfire Mitigation | Planned - WSIP/System Hardening |  |  | 2024 | Tier 2 | Distribution Circuit |  |  |  | 2643003 | Sus |  | WildfireMitigation¦PlannedWSIPSystemHardening¦¦
24-0137214 | Wildfire Mitigation | Planned - WSIP/System Hardening |  |  | 2024 | Zone 1 | Transformer only |  |  |  | 2643111 | Sus |  | WildfireMitigation¦PlannedWSIPSystemHardening¦¦
24-0142274 | Animal | Squirrel | Fuse | Failed/Faulted | 2024 | Tier 2 | Transformer only |  |  |  | 2643042 | Sus |  | Animal¦Squirrel¦Fuse¦FailedFaulted
24-0127926 | Company Initiated | Planned- capital |  |  | 2024 | Tier 2 | Substation - Distribution |  |  |  | 2643233 | Sus |  | CompanyInitiated¦Plannedcapital¦¦
24-0139048 | Company Initiated | Planned- maintenance |  |  | 2024 | Tier 3 | Transformer only |  |  |  | 2643820 | Sus |  | CompanyInitiated¦Plannedmaintenance¦¦
24-0137306 | Company Initiated | Planned- maintenance |  |  | 2024 | Tier 2 | Transformer only |  |  |  | 2643491 | Sus |  | CompanyInitiated¦Plannedmaintenance¦¦
24-0137312 | Wildfire Mitigation | Planned - WSIP/System Hardening |  |  | 2024 | Tier 2 | Transformer only |  |  |  | 2643513 | Sus |  | WildfireMitigation¦PlannedWSIPSystemHardening¦¦
24-0137802 | Company Initiated | Planned- maintenance |  |  | 2024 | Tier 2 | Distribution Circuit |  |  |  | 2643503 | Sus |  | CompanyInitiated¦Plannedmaintenance¦¦
24-0137303 | Company Initiated | Planned- maintenance |  |  | 2024 | Tier 3 | Distribution Circuit |  |  |  | 2643506 | Sus |  | CompanyInitiated¦Plannedmaintenance¦¦
24-0135145 | Company Initiated | Planned- maintenance |  |  | 2024 | Tier 2 | Transformer only |  |  |  | 2643533 | Sus |  | CompanyInitiated¦Plannedmaintenance¦¦
24-0138443 | Company Initiated | Planned- maintenance |  |  | 2024 | Tier 3 | Distribution Circuit |  |  |  | 2643543 | Sus |  | CompanyInitiated¦Plannedmaintenance¦¦
24-0135699 | Company Initiated | Planned- maintenance |  |  | 2024 | Tier 2 | Distribution Circuit |  |  |  | 2643481 | Sus |  | CompanyInitiated¦Plannedmaintenance¦¦
24-0138407 | Company Initiated | Planned- maintenance |  |  | 2024 | Tier 3 | Distribution Circuit |  |  |  | 2643550 | Sus |  | CompanyInitiated¦Plannedmaintenance¦¦
24-0127223 | Company Initiated | Planned- capital |  |  | 2024 | Tier 2 | Distribution Circuit |  |  |  | 2643617 | Sus |  | CompanyInitiated¦Plannedcapital¦¦
24-0106846 | Company Initiated | Planned- capital |  |  | 2024 | Tier 2 | Distribution Circuit |  |  |  | 2643663 | Sus |  | CompanyInitiated¦Plannedcapital¦¦
24-0136668 | Wildfire Mitigation | Planned - WSIP/System Hardening |  |  | 2024 | Tier 2 | Distribution Circuit |  |  |  | 2643624 | Sus |  | WildfireMitigation¦PlannedWSIPSystemHardening¦¦
24-0138810 | Wildfire Mitigation | Planned - WSIP/System Hardening |  |  | 2024 | Tier 2 | Transformer only |  |  |  | 2643623 | Sus |  | WildfireMitigation¦PlannedWSIPSystemHardening¦¦
24-0138502 | Company Initiated | Planned- maintenance |  |  | 2024 | Tier 3 | Transformer only |  |  |  | 2643626 | Sus |  | CompanyInitiated¦Plannedmaintenance¦¦
24-0114558 | Company Initiated | Planned- capital |  |  | 2024 | Tier 3 | Distribution Circuit |  |  |  | 2643747 | Sus |  | CompanyInitiated¦Plannedcapital¦¦
24-0136897 | Wildfire Mitigation | Planned - WSIP/System Hardening |  |  | 2024 | Tier 2 | Distribution Circuit |  |  |  | 2643615 | Sus |  | WildfireMitigation¦PlannedWSIPSystemHardening¦¦
24-0132405 | Wildfire Mitigation | Planned - WSIP/System Hardening |  |  | 2024 | Tier 3 | Transformer only |  |  |  | 2643656 | Sus |  | WildfireMitigation¦PlannedWSIPSystemHardening¦¦
24-0136726 | Company Initiated | Planned- maintenance |  |  | 2024 | Tier 3 | Distribution Circuit |  |  |  | 2643749 | Sus |  | CompanyInitiated¦Plannedmaintenance¦¦
24-0132410 | Wildfire Mitigation | Planned - WSIP/System Hardening |  |  | 2024 | Tier 3 | Distribution Circuit |  |  |  | 2643742 | Sus |  | WildfireMitigation¦PlannedWSIPSystemHardening¦¦
24-0135147 | Company Initiated | Planned- maintenance |  |  | 2024 | Tier 2 | Transformer only |  |  |  | 2644017 | Sus |  | CompanyInitiated¦Plannedmaintenance¦¦
24-0133589 | Company Initiated | Planned- capital |  |  | 2024 | Tier 2 | Distribution Circuit |  |  |  | 2644388 | Sus |  | CompanyInitiated¦Plannedcapital¦¦
24-0140103 | Company Initiated | Planned- maintenance |  |  | 2024 | Tier 2 | Distribution Circuit |  |  |  | 2644401 | Sus |  | CompanyInitiated¦Plannedmaintenance¦¦
24-0138326 | Company Initiated | Planned- maintenance |  |  | 2024 | Tier 2 | Distribution Circuit |  |  |  | 2644400 | Sus |  | CompanyInitiated¦Plannedmaintenance¦¦
24-0135539 | Company Initiated | Planned- maintenance |  |  | 2024 | Tier 3 | Distribution Circuit |  |  |  | 2644407 | Sus |  | CompanyInitiated¦Plannedmaintenance¦¦
24-0138514 | Company Initiated | Planned- maintenance |  |  | 2024 | Tier 2 | Transformer only |  |  |  | 2644419 | Sus |  | CompanyInitiated¦Plannedmaintenance¦¦
24-0138512 | Company Initiated | Planned- maintenance |  |  | 2024 | Tier 2 | Distribution Circuit |  |  |  | 2644450 | Sus |  | CompanyInitiated¦Plannedmaintenance¦¦
24-0138501 | Company Initiated | Planned- maintenance |  |  | 2024 | Tier 3 | Transformer only |  |  |  | 2644465 | Sus |  | CompanyInitiated¦Plannedmaintenance¦¦
24-0138494 | Company Initiated | Planned- maintenance |  |  | 2024 | Tier 3 | Distribution Circuit |  |  |  | 2644458 | Sus |  | CompanyInitiated¦Plannedmaintenance¦¦
24-0138454 | Company Initiated | Planned- maintenance |  |  | 2024 | Tier 3 | Distribution Circuit |  |  |  | 2644470 | Sus |  | CompanyInitiated¦Plannedmaintenance¦¦
24-0138534 | Company Initiated | Planned- maintenance |  |  | 2024 | Tier 3 | Distribution Circuit |  |  |  | 2644494 | Sus |  | CompanyInitiated¦Plannedmaintenance¦¦
24-0138867 | Company Initiated | Planned- maintenance |  |  | 2024 | Tier 3 | Transformer only |  |  |  | 2644549 | Sus |  | CompanyInitiated¦Plannedmaintenance¦¦
24-0138801 | Wildfire Mitigation | Planned - WSIP/System Hardening |  |  | 2024 | Tier 2 | Transformer only |  |  |  | 2644558 | Sus |  | WildfireMitigation¦PlannedWSIPSystemHardening¦¦
24-0138646 | Wildfire Mitigation | Planned - WSIP/System Hardening |  |  | 2024 | Tier 2 | Transformer only |  |  |  | 2644566 | Sus |  | WildfireMitigation¦PlannedWSIPSystemHardening¦¦
24-0128958 | Company Initiated | Planned- capital |  |  | 2024 | Tier 3 | Distribution Circuit |  |  |  | 2644595 | Sus |  | CompanyInitiated¦Plannedcapital¦¦
24-0134485 | Company Initiated | Planned- maintenance |  |  | 2024 | Tier 2 | Transformer only |  |  |  | 2644703 | Sus |  | CompanyInitiated¦Plannedmaintenance¦¦
24-0131521 | Company Initiated | Planned- capital |  |  | 2024 | Tier 2 | Distribution Circuit |  |  |  | 2644643 | Sus |  | CompanyInitiated¦Plannedcapital¦¦
24-0137592 | Wildfire Mitigation | Planned - WSIP/System Hardening |  |  | 2024 | Tier 2 | Distribution Circuit |  |  |  | 2644638 | Sus |  | WildfireMitigation¦PlannedWSIPSystemHardening¦¦
24-0138797 | Company Initiated | Planned- maintenance |  |  | 2024 | Tier 2 | Distribution Circuit |  |  |  | 2644641 | Sus |  | CompanyInitiated¦Plannedmaintenance¦¦
24-0129568 | Company Initiated | Planned- maintenance |  |  | 2024 | Tier 3 | Transformer only |  |  |  | 2644673 | Sus |  | CompanyInitiated¦Plannedmaintenance¦¦
24-0128576 | Company Initiated | Planned- capital |  |  | 2024 | Tier 2 | Distribution Circuit |  |  |  | 2644693 | Sus |  | CompanyInitiated¦Plannedcapital¦¦
24-0135104 | Wildfire Mitigation | Planned - WSIP/System Hardening |  |  | 2024 | Tier 2 | Transformer only |  |  |  | 2644995 | Sus |  | WildfireMitigation¦PlannedWSIPSystemHardening¦¦
24-0135536 | Company Initiated | Planned- maintenance |  |  | 2024 | Tier 3 | Transformer only |  |  |  | 2645262 | Sus |  | CompanyInitiated¦Plannedmaintenance¦¦
24-0138484 | Wildfire Mitigation | Planned - WSIP/System Hardening |  |  | 2024 | Tier 3 | Distribution Circuit |  |  |  | 2645151 | Sus |  | WildfireMitigation¦PlannedWSIPSystemHardening¦¦
24-0143111 | Unknown Cause | Patrol - found nothing |  |  | 2024 | Tier 3 | Distribution Circuit |  |  |  | 2645301 | Sus |  | UnknownCause¦Patrolfoundnothing¦¦
24-0143097 | Vegetation | Tree - fell into line | Conductor- Overhead | Normal | 2024 | Tier 3 | Distribution Circuit |  |  |  | 2645331 | Sus |  | Vegetation¦Treefellintoline¦ConductorOverhead¦Normal
24-0143101 | Vegetation | Tree - fell into line | Conductor- Overhead | Normal | 2024 | Tier 2 | Distribution Circuit |  |  |  | 2645335 | Sus |  | Vegetation¦Treefellintoline¦ConductorOverhead¦Normal
24-0139119 | Company Initiated | Planned- maintenance |  |  | 2024 | Tier 2 | Distribution Circuit |  |  |  | 2645600 | Sus |  | CompanyInitiated¦Plannedmaintenance¦¦
24-0139102 | Wildfire Mitigation | Planned - WSIP/System Hardening |  |  | 2024 | Tier 2 | Distribution Circuit |  |  |  | 2645590 | Sus |  | WildfireMitigation¦PlannedWSIPSystemHardening¦¦
24-0139114 | Company Initiated | Planned- maintenance |  |  | 2024 | Tier 2 | Distribution Circuit |  |  |  | 2645594 | Sus |  | CompanyInitiated¦Plannedmaintenance¦¦
24-0139002 | Company Initiated | Planned- maintenance |  |  | 2024 | Tier 2 | Distribution Circuit |  |  |  | 2645612 | Sus |  | CompanyInitiated¦Plannedmaintenance¦¦
24-0135803 | Company Initiated | Planned- maintenance |  |  | 2024 | Tier 3 | Distribution Circuit |  |  |  | 2645606 | Sus |  | CompanyInitiated¦Plannedmaintenance¦¦
24-0138989 | Company Initiated | Planned- maintenance |  |  | 2024 | Tier 3 | Transformer only |  |  |  | 2645619 | Sus |  | CompanyInitiated¦Plannedmaintenance¦¦
24-0138579 | Wildfire Mitigation | Planned - WSIP/System Hardening |  |  | 2024 | Tier 3 | Distribution Circuit |  |  |  | 2645635 | Sus |  | WildfireMitigation¦PlannedWSIPSystemHardening¦¦
24-0138275 | Wildfire Mitigation | Planned - WSIP/System Hardening |  |  | 2024 | Tier 2 | Transformer only |  |  |  | 2645652 | Sus |  | WildfireMitigation¦PlannedWSIPSystemHardening¦¦
24-0139080 | Company Initiated | Planned- maintenance |  |  | 2024 | Tier 2 | Transformer only |  |  |  | 2645659 | Sus |  | CompanyInitiated¦Plannedmaintenance¦¦
24-0139068 | Company Initiated | Planned- maintenance |  |  | 2024 | Tier 2 | Distribution Circuit |  |  |  | 2645671 | Sus |  | CompanyInitiated¦Plannedmaintenance¦¦
24-0134714 | Wildfire Mitigation | Planned - WSIP/System Hardening |  |  | 2024 | Tier 2 | Transformer only |  |  |  | 2645675 | Sus |  | WildfireMitigation¦PlannedWSIPSystemHardening¦¦
24-0128978 | Company Initiated | Planned- capital |  |  | 2024 | Tier 3 | Distribution Circuit |  |  |  | 2645679 | Sus |  | CompanyInitiated¦Plannedcapital¦¦
24-0136881 | Wildfire Mitigation | Planned - WSIP/System Hardening |  |  | 2024 | Tier 2 | Distribution Circuit |  |  |  | 2645680 | Sus |  | WildfireMitigation¦PlannedWSIPSystemHardening¦¦
24-0138912 | Company Initiated | Planned- maintenance |  |  | 2024 | Tier 2 | Transformer only |  |  |  | 2646122 | Sus |  | CompanyInitiated¦Plannedmaintenance¦¦
24-0137603 | Company Initiated | Planned- maintenance |  |  | 2024 | Tier 2 | Distribution Circuit |  |  |  | 2645688 | Sus |  | CompanyInitiated¦Plannedmaintenance¦¦
24-0137919 | Company Initiated | Planned- maintenance |  |  | 2024 | Tier 2 | Distribution Circuit |  |  |  | 2645746 | Sus |  | CompanyInitiated¦Plannedmaintenance¦¦
24-0139059 | Wildfire Mitigation | Planned - WSIP/System Hardening |  |  | 2024 | Tier 2 | Transformer only |  |  |  | 2646123 | Sus |  | WildfireMitigation¦PlannedWSIPSystemHardening¦¦
24-0139108 | Company Initiated | Planned- maintenance |  |  | 2024 | Tier 2 | Distribution Circuit |  |  |  | 2645973 | Sus |  | CompanyInitiated¦Plannedmaintenance¦¦
24-0139091 | Wildfire Mitigation | Planned - WSIP/System Hardening |  |  | 2024 | Tier 2 | Transformer only |  |  |  | 2646050 | Sus |  | WildfireMitigation¦PlannedWSIPSystemHardening¦¦
24-0139850 | Wildfire Mitigation | Planned - WSIP/System Hardening |  |  | 2024 | Tier 2 | Distribution Circuit |  |  |  | 2646068 | Sus |  | WildfireMitigation¦PlannedWSIPSystemHardening¦¦
24-0139142 | Company Initiated | Planned- maintenance |  |  | 2024 | Tier 2 | Distribution Circuit |  |  |  | 2646338 | Sus |  | CompanyInitiated¦Plannedmaintenance¦¦
24-0139860 | Company Initiated | Planned- maintenance |  |  | 2024 | Tier 2 | Distribution Circuit |  |  |  | 2646345 | Sus |  | CompanyInitiated¦Plannedmaintenance¦¦
24-0139158 | Company Initiated | Planned- maintenance |  |  | 2024 | Tier 2 | Distribution Circuit |  |  |  | 2646339 | Sus |  | CompanyInitiated¦Plannedmaintenance¦¦
24-0139163 | Company Initiated | Planned- maintenance |  |  | 2024 | Tier 3 | Distribution Circuit |  |  |  | 2646357 | Sus |  | CompanyInitiated¦Plannedmaintenance¦¦
24-0139173 | Company Initiated | Planned- maintenance |  |  | 2024 | Tier 2 | Distribution Circuit |  |  |  | 2646349 | Sus |  | CompanyInitiated¦Plannedmaintenance¦¦
24-0139180 | Company Initiated | Planned- maintenance |  |  | 2024 | Tier 3 | Distribution Circuit |  |  |  | 2646346 | Sus |  | CompanyInitiated¦Plannedmaintenance¦¦
24-0143548 | Company Initiated | Planned- capital |  |  | 2024 | Tier 3 | Distribution Circuit |  |  |  | 2646358 | Sus |  | CompanyInitiated¦Plannedcapital¦¦
24-0139153 | Company Initiated | Planned- maintenance |  |  | 2024 | Tier 2 | Distribution Circuit |  |  |  | 2646371 | Sus |  | CompanyInitiated¦Plannedmaintenance¦¦
24-0138817 | Company Initiated | Planned- maintenance |  |  | 2024 | Tier 2 | Transformer only |  |  |  | 2646388 | Sus |  | CompanyInitiated¦Plannedmaintenance¦¦
24-0139146 | Company Initiated | Planned- maintenance |  |  | 2024 | Tier 3 | Distribution Circuit |  |  |  | 2646363 | Sus |  | CompanyInitiated¦Plannedmaintenance¦¦
24-0137960 | Company Initiated | Planned- maintenance |  |  | 2024 | Tier 3 | Transformer only |  |  |  | 2646452 | Sus |  | CompanyInitiated¦Plannedmaintenance¦¦
24-0137956 | Company Initiated | Planned- maintenance |  |  | 2024 | Tier 3 | Transformer only |  |  |  | 2646467 | Sus |  | CompanyInitiated¦Plannedmaintenance¦¦
24-0138821 | Company Initiated | Planned- maintenance |  |  | 2024 | Tier 2 | Transformer only |  |  |  | 2646582 | Sus |  | CompanyInitiated¦Plannedmaintenance¦¦
24-0139128 | Wildfire Mitigation | Planned - WSIP/System Hardening |  |  | 2024 | Tier 2 | Transformer only |  |  |  | 2646622 | Sus |  | WildfireMitigation¦PlannedWSIPSystemHardening¦¦
24-0015960 | Company Initiated | Planned- capital |  |  | 2024 | Tier 3 | Distribution Circuit |  |  |  | 2646822 | Sus |  | CompanyInitiated¦Plannedcapital¦¦
24-0143706 | Animal | Squirrel | Transformer (OH) | Failed/Faulted | 2024 | Tier 3 | Transformer only |  |  |  | 2646897 | Sus |  | Animal¦Squirrel¦Transformer(OH)¦FailedFaulted
24-0138958 | Company Initiated | Planned- maintenance |  |  | 2024 | Tier 3 | Distribution Circuit |  |  |  | 2647317 | Sus |  | CompanyInitiated¦Plannedmaintenance¦¦
24-0140573 | Company Initiated | Planned- maintenance |  |  | 2024 | Tier 2 | Distribution Circuit |  |  |  | 2647376 | Sus |  | CompanyInitiated¦Plannedmaintenance¦¦
24-0140561 | Wildfire Mitigation | Planned - WSIP/System Hardening |  |  | 2024 | Tier 2 | Transformer only |  |  |  | 2647383 | Sus |  | WildfireMitigation¦PlannedWSIPSystemHardening¦¦
24-0138560 | Company Initiated | Planned- maintenance |  |  | 2024 | Tier 2 | Distribution Circuit |  |  |  | 2647386 | Sus |  | CompanyInitiated¦Plannedmaintenance¦¦
24-0138710 | Company Initiated | Planned- maintenance |  |  | 2024 | Tier 2 | Distribution Circuit |  |  |  | 2647409 | Sus |  | CompanyInitiated¦Plannedmaintenance¦¦
24-0140536 | Wildfire Mitigation | Planned - WSIP/System Hardening |  |  | 2024 | Tier 3 | Transformer only |  |  |  | 2647461 | Sus |  | WildfireMitigation¦PlannedWSIPSystemHardening¦¦
24-0140550 | Company Initiated | Planned- maintenance |  |  | 2024 | Tier 2 | Distribution Circuit |  |  |  | 2647488 | Sus |  | CompanyInitiated¦Plannedmaintenance¦¦
24-0131555 | Company Initiated | Planned- maintenance |  |  | 2024 | Tier 2 | Distribution Circuit |  |  |  | 2647497 | Sus |  | CompanyInitiated¦Plannedmaintenance¦¦
24-0138427 | Company Initiated | Planned- maintenance |  |  | 2024 | Tier 2 | Transformer only |  |  |  | 2647572 | Sus |  | CompanyInitiated¦Plannedmaintenance¦¦
24-0136885 | Wildfire Mitigation | Planned - WSIP/System Hardening |  |  | 2024 | Tier 2 | Distribution Circuit |  |  |  | 2647580 | Sus |  | WildfireMitigation¦PlannedWSIPSystemHardening¦¦
24-0139996 | Wildfire Mitigation | Planned - WSIP/System Hardening |  |  | 2024 | Tier 3 | Transformer only |  |  |  | 2647658 | Sus |  | WildfireMitigation¦PlannedWSIPSystemHardening¦¦
24-0140528 | Wildfire Mitigation | Planned - WSIP/System Hardening |  |  | 2024 | Tier 2 | Distribution Circuit |  |  |  | 2647710 | Sus |  | WildfireMitigation¦PlannedWSIPSystemHardening¦¦
24-0140554 | Wildfire Mitigation | Planned - WSIP/System Hardening |  |  | 2024 | Tier 3 | Transformer only |  |  |  | 2647697 | Sus |  | WildfireMitigation¦PlannedWSIPSystemHardening¦¦
24-0140544 | Wildfire Mitigation | Planned - WSIP/System Hardening |  |  | 2024 | Tier 3 | Transformer only |  |  |  | 2647777 | Sus |  | WildfireMitigation¦PlannedWSIPSystemHardening¦¦
24-0138925 | Company Initiated | Planned- maintenance |  |  | 2024 | Tier 3 | Transformer only |  |  |  | 2647774 | Sus |  | CompanyInitiated¦Plannedmaintenance¦¦
24-0143942 | Equipment Failure/Involved | Overhead | Transformer (OH) | Failed/Faulted | 2024 | Tier 3 | Transformer only |  |  |  | 2647689 | Sus |  | EquipmentFailureInvolved¦Overhead¦Transformer(OH)¦FailedFaulted
24-0140565 | Wildfire Mitigation | Planned - WSIP/System Hardening |  |  | 2024 | Tier 2 | Transformer only |  |  |  | 2647874 | Sus |  | WildfireMitigation¦PlannedWSIPSystemHardening¦¦
24-0137526 | Company Initiated | Planned- maintenance |  |  | 2024 | Tier 2 | Distribution Circuit |  |  |  | 2648296 | Sus |  | CompanyInitiated¦Plannedmaintenance¦¦
24-0137766 | Company Initiated | Planned- maintenance |  |  | 2024 | Tier 2 | Distribution Circuit |  |  |  | 2648379 | Sus |  | CompanyInitiated¦Plannedmaintenance¦¦
24-0140746 | Company Initiated | Planned- maintenance |  |  | 2024 | Tier 3 | Distribution Circuit |  |  |  | 2648382 | Sus |  | CompanyInitiated¦Plannedmaintenance¦¦
24-0140741 | Wildfire Mitigation | Planned - WSIP/System Hardening |  |  | 2024 | Tier 2 | Transformer only |  |  |  | 2648420 | Sus |  | WildfireMitigation¦PlannedWSIPSystemHardening¦¦
24-0140742 | Company Initiated | Planned- maintenance |  |  | 2024 | Tier 2 | Distribution Circuit |  |  |  | 2648416 | Sus |  | CompanyInitiated¦Plannedmaintenance¦¦
24-0136879 | Company Initiated | Planned- maintenance |  |  | 2024 | Tier 2 | Distribution Circuit |  |  |  | 2648423 | Sus |  | CompanyInitiated¦Plannedmaintenance¦¦
24-0140743 | Company Initiated | Planned- maintenance |  |  | 2024 | Tier 2 | Distribution Circuit |  |  |  | 2648454 | Sus |  | CompanyInitiated¦Plannedmaintenance¦¦
24-0135889 | Company Initiated | Planned- maintenance |  |  | 2024 | Tier 2 | Transformer only |  |  |  | 2648463 | Sus |  | CompanyInitiated¦Plannedmaintenance¦¦
24-0135711 | Wildfire Mitigation | Planned - WSIP/System Hardening |  |  | 2024 | Tier 2 | Distribution Circuit |  |  |  | 2648433 | Sus |  | WildfireMitigation¦PlannedWSIPSystemHardening¦¦
24-0135712 | Wildfire Mitigation | Planned - WSIP/System Hardening |  |  | 2024 | Tier 2 | Transformer only |  |  |  | 2648466 | Sus |  | WildfireMitigation¦PlannedWSIPSystemHardening¦¦
24-0141025 | Company Initiated | Planned- maintenance |  |  | 2024 | Tier 2 | Transformer only |  |  |  | 2648467 | Sus |  | CompanyInitiated¦Plannedmaintenance¦¦
24-0129717 | Company Initiated | Planned- capital |  |  | 2024 | Tier 2 | Distribution Circuit |  |  |  | 2648471 | Sus |  | CompanyInitiated¦Plannedcapital¦¦
24-0139889 | Company Initiated | Planned- maintenance |  |  | 2024 | Tier 2 | Transformer only |  |  |  | 2648695 | Sus |  | CompanyInitiated¦Plannedmaintenance¦¦
24-0130457 | Company Initiated | Planned- maintenance |  |  | 2024 | Tier 2 | Distribution Circuit |  |  |  | 2648459 | Sus |  | CompanyInitiated¦Plannedmaintenance¦¦
24-0140258 | Wildfire Mitigation | Planned - WSIP/System Hardening |  |  | 2024 | Tier 2 | Distribution Circuit |  |  |  | 2648486 | Sus |  | WildfireMitigation¦PlannedWSIPSystemHardening¦¦
24-0136841 | Wildfire Mitigation | Planned - WSIP/System Hardening |  |  | 2024 | Tier 2 | Distribution Circuit |  |  |  | 2648498 | Sus |  | WildfireMitigation¦PlannedWSIPSystemHardening¦¦
24-0138630 | Company Initiated | Planned- maintenance |  |  | 2024 | Zone 1 | Distribution Circuit |  |  |  | 2648559 | Sus |  | CompanyInitiated¦Plannedmaintenance¦¦
24-0141016 | Company Initiated | Planned- maintenance |  |  | 2024 | Tier 2 | Distribution Circuit |  |  |  | 2648346 | Sus |  | CompanyInitiated¦Plannedmaintenance¦¦
24-0131597 | Company Initiated | Planned- maintenance |  |  | 2024 | Tier 3 | Distribution Circuit |  |  |  | 2648566 | Sus |  | CompanyInitiated¦Plannedmaintenance¦¦
24-0137249 | Wildfire Mitigation | Planned - WSIP/System Hardening |  |  | 2024 | Tier 2 | Distribution Circuit |  |  |  | 2648403 | Sus |  | WildfireMitigation¦PlannedWSIPSystemHardening¦¦
24-0140826 | Wildfire Mitigation | Planned - WSIP/System Hardening |  |  | 2024 | Tier 2 | Distribution Circuit |  |  |  | 2648551 | Sus |  | WildfireMitigation¦PlannedWSIPSystemHardening¦¦
24-0138580 | Company Initiated | Planned- maintenance |  |  | 2024 | Tier 2 | Transformer only |  |  |  | 2648886 | Sus |  | CompanyInitiated¦Plannedmaintenance¦¦
24-0139831 | Company Initiated | Planned- maintenance |  |  | 2024 | Tier 2 | Transformer only |  |  |  | 2648644 | Sus |  | CompanyInitiated¦Plannedmaintenance¦¦
24-0143889 | Equipment Failure/Involved | Overhead | Pole-Wood | Deteriorated | 2024 | Tier 3 | Distribution Circuit |  |  |  | 2648585 | Sus |  | EquipmentFailureInvolved¦Overhead¦PoleWood¦Deteriorated
24-0137506 | Wildfire Mitigation | Planned - WSIP/System Hardening |  |  | 2024 | Tier 2 | Distribution Circuit |  |  |  | 2648921 | Sus |  | WildfireMitigation¦PlannedWSIPSystemHardening¦¦
24-0136900 | Company Initiated | Planned- maintenance |  |  | 2024 | Tier 2 | Distribution Circuit |  |  |  | 2648928 | Sus |  | CompanyInitiated¦Plannedmaintenance¦¦
24-0144226 | Vegetation | Tree - fell into line | Conductor- Overhead | Normal | 2024 | Tier 3 | Distribution Circuit |  |  |  | 2648939 | Sus |  | Vegetation¦Treefellintoline¦ConductorOverhead¦Normal
24-0144269 | Unknown Cause | Patrol - not conducted |  |  | 2024 | Tier 2 | Distribution Circuit |  |  |  | 2649043 | Sus |  | UnknownCause¦Patrolnotconducted¦¦
24-0131574 | Company Initiated | Planned- capital |  |  | 2024 | Tier 3 | Distribution Circuit |  |  |  | 2649297 | Sus |  | CompanyInitiated¦Plannedcapital¦¦
24-0131574 | Company Initiated | Planned- capital |  |  | 2024 | Tier 3 | Distribution Circuit |  |  |  | 2649306 | Sus |  | CompanyInitiated¦Plannedcapital¦¦
24-0140427 | Company Initiated | Planned- maintenance |  |  | 2024 | Tier 3 | Transformer only |  |  |  | 2649665 | Sus |  | CompanyInitiated¦Plannedmaintenance¦¦
24-0140747 | Wildfire Mitigation | Planned - WSIP/System Hardening |  |  | 2024 | Tier 3 | Transformer only |  |  |  | 2649385 | Sus |  | WildfireMitigation¦PlannedWSIPSystemHardening¦¦
24-0130891 | Company Initiated | Planned- maintenance |  |  | 2024 | Tier 3 | Transformer only |  |  |  | 2649533 | Sus |  | CompanyInitiated¦Plannedmaintenance¦¦
24-0137791 | Company Initiated | Planned- maintenance |  |  | 2024 | Tier 2 | Distribution Circuit |  |  |  | 2649361 | Sus |  | CompanyInitiated¦Plannedmaintenance¦¦
24-0138408 | Company Initiated | Planned- maintenance |  |  | 2024 | Tier 3 | Transformer only |  |  |  | 2649394 | Sus |  | CompanyInitiated¦Plannedmaintenance¦¦
24-0130894 | Company Initiated | Planned- maintenance |  |  | 2024 | Tier 3 | Transformer only |  |  |  | 2649409 | Sus |  | CompanyInitiated¦Plannedmaintenance¦¦
24-0140839 | Company Initiated | Planned- maintenance |  |  | 2024 | Tier 3 | Distribution Circuit |  |  |  | 2649410 | Sus |  | CompanyInitiated¦Plannedmaintenance¦¦
24-0138276 | Company Initiated | Planned- maintenance |  |  | 2024 | Tier 3 | Transformer only |  |  |  | 2649454 | Sus |  | CompanyInitiated¦Plannedmaintenance¦¦
24-0142901 | Company Initiated | Planned- capital |  |  | 2024 | Tier 3 | Distribution Circuit |  |  |  | 2649552 | Sus |  | CompanyInitiated¦Plannedcapital¦¦
24-0131303 | Company Initiated | Planned- maintenance |  |  | 2024 | Tier 3 | Transformer only |  |  |  | 2649462 | Sus |  | CompanyInitiated¦Plannedmaintenance¦¦
24-0129741 | Wildfire Mitigation | Planned - WSIP/System Hardening |  |  | 2024 | Tier 3 | Distribution Circuit |  |  |  | 2649478 | Sus |  | WildfireMitigation¦PlannedWSIPSystemHardening¦¦
24-0131562 | Company Initiated | Planned- capital |  |  | 2024 | Tier 3 | Distribution Circuit |  |  |  | 2649476 | Sus |  | CompanyInitiated¦Plannedcapital¦¦
24-0137584 | Company Initiated | Planned- maintenance |  |  | 2024 | Tier 3 | Distribution Circuit |  |  |  | 2649465 | Sus |  | CompanyInitiated¦Plannedmaintenance¦¦
24-0140840 | Wildfire Mitigation | Planned - WSIP/System Hardening |  |  | 2024 | Tier 2 | Distribution Circuit |  |  |  | 2649483 | Sus |  | WildfireMitigation¦PlannedWSIPSystemHardening¦¦
24-0131314 | Company Initiated | Planned- maintenance |  |  | 2024 | Tier 3 | Transformer only |  |  |  | 2649512 | Sus |  | CompanyInitiated¦Plannedmaintenance¦¦
24-0141084 | Company Initiated | Planned- maintenance |  |  | 2024 | Tier 3 | Distribution Circuit |  |  |  | 2649502 | Sus |  | CompanyInitiated¦Plannedmaintenance¦¦
24-0138395 | Company Initiated | Planned- maintenance |  |  | 2024 | Tier 3 | Transformer only |  |  |  | 2649555 | Sus |  | CompanyInitiated¦Plannedmaintenance¦¦
24-0140267 | Company Initiated | Planned- maintenance |  |  | 2024 | Tier 2 | Distribution Circuit |  |  |  | 2649541 | Sus |  | CompanyInitiated¦Plannedmaintenance¦¦
24-0137468 | Wildfire Mitigation | Planned - WSIP/System Hardening |  |  | 2024 | Tier 2 | Distribution Circuit |  |  |  | 2649573 | Sus |  | WildfireMitigation¦PlannedWSIPSystemHardening¦¦
24-0124571 | Company Initiated | Planned- capital |  |  | 2024 | Tier 3 | Distribution Circuit |  |  |  | 2649608 | Sus |  | CompanyInitiated¦Plannedcapital¦¦
24-0138253 | Company Initiated | Planned- maintenance |  |  | 2024 | Tier 3 | Transformer only |  |  |  | 2649612 | Sus |  | CompanyInitiated¦Plannedmaintenance¦¦
24-0140611 | Company Initiated | Planned- maintenance |  |  | 2024 | Tier 3 | Transformer only |  |  |  | 2649630 | Sus |  | CompanyInitiated¦Plannedmaintenance¦¦
24-0140750 | Wildfire Mitigation | Planned - WSIP/System Hardening |  |  | 2024 | Tier 3 | Distribution Circuit |  |  |  | 2649634 | Sus |  | WildfireMitigation¦PlannedWSIPSystemHardening¦¦
24-0132091 | Company Initiated | Planned- capital |  |  | 2024 | Tier 2 | Distribution Circuit |  |  |  | 2649727 | Sus |  | CompanyInitiated¦Plannedcapital¦¦
24-0138385 | Company Initiated | Planned- maintenance |  |  | 2024 | Tier 3 | Transformer only |  |  |  | 2649681 | Sus |  | CompanyInitiated¦Plannedmaintenance¦¦
24-0138404 | Company Initiated | Planned- maintenance |  |  | 2024 | Tier 3 | Transformer only |  |  |  | 2649707 | Sus |  | CompanyInitiated¦Plannedmaintenance¦¦
24-0131322 | Company Initiated | Planned- maintenance |  |  | 2024 | Tier 3 | Transformer only |  |  |  | 2649709 | Sus |  | CompanyInitiated¦Plannedmaintenance¦¦
24-0130897 | Company Initiated | Planned- maintenance |  |  | 2024 | Tier 3 | Transformer only |  |  |  | 2649716 | Sus |  | CompanyInitiated¦Plannedmaintenance¦¦
24-0131605 | Company Initiated | Planned- maintenance |  |  | 2024 | Tier 3 | Transformer only |  |  |  | 2649725 | Sus |  | CompanyInitiated¦Plannedmaintenance¦¦
24-0130904 | Company Initiated | Planned- maintenance |  |  | 2024 | Tier 3 | Transformer only |  |  |  | 2649785 | Sus |  | CompanyInitiated¦Plannedmaintenance¦¦
24-0131343 | Company Initiated | Planned- maintenance |  |  | 2024 | Tier 3 | Transformer only |  |  |  | 2649802 | Sus |  | CompanyInitiated¦Plannedmaintenance¦¦
24-0130906 | Company Initiated | Planned- maintenance |  |  | 2024 | Tier 3 | Transformer only |  |  |  | 2649835 | Sus |  | CompanyInitiated¦Plannedmaintenance¦¦
24-0138409 | Company Initiated | Planned- maintenance |  |  | 2024 | Tier 3 | Transformer only |  |  |  | 2649848 | Sus |  | CompanyInitiated¦Plannedmaintenance¦¦
24-0131353 | Company Initiated | Planned- maintenance |  |  | 2024 | Tier 3 | Transformer only |  |  |  | 2649874 | Sus |  | CompanyInitiated¦Plannedmaintenance¦¦
24-0131368 | Company Initiated | Planned- maintenance |  |  | 2024 | Tier 3 | Transformer only |  |  |  | 2649883 | Sus |  | CompanyInitiated¦Plannedmaintenance¦¦
24-0130912 | Company Initiated | Planned- maintenance |  |  | 2024 | Tier 3 | Transformer only |  |  |  | 2649917 | Sus |  | CompanyInitiated¦Plannedmaintenance¦¦
24-0140834 | Wildfire Mitigation | Planned - WSIP/System Hardening |  |  | 2024 | Tier 2 | Transformer only |  |  |  | 2649923 | Sus |  | WildfireMitigation¦PlannedWSIPSystemHardening¦¦
24-0130915 | Company Initiated | Planned- maintenance |  |  | 2024 | Tier 3 | Transformer only |  |  |  | 2649965 | Sus |  | CompanyInitiated¦Plannedmaintenance¦¦
24-0138411 | Company Initiated | Planned- maintenance |  |  | 2024 | Tier 3 | Transformer only |  |  |  | 2649981 | Sus |  | CompanyInitiated¦Plannedmaintenance¦¦
24-0138240 | Company Initiated | Planned- maintenance |  |  | 2024 | Tier 3 | Transformer only |  |  |  | 2649987 | Sus |  | CompanyInitiated¦Plannedmaintenance¦¦
24-0138238 | Company Initiated | Planned- maintenance |  |  | 2024 | Tier 3 | Transformer only |  |  |  | 2650080 | Sus |  | CompanyInitiated¦Plannedmaintenance¦¦
24-0131574 | Company Initiated | Return Circuit Normal | Conductor- Overhead | Normal | 2024 | Tier 3 | Distribution Circuit |  |  |  | 2650166 | Sus |  | CompanyInitiated¦ReturnCircuitNormal¦ConductorOverhead¦Normal
24-0144487 | Vegetation | Tree - branch fell on line | Conductor- Overhead | Normal | 2024 | Tier 3 | Distribution Circuit |  |  |  | 2650174 | Sus |  | Vegetation¦Treebranchfellonline¦ConductorOverhead¦Normal
24-0144491 | Vegetation | Tree - branch fell on line | Conductor- Overhead | Normal | 2024 | Tier 2 | Distribution Circuit |  |  |  | 2650201 | Sus |  | Vegetation¦Treebranchfellonline¦ConductorOverhead¦Normal
24-0138286 | Company Initiated | Planned- maintenance |  |  | 2024 | Tier 3 | Transformer only |  |  |  | 2650217 | Sus |  | CompanyInitiated¦Plannedmaintenance¦¦
24-0144544 | Unknown Cause | Patrol - found nothing |  |  | 2024 | Tier 2 | Distribution Circuit |  |  |  | 2650409 | Sus |  | UnknownCause¦Patrolfoundnothing¦¦
24-0144555 | Equipment Failure/Involved | Overhead | Insulator | Broken | 2024 | Tier 2 | Distribution Circuit |  |  |  | 2650440 | Sus |  | EquipmentFailureInvolved¦Overhead¦Insulator¦Broken
24-0144604 | Unknown Cause | Patrol - found nothing |  |  | 2024 | Tier 2 | Distribution Circuit |  |  |  | 2650498 | Sus |  | UnknownCause¦Patrolfoundnothing¦¦
24-0131557 | Company Initiated | Planned- maintenance |  |  | 2024 | Tier 3 | Transformer only |  |  |  | 2650520 | Sus |  | CompanyInitiated¦Plannedmaintenance¦¦
24-0131389 | Company Initiated | Planned- maintenance |  |  | 2024 | Tier 3 | Transformer only |  |  |  | 2650521 | Sus |  | CompanyInitiated¦Plannedmaintenance¦¦
24-0130205 | Company Initiated | Planned- maintenance |  |  | 2024 | Tier 3 | Transformer only |  |  |  | 2650541 | Sus |  | CompanyInitiated¦Plannedmaintenance¦¦
24-0131423 | Company Initiated | Planned- maintenance |  |  | 2024 | Tier 3 | Transformer only |  |  |  | 2650596 | Sus |  | CompanyInitiated¦Plannedmaintenance¦¦
24-0139739 | Company Initiated | Planned- maintenance |  |  | 2024 | Tier 3 | Distribution Circuit |  |  |  | 2650645 | Sus |  | CompanyInitiated¦Plannedmaintenance¦¦
24-0144584 | Equipment Failure/Involved | Overhead | Customer Equipment | Broken | 2024 | Tier 3 | Transformer only |  |  |  | 2650636 | Sus |  | EquipmentFailureInvolved¦Overhead¦CustomerEquipment¦Broken
24-0143041 | Company Initiated | Planned- maintenance |  |  | 2024 | Tier 3 | Transformer only |  |  |  | 2650694 | Sus |  | CompanyInitiated¦Plannedmaintenance¦¦
24-0130180 | Company Initiated | Planned- maintenance |  |  | 2024 | Tier 3 | Transformer only |  |  |  | 2650760 | Sus |  | CompanyInitiated¦Plannedmaintenance¦¦
24-0131512 | Company Initiated | Planned- maintenance |  |  | 2024 | Tier 3 | Transformer only |  |  |  | 2650770 | Sus |  | CompanyInitiated¦Plannedmaintenance¦¦
24-0130213 | Company Initiated | Planned- maintenance |  |  | 2024 | Tier 3 | Transformer only |  |  |  | 2650778 | Sus |  | CompanyInitiated¦Plannedmaintenance¦¦
24-0130223 | Company Initiated | Planned- maintenance |  |  | 2024 | Tier 3 | Transformer only |  |  |  | 2650779 | Sus |  | CompanyInitiated¦Plannedmaintenance¦¦
24-0131433 | Company Initiated | Planned- maintenance |  |  | 2024 | Tier 3 | Transformer only |  |  |  | 2650798 | Sus |  | CompanyInitiated¦Plannedmaintenance¦¦
24-0139466 | Company Initiated | Planned- maintenance |  |  | 2024 | Tier 3 | Distribution Circuit |  |  |  | 2650807 | Sus |  | CompanyInitiated¦Plannedmaintenance¦¦
24-0139466 | Company Initiated | Planned- maintenance |  |  | 2024 | Tier 3 | Distribution Circuit |  |  |  | 2650809 | Sus |  | CompanyInitiated¦Plannedmaintenance¦¦
24-0143014 | Company Initiated | Planned- maintenance |  |  | 2024 | Tier 3 | Transformer only |  |  |  | 2650844 | Sus |  | CompanyInitiated¦Plannedmaintenance¦¦
24-0141022 | Company Initiated | Planned- maintenance |  |  | 2024 | Tier 3 | Distribution Circuit |  |  |  | 2650841 | Sus |  | CompanyInitiated¦Plannedmaintenance¦¦
24-0131518 | Company Initiated | Planned- maintenance |  |  | 2024 | Tier 3 | Transformer only |  |  |  | 2650878 | Sus |  | CompanyInitiated¦Plannedmaintenance¦¦
24-0143037 | Company Initiated | Planned- maintenance |  |  | 2024 | Tier 3 | Transformer only |  |  |  | 2650884 | Sus |  | CompanyInitiated¦Plannedmaintenance¦¦
24-0143033 | Company Initiated | Planned- maintenance |  |  | 2024 | Tier 3 | Transformer only |  |  |  | 2650887 | Sus |  | CompanyInitiated¦Plannedmaintenance¦¦
24-0130121 | Company Initiated | Planned- maintenance |  |  | 2024 | Tier 3 | Transformer only |  |  |  | 2650897 | Sus |  | CompanyInitiated¦Plannedmaintenance¦¦
24-0131544 | Company Initiated | Planned- maintenance |  |  | 2024 | Tier 3 | Transformer only |  |  |  | 2650898 | Sus |  | CompanyInitiated¦Plannedmaintenance¦¦
24-0131529 | Company Initiated | Planned- maintenance |  |  | 2024 | Tier 3 | Transformer only |  |  |  | 2650905 | Sus |  | CompanyInitiated¦Plannedmaintenance¦¦
24-0130132 | Company Initiated | Planned- maintenance |  |  | 2024 | Tier 3 | Transformer only |  |  |  | 2651018 | Sus |  | CompanyInitiated¦Plannedmaintenance¦¦
24-0143042 | Company Initiated | Planned- maintenance |  |  | 2024 | Tier 3 | Transformer only |  |  |  | 2651030 | Sus |  | CompanyInitiated¦Plannedmaintenance¦¦
24-0131575 | Company Initiated | Planned- maintenance |  |  | 2024 | Tier 3 | Transformer only |  |  |  | 2651506 | Sus |  | CompanyInitiated¦Plannedmaintenance¦¦
24-0132097 | Company Initiated | Planned- maintenance |  |  | 2024 | Tier 3 | Transformer only |  |  |  | 2651507 | Sus |  | CompanyInitiated¦Plannedmaintenance¦¦
24-0118767 | Company Initiated | Planned- capital |  |  | 2024 | Tier 2 | Distribution Circuit |  |  |  | 2651504 | Sus |  | CompanyInitiated¦Plannedcapital¦¦
24-0140889 | Wildfire Mitigation | Planned - WSIP/System Hardening |  |  | 2024 | Tier 3 | Distribution Circuit |  |  |  | 2651509 | Sus |  | WildfireMitigation¦PlannedWSIPSystemHardening¦¦
24-0144778 | Company Initiated | Planned- capital |  |  | 2024 | Tier 3 | Distribution Circuit |  |  |  | 2651514 | Sus |  | CompanyInitiated¦Plannedcapital¦¦
24-0137839 | Company Initiated | Planned- maintenance |  |  | 2024 | Tier 2 | Transformer only |  |  |  | 2651525 | Sus |  | CompanyInitiated¦Plannedmaintenance¦¦
24-0132027 | Company Initiated | Planned- maintenance |  |  | 2024 | Tier 3 | Transformer only |  |  |  | 2651526 | Sus |  | CompanyInitiated¦Plannedmaintenance¦¦
24-0140894 | Company Initiated | Planned- maintenance |  |  | 2024 | Tier 2 | Distribution Circuit |  |  |  | 2651520 | Sus |  | CompanyInitiated¦Plannedmaintenance¦¦
24-0137837 | Company Initiated | Planned- maintenance |  |  | 2024 | Tier 2 | Transformer only |  |  |  | 2651533 | Sus |  | CompanyInitiated¦Plannedmaintenance¦¦
24-0131823 | Company Initiated | Planned- maintenance |  |  | 2024 | Tier 3 | Transformer only |  |  |  | 2651537 | Sus |  | CompanyInitiated¦Plannedmaintenance¦¦
24-0137833 | Company Initiated | Planned- maintenance |  |  | 2024 | Tier 2 | Transformer only |  |  |  | 2651539 | Sus |  | CompanyInitiated¦Plannedmaintenance¦¦
24-0137835 | Company Initiated | Planned- maintenance |  |  | 2024 | Tier 2 | Transformer only |  |  |  | 2651542 | Sus |  | CompanyInitiated¦Plannedmaintenance¦¦
24-0135824 | Company Initiated | Planned- capital |  |  | 2024 | Tier 2 | Distribution Circuit |  |  |  | 2651549 | Sus |  | CompanyInitiated¦Plannedcapital¦¦
24-0141033 | Wildfire Mitigation | Planned - WSIP/System Hardening |  |  | 2024 | Tier 3 | Distribution Circuit |  |  |  | 2651479 | Sus |  | WildfireMitigation¦PlannedWSIPSystemHardening¦¦
24-0132104 | Company Initiated | Planned- maintenance |  |  | 2024 | Tier 3 | Transformer only |  |  |  | 2651584 | Sus |  | CompanyInitiated¦Plannedmaintenance¦¦
24-0132109 | Company Initiated | Planned- maintenance |  |  | 2024 | Tier 3 | Transformer only |  |  |  | 2651717 | Sus |  | CompanyInitiated¦Plannedmaintenance¦¦
24-0144816 | Equipment Failure/Involved | Underground | Secondary | Broken | 2024 | Tier 3 | Transformer only |  |  |  | 2651721 | Sus |  | EquipmentFailureInvolved¦Underground¦Secondary¦Broken
24-0131827 | Company Initiated | Planned- maintenance |  |  | 2024 | Tier 3 | Transformer only |  |  |  | 2651744 | Sus |  | CompanyInitiated¦Plannedmaintenance¦¦
24-0144820 | Equipment Failure/Involved | Fire- pole | Pole-Wood | Burned/flashed | 2024 | Tier 2 | Distribution Circuit |  |  |  | 2651702 | Sus |  | EquipmentFailureInvolved¦Firepole¦PoleWood¦Burnedflashed
24-0131833 | Company Initiated | Planned- maintenance |  |  | 2024 | Tier 3 | Transformer only |  |  |  | 2651787 | Sus |  | CompanyInitiated¦Plannedmaintenance¦¦
24-0138212 | Company Initiated | Improper Construction | Conductor- Overhead | Normal | 2024 | Tier 3 | Distribution Circuit |  |  |  | 2651826 | Sus |  | CompanyInitiated¦ImproperConstruction¦ConductorOverhead¦Normal
24-0131835 | Company Initiated | Planned- maintenance |  |  | 2024 | Tier 3 | Transformer only |  |  |  | 2651835 | Sus |  | CompanyInitiated¦Plannedmaintenance¦¦
24-0132114 | Company Initiated | Planned- maintenance |  |  | 2024 | Tier 3 | Transformer only |  |  |  | 2651859 | Sus |  | CompanyInitiated¦Plannedmaintenance¦¦
24-0131840 | Company Initiated | Planned- maintenance |  |  | 2024 | Tier 3 | Transformer only |  |  |  | 2651933 | Sus |  | CompanyInitiated¦Plannedmaintenance¦¦
24-0131844 | Company Initiated | Planned- maintenance |  |  | 2024 | Tier 3 | Transformer only |  |  |  | 2651951 | Sus |  | CompanyInitiated¦Plannedmaintenance¦¦
24-0139122 | Company Initiated | Planned- capital |  |  | 2024 | Tier 3 | Distribution Circuit |  |  |  | 2652027 | Sus |  | CompanyInitiated¦Plannedcapital¦¦
24-0131998 | Company Initiated | Planned- maintenance |  |  | 2024 | Tier 3 | Transformer only |  |  |  | 2652002 | Sus |  | CompanyInitiated¦Plannedmaintenance¦¦
24-0131853 | Company Initiated | Planned- maintenance |  |  | 2024 | Tier 3 | Transformer only |  |  |  | 2652003 | Sus |  | CompanyInitiated¦Plannedmaintenance¦¦
24-0137745 | Company Initiated | Planned- capital |  |  | 2024 | Tier 2 | Distribution Circuit |  |  |  | 2652240 | Sus |  | CompanyInitiated¦Plannedcapital¦¦
24-0144977 | Equipment Failure/Involved | Overhead | Recloser | Malfunctioning | 2024 | Tier 2 | Distribution Circuit |  |  |  | 2652409 | Sus |  | EquipmentFailureInvolved¦Overhead¦Recloser¦Malfunctioning
24-0144982 | Vegetation | Tree - branch fell on line | Conductor- Overhead | Normal | 2024 | Tier 3 | Distribution Circuit |  |  |  | 2652440 | Sus |  | Vegetation¦Treebranchfellonline¦ConductorOverhead¦Normal
24-0144990 | Unknown Cause | Patrol - not conducted |  |  | 2024 | Tier 2 | Distribution Circuit |  |  |  | 2652583 | Sus |  | UnknownCause¦Patrolnotconducted¦¦
24-0145150 | Vegetation | Tree - fell into line | Conductor- Overhead | Normal | 2024 | Tier 3 | Distribution Circuit |  |  |  | 2653826 | Sus |  | Vegetation¦Treefellintoline¦ConductorOverhead¦Normal
24-0145078 | Vegetation | Tree - branch fell on line | Conductor- Overhead | Normal | 2024 | Tier 3 | Distribution Circuit |  |  |  | 2652690 | Sus |  | Vegetation¦Treebranchfellonline¦ConductorOverhead¦Normal
24-0145067 | Unknown Cause | Patrol - found nothing |  |  | 2024 | Tier 2 | Distribution Circuit |  |  |  | 2652730 | Sus |  | UnknownCause¦Patrolfoundnothing¦¦
24-0145031 | Equipment Failure/Involved | Overhead | Recloser | Failed/Faulted | 2024 | Tier 2 | Distribution Circuit |  |  |  | 2652735 | Sus |  | EquipmentFailureInvolved¦Overhead¦Recloser¦FailedFaulted
24-0145048 | Vegetation | Tree - fell into line | Conductor- Overhead | Broken- wire on ground | 2024 | Tier 2 | Distribution Circuit |  |  |  | 2652746 | Sus |  | Vegetation¦Treefellintoline¦ConductorOverhead¦Brokenwireonground
24-0145032 | Vegetation | Tree - branch fell on line | Conductor- Overhead | Normal | 2024 | Tier 2 | Distribution Circuit |  |  |  | 2652747 | Sus |  | Vegetation¦Treebranchfellonline¦ConductorOverhead¦Normal
24-0145044 | Vegetation | Tree - fell into line | Conductor- Overhead | Broken- wire on ground | 2024 | Tier 3 | Distribution Circuit |  |  |  | 2652870 | Sus |  | Vegetation¦Treefellintoline¦ConductorOverhead¦Brokenwireonground
24-0145106 | Vegetation | Tree - fell into line | Pole-Wood | Broken- wire on ground | 2024 | Tier 2 | Distribution Circuit |  |  |  | 2652959 | Sus |  | Vegetation¦Treefellintoline¦PoleWood¦Brokenwireonground
24-0145287 | Equipment Failure/Involved | Overhead | Conductor- Overhead | Together | 2024 | Tier 2 | Distribution Circuit |  |  |  | 2653919 | Sus |  | EquipmentFailureInvolved¦Overhead¦ConductorOverhead¦Together
24-0145252 | Vegetation | Tree - fell into line | Pole-Wood | Broken- wire on ground | 2024 | Tier 2 | Distribution Circuit |  |  |  | 2654378 | Sus |  | Vegetation¦Treefellintoline¦PoleWood¦Brokenwireonground
24-0145363 | Unknown Cause | Patrol - found nothing |  |  | 2024 | Tier 2 | Distribution Circuit |  |  |  | 2654387 | Sus |  | UnknownCause¦Patrolfoundnothing¦¦
24-0145494 | Unknown Cause | Patrol - found nothing |  |  | 2024 | Tier 2 | Distribution Circuit |  |  |  | 2654463 | Sus |  | UnknownCause¦Patrolfoundnothing¦¦
24-0145421 | Unknown Cause | Patrol - found nothing |  |  | 2024 | Tier 2 | Distribution Circuit |  |  |  | 2654548 | Sus |  | UnknownCause¦Patrolfoundnothing¦¦
24-0145396 | Unknown Cause | Patrol - found nothing |  |  | 2024 | Tier 3 | Distribution Circuit |  |  |  | 2654565 | Sus |  | UnknownCause¦Patrolfoundnothing¦¦
24-0145533 | Unknown Cause | Patrol - found nothing |  |  | 2024 | Tier 2 | Distribution Circuit |  |  |  | 2654730 | Sus |  | UnknownCause¦Patrolfoundnothing¦¦
24-0145929 | Unknown Cause | Patrol - found nothing |  |  | 2024 | Tier 2 | Distribution Circuit |  |  |  | 2654714 | Sus |  | UnknownCause¦Patrolfoundnothing¦¦
24-0145309 | Equipment Failure/Involved | Overhead | Conductor- Overhead | Together | 2024 | Tier 2 | Distribution Circuit |  |  |  | 2654860 | Sus |  | EquipmentFailureInvolved¦Overhead¦ConductorOverhead¦Together
24-0145933 | Unknown Cause | Patrol - found nothing |  |  | 2024 | Tier 2 | Transformer only |  |  |  | 2654788 | Sus |  | UnknownCause¦Patrolfoundnothing¦¦
24-0145281 | Vegetation | Tree - fell into line | Conductor- Overhead | Broken- wire on ground | 2024 | Tier 3 | Distribution Circuit |  |  |  | 2655015 | Sus |  | Vegetation¦Treefellintoline¦ConductorOverhead¦Brokenwireonground
24-0145638 | Vegetation | Tree - branch fell on line | Conductor- Overhead | Broken- wire on ground | 2024 | Tier 2 | Distribution Circuit |  |  |  | 2655156 | Sus |  | Vegetation¦Treebranchfellonline¦ConductorOverhead¦Brokenwireonground
24-0146005 | Vegetation | Tree - fell into line | Fuse | Normal | 2024 | Tier 3 | Transformer only |  |  |  | 2658314 | Sus |  | Vegetation¦Treefellintoline¦Fuse¦Normal
24-0145737 | Unknown Cause | Patrol - found nothing |  |  | 2024 | Tier 2 | Distribution Circuit |  |  |  | 2656416 | Sus |  | UnknownCause¦Patrolfoundnothing¦¦
24-0145742 | Vegetation | Tree - fell into line | Service conductor | Normal | 2024 | Tier 3 | Transformer only |  |  |  | 2656497 | Sus |  | Vegetation¦Treefellintoline¦Serviceconductor¦Normal
24-0145471 | Vegetation | Tree - fell into line | Conductor- Overhead | Broken- wire on ground | 2024 | Tier 3 | Distribution Circuit |  |  |  | 2657539 | Sus |  | Vegetation¦Treefellintoline¦ConductorOverhead¦Brokenwireonground
24-0145689 | Unknown Cause | Patrol - found nothing |  |  | 2024 | Tier 2 | Distribution Circuit |  |  |  | 2658232 | Sus |  | UnknownCause¦Patrolfoundnothing¦¦
24-0146128 | Unknown Cause | Patrol - found nothing |  |  | 2024 | Tier 3 | Distribution Circuit |  |  |  | 2658564 | Sus |  | UnknownCause¦Patrolfoundnothing¦¦
24-0145710 | Vegetation | Tree - bark fell into line | Conductor- Overhead | Broken- wire on ground | 2024 | Tier 2 | Distribution Circuit |  |  |  | 2658363 | Sus |  | Vegetation¦Treebarkfellintoline¦ConductorOverhead¦Brokenwireonground
24-0145623 | Vegetation | Tree - branch fell on line | Conductor- Overhead | Normal | 2024 | Tier 3 | Distribution Circuit |  |  |  | 2658626 | Sus |  | Vegetation¦Treebranchfellonline¦ConductorOverhead¦Normal
24-0145901 | Vegetation | Tree - branch fell on line | Conductor- Overhead | Broken- wire on ground | 2024 | Tier 3 | Distribution Circuit |  |  |  | 2660003 | Sus |  | Vegetation¦Treebranchfellonline¦ConductorOverhead¦Brokenwireonground
24-0145937 | Unknown Cause | Patrol - found nothing |  |  | 2024 | Tier 2 | Distribution Circuit |  |  |  | 2658692 | Sus |  | UnknownCause¦Patrolfoundnothing¦¦
24-0145951 | Vegetation | Tree - branch fell on line | Conductor- Overhead | Normal | 2024 | Tier 2 | Distribution Circuit |  |  |  | 2658736 | Sus |  | Vegetation¦Treebranchfellonline¦ConductorOverhead¦Normal
24-0145825 | Unknown Cause | Patrol - found nothing |  |  | 2024 | Tier 2 | Distribution Circuit |  |  |  | 2658792 | Sus |  | UnknownCause¦Patrolfoundnothing¦¦
24-0146125 | Vegetation | Tree - branch fell on line | Conductor- Overhead | Normal | 2024 | Tier 3 | Distribution Circuit |  |  |  | 2658822 | Sus |  | Vegetation¦Treebranchfellonline¦ConductorOverhead¦Normal
24-0145774 | Vegetation | Tree - fell into line | Conductor- Overhead | Broken- wire on ground | 2024 | Tier 2 | Distribution Circuit |  |  |  | 2658779 | Sus |  | Vegetation¦Treefellintoline¦ConductorOverhead¦Brokenwireonground
24-0146073 | Equipment Failure/Involved | Overhead | Fuse | Failed/Faulted | 2024 | Tier 2 | Transformer only |  |  |  | 2658754 | Sus |  | EquipmentFailureInvolved¦Overhead¦Fuse¦FailedFaulted
24-0146071 | Unknown Cause | Patrol - found nothing |  |  | 2024 | Tier 2 | Distribution Circuit |  |  |  | 2660010 | Sus |  | UnknownCause¦Patrolfoundnothing¦¦
24-0146145 | Vegetation | Tree - branch fell on line | Conductor- Overhead | Normal | 2024 | Tier 2 | Distribution Circuit |  |  |  | 2660714 | Sus |  | Vegetation¦Treebranchfellonline¦ConductorOverhead¦Normal
24-0146193 | Vegetation | Tree - fell into line | Transformer | Broken- wire on ground | 2024 | Tier 2 | Transformer only |  |  |  | 2660805 | Sus |  | Vegetation¦Treefellintoline¦Transformer¦Brokenwireonground
24-0132611 | Company Initiated | Planned- capital |  |  | 2024 | Tier 3 | Distribution Circuit |  |  |  | 2661536 | Sus |  | CompanyInitiated¦Plannedcapital¦¦
24-0146261 | 3rd Party | Vehicle | Pole-Wood | Broken | 2024 | Tier 3 | Distribution Circuit |  |  |  | 2661175 | Sus |  | 3rdParty¦Vehicle¦PoleWood¦Broken
24-0146329 | Unknown Cause | Patrol - found nothing |  |  | 2024 | Tier 3 | Distribution Circuit |  |  |  | 2661178 | Sus |  | UnknownCause¦Patrolfoundnothing¦¦
24-0146260 | Environmental/External | Ice or snow | Conductor- Overhead | Broken- wire on ground | 2024 | Tier 3 | Distribution Circuit |  |  |  | 2661424 | Sus |  | EnvironmentalExternal¦Iceorsnow¦ConductorOverhead¦Brokenwireonground
24-0146325 | Vegetation | Tree - grew into line | Conductor- Overhead | Normal | 2024 | Tier 2 | Distribution Circuit |  |  |  | 2661669 | Sus |  | Vegetation¦Treegrewintoline¦ConductorOverhead¦Normal
24-0146507 | Company Initiated | Improper Construction | Fuse | Normal | 2024 | Tier 3 | Distribution Circuit |  |  |  | 2662440 | Sus |  | CompanyInitiated¦ImproperConstruction¦Fuse¦Normal
24-0146507 | Company Initiated | Other Circuits | Transformer (OH) | Normal | 2024 | Tier 2 | Distribution Circuit |  |  |  | 2662595 | Sus |  | CompanyInitiated¦OtherCircuits¦Transformer(OH)¦Normal
24-0146566 | Vegetation | Tree - fell into line | Conductor- Overhead | Broken- wire on ground | 2024 | Tier 2 | Distribution Circuit |  |  |  | 2662878 | Sus |  | Vegetation¦Treefellintoline¦ConductorOverhead¦Brokenwireonground
24-0146558 | Unknown Cause | Patrol - found nothing |  |  | 2024 | Tier 3 | Distribution Circuit |  |  |  | 2662809 | Sus |  | UnknownCause¦Patrolfoundnothing¦¦
24-0146562 | Vegetation | Tree - fell into line | Conductor- Overhead | Broken- wire on ground | 2024 | Tier 2 | Distribution Circuit |  |  |  | 2662680 | Sus |  | Vegetation¦Treefellintoline¦ConductorOverhead¦Brokenwireonground
24-0146595 | Unknown Cause | Patrol - found nothing |  |  | 2024 | Tier 3 | Distribution Circuit |  |  |  | 2662909 | Sus |  | UnknownCause¦Patrolfoundnothing¦¦
24-0146646 | Equipment Failure/Involved | Overhead | Transformer (OH) | Deteriorated | 2024 | Tier 2 | Transformer only |  |  |  | 2663170 | Sus |  | EquipmentFailureInvolved¦Overhead¦Transformer(OH)¦Deteriorated
24-0146738 | Unknown Cause | Patrol - found nothing | Fuse | Failed/Faulted | 2024 | Tier 3 | Distribution Circuit |  |  |  | 2663801 | Sus |  | UnknownCause¦Patrolfoundnothing¦Fuse¦FailedFaulted
24-0141620 | Company Initiated | Planned- maintenance |  |  | 2024 | Tier 3 | Transformer only |  |  |  | 2663847 | Sus |  | CompanyInitiated¦Plannedmaintenance¦¦
24-0141617 | Company Initiated | Planned- maintenance |  |  | 2024 | Tier 3 | Distribution Circuit |  |  |  | 2663844 | Sus |  | CompanyInitiated¦Plannedmaintenance¦¦
24-0142779 | Wildfire Mitigation | Planned - WSIP/System Hardening |  |  | 2024 | Tier 3 | Distribution Circuit |  |  |  | 2663878 | Sus |  | WildfireMitigation¦PlannedWSIPSystemHardening¦¦
24-0146825 | Animal | Squirrel | Transformer (OH) |  | 2024 | Tier 2 | Transformer only |  |  |  | 2664234 | Sus |  | Animal¦Squirrel¦Transformer(OH)¦
24-0140833 | Company Initiated | Planned- maintenance |  |  | 2024 | Tier 3 | Transformer only |  |  |  | 2663930 | Sus |  | CompanyInitiated¦Plannedmaintenance¦¦
24-0142229 | Company Initiated | Planned- maintenance |  |  | 2024 | Tier 3 | Distribution Circuit |  |  |  | 2663928 | Sus |  | CompanyInitiated¦Plannedmaintenance¦¦
24-0143910 | Company Initiated | Planned- maintenance |  |  | 2024 | Tier 3 | Transformer only |  |  |  | 2663927 | Sus |  | CompanyInitiated¦Plannedmaintenance¦¦
24-0142828 | Wildfire Mitigation | Planned - WSIP/System Hardening |  |  | 2024 | Tier 2 | Transformer only |  |  |  | 2663936 | Sus |  | WildfireMitigation¦PlannedWSIPSystemHardening¦¦
24-0133160 | Company Initiated | Planned- capital |  |  | 2024 | Tier 3 | Distribution Circuit |  |  |  | 2663948 | Sus |  | CompanyInitiated¦Plannedcapital¦¦
24-0140401 | Company Initiated | Planned- maintenance |  |  | 2024 | Tier 2 | Transformer only |  |  |  | 2664318 | Sus |  | CompanyInitiated¦Plannedmaintenance¦¦
24-0146784 | Unknown Cause | Patrol - found nothing |  |  | 2024 | Tier 2 | Transformer only |  |  |  | 2664088 | Sus |  | UnknownCause¦Patrolfoundnothing¦¦
24-0146795 | Equipment Failure/Involved | Overhead | Service conductor | Broken | 2024 | Tier 2 | Transformer only |  |  |  | 2664094 | Sus |  | EquipmentFailureInvolved¦Overhead¦Serviceconductor¦Broken
24-0142832 | Wildfire Mitigation | Planned - WSIP/System Hardening |  |  | 2024 | Tier 2 | Transformer only |  |  |  | 2664254 | Sus |  | WildfireMitigation¦PlannedWSIPSystemHardening¦¦
24-0142982 | Company Initiated | Planned- maintenance |  |  | 2024 | Tier 3 | Transformer only |  |  |  | 2665108 | Sus |  | CompanyInitiated¦Plannedmaintenance¦¦
24-0143082 | Company Initiated | Planned- maintenance |  |  | 2024 | Tier 3 | Transformer only |  |  |  | 2665038 | Sus |  | CompanyInitiated¦Plannedmaintenance¦¦
24-0143074 | Company Initiated | Planned- maintenance |  |  | 2024 | Tier 2 | Distribution Circuit |  |  |  | 2664796 | Sus |  | CompanyInitiated¦Plannedmaintenance¦¦
24-0142988 | Wildfire Mitigation | Planned - WSIP/System Hardening |  |  | 2024 | Tier 3 | Distribution Circuit |  |  |  | 2664959 | Sus |  | WildfireMitigation¦PlannedWSIPSystemHardening¦¦
24-0143077 | Company Initiated | Planned- maintenance |  |  | 2024 | Tier 2 | Distribution Circuit |  |  |  | 2664830 | Sus |  | CompanyInitiated¦Plannedmaintenance¦¦
24-0143086 | Company Initiated | Planned- maintenance |  |  | 2024 | Tier 2 | Distribution Circuit |  |  |  | 2664891 | Sus |  | CompanyInitiated¦Plannedmaintenance¦¦
24-0142134 | Wildfire Mitigation | Planned - WSIP/System Hardening |  |  | 2024 | Tier 2 | Distribution Circuit |  |  |  | 2664896 | Sus |  | WildfireMitigation¦PlannedWSIPSystemHardening¦¦
24-0142621 | Company Initiated | Planned- maintenance |  |  | 2024 | Tier 2 | Transformer only |  |  |  | 2665244 | Sus |  | CompanyInitiated¦Plannedmaintenance¦¦
24-0127271 | Company Initiated | Planned- capital |  |  | 2024 | Tier 2 | Distribution Circuit |  |  |  | 2664950 | Sus |  | CompanyInitiated¦Plannedcapital¦¦
24-0142172 | Wildfire Mitigation | Planned - WSIP/System Hardening |  |  | 2024 | Tier 2 | Transformer only |  |  |  | 2664979 | Sus |  | WildfireMitigation¦PlannedWSIPSystemHardening¦¦
24-0133036 | Company Initiated | Planned- capital |  |  | 2024 | Tier 2 | Distribution Circuit |  |  |  | 2665060 | Sus |  | CompanyInitiated¦Plannedcapital¦¦
24-0143080 | Wildfire Mitigation | Planned - WSIP/System Hardening |  |  | 2024 | Tier 2 | Distribution Circuit |  |  |  | 2665172 | Sus |  | WildfireMitigation¦PlannedWSIPSystemHardening¦¦
24-0144827 | Company Initiated | Planned- maintenance |  |  | 2024 | Tier 3 | Distribution Circuit |  |  |  | 2665415 | Sus |  | CompanyInitiated¦Plannedmaintenance¦¦
24-0147072 | Equipment Failure/Involved | Overhead | Transformer (OH) | Failed/Faulted | 2024 | Tier 2 | Transformer only |  |  |  | 2665631 | Sus |  | EquipmentFailureInvolved¦Overhead¦Transformer(OH)¦FailedFaulted
24-0143439 | Company Initiated | Planned- maintenance |  |  | 2024 | Tier 3 | Distribution Circuit |  |  |  | 2665681 | Sus |  | CompanyInitiated¦Plannedmaintenance¦¦
24-0143444 | Company Initiated | Planned- maintenance |  |  | 2024 | Tier 2 | Transformer only |  |  |  | 2665706 | Sus |  | CompanyInitiated¦Plannedmaintenance¦¦
24-0143389 | Company Initiated | Planned- maintenance |  |  | 2024 | Tier 3 | Distribution Circuit |  |  |  | 2665719 | Sus |  | CompanyInitiated¦Plannedmaintenance¦¦
24-0143452 | Company Initiated | Planned- maintenance |  |  | 2024 | Tier 3 | Distribution Circuit |  |  |  | 2665726 | Sus |  | CompanyInitiated¦Plannedmaintenance¦¦
24-0133179 | Company Initiated | Planned- capital |  |  | 2024 | Tier 3 | Distribution Circuit |  |  |  | 2665737 | Sus |  | CompanyInitiated¦Plannedcapital¦¦
24-0143453 | Company Initiated | Planned- maintenance |  |  | 2024 | Tier 3 | Transformer only |  |  |  | 2666042 | Sus |  | CompanyInitiated¦Plannedmaintenance¦¦
24-0142094 | Company Initiated | Planned- maintenance |  |  | 2024 | Tier 3 | Distribution Circuit |  |  |  | 2665752 | Sus |  | CompanyInitiated¦Plannedmaintenance¦¦
24-0142095 | Company Initiated | Planned- maintenance |  |  | 2024 | Tier 3 | Transformer only |  |  |  | 2666096 | Sus |  | CompanyInitiated¦Plannedmaintenance¦¦
24-0143449 | Company Initiated | Planned- maintenance |  |  | 2024 | Tier 2 | Transformer only |  |  |  | 2665914 | Sus |  | CompanyInitiated¦Plannedmaintenance¦¦
24-0143012 | Wildfire Mitigation | Planned - WSIP/System Hardening |  |  | 2024 | Tier 3 | Distribution Circuit |  |  |  | 2666418 | Sus |  | WildfireMitigation¦PlannedWSIPSystemHardening¦¦
24-0142096 | Wildfire Mitigation | Planned - WSIP/System Hardening |  |  | 2024 | Tier 2 | Distribution Circuit |  |  |  | 2666402 | Sus |  | WildfireMitigation¦PlannedWSIPSystemHardening¦¦
24-0143454 | Company Initiated | Planned- maintenance |  |  | 2024 | Tier 2 | Distribution Circuit |  |  |  | 2666421 | Sus |  | CompanyInitiated¦Plannedmaintenance¦¦
24-0146794 | Company Initiated | Planned- maintenance |  |  | 2024 | Tier 2 | Distribution Circuit |  |  |  | 2666457 | Sus |  | CompanyInitiated¦Plannedmaintenance¦¦
24-0143463 | Company Initiated | Planned- maintenance |  |  | 2024 | Tier 2 | Distribution Circuit |  |  |  | 2666488 | Sus |  | CompanyInitiated¦Plannedmaintenance¦¦
24-0124446 | Company Initiated | Planned- capital |  |  | 2024 | Tier 2 | Distribution Circuit |  |  |  | 2666520 | Sus |  | CompanyInitiated¦Plannedcapital¦¦
24-0141282 | Company Initiated | Planned- maintenance |  |  | 2024 | Tier 2 | Distribution Circuit |  |  |  | 2666552 | Sus |  | CompanyInitiated¦Plannedmaintenance¦¦
24-0142191 | Wildfire Mitigation | Planned - WSIP/System Hardening |  |  | 2024 | Tier 2 | Transformer only |  |  |  | 2666539 | Sus |  | WildfireMitigation¦PlannedWSIPSystemHardening¦¦
24-0142415 | Wildfire Mitigation | Planned - WSIP/System Hardening |  |  | 2024 | Tier 2 | Transformer only |  |  |  | 2666548 | Sus |  | WildfireMitigation¦PlannedWSIPSystemHardening¦¦
24-0142401 | Wildfire Mitigation | Planned - WSIP/System Hardening |  |  | 2024 | Tier 2 | Transformer only |  |  |  | 2666558 | Sus |  | WildfireMitigation¦PlannedWSIPSystemHardening¦¦
24-0143582 | Wildfire Mitigation | Planned - WSIP/System Hardening |  |  | 2024 | Tier 2 | Transformer only |  |  |  | 2666622 | Sus |  | WildfireMitigation¦PlannedWSIPSystemHardening¦¦
24-0140447 | Company Initiated | Planned- maintenance |  |  | 2024 | Tier 2 | Distribution Circuit |  |  |  | 2666637 | Sus |  | CompanyInitiated¦Plannedmaintenance¦¦
24-0133782 | Company Initiated | Planned- capital |  |  | 2024 | Tier 2 | Distribution Circuit |  |  |  | 2666716 | Sus |  | CompanyInitiated¦Plannedcapital¦¦
24-0143626 | Company Initiated | Planned- maintenance |  |  | 2024 | Tier 3 | Transformer only |  |  |  | 2666679 | Sus |  | CompanyInitiated¦Plannedmaintenance¦¦
24-0142408 | Wildfire Mitigation | Planned - WSIP/System Hardening |  |  | 2024 | Tier 2 | Transformer only |  |  |  | 2666789 | Sus |  | WildfireMitigation¦PlannedWSIPSystemHardening¦¦
24-0142192 | Wildfire Mitigation | Planned - WSIP/System Hardening |  |  | 2024 | Tier 2 | Transformer only |  |  |  | 2666808 | Sus |  | WildfireMitigation¦PlannedWSIPSystemHardening¦¦
24-0142629 | Company Initiated | Planned- maintenance |  |  | 2024 | Tier 2 | Distribution Circuit |  |  |  | 2667056 | Sus |  | CompanyInitiated¦Plannedmaintenance¦¦
24-0141804 | Company Initiated | Planned- maintenance |  |  | 2024 | Tier 3 | Distribution Circuit |  |  |  | 2667250 | Sus |  | CompanyInitiated¦Plannedmaintenance¦¦
24-0137533 | Company Initiated | Planned- maintenance |  |  | 2024 | Tier 3 | Distribution Circuit |  |  |  | 2667244 | Sus |  | CompanyInitiated¦Plannedmaintenance¦¦
24-0147419 | 3rd Party | Vehicle | Pole-Wood | Broken | 2024 | Tier 2 | Distribution Circuit |  |  |  | 2667891 | Sus |  | 3rdParty¦Vehicle¦PoleWood¦Broken
24-0122830 | Company Initiated | Planned- maintenance |  |  | 2024 | Tier 2 | Distribution Circuit |  |  |  | 2668177 | Sus |  | CompanyInitiated¦Plannedmaintenance¦¦
24-0147440 | Equipment Failure/Involved | Overhead | Transformer (OH) | Broken | 2024 | Tier 2 | Transformer only |  |  |  | 2667978 | Sus |  | EquipmentFailureInvolved¦Overhead¦Transformer(OH)¦Broken
24-0143853 | Wildfire Mitigation | Planned - WSIP/System Hardening |  |  | 2024 | Tier 3 | Distribution Circuit |  |  |  | 2668095 | Sus |  | WildfireMitigation¦PlannedWSIPSystemHardening¦¦
24-0144409 | Company Initiated | Planned- maintenance |  |  | 2024 | Tier 2 | Distribution Circuit |  |  |  | 2668132 | Sus |  | CompanyInitiated¦Plannedmaintenance¦¦
24-0147558 | Unknown Cause | Patrol - found nothing |  |  | 2024 | Tier 2 | Distribution Circuit |  |  |  | 2668790 | Sus |  | UnknownCause¦Patrolfoundnothing¦¦
24-0147694 | Environmental/External | Lightning | Transformer (OH) | Broken | 2024 | Tier 3 | Transformer only |  |  |  | 2669468 | Sus |  | EnvironmentalExternal¦Lightning¦Transformer(OH)¦Broken
24-0147695 | Environmental/External | Lightning | Transformer (OH) | Broken | 2024 | Tier 3 | Transformer only |  |  |  | 2669469 | Sus |  | EnvironmentalExternal¦Lightning¦Transformer(OH)¦Broken
24-0147719 | Unknown Cause | Patrol - found nothing |  |  | 2024 | Tier 2 | Distribution Circuit |  |  |  | 2669611 | Sus |  | UnknownCause¦Patrolfoundnothing¦¦
24-0147781 | Unknown Cause | Patrol - found nothing |  |  | 2024 | Tier 2 | Distribution Circuit |  |  |  | 2669880 | Sus |  | UnknownCause¦Patrolfoundnothing¦¦
24-0144150 | Company Initiated | Planned- capital |  |  | 2024 | Tier 3 | Distribution Circuit |  |  |  | 2669979 | Sus |  | CompanyInitiated¦Plannedcapital¦¦
24-0147882 | Vegetation | Tree - fell into line | Conductor- Overhead | Broken | 2024 | Tier 2 | Distribution Circuit |  |  |  | 2670453 | Sus |  | Vegetation¦Treefellintoline¦ConductorOverhead¦Broken
24-0147988 | Vegetation | Tree - cutting- PG&E contractor | Service conductor | Broken | 2024 | Tier 2 | Transformer only |  |  |  | 2671079 | Sus |  | Vegetation¦TreecuttingPG&Econtractor¦Serviceconductor¦Broken
24-0148024 | Equipment Failure/Involved | Overhead | Transformer (OH) | Failed/Faulted | 2024 | Tier 2 | Distribution Circuit |  |  |  | 2671238 | Sus |  | EquipmentFailureInvolved¦Overhead¦Transformer(OH)¦FailedFaulted
24-0148104 | Vegetation | Tree - branch fell on line | Conductor- Overhead | Normal | 2024 | Tier 3 | Distribution Circuit |  |  |  | 2671658 | Sus |  | Vegetation¦Treebranchfellonline¦ConductorOverhead¦Normal
24-0148135 | Vegetation | Tree - fell into line | Service conductor | Broken- wire on ground | 2024 | Tier 2 | Transformer only |  |  |  | 2671763 | Sus |  | Vegetation¦Treefellintoline¦Serviceconductor¦Brokenwireonground
24-0148115 | Vegetation | Other ground vegetation | Conductor- Overhead | Normal | 2024 | Tier 2 | Distribution Circuit |  |  |  | 2671761 | Sus |  | Vegetation¦Othergroundvegetation¦ConductorOverhead¦Normal
24-0148154 | Equipment Failure/Involved | Overhead | Switch (OH) | Normal | 2024 | Tier 3 | Distribution Circuit |  |  |  | 2671957 | Sus |  | EquipmentFailureInvolved¦Overhead¦Switch(OH)¦Normal
24-0148187 | Animal | Bird found | Conductor- Overhead | Normal | 2024 | Tier 2 | Distribution Circuit |  |  |  | 2672218 | Sus |  | Animal¦Birdfound¦ConductorOverhead¦Normal
24-0144075 | Company Initiated | Planned- maintenance |  |  | 2024 | Tier 2 | Distribution Circuit |  |  |  | 2672317 | Sus |  | CompanyInitiated¦Plannedmaintenance¦¦
24-0144156 | Company Initiated | Planned- maintenance |  |  | 2024 | Tier 3 | Distribution Circuit |  |  |  | 2672327 | Sus |  | CompanyInitiated¦Plannedmaintenance¦¦
24-0142357 | Company Initiated | Planned- capital |  |  | 2024 | Tier 2 | Distribution Circuit |  |  |  | 2672335 | Sus |  | CompanyInitiated¦Plannedcapital¦¦
24-0142868 | Wildfire Mitigation | Planned - WSIP/System Hardening |  |  | 2024 | Tier 2 | Transformer only |  |  |  | 2672344 | Sus |  | WildfireMitigation¦PlannedWSIPSystemHardening¦¦
24-0147249 | Company Initiated | Planned- capital |  |  | 2024 | Zone 1 | Distribution Circuit |  |  |  | 2672375 | Sus |  | CompanyInitiated¦Plannedcapital¦¦
24-0143379 | Company Initiated | Planned- capital |  |  | 2024 | Tier 2 | Distribution Circuit |  |  |  | 2672372 | Sus |  | CompanyInitiated¦Plannedcapital¦¦
24-0148208 | Unknown Cause | Patrol - found nothing |  |  | 2024 | Tier 2 | Distribution Circuit |  |  |  | 2672410 | Sus |  | UnknownCause¦Patrolfoundnothing¦¦
24-0143829 | Wildfire Mitigation | Planned - WSIP/System Hardening |  |  | 2024 | Zone 1 | Transformer only |  |  |  | 2672575 | Sus |  | WildfireMitigation¦PlannedWSIPSystemHardening¦¦
24-0148247 | Equipment Failure/Involved | Overhead | Transformer (OH) | Failed/Faulted | 2024 | Tier 2 | Transformer only |  |  |  | 2672794 | Sus |  | EquipmentFailureInvolved¦Overhead¦Transformer(OH)¦FailedFaulted
24-0148296 | Unknown Cause | Patrol - found nothing |  |  | 2024 | Tier 2 | Distribution Circuit |  |  |  | 2673024 | Sus |  | UnknownCause¦Patrolfoundnothing¦¦
24-0148292 | Unknown Cause | Patrol - found nothing |  |  | 2024 | Tier 3 | Transformer only |  |  |  | 2673033 | Sus |  | UnknownCause¦Patrolfoundnothing¦¦
24-0146909 | Wildfire Mitigation | Planned - WSIP/System Hardening |  |  | 2024 | Tier 2 | Distribution Circuit |  |  |  | 2673023 | Sus |  | WildfireMitigation¦PlannedWSIPSystemHardening¦¦
24-0147223 | Wildfire Mitigation | Planned - WSIP/System Hardening |  |  | 2024 | Tier 3 | Distribution Circuit |  |  |  | 2673050 | Sus |  | WildfireMitigation¦PlannedWSIPSystemHardening¦¦
24-0130175 | Company Initiated | Planned- capital |  |  | 2024 | Tier 2 | Distribution Circuit |  |  |  | 2673089 | Sus |  | CompanyInitiated¦Plannedcapital¦¦
24-0148320 | Equipment Failure/Involved | Overhead | Fuse | Failed/Faulted | 2024 | Tier 2 | Distribution Circuit |  |  |  | 2673394 | Sus |  | EquipmentFailureInvolved¦Overhead¦Fuse¦FailedFaulted
24-0148323 | Vegetation | Tree - fell into line | Conductor- Overhead | Normal | 2024 | Tier 2 | Distribution Circuit |  |  |  | 2673381 | Sus |  | Vegetation¦Treefellintoline¦ConductorOverhead¦Normal
24-0148328 | Vegetation | Tree - fell into line | Conductor- Overhead | Normal | 2024 | Tier 3 | Distribution Circuit |  |  |  | 2673470 | Sus |  | Vegetation¦Treefellintoline¦ConductorOverhead¦Normal
24-0002546 | Wildfire Mitigation | Planned - WSIP/System Hardening |  |  | 2024 | Tier 2 | Transformer only |  |  |  | 2304564 | Sus |  | WildfireMitigation¦PlannedWSIPSystemHardening¦¦
24-0006300 | Vegetation | Tree - branch fell on line | Conductor- Overhead | Normal | 2024 | Tier 3 | Distribution Circuit |  |  |  | 2305594 | Sus |  | Vegetation¦Treebranchfellonline¦ConductorOverhead¦Normal
24-0006554 | Equipment Failure/Involved | Overhead | Connector or Splice (OH) | Normal | 2024 | Tier 2 | Distribution Circuit |  |  |  | 2306484 | Sus |  | EquipmentFailureInvolved¦Overhead¦ConnectororSplice(OH)¦Normal
24-0001788 | Wildfire Mitigation | Planned - WSIP/System Hardening |  |  | 2024 | Tier 3 | Distribution Circuit |  |  |  | 2306914 | Sus |  | WildfireMitigation¦PlannedWSIPSystemHardening¦¦
24-0007060 | Equipment Failure/Involved | Overhead | Transformer (OH) | Failed/Faulted | 2024 | Tier 3 | Transformer only |  |  |  | 2307349 | Sus |  | EquipmentFailureInvolved¦Overhead¦Transformer(OH)¦FailedFaulted
24-0007133 | Unknown Cause | Patrol - found nothing |  |  | 2024 | Tier 3 | Transformer only |  |  |  | 2307466 | Sus |  | UnknownCause¦Patrolfoundnothing¦¦
24-0002103 | Wildfire Mitigation | Planned - WSIP/System Hardening |  |  | 2024 | Tier 2 | Transformer only |  |  |  | 2307632 | Sus |  | WildfireMitigation¦PlannedWSIPSystemHardening¦¦
24-0007390 | Vegetation | Tree - cutting- PG&E contractor | Conductor- Overhead | Normal | 2024 | Tier 3 | Distribution Circuit |  |  |  | 2307974 | Sus |  | Vegetation¦TreecuttingPG&Econtractor¦ConductorOverhead¦Normal
24-0007637 | Vegetation | Tree - fell into line | Conductor- Overhead | Broken- wire on ground | 2024 | Tier 2 | Distribution Circuit |  |  |  | 2308633 | Sus |  | Vegetation¦Treefellintoline¦ConductorOverhead¦Brokenwireonground
24-0007753 | Unknown Cause | Patrol - found nothing |  |  | 2024 | Tier 3 | Transformer only |  |  |  | 2309176 | Sus |  | UnknownCause¦Patrolfoundnothing¦¦
24-0003208 | Company Initiated | Planned- maintenance |  |  | 2024 | Tier 2 | Transformer only |  |  |  | 2309497 | Sus |  | CompanyInitiated¦Plannedmaintenance¦¦
24-0006489 | Company Initiated | Planned- maintenance |  |  | 2024 | Tier 2 | Distribution Circuit |  |  |  | 2309493 | Sus |  | CompanyInitiated¦Plannedmaintenance¦¦
24-0003261 | Wildfire Mitigation | Planned - WSIP/System Hardening |  |  | 2024 | Tier 3 | Distribution Circuit |  |  |  | 2309495 | Sus |  | WildfireMitigation¦PlannedWSIPSystemHardening¦¦
24-0000851 | Company Initiated | Planned- maintenance |  |  | 2024 | Tier 2 | Distribution Circuit |  |  |  | 2309502 | Sus |  | CompanyInitiated¦Plannedmaintenance¦¦
24-0000951 | Company Initiated | Planned- maintenance |  |  | 2024 | Tier 2 | Distribution Circuit |  |  |  | 2309759 | Sus |  | CompanyInitiated¦Plannedmaintenance¦¦
24-0008058 | Unknown Cause | Patrol - found nothing |  |  | 2024 | Tier 2 | Distribution Circuit |  |  |  | 2309853 | Sus |  | UnknownCause¦Patrolfoundnothing¦¦
24-0003230 | Wildfire Mitigation | Planned - WSIP/System Hardening |  |  | 2024 | Tier 3 | Distribution Circuit |  |  |  | 2310333 | Sus |  | WildfireMitigation¦PlannedWSIPSystemHardening¦¦
24-0003270 | Wildfire Mitigation | Planned - WSIP/System Hardening |  |  | 2024 | Tier 3 | Transformer only |  |  |  | 2310407 | Sus |  | WildfireMitigation¦PlannedWSIPSystemHardening¦¦
24-0005393 | Company Initiated | Planned- maintenance |  |  | 2024 | Tier 2 | Distribution Circuit |  |  |  | 2310514 | Sus |  | CompanyInitiated¦Plannedmaintenance¦¦
24-0000964 | Company Initiated | Planned- maintenance |  |  | 2024 | Tier 2 | Distribution Circuit |  |  |  | 2310611 | Sus |  | CompanyInitiated¦Plannedmaintenance¦¦
24-0008412 | Equipment Failure/Involved | Overhead | Fuse | Broken | 2024 | Tier 2 | Distribution Circuit |  |  |  | 2310698 | Sus |  | EquipmentFailureInvolved¦Overhead¦Fuse¦Broken
24-0008795 | Unknown Cause | Patrol - not conducted |  |  | 2024 | Tier 3 | Distribution Circuit |  |  |  | 2311328 | Sus |  | UnknownCause¦Patrolnotconducted¦¦
24-0003295 | Wildfire Mitigation | Planned - WSIP/System Hardening |  |  | 2024 | Tier 2 | Distribution Circuit |  |  |  | 2311367 | Sus |  | WildfireMitigation¦PlannedWSIPSystemHardening¦¦
24-0001033 | Wildfire Mitigation | Planned - WSIP/System Hardening |  |  | 2024 | Tier 3 | Distribution Circuit |  |  |  | 2311409 | Sus |  | WildfireMitigation¦PlannedWSIPSystemHardening¦¦
24-0003248 | Wildfire Mitigation | Planned - WSIP/System Hardening |  |  | 2024 | Tier 2 | Distribution Circuit |  |  |  | 2311440 | Sus |  | WildfireMitigation¦PlannedWSIPSystemHardening¦¦
24-0003555 | Wildfire Mitigation | Planned - WSIP/System Hardening |  |  | 2024 | Tier 3 | Distribution Circuit |  |  |  | 2311340 | Sus |  | WildfireMitigation¦PlannedWSIPSystemHardening¦¦
24-0001032 | Wildfire Mitigation | Planned - WSIP/System Hardening |  |  | 2024 | Tier 3 | Distribution Circuit |  |  |  | 2311446 | Sus |  | WildfireMitigation¦PlannedWSIPSystemHardening¦¦
24-0008962 | Unknown Cause | Patrol - found nothing |  |  | 2024 | Tier 3 | Distribution Circuit |  |  |  | 2311641 | Sus |  | UnknownCause¦Patrolfoundnothing¦¦
24-0003303 | Wildfire Mitigation | Planned - WSIP/System Hardening |  |  | 2024 | Tier 2 | Distribution Circuit |  |  |  | 2311676 | Sus |  | WildfireMitigation¦PlannedWSIPSystemHardening¦¦
24-0009161 | Vegetation | Tree - branch fell on line | Conductor- Overhead | Broken- wire on ground | 2024 | Tier 3 | Distribution Circuit |  |  |  | 2311880 | Sus |  | Vegetation¦Treebranchfellonline¦ConductorOverhead¦Brokenwireonground
24-0009223 | Vegetation | Tree - branch fell on line | Fuse | Burned Open | 2024 | Tier 3 | Distribution Circuit |  |  |  | 2311896 | Sus |  | Vegetation¦Treebranchfellonline¦Fuse¦BurnedOpen
24-0009272 | Equipment Failure/Involved | Overhead | Conductor- Overhead | Together | 2024 | Tier 3 | Distribution Circuit |  |  |  | 2311936 | Sus |  | EquipmentFailureInvolved¦Overhead¦ConductorOverhead¦Together
24-0009413 | Unknown Cause | Patrol - found nothing |  |  | 2024 | Tier 3 | Distribution Circuit |  |  |  | 2312611 | Sus |  | UnknownCause¦Patrolfoundnothing¦¦
23-0143724 | Company Initiated | Planned- capital |  |  | 2024 | Tier 2 | Distribution Circuit |  |  |  | 2312856 | Sus |  | CompanyInitiated¦Plannedcapital¦¦
24-0003717 | Company Initiated | Planned- maintenance |  |  | 2024 | Tier 2 | Transformer only |  |  |  | 2312954 | Sus |  | CompanyInitiated¦Plannedmaintenance¦¦
24-0003764 | Wildfire Mitigation | Planned - WSIP/System Hardening |  |  | 2024 | Tier 2 | Transformer only |  |  |  | 2313150 | Sus |  | WildfireMitigation¦PlannedWSIPSystemHardening¦¦
24-0010105 | Unknown Cause | Patrol - found nothing |  |  | 2024 | Tier 3 | Distribution Circuit |  |  |  | 2313526 | Sus |  | UnknownCause¦Patrolfoundnothing¦¦
24-0002896 | Company Initiated | Planned- capital |  |  | 2024 | Tier 2 | Distribution Circuit |  |  |  | 2313607 | Sus |  | CompanyInitiated¦Plannedcapital¦¦
24-0003565 | Wildfire Mitigation | Planned - WSIP/System Hardening |  |  | 2024 | Tier 2 | Transformer only |  |  |  | 2313590 | Sus |  | WildfireMitigation¦PlannedWSIPSystemHardening¦¦
24-0003263 | Wildfire Mitigation | Planned - WSIP/System Hardening |  |  | 2024 | Tier 2 | Distribution Circuit |  |  |  | 2313595 | Sus |  | WildfireMitigation¦PlannedWSIPSystemHardening¦¦
24-0003348 | Wildfire Mitigation | Planned - WSIP/System Hardening |  |  | 2024 | Tier 2 | Distribution Circuit |  |  |  | 2313696 | Sus |  | WildfireMitigation¦PlannedWSIPSystemHardening¦¦
24-0001279 | Wildfire Mitigation | Planned - WSIP/System Hardening |  |  | 2024 | Tier 3 | Transformer only |  |  |  | 2313694 | Sus |  | WildfireMitigation¦PlannedWSIPSystemHardening¦¦
24-0001238 | Company Initiated | Planned- maintenance |  |  | 2024 | Tier 2 | Transformer only |  |  |  | 2313721 | Sus |  | CompanyInitiated¦Plannedmaintenance¦¦
24-0003584 | Wildfire Mitigation | Planned - WSIP/System Hardening |  |  | 2024 | Tier 2 | Transformer only |  |  |  | 2313950 | Sus |  | WildfireMitigation¦PlannedWSIPSystemHardening¦¦
24-0000892 | Company Initiated | Planned- maintenance |  |  | 2024 | Tier 3 | Transformer only |  |  |  | 2314541 | Sus |  | CompanyInitiated¦Plannedmaintenance¦¦
24-0010864 | Equipment Failure/Involved | Overhead | Conductor- Overhead | Deteriorated | 2024 | Tier 2 | Transformer only |  |  |  | 2316035 | Sus |  | EquipmentFailureInvolved¦Overhead¦ConductorOverhead¦Deteriorated
24-0003669 | Wildfire Mitigation | Planned - WSIP/System Hardening |  |  | 2024 | Tier 2 | Distribution Circuit |  |  |  | 2316144 | Sus |  | WildfireMitigation¦PlannedWSIPSystemHardening¦¦
24-0003640 | Wildfire Mitigation | Planned - WSIP/System Hardening |  |  | 2024 | Tier 3 | Transformer only |  |  |  | 2316185 | Sus |  | WildfireMitigation¦PlannedWSIPSystemHardening¦¦
24-0001492 | Company Initiated | Planned- capital |  |  | 2024 | Tier 3 | Distribution Circuit |  |  |  | 2316299 | Sus |  | CompanyInitiated¦Plannedcapital¦¦
24-0003291 | Company Initiated | Planned- maintenance |  |  | 2024 | Tier 2 | Distribution Circuit |  |  |  | 2316333 | Sus |  | CompanyInitiated¦Plannedmaintenance¦¦
24-0001261 | Wildfire Mitigation | Planned - WSIP/System Hardening |  |  | 2024 | Tier 3 | Distribution Circuit |  |  |  | 2316146 | Sus |  | WildfireMitigation¦PlannedWSIPSystemHardening¦¦
24-0011190 | Equipment Failure/Involved | Overhead | Transformer (OH) | Broken | 2024 | Tier 2 | Distribution Circuit |  |  |  | 2316593 | Sus |  | EquipmentFailureInvolved¦Overhead¦Transformer(OH)¦Broken
24-0001428 | Wildfire Mitigation | Planned - WSIP/System Hardening |  |  | 2024 | Tier 3 | Distribution Circuit |  |  |  | 2317428 | Sus |  | WildfireMitigation¦PlannedWSIPSystemHardening¦¦
24-0007285 | Wildfire Mitigation | Planned - WSIP/System Hardening |  |  | 2024 | Tier 2 | Transformer only |  |  |  | 2317629 | Sus |  | WildfireMitigation¦PlannedWSIPSystemHardening¦¦
24-0011617 | Vegetation | Tree - grew into line | Conductor- Overhead | Normal | 2024 | Tier 3 | Distribution Circuit |  |  |  | 2317519 | Sus |  | Vegetation¦Treegrewintoline¦ConductorOverhead¦Normal
24-0011884 | Equipment Failure/Involved | Overhead | Conductor- Overhead | Broken- wire on ground | 2024 | Tier 2 | Distribution Circuit |  |  |  | 2317978 | Sus |  | EquipmentFailureInvolved¦Overhead¦ConductorOverhead¦Brokenwireonground
24-0001751 | Company Initiated | Planned- maintenance |  |  | 2024 | Tier 2 | Distribution Circuit |  |  |  | 2318290 | Sus |  | CompanyInitiated¦Plannedmaintenance¦¦
24-0001756 | Company Initiated | Planned- maintenance |  |  | 2024 | Tier 2 | Transformer only |  |  |  | 2318302 | Sus |  | CompanyInitiated¦Plannedmaintenance¦¦
24-0004927 | Wildfire Mitigation | Planned - WSIP/System Hardening |  |  | 2024 | Tier 2 | Distribution Circuit |  |  |  | 2318896 | Sus |  | WildfireMitigation¦PlannedWSIPSystemHardening¦¦
24-0001269 | Wildfire Mitigation | Planned - WSIP/System Hardening |  |  | 2024 | Tier 3 | Distribution Circuit |  |  |  | 2318989 | Sus |  | WildfireMitigation¦PlannedWSIPSystemHardening¦¦
24-0009978 | Company Initiated | Planned- maintenance |  |  | 2024 | Tier 2 | Transformer only |  |  |  | 2319136 | Sus |  | CompanyInitiated¦Plannedmaintenance¦¦
24-0012803 | Vegetation | Tree - branch fell on line | Conductor- Overhead | Together | 2024 | Tier 2 | Distribution Circuit |  |  |  | 2319405 | Sus |  | Vegetation¦Treebranchfellonline¦ConductorOverhead¦Together
24-0012857 | Equipment Failure/Involved | Overhead | Connector or Splice (OH) | Broken | 2024 | Tier 2 | Transformer only |  |  |  | 2319515 | Sus |  | EquipmentFailureInvolved¦Overhead¦ConnectororSplice(OH)¦Broken
24-0012879 | Equipment Failure/Involved | Overhead | Connector or Splice (OH) | Broken- wire on ground | 2024 | Tier 3 | Distribution Circuit |  |  |  | 2319555 | Sus |  | EquipmentFailureInvolved¦Overhead¦ConnectororSplice(OH)¦Brokenwireonground
24-0012973 | Vegetation | Tree - branch fell on line | Secondary | Broken- wire on ground | 2024 | Tier 3 | Distribution Circuit |  |  |  | 2319939 | Sus |  | Vegetation¦Treebranchfellonline¦Secondary¦Brokenwireonground
24-0013015 | Vegetation | Tree - fell into line | Conductor- Overhead | Broken- wire on ground | 2024 | Tier 3 | Distribution Circuit |  |  |  | 2320120 | Sus |  | Vegetation¦Treefellintoline¦ConductorOverhead¦Brokenwireonground
24-0013058 | Vegetation | Tree - fell into line | Conductor- Overhead | Broken- wire on ground | 2024 | Tier 3 | Distribution Circuit |  |  |  | 2320285 | Sus |  | Vegetation¦Treefellintoline¦ConductorOverhead¦Brokenwireonground
24-0013084 | Unknown Cause | Patrol - found nothing |  |  | 2024 | Tier 3 | Distribution Circuit |  |  |  | 2320373 | Sus |  | UnknownCause¦Patrolfoundnothing¦¦
24-0013176 | Vegetation | Tree - fell into line | Conductor- Overhead | Broken- wire on ground | 2024 | Tier 2 | Distribution Circuit |  |  |  | 2320847 | Sus |  | Vegetation¦Treefellintoline¦ConductorOverhead¦Brokenwireonground
24-0013354 | Unknown Cause | Patrol - found nothing |  |  | 2024 | Tier 3 | Distribution Circuit |  |  |  | 2320982 | Sus |  | UnknownCause¦Patrolfoundnothing¦¦
24-0013244 | Unknown Cause | Patrol - found nothing |  |  | 2024 | Tier 2 | Distribution Circuit |  |  |  | 2321001 | Sus |  | UnknownCause¦Patrolfoundnothing¦¦
24-0004217 | Company Initiated | Planned- maintenance |  |  | 2024 | Tier 2 | Distribution Circuit |  |  |  | 2321052 | Sus |  | CompanyInitiated¦Plannedmaintenance¦¦
24-0013307 | Vegetation | Tree - fell into line | Pole-Wood | Broken | 2024 | Tier 3 | Transformer only |  |  |  | 2321039 | Sus |  | Vegetation¦Treefellintoline¦PoleWood¦Broken
24-0013389 | Vegetation | Tree - branch fell on line | Conductor- Overhead | Broken- wire on ground | 2024 | Tier 3 | Distribution Circuit |  |  |  | 2321318 | Sus |  | Vegetation¦Treebranchfellonline¦ConductorOverhead¦Brokenwireonground
24-0004347 | Company Initiated | Planned- capital |  |  | 2024 | Tier 2 | Distribution Circuit |  |  |  | 2321223 | Sus |  | CompanyInitiated¦Plannedcapital¦¦
24-0004045 | Wildfire Mitigation | Planned - WSIP/System Hardening |  |  | 2024 | Tier 2 | Transformer only |  |  |  | 2322022 | Sus |  | WildfireMitigation¦PlannedWSIPSystemHardening¦¦
24-0008831 | Company Initiated | Planned- maintenance |  |  | 2024 | Tier 2 | Transformer only |  |  |  | 2322941 | Sus |  | CompanyInitiated¦Plannedmaintenance¦¦
24-0006439 | Wildfire Mitigation | Planned - WSIP/System Hardening |  |  | 2024 | Tier 2 | Transformer only |  |  |  | 2323880 | Sus |  | WildfireMitigation¦PlannedWSIPSystemHardening¦¦
24-0015336 | Unknown Cause | Patrol - found nothing |  |  | 2024 | Tier 2 | Distribution Circuit |  |  |  | 2324344 | Sus |  | UnknownCause¦Patrolfoundnothing¦¦
24-0006062 | Wildfire Mitigation | Planned - WSIP/System Hardening |  |  | 2024 | Tier 2 | Transformer only |  |  |  | 2324729 | Sus |  | WildfireMitigation¦PlannedWSIPSystemHardening¦¦
24-0004206 | Company Initiated | Planned- maintenance |  |  | 2024 | Tier 2 | Distribution Circuit |  |  |  | 2324905 | Sus |  | CompanyInitiated¦Plannedmaintenance¦¦
24-0015794 | Equipment Failure/Involved | Overhead | Transformer (OH) | Failed/Faulted | 2024 | Tier 3 | Transformer only |  |  |  | 2325325 | Sus |  | EquipmentFailureInvolved¦Overhead¦Transformer(OH)¦FailedFaulted
24-0015828 | Unknown Cause | Patrol - not conducted |  |  | 2024 | Tier 2 | Distribution Circuit |  |  |  | 2325391 | Sus |  | UnknownCause¦Patrolnotconducted¦¦
24-0015809 | Animal | Bird found | Conductor- Overhead | Normal | 2024 | Tier 3 | Distribution Circuit |  |  |  | 2325395 | Sus |  | Animal¦Birdfound¦ConductorOverhead¦Normal
24-0004383 | Company Initiated | Planned- maintenance |  |  | 2024 | Tier 2 | Distribution Circuit |  |  |  | 2325487 | Sus |  | CompanyInitiated¦Plannedmaintenance¦¦
24-0016101 | Unknown Cause | Patrol - found nothing |  |  | 2024 | Tier 2 | Distribution Circuit |  |  |  | 2326869 | Sus |  | UnknownCause¦Patrolfoundnothing¦¦
24-0009688 | Company Initiated | Planned- maintenance |  |  | 2024 | Tier 2 | Distribution Circuit |  |  |  | 2327045 | Sus |  | CompanyInitiated¦Plannedmaintenance¦¦
24-0010463 | Wildfire Mitigation | Planned - WSIP/System Hardening |  |  | 2024 | Tier 3 | Distribution Circuit |  |  |  | 2327303 | Sus |  | WildfireMitigation¦PlannedWSIPSystemHardening¦¦
24-0016528 | Equipment Failure/Involved | Overhead | Transformer (OH) | Broken | 2024 | Tier 3 | Distribution Circuit |  |  |  | 2327734 | Sus |  | EquipmentFailureInvolved¦Overhead¦Transformer(OH)¦Broken
24-0009592 | Wildfire Mitigation | Planned - WSIP/System Hardening |  |  | 2024 | Tier 3 | Distribution Circuit |  |  |  | 2327989 | Sus |  | WildfireMitigation¦PlannedWSIPSystemHardening¦¦
24-0016608 | Unknown Cause | Patrol - not conducted |  |  | 2024 | Tier 3 | Distribution Circuit |  |  |  | 2328053 | Sus |  | UnknownCause¦Patrolnotconducted¦¦
24-0009875 | Company Initiated | Planned- maintenance |  |  | 2024 | Tier 3 | Distribution Circuit |  |  |  | 2328074 | Sus |  | CompanyInitiated¦Plannedmaintenance¦¦
24-0016602 | Unknown Cause | Patrol - found nothing |  |  | 2024 | Tier 2 | Transformer only |  |  |  | 2328081 | Sus |  | UnknownCause¦Patrolfoundnothing¦¦
24-0016648 | Vegetation | Tree - fell into line | Conductor- Overhead | Broken- wire on ground | 2024 | Tier 3 | Distribution Circuit |  |  |  | 2328134 | Sus |  | Vegetation¦Treefellintoline¦ConductorOverhead¦Brokenwireonground
24-0017267 | Vegetation | Tree - branch fell on line | Conductor- Overhead | Normal | 2024 | Tier 3 | Transformer only |  |  |  | 2329570 | Sus |  | Vegetation¦Treebranchfellonline¦ConductorOverhead¦Normal
24-0017265 | Vegetation | Tree - branch fell on line | Fuse | Normal | 2024 | Tier 3 | Transformer only |  |  |  | 2329571 | Sus |  | Vegetation¦Treebranchfellonline¦Fuse¦Normal
24-0017325 | Vegetation | Tree - branch fell on line | Conductor- Overhead | Normal | 2024 | Tier 3 | Distribution Circuit |  |  |  | 2329660 | Sus |  | Vegetation¦Treebranchfellonline¦ConductorOverhead¦Normal
24-0017424 | Equipment Failure/Involved | Overhead | Insulator | Broken | 2024 | Tier 3 | Distribution Circuit |  |  |  | 2329773 | Sus |  | EquipmentFailureInvolved¦Overhead¦Insulator¦Broken
24-0017501 | Unknown Cause | Patrol - found nothing |  |  | 2024 | Tier 3 | Distribution Circuit |  |  |  | 2329787 | Sus |  | UnknownCause¦Patrolfoundnothing¦¦
24-0017368 | Unknown Cause | Patrol - not conducted |  |  | 2024 | Tier 2 | Distribution Circuit |  |  |  | 2329747 | Sus |  | UnknownCause¦Patrolnotconducted¦¦
24-0014626 | Company Initiated | Planned- maintenance |  |  | 2024 | Tier 3 | Distribution Circuit |  |  |  | 2331122 | Sus |  | CompanyInitiated¦Plannedmaintenance¦¦
24-0010535 | Company Initiated | Planned- maintenance |  |  | 2024 | Tier 2 | Distribution Circuit |  |  |  | 2332267 | Sus |  | CompanyInitiated¦Plannedmaintenance¦¦
24-0009860 | Company Initiated | Planned- capital |  |  | 2024 | Tier 2 | Distribution Circuit |  |  |  | 2332395 | Sus |  | CompanyInitiated¦Plannedcapital¦¦
24-0018880 | Equipment Failure/Involved | Overhead | Connector or Splice (OH) | Broken- wire on ground | 2024 | Tier 2 | Distribution Circuit |  |  |  | 2333311 | Sus |  | EquipmentFailureInvolved¦Overhead¦ConnectororSplice(OH)¦Brokenwireonground
24-0018674 | Company Initiated | Other Circuits | Pole-Wood | Normal | 2024 | Tier 2 | Distribution Circuit |  |  |  | 2333499 | Sus |  | CompanyInitiated¦OtherCircuits¦PoleWood¦Normal
24-0017266 | Company Initiated | Return Circuit Normal | Conductor- Overhead | Normal | 2024 | Tier 2 | Distribution Circuit |  |  |  | 2333737 | Sus |  | CompanyInitiated¦ReturnCircuitNormal¦ConductorOverhead¦Normal
24-0019171 | Equipment Failure/Involved | Overhead | Conductor- Overhead | Broken- wire on ground | 2024 | Tier 3 | Distribution Circuit |  |  |  | 2334328 | Sus |  | EquipmentFailureInvolved¦Overhead¦ConductorOverhead¦Brokenwireonground
24-0019124 | Vegetation | Tree - fell into line | Conductor- Overhead | Broken- wire on ground | 2024 | Tier 2 | Distribution Circuit |  |  |  | 2334350 | Sus |  | Vegetation¦Treefellintoline¦ConductorOverhead¦Brokenwireonground
24-0019203 | Vegetation | Tree - fell into line | Conductor- Overhead | Broken- wire on ground | 2024 | Tier 3 | Distribution Circuit |  |  |  | 2334608 | Sus |  | Vegetation¦Treefellintoline¦ConductorOverhead¦Brokenwireonground
24-0019546 | Vegetation | Tree - fell into line | Conductor- Overhead | Broken- wire on ground | 2024 | Tier 2 | Distribution Circuit |  |  |  | 2337630 | Sus |  | Vegetation¦Treefellintoline¦ConductorOverhead¦Brokenwireonground
24-0020426 | Unknown Cause | Patrol - not conducted |  |  | 2024 | Tier 2 | Transmission line |  |  |  | 2346662 | Sus |  | UnknownCause¦Patrolnotconducted¦¦
24-0023374 | Unknown Cause | Patrol - found nothing |  |  | 2024 | Tier 3 | Transformer only |  |  |  | 2362941 | Sus |  | UnknownCause¦Patrolfoundnothing¦¦
24-0024018 | Vegetation | Tree - fell into line | Conductor- Overhead | Broken- wire on object | 2024 | Tier 2 | Distribution Circuit |  |  |  | 2366518 | Sus |  | Vegetation¦Treefellintoline¦ConductorOverhead¦Brokenwireonobject
24-0024548 | Unknown Cause | Patrol - found nothing |  |  | 2024 | Tier 2 | Distribution Circuit |  |  |  | 2366929 | Sus |  | UnknownCause¦Patrolfoundnothing¦¦
24-0024643 | Vegetation | Tree - branch fell on line | Fuse | Burned Open | 2024 | Tier 3 | Distribution Circuit |  |  |  | 2368490 | Sus |  | Vegetation¦Treebranchfellonline¦Fuse¦BurnedOpen
24-0026409 | 3rd Party | Vehicle | Pole-Wood | Broken | 2024 | Tier 2 | Distribution Circuit |  |  |  | 2369158 | Sus |  | 3rdParty¦Vehicle¦PoleWood¦Broken
24-0026028 | Unknown Cause | Patrol - found nothing |  |  | 2024 | Tier 3 | Transformer only |  |  |  | 2369398 | Sus |  | UnknownCause¦Patrolfoundnothing¦¦
24-0026319 | Equipment Failure/Involved | Overhead | Metering Equipment | Broken | 2024 | Tier 3 | Transformer only |  |  |  | 2369704 | Sus |  | EquipmentFailureInvolved¦Overhead¦MeteringEquipment¦Broken
24-0026209 | Vegetation | Tree - fell into line | Conductor- Overhead | Normal | 2024 | Tier 2 | Distribution Circuit |  |  |  | 2369905 | Sus |  | Vegetation¦Treefellintoline¦ConductorOverhead¦Normal
24-0026350 | Vegetation | Tree - fell into line | Conductor- Overhead | Normal | 2024 | Tier 2 | Distribution Circuit |  |  |  | 2370296 | Sus |  | Vegetation¦Treefellintoline¦ConductorOverhead¦Normal
24-0026341 | Unknown Cause | Patrol - found nothing |  |  | 2024 | Tier 2 | Distribution Circuit |  |  |  | 2370289 | Sus |  | UnknownCause¦Patrolfoundnothing¦¦
24-0027299 | Vegetation | Tree - fell into line | Conductor- Overhead | Normal | 2024 | Tier 3 | Distribution Circuit |  |  |  | 2372492 | Sus |  | Vegetation¦Treefellintoline¦ConductorOverhead¦Normal
24-0027401 | Vegetation | Tree - bark fell into line | Conductor- Overhead | Broken- wire on ground | 2024 | Tier 3 | Distribution Circuit |  |  |  | 2372768 | Sus |  | Vegetation¦Treebarkfellintoline¦ConductorOverhead¦Brokenwireonground
24-0027420 | Vegetation | Tree - fell into line | Conductor- Overhead | Broken- wire on ground | 2024 | Tier 3 | Distribution Circuit |  |  |  | 2372807 | Sus |  | Vegetation¦Treefellintoline¦ConductorOverhead¦Brokenwireonground
24-0027463 | Vegetation | Tree - fell into line | Transformer (OH) | Broken | 2024 | Tier 3 | Transformer only |  |  |  | 2372869 | Sus |  | Vegetation¦Treefellintoline¦Transformer(OH)¦Broken
24-0027549 | Equipment Failure/Involved | Overhead | Fuse | Failed/Faulted | 2024 | Tier 3 | Distribution Circuit |  |  |  | 2372988 | Sus |  | EquipmentFailureInvolved¦Overhead¦Fuse¦FailedFaulted
24-0027571 | Vegetation | Tree - fell into line | Transformer | Deteriorated | 2024 | Tier 2 | Transformer only |  |  |  | 2373097 | Sus |  | Vegetation¦Treefellintoline¦Transformer¦Deteriorated
24-0027569 | Unknown Cause | Patrol - found nothing |  |  | 2024 | Tier 2 | Distribution Circuit |  |  |  | 2373100 | Sus |  | UnknownCause¦Patrolfoundnothing¦¦
24-0027597 | Vegetation | Tree - fell into line | Crossarm- Wood | Broken- wire on ground | 2024 | Tier 3 | Distribution Circuit |  |  |  | 2373222 | Sus |  | Vegetation¦Treefellintoline¦CrossarmWood¦Brokenwireonground
24-0027655 | Unknown Cause | Patrol - found nothing |  |  | 2024 | Tier 3 | Transformer only |  |  |  | 2373344 | Sus |  | UnknownCause¦Patrolfoundnothing¦¦
24-0028089 | Equipment Failure/Involved | Underground | Transformer | Burned Open | 2024 | Tier 3 | Transformer only |  |  |  | 2373716 | Sus |  | EquipmentFailureInvolved¦Underground¦Transformer¦BurnedOpen
24-0027777 | Vegetation | Tree - fell into line | Conductor- Overhead | Broken- wire on ground | 2024 | Tier 2 | Distribution Circuit |  |  |  | 2373717 | Sus |  | Vegetation¦Treefellintoline¦ConductorOverhead¦Brokenwireonground
24-0027924 | Vegetation | Tree - fell into line | Conductor- Overhead | Normal | 2024 | Tier 3 | Distribution Circuit |  |  |  | 2373953 | Sus |  | Vegetation¦Treefellintoline¦ConductorOverhead¦Normal
24-0027945 | Equipment Failure/Involved | Overhead | Conductor- Overhead | Deteriorated | 2024 | Tier 3 | Distribution Circuit |  |  |  | 2374073 | Sus |  | EquipmentFailureInvolved¦Overhead¦ConductorOverhead¦Deteriorated
24-0028029 | Equipment Failure/Involved | Overhead | Insulator | Broken | 2024 | Tier 2 | Distribution Circuit |  |  |  | 2374067 | Sus |  | EquipmentFailureInvolved¦Overhead¦Insulator¦Broken
24-0028073 | Equipment Failure/Involved | Overhead | Conductor- Overhead | Deteriorated | 2024 | Tier 3 | Distribution Circuit |  |  |  | 2374335 | Sus |  | EquipmentFailureInvolved¦Overhead¦ConductorOverhead¦Deteriorated
24-0028233 | Unknown Cause | Patrol - found nothing |  |  | 2024 | Tier 3 | Distribution Circuit |  |  |  | 2374589 | Sus |  | UnknownCause¦Patrolfoundnothing¦¦
24-0014970 | Company Initiated | Planned- maintenance |  |  | 2024 | Tier 2 | Distribution Circuit |  |  |  | 2374704 | Sus |  | CompanyInitiated¦Plannedmaintenance¦¦
24-0016781 | Wildfire Mitigation | Planned - WSIP/System Hardening |  |  | 2024 | Tier 3 | Transformer only |  |  |  | 2375137 | Sus |  | WildfireMitigation¦PlannedWSIPSystemHardening¦¦
24-0028606 | Unknown Cause | Patrol - found nothing |  |  | 2024 | Tier 3 | Distribution Circuit |  |  |  | 2375672 | Sus |  | UnknownCause¦Patrolfoundnothing¦¦
24-0028628 | Environmental/External | Water | Recloser | Leaking | 2024 | Tier 3 | Distribution Circuit |  |  |  | 2375729 | Sus |  | EnvironmentalExternal¦Water¦Recloser¦Leaking
24-0028631 | Unknown Cause | Patrol - found nothing |  |  | 2024 | Tier 2 | Distribution Circuit |  |  |  | 2375733 | Sus |  | UnknownCause¦Patrolfoundnothing¦¦
24-0028725 | Unknown Cause | Patrol - found nothing |  |  | 2024 | Tier 2 | Distribution Circuit |  |  |  | 2375929 | Sus |  | UnknownCause¦Patrolfoundnothing¦¦
24-0028896 | Unknown Cause | Patrol - found nothing |  |  | 2024 | Tier 3 | Distribution Circuit |  |  |  | 2376105 | Sus |  | UnknownCause¦Patrolfoundnothing¦¦
24-0028986 | Vegetation | Tree - bark fell into line | Transformer | Broken | 2024 | Tier 3 | Transformer only |  |  |  | 2376277 | Sus |  | Vegetation¦Treebarkfellintoline¦Transformer¦Broken
24-0029107 | Vegetation | Tree - branch fell on line | Conductor- Overhead | Broken- wire on ground | 2024 | Tier 3 | Transformer only |  |  |  | 2376400 | Sus |  | Vegetation¦Treebranchfellonline¦ConductorOverhead¦Brokenwireonground
24-0029256 | Vegetation | Tree - fell into line | Conductor- Overhead | Broken- wire on ground | 2024 | Tier 3 | Distribution Circuit |  |  |  | 2376813 | Sus |  | Vegetation¦Treefellintoline¦ConductorOverhead¦Brokenwireonground
24-0015018 | Wildfire Mitigation | Planned - WSIP/System Hardening |  |  | 2024 | Tier 2 | Transformer only |  |  |  | 2377842 | Sus |  | WildfireMitigation¦PlannedWSIPSystemHardening¦¦
24-0014558 | Company Initiated | Planned- maintenance |  |  | 2024 | Tier 3 | Distribution Circuit |  |  |  | 2377997 | Sus |  | CompanyInitiated¦Plannedmaintenance¦¦
24-0029915 | Equipment Failure/Involved | Underground | Transformer | Broken | 2024 | Tier 2 | Transformer only |  |  |  | 2377731 | Sus |  | EquipmentFailureInvolved¦Underground¦Transformer¦Broken
24-0030233 | Vegetation | Tree - branch fell on line | Conductor- Overhead | Normal | 2024 | Tier 3 | Distribution Circuit |  |  |  | 2378988 | Sus |  | Vegetation¦Treebranchfellonline¦ConductorOverhead¦Normal
24-0030353 | Equipment Failure/Involved | Overhead | Connector or Splice (OH) | Broken- wire on ground | 2024 | Tier 2 | Distribution Circuit |  |  |  | 2379341 | Sus |  | EquipmentFailureInvolved¦Overhead¦ConnectororSplice(OH)¦Brokenwireonground
24-0030512 | Vegetation | Tree - branch fell on line | Conductor- Overhead | Together | 2024 | Tier 2 | Distribution Circuit |  |  |  | 2379807 | Sus |  | Vegetation¦Treebranchfellonline¦ConductorOverhead¦Together
24-0030696 | Unknown Cause | Patrol - found nothing |  |  | 2024 | Tier 3 | Distribution Circuit |  |  |  | 2380382 | Sus |  | UnknownCause¦Patrolfoundnothing¦¦
24-0030716 | Vegetation | Tree - fell into line | Conductor- Overhead | Broken- wire on ground | 2024 | Tier 2 | Distribution Circuit |  |  |  | 2380506 | Sus |  | Vegetation¦Treefellintoline¦ConductorOverhead¦Brokenwireonground
24-0030694 | Unknown Cause | Patrol - not conducted |  |  | 2024 | Tier 2 | Distribution Circuit |  |  |  | 2380528 | Sus |  | UnknownCause¦Patrolnotconducted¦¦
24-0030718 | Equipment Failure/Involved | Overhead | Conductor- Overhead | Broken- wire on ground | 2024 | Tier 2 | Distribution Circuit |  |  |  | 2380548 | Sus |  | EquipmentFailureInvolved¦Overhead¦ConductorOverhead¦Brokenwireonground
24-0030760 | Unknown Cause | Patrol - not conducted |  |  | 2024 | Tier 3 | Transformer only |  |  |  | 2380604 | Sus |  | UnknownCause¦Patrolnotconducted¦¦
24-0030785 | Vegetation | Tree - fell into line | Conductor- Overhead | Broken- wire on ground | 2024 | Tier 2 | Distribution Circuit |  |  |  | 2380791 | Sus |  | Vegetation¦Treefellintoline¦ConductorOverhead¦Brokenwireonground
24-0030827 | Vegetation | Tree - branch fell on line | Conductor- Overhead | Broken- wire on ground | 2024 | Tier 3 | Distribution Circuit |  |  |  | 2380924 | Sus |  | Vegetation¦Treebranchfellonline¦ConductorOverhead¦Brokenwireonground
24-0030836 | Vegetation | Tree - fell into line | Conductor- Overhead | Broken- wire on ground | 2024 | Tier 2 | Distribution Circuit |  |  |  | 2380969 | Sus |  | Vegetation¦Treefellintoline¦ConductorOverhead¦Brokenwireonground
24-0030913 | Vegetation | Tree - fell into line | Conductor- Overhead | Broken- wire on ground | 2024 | Tier 3 | Distribution Circuit |  |  |  | 2381474 | Sus |  | Vegetation¦Treefellintoline¦ConductorOverhead¦Brokenwireonground
24-0030947 | Vegetation | Tree - fell into line | Conductor- Overhead | Normal | 2024 | Tier 2 | Distribution Circuit |  |  |  | 2381197 | Sus |  | Vegetation¦Treefellintoline¦ConductorOverhead¦Normal
24-0030718 | Company Initiated | Return Circuit Normal | Conductor- Overhead | Normal | 2024 | Tier 2 | Distribution Circuit |  |  |  | 2381477 | Sus |  | CompanyInitiated¦ReturnCircuitNormal¦ConductorOverhead¦Normal
24-0031120 | Unknown Cause | Patrol - found nothing |  |  | 2024 | Tier 3 | Distribution Circuit |  |  |  | 2382064 | Sus |  | UnknownCause¦Patrolfoundnothing¦¦
24-0031149 | Vegetation | Tree - fell into line | Conductor- Overhead | Broken | 2024 | Tier 2 | Distribution Circuit |  |  |  | 2382334 | Sus |  | Vegetation¦Treefellintoline¦ConductorOverhead¦Broken
24-0024257 | Company Initiated | Planned- maintenance |  |  | 2024 | Tier 2 | Distribution Circuit |  |  |  | 2382616 | Sus |  | CompanyInitiated¦Plannedmaintenance¦¦
24-0031259 | Equipment Failure/Involved | Underground | Other | Contaminated | 2024 | Tier 2 | Distribution Circuit |  |  |  | 2382631 | Sus |  | EquipmentFailureInvolved¦Underground¦Other¦Contaminated
24-0031230 | Equipment Failure/Involved | Overhead | Conductor- Overhead | Broken | 2024 | Tier 2 | Distribution Circuit |  |  |  | 2382855 | Sus |  | EquipmentFailureInvolved¦Overhead¦ConductorOverhead¦Broken
24-0031479 | Vegetation | Tree - branch fell on line | Conductor- Overhead | Broken- wire on ground | 2024 | Tier 2 | Distribution Circuit |  |  |  | 2382962 | Sus |  | Vegetation¦Treebranchfellonline¦ConductorOverhead¦Brokenwireonground
24-0031554 | Vegetation | Tree - branch fell on line | Conductor- Overhead | Normal | 2024 | Tier 3 | Distribution Circuit |  |  |  | 2383084 | Sus |  | Vegetation¦Treebranchfellonline¦ConductorOverhead¦Normal
24-0031763 | Vegetation | Tree - fell into line | Conductor- Overhead | Broken | 2024 | Tier 3 | Distribution Circuit |  |  |  | 2383412 | Sus |  | Vegetation¦Treefellintoline¦ConductorOverhead¦Broken
24-0032164 | Unknown Cause | Patrol - found nothing |  |  | 2024 | Tier 2 | Distribution Circuit |  |  |  | 2384327 | Sus |  | UnknownCause¦Patrolfoundnothing¦¦
24-0032486 | Vegetation | Tree - branch fell on line | Conductor- Overhead | Normal | 2024 | Tier 3 | Distribution Circuit |  |  |  | 2385126 | Sus |  | Vegetation¦Treebranchfellonline¦ConductorOverhead¦Normal
24-0016682 | Company Initiated | Planned- maintenance |  |  | 2024 | Tier 2 | Transformer only |  |  |  | 2385939 | Sus |  | CompanyInitiated¦Plannedmaintenance¦¦
24-0029602 | Company Initiated | Planned- maintenance |  |  | 2024 | Tier 2 | Distribution Circuit |  |  |  | 2385991 | Sus |  | CompanyInitiated¦Plannedmaintenance¦¦
24-0033392 | Equipment Failure/Involved | Overhead | Fuse | Broken | 2024 | Tier 3 | Transformer only |  |  |  | 2386454 | Sus |  | EquipmentFailureInvolved¦Overhead¦Fuse¦Broken
24-0015899 | Company Initiated | Planned- maintenance |  |  | 2024 | Tier 3 | Distribution Circuit |  |  |  | 2386640 | Sus |  | CompanyInitiated¦Plannedmaintenance¦¦
24-0033594 | Unknown Cause | Patrol - found nothing |  |  | 2024 | Tier 2 | Distribution Circuit |  |  |  | 2387259 | Sus |  | UnknownCause¦Patrolfoundnothing¦¦
24-0033650 | Vegetation | Tree - fell into line | Conductor- Overhead | Broken- wire on ground | 2024 | Tier 3 | Distribution Circuit |  |  |  | 2387417 | Sus |  | Vegetation¦Treefellintoline¦ConductorOverhead¦Brokenwireonground
24-0033626 | Equipment Failure/Involved | Overhead | Pole-Wood | Deteriorated | 2024 | Tier 3 | Distribution Circuit |  |  |  | 2387415 | Sus |  | EquipmentFailureInvolved¦Overhead¦PoleWood¦Deteriorated
24-0026847 | Company Initiated | Planned- maintenance |  |  | 2024 | Tier 2 | Transformer only |  |  |  | 2387741 | Sus |  | CompanyInitiated¦Plannedmaintenance¦¦
24-0023109 | Company Initiated | Planned- maintenance |  |  | 2024 | Tier 3 | Transformer only |  |  |  | 2387743 | Sus |  | CompanyInitiated¦Plannedmaintenance¦¦
24-0024683 | Wildfire Mitigation | Planned - WSIP/System Hardening |  |  | 2024 | Tier 2 | Transformer only |  |  |  | 2387754 | Sus |  | WildfireMitigation¦PlannedWSIPSystemHardening¦¦
24-0034151 | Equipment Failure/Involved | Overhead | Insulator | Broken | 2024 | Tier 2 | Distribution Circuit |  |  |  | 2388576 | Sus |  | EquipmentFailureInvolved¦Overhead¦Insulator¦Broken
24-0034807 | Unknown Cause | Patrol - not conducted |  |  | 2024 | Tier 3 | Distribution Circuit |  |  |  | 2389624 | Sus |  | UnknownCause¦Patrolnotconducted¦¦
24-0028440 | Company Initiated | Planned- maintenance |  |  | 2024 | Tier 2 | Transformer only |  |  |  | 2389675 | Sus |  | CompanyInitiated¦Plannedmaintenance¦¦
24-0028036 | Company Initiated | Planned- maintenance |  |  | 2024 | Tier 2 | Transformer only |  |  |  | 2389843 | Sus |  | CompanyInitiated¦Plannedmaintenance¦¦
24-0034987 | Unknown Cause | Patrol - found nothing |  |  | 2024 | Tier 2 | Distribution Circuit |  |  |  | 2390174 | Sus |  | UnknownCause¦Patrolfoundnothing¦¦
24-0035078 | Equipment Failure/Involved | Overhead | Transformer (OH) | Failed/Faulted | 2024 | Tier 3 | Transformer only |  |  |  | 2390195 | Sus |  | EquipmentFailureInvolved¦Overhead¦Transformer(OH)¦FailedFaulted
24-0035432 | Vegetation | Tree - grew into line | Conductor- Overhead | Contaminated | 2024 | Tier 2 | Distribution Circuit |  |  |  | 2391083 | Sus |  | Vegetation¦Treegrewintoline¦ConductorOverhead¦Contaminated
24-0035556 | Vegetation | Tree - branch fell on line | Conductor- Overhead | Normal | 2024 | Tier 3 | Transformer only |  |  |  | 2391283 | Sus |  | Vegetation¦Treebranchfellonline¦ConductorOverhead¦Normal
24-0035666 | Unknown Cause | Patrol - found nothing |  |  | 2024 | Tier 3 | Distribution Circuit |  |  |  | 2391350 | Sus |  | UnknownCause¦Patrolfoundnothing¦¦
24-0035624 | Unknown Cause | Patrol - found nothing |  |  | 2024 | Tier 3 | Distribution Circuit |  |  |  | 2391365 | Sus |  | UnknownCause¦Patrolfoundnothing¦¦
24-0036353 | Vegetation | Tree - branch fell on line | Fuse | Failed/Faulted | 2024 | Tier 3 | Distribution Circuit |  |  |  | 2392584 | Sus |  | Vegetation¦Treebranchfellonline¦Fuse¦FailedFaulted
24-0036556 | Vegetation | Tree - branch fell on line | Conductor- Overhead | Normal | 2024 | Tier 3 | Distribution Circuit |  |  |  | 2393873 | Sus |  | Vegetation¦Treebranchfellonline¦ConductorOverhead¦Normal
24-0036495 | Vegetation | Tree - fell into line | Conductor- Overhead | Broken- wire on ground | 2024 | Tier 3 | Distribution Circuit |  |  |  | 2393564 | Sus |  | Vegetation¦Treefellintoline¦ConductorOverhead¦Brokenwireonground
24-0036615 | Vegetation | Tree - branch fell on line | Conductor- Overhead | Burned/flashed | 2024 | Tier 2 | Distribution Circuit |  |  |  | 2394083 | Sus |  | Vegetation¦Treebranchfellonline¦ConductorOverhead¦Burnedflashed
24-0036661 | Vegetation | Tree - branch fell on line | Conductor- Overhead | Broken | 2024 | Tier 3 | Distribution Circuit |  |  |  | 2394308 | Sus |  | Vegetation¦Treebranchfellonline¦ConductorOverhead¦Broken
24-0036891 | Unknown Cause | Patrol - found nothing |  |  | 2024 | Tier 3 | Distribution Circuit |  |  |  | 2394719 | Sus |  | UnknownCause¦Patrolfoundnothing¦¦
24-0037037 | Unknown Cause | Patrol - found nothing |  |  | 2024 | Tier 2 | Distribution Circuit |  |  |  | 2395466 | Sus |  | UnknownCause¦Patrolfoundnothing¦¦
24-0037147 | Unknown Cause | Patrol - found nothing |  |  | 2024 | Tier 2 | Distribution Circuit |  |  |  | 2395761 | Sus |  | UnknownCause¦Patrolfoundnothing¦¦
24-0037163 | Equipment Failure/Involved | Overhead | Transformer | Failed/Faulted | 2024 | Tier 2 | Transformer only |  |  |  | 2395880 | Sus |  | EquipmentFailureInvolved¦Overhead¦Transformer¦FailedFaulted
24-0037585 | Equipment Failure/Involved | Overhead | Connector or Splice (OH) | Burned Open | 2024 | Tier 3 | Transformer only |  |  |  | 2396667 | Sus |  | EquipmentFailureInvolved¦Overhead¦ConnectororSplice(OH)¦BurnedOpen
24-0037663 | Equipment Failure/Involved | Overhead | Insulator | Broken | 2024 | Tier 3 | Distribution Circuit |  |  |  | 2396920 | Sus |  | EquipmentFailureInvolved¦Overhead¦Insulator¦Broken
24-0037896 | Vegetation | Tree - fell into line | Conductor- Overhead | Normal | 2024 | Tier 3 | Distribution Circuit |  |  |  | 2397289 | Sus |  | Vegetation¦Treefellintoline¦ConductorOverhead¦Normal
24-0038196 | Unknown Cause | Patrol - not conducted |  |  | 2024 | Tier 3 | Distribution Circuit |  |  |  | 2397758 | Sus |  | UnknownCause¦Patrolnotconducted¦¦
24-0038213 | Vegetation | Tree - branch fell on line | Conductor- Overhead | Broken- wire on ground | 2024 | Tier 3 | Distribution Circuit |  |  |  | 2397538 | Sus |  | Vegetation¦Treebranchfellonline¦ConductorOverhead¦Brokenwireonground
24-0032125 | Company Initiated | Planned- maintenance |  |  | 2024 | Tier 2 | Distribution Circuit |  |  |  | 2398198 | Sus |  | CompanyInitiated¦Plannedmaintenance¦¦
24-0028782 | Wildfire Mitigation | Planned - WSIP/System Hardening |  |  | 2024 | Tier 3 | Distribution Circuit |  |  |  | 2398251 | Sus |  | WildfireMitigation¦PlannedWSIPSystemHardening¦¦
24-0032013 | Wildfire Mitigation | Planned - WSIP/System Hardening |  |  | 2024 | Tier 2 | Transformer only |  |  |  | 2399061 | Sus |  | WildfireMitigation¦PlannedWSIPSystemHardening¦¦
24-0027832 | Wildfire Mitigation | Planned - WSIP/System Hardening |  |  | 2024 | Tier 2 | Transformer only |  |  |  | 2399140 | Sus |  | WildfireMitigation¦PlannedWSIPSystemHardening¦¦
24-0032145 | Wildfire Mitigation | Planned - WSIP/System Hardening |  |  | 2024 | Tier 2 | Distribution Circuit |  |  |  | 2399119 | Sus |  | WildfireMitigation¦PlannedWSIPSystemHardening¦¦
24-0027931 | Wildfire Mitigation | Planned - WSIP/System Hardening |  |  | 2024 | Tier 3 | Distribution Circuit |  |  |  | 2399189 | Sus |  | WildfireMitigation¦PlannedWSIPSystemHardening¦¦
24-0032018 | Wildfire Mitigation | Planned - WSIP/System Hardening |  |  | 2024 | Tier 2 | Transformer only |  |  |  | 2399381 | Sus |  | WildfireMitigation¦PlannedWSIPSystemHardening¦¦
24-0029425 | Company Initiated | Planned- maintenance |  |  | 2024 | Tier 2 | Transformer only |  |  |  | 2399887 | Sus |  | CompanyInitiated¦Plannedmaintenance¦¦
24-0028790 | Wildfire Mitigation | Planned - WSIP/System Hardening |  |  | 2024 | Tier 3 | Transformer only |  |  |  | 2399982 | Sus |  | WildfireMitigation¦PlannedWSIPSystemHardening¦¦
24-0028791 | Wildfire Mitigation | Planned - WSIP/System Hardening |  |  | 2024 | Tier 2 | Transformer only |  |  |  | 2400191 | Sus |  | WildfireMitigation¦PlannedWSIPSystemHardening¦¦
24-0040080 | Equipment Failure/Involved | Overhead | Insulator | Broken | 2024 | Tier 2 | Distribution Circuit |  |  |  | 2400700 | Sus |  | EquipmentFailureInvolved¦Overhead¦Insulator¦Broken
24-0040105 | Vegetation | Tree - fell into line | Conductor- Overhead | Normal | 2024 | Tier 3 | Distribution Circuit |  |  |  | 2400804 | Sus |  | Vegetation¦Treefellintoline¦ConductorOverhead¦Normal
24-0040194 | Unknown Cause | Patrol - found nothing |  |  | 2024 | Tier 2 | Distribution Circuit |  |  |  | 2401204 | Sus |  | UnknownCause¦Patrolfoundnothing¦¦
24-0040293 | Equipment Failure/Involved | Overhead | Transformer (OH) | Failed/Faulted | 2024 | Tier 2 | Distribution Circuit |  |  |  | 2401360 | Sus |  | EquipmentFailureInvolved¦Overhead¦Transformer(OH)¦FailedFaulted
24-0034542 | Wildfire Mitigation | Planned - WSIP/System Hardening |  |  | 2024 | Tier 2 | Transformer only |  |  |  | 2401426 | Sus |  | WildfireMitigation¦PlannedWSIPSystemHardening¦¦
24-0031850 | Wildfire Mitigation | Planned - WSIP/System Hardening |  |  | 2024 | Tier 3 | Distribution Circuit |  |  |  | 2401377 | Sus |  | WildfireMitigation¦PlannedWSIPSystemHardening¦¦
24-0040455 | Vegetation | Tree - fell into line | Conductor- Overhead | Normal | 2024 | Tier 3 | Distribution Circuit |  |  |  | 2401728 | Sus |  | Vegetation¦Treefellintoline¦ConductorOverhead¦Normal
24-0040897 | Unknown Cause | Patrol - found nothing |  |  | 2024 | Tier 3 | Distribution Circuit |  |  |  | 2402441 | Sus |  | UnknownCause¦Patrolfoundnothing¦¦
24-0030188 | Company Initiated | Planned- maintenance |  |  | 2024 | Tier 3 | Distribution Circuit |  |  |  | 2402460 | Sus |  | CompanyInitiated¦Plannedmaintenance¦¦
24-0032290 | Wildfire Mitigation | Planned - WSIP/System Hardening |  |  | 2024 | Tier 2 | Distribution Circuit |  |  |  | 2402343 | Sus |  | WildfireMitigation¦PlannedWSIPSystemHardening¦¦
24-0029067 | Company Initiated | Planned- maintenance |  |  | 2024 | Tier 3 | Distribution Circuit |  |  |  | 2402490 | Sus |  | CompanyInitiated¦Plannedmaintenance¦¦
24-0029068 | Company Initiated | Planned- maintenance |  |  | 2024 | Tier 3 | Transformer only |  |  |  | 2402786 | Sus |  | CompanyInitiated¦Plannedmaintenance¦¦
24-0029983 | Company Initiated | Planned- maintenance |  |  | 2024 | Tier 3 | Distribution Circuit |  |  |  | 2403232 | Sus |  | CompanyInitiated¦Plannedmaintenance¦¦
24-0041270 | 3rd Party | Vehicle | Pole-Wood | Broken | 2024 | Tier 3 | Distribution Circuit |  |  |  | 2403273 | Sus |  | 3rdParty¦Vehicle¦PoleWood¦Broken
24-0030191 | Company Initiated | Planned- maintenance |  |  | 2024 | Tier 3 | Transformer only |  |  |  | 2403292 | Sus |  | CompanyInitiated¦Plannedmaintenance¦¦
24-0032497 | Company Initiated | Planned- maintenance |  |  | 2024 | Tier 2 | Transformer only |  |  |  | 2404522 | Sus |  | CompanyInitiated¦Plannedmaintenance¦¦
24-0031619 | Company Initiated | Planned- maintenance |  |  | 2024 | Tier 3 | Distribution Circuit |  |  |  | 2404790 | Sus |  | CompanyInitiated¦Plannedmaintenance¦¦
24-0031499 | Wildfire Mitigation | Planned - WSIP/System Hardening |  |  | 2024 | Tier 3 | Distribution Circuit |  |  |  | 2404492 | Sus |  | WildfireMitigation¦PlannedWSIPSystemHardening¦¦
24-0034547 | Wildfire Mitigation | Planned - WSIP/System Hardening |  |  | 2024 | Tier 2 | Distribution Circuit |  |  |  | 2404942 | Sus |  | WildfireMitigation¦PlannedWSIPSystemHardening¦¦
24-0042140 | Unknown Cause | Patrol - not conducted |  |  | 2024 | Tier 3 | Distribution Circuit |  |  |  | 2405050 | Sus |  | UnknownCause¦Patrolnotconducted¦¦
24-0042225 | Equipment Failure/Involved | Overhead | Transformer | Broken | 2024 | Tier 3 | Transformer only |  |  |  | 2405169 | Sus |  | EquipmentFailureInvolved¦Overhead¦Transformer¦Broken
24-0042248 | Unknown Cause | Patrol - found nothing |  |  | 2024 | Tier 3 | Distribution Circuit |  |  |  | 2405209 | Sus |  | UnknownCause¦Patrolfoundnothing¦¦
24-0042434 | Vegetation | Tree - branch fell on line | Conductor- Overhead | Normal | 2024 | Tier 2 | Distribution Circuit |  |  |  | 2405279 | Sus |  | Vegetation¦Treebranchfellonline¦ConductorOverhead¦Normal
24-0042388 | Vegetation | Tree - grew into line | Conductor- Overhead | Normal | 2024 | Tier 2 | Distribution Circuit |  |  |  | 2405021 | Sus |  | Vegetation¦Treegrewintoline¦ConductorOverhead¦Normal
24-0042421 | Unknown Cause | Patrol - found nothing |  |  | 2024 | Tier 2 | Distribution Circuit |  |  |  | 2405439 | Sus |  | UnknownCause¦Patrolfoundnothing¦¦
24-0042518 | Equipment Failure/Involved | Overhead | Transformer (OH) | Broken | 2024 | Tier 2 | Transformer only |  |  |  | 2405608 | Sus |  | EquipmentFailureInvolved¦Overhead¦Transformer(OH)¦Broken
24-0042524 | Unknown Cause | Patrol - found nothing |  |  | 2024 | Tier 2 | Distribution Circuit |  |  |  | 2405660 | Sus |  | UnknownCause¦Patrolfoundnothing¦¦
24-0042613 | Unknown Cause | Patrol - found nothing |  |  | 2024 | Tier 2 | Distribution Circuit |  |  |  | 2405757 | Sus |  | UnknownCause¦Patrolfoundnothing¦¦
24-0042615 | Unknown Cause | Patrol - found nothing |  |  | 2024 | Tier 2 | Distribution Circuit |  |  |  | 2405741 | Sus |  | UnknownCause¦Patrolfoundnothing¦¦
24-0031504 | Company Initiated | Planned- maintenance |  |  | 2024 | Tier 3 | Distribution Circuit |  |  |  | 2405739 | Sus |  | CompanyInitiated¦Plannedmaintenance¦¦
24-0032528 | Company Initiated | Planned- maintenance |  |  | 2024 | Tier 3 | Transformer only |  |  |  | 2406573 | Sus |  | CompanyInitiated¦Plannedmaintenance¦¦
24-0032556 | Company Initiated | Planned- maintenance |  |  | 2024 | Tier 2 | Transformer only |  |  |  | 2405913 | Sus |  | CompanyInitiated¦Plannedmaintenance¦¦
24-0031874 | Wildfire Mitigation | Planned - WSIP/System Hardening |  |  | 2024 | Tier 3 | Distribution Circuit |  |  |  | 2405697 | Sus |  | WildfireMitigation¦PlannedWSIPSystemHardening¦¦
24-0042635 | Vegetation | Tree - branch fell on line | Conductor- Overhead | Normal | 2024 | Tier 2 | Distribution Circuit |  |  |  | 2406014 | Sus |  | Vegetation¦Treebranchfellonline¦ConductorOverhead¦Normal
24-0030171 | Company Initiated | Planned- maintenance |  |  | 2024 | Tier 2 | Distribution Circuit |  |  |  | 2406063 | Sus |  | CompanyInitiated¦Plannedmaintenance¦¦
24-0042708 | Vegetation | Tree - fell into line | Conductor- Overhead | Normal | 2024 | Tier 3 | Distribution Circuit |  |  |  | 2406219 | Sus |  | Vegetation¦Treefellintoline¦ConductorOverhead¦Normal
24-0042747 | Vegetation | Tree - branch fell on line | Conductor- Overhead | Normal | 2024 | Tier 3 | Distribution Circuit |  |  |  | 2406249 | Sus |  | Vegetation¦Treebranchfellonline¦ConductorOverhead¦Normal
24-0042822 | Vegetation | Tree - fell into line | Conductor- Overhead | Broken- wire on ground | 2024 | Tier 3 | Distribution Circuit |  |  |  | 2406308 | Sus |  | Vegetation¦Treefellintoline¦ConductorOverhead¦Brokenwireonground
24-0042790 | Unknown Cause | Patrol - found nothing |  |  | 2024 | Tier 2 | Distribution Circuit |  |  |  | 2406321 | Sus |  | UnknownCause¦Patrolfoundnothing¦¦
24-0042780 | Vegetation | Tree - fell into line | Conductor- Overhead | Broken- wire on ground | 2024 | Tier 3 | Transformer only |  |  |  | 2406389 | Sus |  | Vegetation¦Treefellintoline¦ConductorOverhead¦Brokenwireonground
24-0042778 | Vegetation | Tree - fell into line | Conductor- Overhead | Broken- wire on ground | 2024 | Tier 3 | Distribution Circuit |  |  |  | 2406405 | Sus |  | Vegetation¦Treefellintoline¦ConductorOverhead¦Brokenwireonground
24-0042809 | Vegetation | Tree - fell into line | Conductor- Overhead | Broken- wire on ground | 2024 | Tier 3 | Distribution Circuit |  |  |  | 2406557 | Sus |  | Vegetation¦Treefellintoline¦ConductorOverhead¦Brokenwireonground
24-0042961 | Vegetation | Tree - branch fell on line | Conductor- Overhead | Normal | 2024 | Tier 3 | Transformer only |  |  |  | 2406538 | Sus |  | Vegetation¦Treebranchfellonline¦ConductorOverhead¦Normal
24-0042929 | Vegetation | Tree - branch fell on line | Conductor- Overhead | Normal | 2024 | Tier 3 | Distribution Circuit |  |  |  | 2406560 | Sus |  | Vegetation¦Treebranchfellonline¦ConductorOverhead¦Normal
24-0042854 | Vegetation | Tree - fell into line | Conductor- Overhead | Broken- wire on ground | 2024 | Tier 3 | Distribution Circuit |  |  |  | 2406502 | Sus |  | Vegetation¦Treefellintoline¦ConductorOverhead¦Brokenwireonground
24-0042955 | Vegetation | Tree - branch fell on line | Conductor- Overhead | Normal | 2024 | Tier 3 | Distribution Circuit |  |  |  | 2406644 | Sus |  | Vegetation¦Treebranchfellonline¦ConductorOverhead¦Normal
24-0043040 | 3rd Party | Other | Conductor- Overhead | Deteriorated | 2024 | Tier 3 | Distribution Circuit |  |  |  | 2406950 | Sus |  | 3rdParty¦Other¦ConductorOverhead¦Deteriorated
24-0043455 | Unknown Cause | Patrol - found nothing |  |  | 2024 | Tier 2 | Distribution Circuit |  |  |  | 2407961 | Sus |  | UnknownCause¦Patrolfoundnothing¦¦
24-0034015 | Wildfire Mitigation | Planned - WSIP/System Hardening |  |  | 2024 | Tier 3 | Distribution Circuit |  |  |  | 2408008 | Sus |  | WildfireMitigation¦PlannedWSIPSystemHardening¦¦
24-0034288 | Wildfire Mitigation | Planned - WSIP/System Hardening |  |  | 2024 | Tier 2 | Distribution Circuit |  |  |  | 2408081 | Sus |  | WildfireMitigation¦PlannedWSIPSystemHardening¦¦
24-0038586 | Wildfire Mitigation | Planned - WSIP/System Hardening |  |  | 2024 | Tier 2 | Distribution Circuit |  |  |  | 2410114 | Sus |  | WildfireMitigation¦PlannedWSIPSystemHardening¦¦
24-0044598 | Vegetation | Tree - fell into line | Conductor- Overhead | Normal | 2024 | Tier 3 | Distribution Circuit |  |  |  | 2410179 | Sus |  | Vegetation¦Treefellintoline¦ConductorOverhead¦Normal
24-0033959 | Wildfire Mitigation | Planned - WSIP/System Hardening |  |  | 2024 | Tier 3 | Distribution Circuit |  |  |  | 2410320 | Sus |  | WildfireMitigation¦PlannedWSIPSystemHardening¦¦
24-0044816 | Equipment Failure/Involved | Overhead | Connector or Splice (OH) | Deteriorated | 2024 | Tier 3 | Distribution Circuit |  |  |  | 2410498 | Sus |  | EquipmentFailureInvolved¦Overhead¦ConnectororSplice(OH)¦Deteriorated
24-0044984 | Unknown Cause | Patrol - found nothing |  |  | 2024 | Tier 2 | Distribution Circuit |  |  |  | 2410660 | Sus |  | UnknownCause¦Patrolfoundnothing¦¦
24-0038345 | Wildfire Mitigation | Planned - WSIP/System Hardening |  |  | 2024 | Tier 3 | Transformer only |  |  |  | 2411253 | Sus |  | WildfireMitigation¦PlannedWSIPSystemHardening¦¦
24-0045458 | Unknown Cause | Patrol - found nothing |  |  | 2024 | Tier 2 | Distribution Circuit |  |  |  | 2411576 | Sus |  | UnknownCause¦Patrolfoundnothing¦¦
24-0037262 | Company Initiated | Planned- maintenance |  |  | 2024 | Tier 2 | Distribution Circuit |  |  |  | 2411790 | Sus |  | CompanyInitiated¦Plannedmaintenance¦¦
24-0034197 | Company Initiated | Planned- maintenance |  |  | 2024 | Tier 3 | Distribution Circuit |  |  |  | 2411829 | Sus |  | CompanyInitiated¦Plannedmaintenance¦¦
24-0045729 | Unknown Cause | Patrol - found nothing |  |  | 2024 | Tier 2 | Distribution Circuit |  |  |  | 2411901 | Sus |  | UnknownCause¦Patrolfoundnothing¦¦
24-0046282 | Equipment Failure/Involved | Overhead | Secondary | Normal | 2024 | Tier 2 | Transformer only |  |  |  | 2413621 | Sus |  | EquipmentFailureInvolved¦Overhead¦Secondary¦Normal
24-0037541 | Wildfire Mitigation | Planned - WSIP/System Hardening |  |  | 2024 | Tier 2 | Transformer only |  |  |  | 2413854 | Sus |  | WildfireMitigation¦PlannedWSIPSystemHardening¦¦
24-0037942 | Company Initiated | Planned- maintenance |  |  | 2024 | Tier 2 | Transformer only |  |  |  | 2413873 | Sus |  | CompanyInitiated¦Plannedmaintenance¦¦
24-0037987 | Company Initiated | Planned- maintenance |  |  | 2024 | Tier 3 | Transformer only |  |  |  | 2413901 | Sus |  | CompanyInitiated¦Plannedmaintenance¦¦
24-0039144 | Wildfire Mitigation | Planned - WSIP/System Hardening |  |  | 2024 | Tier 2 | Distribution Circuit |  |  |  | 2413934 | Sus |  | WildfireMitigation¦PlannedWSIPSystemHardening¦¦
24-0046555 | Vegetation | Tree - branch fell on line | Conductor- Overhead | Normal | 2024 | Tier 3 | Distribution Circuit |  |  |  | 2414236 | Sus |  | Vegetation¦Treebranchfellonline¦ConductorOverhead¦Normal
24-0039133 | Company Initiated | Planned- maintenance |  |  | 2024 | Tier 2 | Transformer only |  |  |  | 2414972 | Sus |  | CompanyInitiated¦Plannedmaintenance¦¦
24-0037552 | Wildfire Mitigation | Planned - WSIP/System Hardening |  |  | 2024 | Tier 3 | Distribution Circuit |  |  |  | 2415050 | Sus |  | WildfireMitigation¦PlannedWSIPSystemHardening¦¦
24-0039252 | Company Initiated | Planned- maintenance |  |  | 2024 | Tier 3 | Distribution Circuit |  |  |  | 2415464 | Sus |  | CompanyInitiated¦Plannedmaintenance¦¦
24-0038111 | Wildfire Mitigation | Planned - WSIP/System Hardening |  |  | 2024 | Tier 3 | Transformer only |  |  |  | 2416319 | Sus |  | WildfireMitigation¦PlannedWSIPSystemHardening¦¦
24-0047437 | Vegetation | Tree - branch fell on line | Transformer | Broken- wire on ground | 2024 | Tier 3 | Transformer only |  |  |  | 2416377 | Sus |  | Vegetation¦Treebranchfellonline¦Transformer¦Brokenwireonground
24-0047449 | Unknown Cause | Patrol - found nothing |  |  | 2024 | Tier 2 | Distribution Circuit |  |  |  | 2416456 | Sus |  | UnknownCause¦Patrolfoundnothing¦¦
24-0038097 | Company Initiated | Planned- maintenance |  |  | 2024 | Tier 2 | Transformer only |  |  |  | 2417189 | Sus |  | CompanyInitiated¦Plannedmaintenance¦¦
24-0047846 | Vegetation | Tree - grew into line | Conductor- Overhead | Normal | 2024 | Tier 3 | Distribution Circuit |  |  |  | 2417246 | Sus |  | Vegetation¦Treegrewintoline¦ConductorOverhead¦Normal
24-0037988 | Company Initiated | Planned- maintenance |  |  | 2024 | Tier 3 | Transformer only |  |  |  | 2417264 | Sus |  | CompanyInitiated¦Plannedmaintenance¦¦
24-0048001 | Unknown Cause | Patrol - found nothing |  |  | 2024 | Tier 2 | Distribution Circuit |  |  |  | 2417461 | Sus |  | UnknownCause¦Patrolfoundnothing¦¦
24-0039114 | Wildfire Mitigation | Planned - WSIP/System Hardening |  |  | 2024 | Tier 2 | Distribution Circuit |  |  |  | 2417915 | Sus |  | WildfireMitigation¦PlannedWSIPSystemHardening¦¦
24-0021771 | Company Initiated | Planned- capital |  |  | 2024 | Tier 3 | Distribution Circuit |  |  |  | 2417952 | Sus |  | CompanyInitiated¦Plannedcapital¦¦
24-0048519 | Vegetation | Tree - fell into line | Conductor- Overhead | Broken- wire on ground | 2024 | Tier 2 | Distribution Circuit |  |  |  | 2418179 | Sus |  | Vegetation¦Treefellintoline¦ConductorOverhead¦Brokenwireonground
24-0048562 | Vegetation | Tree - fell into line | Conductor- Overhead | Normal | 2024 | Tier 3 | Distribution Circuit |  |  |  | 2418357 | Sus |  | Vegetation¦Treefellintoline¦ConductorOverhead¦Normal
24-0047095 | Company Initiated | Planned- maintenance |  |  | 2024 | Tier 2 | Transformer only |  |  |  | 2418932 | Sus |  | CompanyInitiated¦Plannedmaintenance¦¦
24-0048804 | Equipment Failure/Involved | Overhead | Secondary | Normal | 2024 | Tier 3 | Transformer only |  |  |  | 2419009 | Sus |  | EquipmentFailureInvolved¦Overhead¦Secondary¦Normal
24-0049042 | Unknown Cause | Patrol - found nothing |  |  | 2024 | Tier 2 | Distribution Circuit |  |  |  | 2419817 | Sus |  | UnknownCause¦Patrolfoundnothing¦¦
24-0040366 | Company Initiated | Planned- maintenance |  |  | 2024 | Tier 2 | Distribution Circuit |  |  |  | 2419869 | Sus |  | CompanyInitiated¦Plannedmaintenance¦¦
24-0049356 | 3rd Party | Customer Equipment | Fuse | Failed/Faulted | 2024 | Tier 2 | Transformer only |  |  |  | 2420389 | Sus |  | 3rdParty¦CustomerEquipment¦Fuse¦FailedFaulted
24-0040847 | Company Initiated | Planned- maintenance |  |  | 2024 | Tier 3 | Distribution Circuit |  |  |  | 2420710 | Sus |  | CompanyInitiated¦Plannedmaintenance¦¦
24-0041046 | Company Initiated | Planned- maintenance |  |  | 2024 | Tier 3 | Distribution Circuit |  |  |  | 2420666 | Sus |  | CompanyInitiated¦Plannedmaintenance¦¦
24-0017537 | Company Initiated | Planned- maintenance |  |  | 2024 | Tier 2 | Distribution Circuit |  |  |  | 2420863 | Sus |  | CompanyInitiated¦Plannedmaintenance¦¦
23-0136028 | Company Initiated | Planned- capital |  |  | 2024 | Tier 2 | Distribution Circuit |  |  |  | 2420900 | Sus |  | CompanyInitiated¦Plannedcapital¦¦
24-0049922 | Unknown Cause | Patrol - found nothing |  |  | 2024 | Tier 2 | Distribution Circuit |  |  |  | 2421261 | Sus |  | UnknownCause¦Patrolfoundnothing¦¦
24-0049965 | Unknown Cause | Patrol - found nothing |  |  | 2024 | Tier 2 | Distribution Circuit |  |  |  | 2421271 | Sus |  | UnknownCause¦Patrolfoundnothing¦¦
24-0040907 | Wildfire Mitigation | Planned - WSIP/System Hardening |  |  | 2024 | Tier 2 | Distribution Circuit |  |  |  | 2421461 | Sus |  | WildfireMitigation¦PlannedWSIPSystemHardening¦¦
24-0040534 | Wildfire Mitigation | Planned - WSIP/System Hardening |  |  | 2024 | Tier 3 | Distribution Circuit |  |  |  | 2421532 | Sus |  | WildfireMitigation¦PlannedWSIPSystemHardening¦¦
24-0049914 | Equipment Failure/Involved | Overhead | Pole-Wood | Broken | 2024 | Tier 2 | Distribution Circuit |  |  |  | 2421553 | Sus |  | EquipmentFailureInvolved¦Overhead¦PoleWood¦Broken
24-0040962 | Wildfire Mitigation | Planned - WSIP/System Hardening |  |  | 2024 | Tier 3 | Distribution Circuit |  |  |  | 2421797 | Sus |  | WildfireMitigation¦PlannedWSIPSystemHardening¦¦
24-0050542 | Vegetation | Tree - fell into line | Conductor- Overhead | Broken- wire on ground | 2024 | Tier 3 | Distribution Circuit |  |  |  | 2422180 | Sus |  | Vegetation¦Treefellintoline¦ConductorOverhead¦Brokenwireonground
24-0047926 | Wildfire Mitigation | Planned - WSIP/System Hardening |  |  | 2024 | Tier 3 | Transformer only |  |  |  | 2423680 | Sus |  | WildfireMitigation¦PlannedWSIPSystemHardening¦¦
24-0037600 | Company Initiated | Planned- maintenance |  |  | 2024 | Tier 2 | Distribution Circuit |  |  |  | 2423793 | Sus |  | CompanyInitiated¦Plannedmaintenance¦¦
24-0011488 | Company Initiated | Planned- capital |  |  | 2024 | Tier 2 | Distribution Circuit |  |  |  | 2423893 | Sus |  | CompanyInitiated¦Plannedcapital¦¦
24-0046039 | Wildfire Mitigation | Planned - WSIP/System Hardening |  |  | 2024 | Tier 3 | Distribution Circuit |  |  |  | 2425127 | Sus |  | WildfireMitigation¦PlannedWSIPSystemHardening¦¦
24-0051973 | Unknown Cause | Patrol - found nothing |  |  | 2024 | Tier 2 | Distribution Circuit |  |  |  | 2425920 | Sus |  | UnknownCause¦Patrolfoundnothing¦¦
24-0043547 | Wildfire Mitigation | Planned - WSIP/System Hardening |  |  | 2024 | Tier 2 | Distribution Circuit |  |  |  | 2426003 | Sus |  | WildfireMitigation¦PlannedWSIPSystemHardening¦¦
24-0043610 | Wildfire Mitigation | Planned - WSIP/System Hardening |  |  | 2024 | Tier 3 | Transformer only |  |  |  | 2426029 | Sus |  | WildfireMitigation¦PlannedWSIPSystemHardening¦¦
24-0032724 | Company Initiated | Planned- maintenance |  |  | 2024 | Tier 2 | Distribution Circuit |  |  |  | 2426051 | Sus |  | CompanyInitiated¦Plannedmaintenance¦¦
24-0032709 | Wildfire Mitigation | Planned - WSIP/System Hardening |  |  | 2024 | Tier 2 | Distribution Circuit |  |  |  | 2426128 | Sus |  | WildfireMitigation¦PlannedWSIPSystemHardening¦¦
24-0047529 | Wildfire Mitigation | Planned - WSIP/System Hardening |  |  | 2024 | Tier 2 | Distribution Circuit |  |  |  | 2426151 | Sus |  | WildfireMitigation¦PlannedWSIPSystemHardening¦¦
24-0043931 | Wildfire Mitigation | Planned - WSIP/System Hardening |  |  | 2024 | Tier 2 | Distribution Circuit |  |  |  | 2426742 | Sus |  | WildfireMitigation¦PlannedWSIPSystemHardening¦¦
24-0044024 | Wildfire Mitigation | Planned - WSIP/System Hardening |  |  | 2024 | Tier 3 | Distribution Circuit |  |  |  | 2426767 | Sus |  | WildfireMitigation¦PlannedWSIPSystemHardening¦¦
24-0044141 | Company Initiated | Planned- maintenance |  |  | 2024 | Tier 2 | Distribution Circuit |  |  |  | 2427084 | Sus |  | CompanyInitiated¦Plannedmaintenance¦¦
24-0052984 | Unknown Cause | Patrol - found nothing |  |  | 2024 | Tier 2 | Distribution Circuit |  |  |  | 2427515 | Sus |  | UnknownCause¦Patrolfoundnothing¦¦
24-0050756 | Company Initiated | Planned- maintenance |  |  | 2024 | Tier 3 | Distribution Circuit |  |  |  | 2427582 | Sus |  | CompanyInitiated¦Plannedmaintenance¦¦
24-0046919 | Company Initiated | Planned- maintenance |  |  | 2024 | Tier 3 | Distribution Circuit |  |  |  | 2427642 | Sus |  | CompanyInitiated¦Plannedmaintenance¦¦
24-0043917 | Wildfire Mitigation | Planned - WSIP/System Hardening |  |  | 2024 | Tier 2 | Distribution Circuit |  |  |  | 2427734 | Sus |  | WildfireMitigation¦PlannedWSIPSystemHardening¦¦
24-0047480 | Company Initiated | Planned- maintenance |  |  | 2024 | Tier 3 | Distribution Circuit |  |  |  | 2428625 | Sus |  | CompanyInitiated¦Plannedmaintenance¦¦
24-0044043 | Wildfire Mitigation | Planned - WSIP/System Hardening |  |  | 2024 | Tier 2 | Transformer only |  |  |  | 2428401 | Sus |  | WildfireMitigation¦PlannedWSIPSystemHardening¦¦
24-0047369 | Company Initiated | Planned- maintenance |  |  | 2024 | Tier 2 | Distribution Circuit |  |  |  | 2428988 | Sus |  | CompanyInitiated¦Plannedmaintenance¦¦
24-0043628 | Company Initiated | Planned- maintenance |  |  | 2024 | Tier 2 | Transformer only |  |  |  | 2428492 | Sus |  | CompanyInitiated¦Plannedmaintenance¦¦
24-0044051 | Company Initiated | Planned- maintenance |  |  | 2024 | Tier 2 | Transformer only |  |  |  | 2429168 | Sus |  | CompanyInitiated¦Plannedmaintenance¦¦
24-0041463 | Company Initiated | Planned- capital |  |  | 2024 | Tier 2 | Distribution Circuit |  |  |  | 2429292 | Sus |  | CompanyInitiated¦Plannedcapital¦¦
24-0035963 | Company Initiated | Planned- capital |  |  | 2024 | Tier 2 | Distribution Circuit |  |  |  | 2429359 | Sus |  | CompanyInitiated¦Plannedcapital¦¦
24-0047637 | Wildfire Mitigation | Planned - WSIP/System Hardening |  |  | 2024 | Tier 2 | Distribution Circuit |  |  |  | 2429529 | Sus |  | WildfireMitigation¦PlannedWSIPSystemHardening¦¦
24-0054317 | Vegetation | Tree - branch fell on line | Conductor- Overhead | Normal | 2024 | Tier 3 | Distribution Circuit |  |  |  | 2430075 | Sus |  | Vegetation¦Treebranchfellonline¦ConductorOverhead¦Normal
24-0054346 | Vegetation | Tree - fell into line | Conductor- Overhead | Normal | 2024 | Tier 3 | Distribution Circuit |  |  |  | 2430155 | Sus |  | Vegetation¦Treefellintoline¦ConductorOverhead¦Normal
24-0048822 | Company Initiated | Planned- maintenance |  |  | 2024 | Tier 3 | Distribution Circuit |  |  |  | 2430211 | Sus |  | CompanyInitiated¦Plannedmaintenance¦¦
24-0047296 | Wildfire Mitigation | Planned - WSIP/System Hardening |  |  | 2024 | Tier 2 | Distribution Circuit |  |  |  | 2431154 | Sus |  | WildfireMitigation¦PlannedWSIPSystemHardening¦¦
24-0054721 | Unknown Cause | Patrol - not conducted |  |  | 2024 | Tier 2 | Distribution Circuit |  |  |  | 2431342 | Sus |  | UnknownCause¦Patrolnotconducted¦¦
24-0046926 | Company Initiated | Planned- maintenance |  |  | 2024 | Tier 3 | Distribution Circuit |  |  |  | 2431621 | Sus |  | CompanyInitiated¦Plannedmaintenance¦¦
24-0047995 | Company Initiated | Planned- maintenance |  |  | 2024 | Tier 3 | Transformer only |  |  |  | 2431697 | Sus |  | CompanyInitiated¦Plannedmaintenance¦¦
24-0044591 | Company Initiated | Planned- capital |  |  | 2024 | Tier 3 | Distribution Circuit |  |  |  | 2432433 | Sus |  | CompanyInitiated¦Plannedcapital¦¦
24-0044716 | Wildfire Mitigation | Planned - WSIP/System Hardening |  |  | 2024 | Tier 3 | Distribution Circuit |  |  |  | 2433159 | Sus |  | WildfireMitigation¦PlannedWSIPSystemHardening¦¦
24-0044770 | Company Initiated | Planned- maintenance |  |  | 2024 | Tier 3 | Distribution Circuit |  |  |  | 2433222 | Sus |  | CompanyInitiated¦Plannedmaintenance¦¦
24-0046780 | Company Initiated | Planned- maintenance |  |  | 2024 | Tier 2 | Distribution Circuit |  |  |  | 2433234 | Sus |  | CompanyInitiated¦Plannedmaintenance¦¦
24-0046897 | Company Initiated | Planned- maintenance |  |  | 2024 | Tier 2 | Transformer only |  |  |  | 2433239 | Sus |  | CompanyInitiated¦Plannedmaintenance¦¦
24-0046912 | Company Initiated | Planned- maintenance |  |  | 2024 | Tier 3 | Distribution Circuit |  |  |  | 2433241 | Sus |  | CompanyInitiated¦Plannedmaintenance¦¦
24-0046892 | Company Initiated | Planned- maintenance |  |  | 2024 | Tier 2 | Distribution Circuit |  |  |  | 2433244 | Sus |  | CompanyInitiated¦Plannedmaintenance¦¦
24-0055888 | Equipment Failure/Involved | Overhead | Transformer (OH) | Broken | 2024 | Tier 3 | Transformer only |  |  |  | 2433461 | Sus |  | EquipmentFailureInvolved¦Overhead¦Transformer(OH)¦Broken
24-0047023 | Company Initiated | Planned- maintenance |  |  | 2024 | Tier 2 | Distribution Circuit |  |  |  | 2434001 | Sus |  | CompanyInitiated¦Plannedmaintenance¦¦
24-0047044 | Company Initiated | Planned- maintenance |  |  | 2024 | Tier 3 | Transformer only |  |  |  | 2434660 | Sus |  | CompanyInitiated¦Plannedmaintenance¦¦
24-0046945 | Company Initiated | Planned- maintenance |  |  | 2024 | Tier 2 | Distribution Circuit |  |  |  | 2434654 | Sus |  | CompanyInitiated¦Plannedmaintenance¦¦
24-0046761 | Company Initiated | Planned- capital |  |  | 2024 | Tier 2 | Distribution Circuit |  |  |  | 2434687 | Sus |  | CompanyInitiated¦Plannedcapital¦¦
24-0044783 | Company Initiated | Planned- maintenance |  |  | 2024 | Tier 3 | Distribution Circuit |  |  |  | 2434688 | Sus |  | CompanyInitiated¦Plannedmaintenance¦¦
24-0047001 | Company Initiated | Planned- maintenance |  |  | 2024 | Tier 3 | Distribution Circuit |  |  |  | 2434727 | Sus |  | CompanyInitiated¦Plannedmaintenance¦¦
24-0040539 | Company Initiated | Planned- maintenance |  |  | 2024 | Tier 2 | Distribution Circuit |  |  |  | 2434740 | Sus |  | CompanyInitiated¦Plannedmaintenance¦¦
24-0046790 | Wildfire Mitigation | Planned - WSIP/System Hardening |  |  | 2024 | Tier 2 | Transformer only |  |  |  | 2434749 | Sus |  | WildfireMitigation¦PlannedWSIPSystemHardening¦¦
24-0049681 | Company Initiated | Planned- maintenance |  |  | 2024 | Tier 2 | Distribution Circuit |  |  |  | 2435450 | Sus |  | CompanyInitiated¦Plannedmaintenance¦¦
24-0057291 | Unknown Cause | Patrol - found nothing |  |  | 2024 | Tier 2 | Distribution Circuit |  |  |  | 2435767 | Sus |  | UnknownCause¦Patrolfoundnothing¦¦
24-0057327 | Equipment Failure/Involved | Overhead | Transformer | Deteriorated | 2024 | Tier 2 | Transformer only |  |  |  | 2435904 | Sus |  | EquipmentFailureInvolved¦Overhead¦Transformer¦Deteriorated
24-0057404 | Unknown Cause | Patrol - found nothing |  |  | 2024 | Tier 2 | Distribution Circuit |  |  |  | 2436125 | Sus |  | UnknownCause¦Patrolfoundnothing¦¦
24-0049652 | Company Initiated | Planned- maintenance |  |  | 2024 | Tier 2 | Distribution Circuit |  |  |  | 2436208 | Sus |  | CompanyInitiated¦Plannedmaintenance¦¦
24-0047243 | Company Initiated | Planned- maintenance |  |  | 2024 | Tier 3 | Transformer only |  |  |  | 2436262 | Sus |  | CompanyInitiated¦Plannedmaintenance¦¦
24-0057670 | Equipment Failure/Involved | Overhead | Crossarm- Wood | Broken | 2024 | Tier 3 | Distribution Circuit |  |  |  | 2436735 | Sus |  | EquipmentFailureInvolved¦Overhead¦CrossarmWood¦Broken
24-0057723 | Vegetation | Tree - branch fell on line | Conductor- Overhead | Normal | 2024 | Tier 2 | Distribution Circuit |  |  |  | 2436699 | Sus |  | Vegetation¦Treebranchfellonline¦ConductorOverhead¦Normal
24-0046845 | Company Initiated | Planned- capital |  |  | 2024 | Tier 2 | Distribution Circuit |  |  |  | 2437218 | Sus |  | CompanyInitiated¦Plannedcapital¦¦
24-0048241 | Company Initiated | Planned- maintenance |  |  | 2024 | Tier 2 | Distribution Circuit |  |  |  | 2437322 | Sus |  | CompanyInitiated¦Plannedmaintenance¦¦
24-0046779 | Company Initiated | Planned- capital |  |  | 2024 | Tier 2 | Distribution Circuit |  |  |  | 2437336 | Sus |  | CompanyInitiated¦Plannedcapital¦¦
24-0058059 | Vegetation | Tree - branch fell on line | Conductor- Overhead | Broken- wire on ground | 2024 | Tier 3 | Distribution Circuit |  |  |  | 2437452 | Sus |  | Vegetation¦Treebranchfellonline¦ConductorOverhead¦Brokenwireonground
24-0052801 | Wildfire Mitigation | Planned - WSIP/System Hardening |  |  | 2024 | Tier 2 | Distribution Circuit |  |  |  | 2437463 | Sus |  | WildfireMitigation¦PlannedWSIPSystemHardening¦¦
24-0058253 | Vegetation | Tree - fell into line | Conductor- Overhead | Normal | 2024 | Tier 2 | Distribution Circuit |  |  |  | 2437745 | Sus |  | Vegetation¦Treefellintoline¦ConductorOverhead¦Normal
24-0050044 | Company Initiated | Planned- maintenance |  |  | 2024 | Tier 3 | Distribution Circuit |  |  |  | 2437887 | Sus |  | CompanyInitiated¦Plannedmaintenance¦¦
24-0050207 | Company Initiated | Planned- maintenance |  |  | 2024 | Tier 3 | Distribution Circuit |  |  |  | 2437909 | Sus |  | CompanyInitiated¦Plannedmaintenance¦¦
24-0047313 | Wildfire Mitigation | Planned - WSIP/System Hardening |  |  | 2024 | Tier 3 | Distribution Circuit |  |  |  | 2437921 | Sus |  | WildfireMitigation¦PlannedWSIPSystemHardening¦¦
24-0049198 | Company Initiated | Planned- maintenance |  |  | 2024 | Tier 3 | Distribution Circuit |  |  |  | 2437899 | Sus |  | CompanyInitiated¦Plannedmaintenance¦¦
24-0054946 | Company Initiated | Planned- maintenance |  |  | 2024 | Tier 3 | Transformer only |  |  |  | 2438741 | Sus |  | CompanyInitiated¦Plannedmaintenance¦¦
24-0052613 | Company Initiated | Planned- capital |  |  | 2024 | Tier 2 | Distribution Circuit |  |  |  | 2438885 | Sus |  | CompanyInitiated¦Plannedcapital¦¦
24-0059094 | Equipment Failure/Involved | Overhead | Conductor- Overhead | Deteriorated | 2024 | Tier 3 | Distribution Circuit |  |  |  | 2439192 | Sus |  | EquipmentFailureInvolved¦Overhead¦ConductorOverhead¦Deteriorated
24-0059175 | Unknown Cause | Patrol - found nothing |  |  | 2024 | Tier 2 | Distribution Circuit |  |  |  | 2439471 | Sus |  | UnknownCause¦Patrolfoundnothing¦¦
24-0059170 | Equipment Failure/Involved | Overhead | Conductor- Overhead | Broken- wire on ground | 2024 | Tier 2 | Distribution Circuit |  |  |  | 2439479 | Sus |  | EquipmentFailureInvolved¦Overhead¦ConductorOverhead¦Brokenwireonground
24-0050223 | Company Initiated | Planned- maintenance |  |  | 2024 | Tier 3 | Distribution Circuit |  |  |  | 2439538 | Sus |  | CompanyInitiated¦Plannedmaintenance¦¦
24-0049224 | Wildfire Mitigation | Planned - WSIP/System Hardening |  |  | 2024 | Tier 3 | Transformer only |  |  |  | 2439585 | Sus |  | WildfireMitigation¦PlannedWSIPSystemHardening¦¦
24-0054695 | Company Initiated | Planned- maintenance |  |  | 2024 | Tier 3 | Distribution Circuit |  |  |  | 2439641 | Sus |  | CompanyInitiated¦Plannedmaintenance¦¦
24-0053515 | Company Initiated | Planned- maintenance |  |  | 2024 | Tier 3 | Distribution Circuit |  |  |  | 2439653 | Sus |  | CompanyInitiated¦Plannedmaintenance¦¦
24-0059334 | Vegetation | Tree - cutting- PG&E contractor | Pole-Wood | Broken- wire on ground | 2024 | Tier 2 | Distribution Circuit |  |  |  | 2439786 | Sus |  | Vegetation¦TreecuttingPG&Econtractor¦PoleWood¦Brokenwireonground
24-0051530 | Wildfire Mitigation | Planned - WSIP/System Hardening |  |  | 2024 | Tier 2 | Distribution Circuit |  |  |  | 2440389 | Sus |  | WildfireMitigation¦PlannedWSIPSystemHardening¦¦
24-0051829 | Company Initiated | Planned- maintenance |  |  | 2024 | Tier 2 | Distribution Circuit |  |  |  | 2440453 | Sus |  | CompanyInitiated¦Plannedmaintenance¦¦
24-0059598 | Company Initiated | Construction Activity/equip- company | Fuse | Normal | 2024 | Tier 3 | Distribution Circuit |  |  |  | 2440469 | Sus |  | CompanyInitiated¦ConstructionActivityequipcompany¦Fuse¦Normal
24-0054499 | Wildfire Mitigation | Planned - WSIP/System Hardening |  |  | 2024 | Tier 2 | Distribution Circuit |  |  |  | 2440584 | Sus |  | WildfireMitigation¦PlannedWSIPSystemHardening¦¦
24-0059699 | Unknown Cause | Patrol - found nothing |  |  | 2024 | Tier 2 | Distribution Circuit |  |  |  | 2440824 | Sus |  | UnknownCause¦Patrolfoundnothing¦¦
24-0059864 | Equipment Failure/Involved | Overhead | Pothead(Riser Termination) | Deteriorated | 2024 | Tier 2 | Distribution Circuit |  |  |  | 2441310 | Sus |  | EquipmentFailureInvolved¦Overhead¦Pothead(RiserTermination)¦Deteriorated
24-0052594 | Company Initiated | Planned- maintenance |  |  | 2024 | Tier 2 | Distribution Circuit |  |  |  | 2442263 | Sus |  | CompanyInitiated¦Plannedmaintenance¦¦
24-0052029 | Company Initiated | Planned- maintenance |  |  | 2024 | Tier 3 | Distribution Circuit |  |  |  | 2442314 | Sus |  | CompanyInitiated¦Plannedmaintenance¦¦
24-0052562 | Company Initiated | Planned- maintenance |  |  | 2024 | Tier 2 | Distribution Circuit |  |  |  | 2442334 | Sus |  | CompanyInitiated¦Plannedmaintenance¦¦
24-0016202 | Company Initiated | Planned- capital |  |  | 2024 | Tier 2 | Distribution Circuit |  |  |  | 2442488 | Sus |  | CompanyInitiated¦Plannedcapital¦¦
24-0056369 | Wildfire Mitigation | Planned - WSIP/System Hardening |  |  | 2024 | Tier 2 | Transformer only |  |  |  | 2442499 | Sus |  | WildfireMitigation¦PlannedWSIPSystemHardening¦¦
24-0056090 | Wildfire Mitigation | Planned - WSIP/System Hardening |  |  | 2024 | Tier 3 | Distribution Circuit |  |  |  | 2442255 | Sus |  | WildfireMitigation¦PlannedWSIPSystemHardening¦¦
24-0055937 | Wildfire Mitigation | Planned - WSIP/System Hardening |  |  | 2024 | Tier 3 | Transformer only |  |  |  | 2442833 | Sus |  | WildfireMitigation¦PlannedWSIPSystemHardening¦¦
24-0060565 | Company Initiated | Personnel- company | Conductor- Overhead | Normal | 2024 | Tier 2 | Distribution Circuit |  |  |  | 2442799 | Sus |  | CompanyInitiated¦Personnelcompany¦ConductorOverhead¦Normal
24-0060649 | Unknown Cause | Patrol - found nothing |  |  | 2024 | Tier 2 | Distribution Circuit |  |  |  | 2443009 | Sus |  | UnknownCause¦Patrolfoundnothing¦¦
24-0060752 | Unknown Cause | Patrol - found nothing |  |  | 2024 | Tier 3 | Distribution Circuit |  |  |  | 2443080 | Sus |  | UnknownCause¦Patrolfoundnothing¦¦
24-0053586 | Wildfire Mitigation | Planned - WSIP/System Hardening |  |  | 2024 | Tier 3 | Distribution Circuit |  |  |  | 2443160 | Sus |  | WildfireMitigation¦PlannedWSIPSystemHardening¦¦
24-0052704 | Company Initiated | Planned- maintenance |  |  | 2024 | Tier 3 | Distribution Circuit |  |  |  | 2443178 | Sus |  | CompanyInitiated¦Plannedmaintenance¦¦
24-0053414 | Company Initiated | Planned- capital |  |  | 2024 | Tier 2 | Distribution Circuit |  |  |  | 2443424 | Sus |  | CompanyInitiated¦Plannedcapital¦¦
24-0060935 | 3rd Party | Vehicle | Anchor or Guy | Normal | 2024 | Tier 3 | Distribution Circuit |  |  |  | 2443466 | Sus |  | 3rdParty¦Vehicle¦AnchororGuy¦Normal
24-0060946 | Equipment Failure/Involved | Overhead | Anchor or Guy | Deteriorated | 2024 | Tier 3 | Distribution Circuit |  |  |  | 2443543 | Sus |  | EquipmentFailureInvolved¦Overhead¦AnchororGuy¦Deteriorated
24-0057160 | Wildfire Mitigation | Planned - WSIP/System Hardening |  |  | 2024 | Tier 3 | Transformer only |  |  |  | 2443926 | Sus |  | WildfireMitigation¦PlannedWSIPSystemHardening¦¦
24-0061282 | Unknown Cause | Patrol - found nothing |  |  | 2024 | Tier 3 | Transformer only |  |  |  | 2443943 | Sus |  | UnknownCause¦Patrolfoundnothing¦¦
24-0052918 | Company Initiated | Planned- maintenance |  |  | 2024 | Tier 2 | Transformer only |  |  |  | 2444010 | Sus |  | CompanyInitiated¦Plannedmaintenance¦¦
24-0057004 | Company Initiated | Planned- maintenance |  |  | 2024 | Tier 2 | Distribution Circuit |  |  |  | 2443849 | Sus |  | CompanyInitiated¦Plannedmaintenance¦¦
24-0054709 | Wildfire Mitigation | Planned - WSIP/System Hardening |  |  | 2024 | Tier 2 | Distribution Circuit |  |  |  | 2444045 | Sus |  | WildfireMitigation¦PlannedWSIPSystemHardening¦¦
24-0057167 | Wildfire Mitigation | Planned - WSIP/System Hardening |  |  | 2024 | Tier 3 | Distribution Circuit |  |  |  | 2444148 | Sus |  | WildfireMitigation¦PlannedWSIPSystemHardening¦¦
24-0057157 | Wildfire Mitigation | Planned - WSIP/System Hardening |  |  | 2024 | Tier 2 | Distribution Circuit |  |  |  | 2444282 | Sus |  | WildfireMitigation¦PlannedWSIPSystemHardening¦¦
24-0054720 | Wildfire Mitigation | Planned - WSIP/System Hardening |  |  | 2024 | Tier 2 | Distribution Circuit |  |  |  | 2444332 | Sus |  | WildfireMitigation¦PlannedWSIPSystemHardening¦¦
24-0061336 | Equipment Failure/Involved | Overhead | Transformer | Broken | 2024 | Tier 3 | Transformer only |  |  |  | 2444234 | Sus |  | EquipmentFailureInvolved¦Overhead¦Transformer¦Broken
24-0061499 | Unknown Cause | Patrol - found nothing |  |  | 2024 | Tier 2 | Distribution Circuit |  |  |  | 2444551 | Sus |  | UnknownCause¦Patrolfoundnothing¦¦
24-0052964 | Wildfire Mitigation | Planned - WSIP/System Hardening |  |  | 2024 | Tier 2 | Distribution Circuit |  |  |  | 2444798 | Sus |  | WildfireMitigation¦PlannedWSIPSystemHardening¦¦
24-0056890 | Company Initiated | Planned- maintenance |  |  | 2024 | Tier 3 | Distribution Circuit |  |  |  | 2444709 | Sus |  | CompanyInitiated¦Plannedmaintenance¦¦
24-0057190 | Wildfire Mitigation | Planned - WSIP/System Hardening |  |  | 2024 | Tier 3 | Distribution Circuit |  |  |  | 2444729 | Sus |  | WildfireMitigation¦PlannedWSIPSystemHardening¦¦
24-0052985 | Wildfire Mitigation | Planned - WSIP/System Hardening |  |  | 2024 | Tier 3 | Distribution Circuit |  |  |  | 2444872 | Sus |  | WildfireMitigation¦PlannedWSIPSystemHardening¦¦
24-0061974 | Vegetation | Tree - branch fell on line | Conductor- Overhead | Normal | 2024 | Tier 3 | Distribution Circuit |  |  |  | 2445520 | Sus |  | Vegetation¦Treebranchfellonline¦ConductorOverhead¦Normal
24-0062010 | Unknown Cause | Patrol - found nothing |  |  | 2024 | Tier 3 | Distribution Circuit |  |  |  | 2445555 | Sus |  | UnknownCause¦Patrolfoundnothing¦¦
24-0062100 | Unknown Cause | Patrol - not conducted |  |  | 2024 | Tier 3 | Distribution Circuit |  |  |  | 2445851 | Sus |  | UnknownCause¦Patrolnotconducted¦¦
24-0062320 | Animal | Other | Pole-Wood | Deteriorated | 2024 | Tier 2 | Distribution Circuit |  |  |  | 2446319 | Sus |  | Animal¦Other¦PoleWood¦Deteriorated
24-0056813 | Company Initiated | Planned- capital |  |  | 2024 | Tier 3 | Distribution Circuit |  |  |  | 2446422 | Sus |  | CompanyInitiated¦Plannedcapital¦¦
24-0062501 | Equipment Failure/Involved | Overhead | Insulator | Broken | 2024 | Tier 3 | Distribution Circuit |  |  |  | 2446822 | Sus |  | EquipmentFailureInvolved¦Overhead¦Insulator¦Broken
24-0054858 | Company Initiated | Planned- capital |  |  | 2024 | Tier 2 | Distribution Circuit |  |  |  | 2446821 | Sus |  | CompanyInitiated¦Plannedcapital¦¦
24-0062517 | Vegetation | Tree - fell into line | Conductor- Overhead | Broken- wire on ground | 2024 | Tier 3 | Distribution Circuit |  |  |  | 2446763 | Sus |  | Vegetation¦Treefellintoline¦ConductorOverhead¦Brokenwireonground
24-0058126 | Wildfire Mitigation | Planned - WSIP/System Hardening |  |  | 2024 | Tier 2 | Distribution Circuit |  |  |  | 2446973 | Sus |  | WildfireMitigation¦PlannedWSIPSystemHardening¦¦
24-0058063 | Wildfire Mitigation | Planned - WSIP/System Hardening |  |  | 2024 | Tier 3 | Transformer only |  |  |  | 2447030 | Sus |  | WildfireMitigation¦PlannedWSIPSystemHardening¦¦
24-0055346 | Company Initiated | Planned- maintenance |  |  | 2024 | Tier 3 | Transformer only |  |  |  | 2447158 | Sus |  | CompanyInitiated¦Plannedmaintenance¦¦
24-0058508 | Wildfire Mitigation | Planned - WSIP/System Hardening |  |  | 2024 | Tier 2 | Distribution Circuit |  |  |  | 2447248 | Sus |  | WildfireMitigation¦PlannedWSIPSystemHardening¦¦
24-0062813 | Animal | Other | Conductor- Overhead | Normal | 2024 | Tier 2 | Distribution Circuit |  |  |  | 2447406 | Sus |  | Animal¦Other¦ConductorOverhead¦Normal
24-0062910 | Equipment Failure/Involved | Overhead | Transformer | Broken- wire on ground | 2024 | Tier 2 | Transformer only |  |  |  | 2447574 | Sus |  | EquipmentFailureInvolved¦Overhead¦Transformer¦Brokenwireonground
24-0055482 | Wildfire Mitigation | Planned - WSIP/System Hardening |  |  | 2024 | Tier 2 | Distribution Circuit |  |  |  | 2448016 | Sus |  | WildfireMitigation¦PlannedWSIPSystemHardening¦¦
24-0047967 | Company Initiated | Planned- maintenance |  |  | 2024 | Tier 2 | Distribution Circuit |  |  |  | 2447641 | Sus |  | CompanyInitiated¦Plannedmaintenance¦¦
24-0053510 | Wildfire Mitigation | Planned - WSIP/System Hardening |  |  | 2024 | Tier 2 | Distribution Circuit |  |  |  | 2447732 | Sus |  | WildfireMitigation¦PlannedWSIPSystemHardening¦¦
24-0056016 | Wildfire Mitigation | Planned - WSIP/System Hardening |  |  | 2024 | Tier 3 | Distribution Circuit |  |  |  | 2447755 | Sus |  | WildfireMitigation¦PlannedWSIPSystemHardening¦¦
24-0055354 | Wildfire Mitigation | Planned - WSIP/System Hardening |  |  | 2024 | Tier 2 | Transformer only |  |  |  | 2447842 | Sus |  | WildfireMitigation¦PlannedWSIPSystemHardening¦¦
24-0058514 | Wildfire Mitigation | Planned - WSIP/System Hardening |  |  | 2024 | Tier 2 | Transformer only |  |  |  | 2447918 | Sus |  | WildfireMitigation¦PlannedWSIPSystemHardening¦¦
24-0063386 | Unknown Cause | Patrol - found nothing |  |  | 2024 | Tier 2 | Distribution Circuit |  |  |  | 2448370 | Sus |  | UnknownCause¦Patrolfoundnothing¦¦
24-0055884 | Wildfire Mitigation | Planned - WSIP/System Hardening |  |  | 2024 | Tier 3 | Distribution Circuit |  |  |  | 2448464 | Sus |  | WildfireMitigation¦PlannedWSIPSystemHardening¦¦
24-0055502 | Wildfire Mitigation | Planned - WSIP/System Hardening |  |  | 2024 | Tier 2 | Distribution Circuit |  |  |  | 2448458 | Sus |  | WildfireMitigation¦PlannedWSIPSystemHardening¦¦
24-0055280 | Wildfire Mitigation | Planned - WSIP/System Hardening |  |  | 2024 | Tier 2 | Distribution Circuit |  |  |  | 2448476 | Sus |  | WildfireMitigation¦PlannedWSIPSystemHardening¦¦
24-0059444 | Wildfire Mitigation | Planned - WSIP/System Hardening |  |  | 2024 | Tier 3 | Distribution Circuit |  |  |  | 2448571 | Sus |  | WildfireMitigation¦PlannedWSIPSystemHardening¦¦
24-0058509 | Wildfire Mitigation | Planned - WSIP/System Hardening |  |  | 2024 | Tier 2 | Transformer only |  |  |  | 2448656 | Sus |  | WildfireMitigation¦PlannedWSIPSystemHardening¦¦
24-0058515 | Wildfire Mitigation | Planned - WSIP/System Hardening |  |  | 2024 | Tier 2 | Transformer only |  |  |  | 2448804 | Sus |  | WildfireMitigation¦PlannedWSIPSystemHardening¦¦
24-0055532 | Wildfire Mitigation | Planned - WSIP/System Hardening |  |  | 2024 | Tier 2 | Distribution Circuit |  |  |  | 2448899 | Sus |  | WildfireMitigation¦PlannedWSIPSystemHardening¦¦
24-0059476 | Wildfire Mitigation | Planned - WSIP/System Hardening |  |  | 2024 | Tier 3 | Distribution Circuit |  |  |  | 2449072 | Sus |  | WildfireMitigation¦PlannedWSIPSystemHardening¦¦
24-0056398 | Wildfire Mitigation | Planned - WSIP/System Hardening |  |  | 2024 | Tier 2 | Distribution Circuit |  |  |  | 2449560 | Sus |  | WildfireMitigation¦PlannedWSIPSystemHardening¦¦
24-0055071 | Company Initiated | Planned- capital |  |  | 2024 | Tier 2 | Distribution Circuit |  |  |  | 2449689 | Sus |  | CompanyInitiated¦Plannedcapital¦¦
24-0055803 | Company Initiated | Planned- maintenance |  |  | 2024 | Tier 2 | Transformer only |  |  |  | 2450406 | Sus |  | CompanyInitiated¦Plannedmaintenance¦¦
24-0055344 | Wildfire Mitigation | Planned - WSIP/System Hardening |  |  | 2024 | Tier 2 | Distribution Circuit |  |  |  | 2450409 | Sus |  | WildfireMitigation¦PlannedWSIPSystemHardening¦¦
24-0055250 | Wildfire Mitigation | Planned - WSIP/System Hardening |  |  | 2024 | Tier 3 | Distribution Circuit |  |  |  | 2450408 | Sus |  | WildfireMitigation¦PlannedWSIPSystemHardening¦¦
24-0055533 | Company Initiated | Planned- capital |  |  | 2024 | Tier 2 | Distribution Circuit |  |  |  | 2450527 | Sus |  | CompanyInitiated¦Plannedcapital¦¦
24-0064874 | Vegetation | Tree - grew into line | Conductor- Overhead | Normal | 2024 | Tier 3 | Distribution Circuit |  |  |  | 2451186 | Sus |  | Vegetation¦Treegrewintoline¦ConductorOverhead¦Normal
24-0060871 | Company Initiated | Planned- maintenance |  |  | 2024 | Tier 3 | Distribution Circuit |  |  |  | 2451349 | Sus |  | CompanyInitiated¦Plannedmaintenance¦¦
24-0065070 | Unknown Cause | Patrol - found nothing |  |  | 2024 | Tier 2 | Distribution Circuit |  |  |  | 2451632 | Sus |  | UnknownCause¦Patrolfoundnothing¦¦
24-0057879 | Company Initiated | Planned- maintenance |  |  | 2024 | Tier 3 | Distribution Circuit |  |  |  | 2452420 | Sus |  | CompanyInitiated¦Plannedmaintenance¦¦
24-0057645 | Wildfire Mitigation | Planned - WSIP/System Hardening |  |  | 2024 | Tier 2 | Distribution Circuit |  |  |  | 2452363 | Sus |  | WildfireMitigation¦PlannedWSIPSystemHardening¦¦
24-0057824 | Wildfire Mitigation | Planned - WSIP/System Hardening |  |  | 2024 | Tier 2 | Transformer only |  |  |  | 2452374 | Sus |  | WildfireMitigation¦PlannedWSIPSystemHardening¦¦
24-0061285 | Wildfire Mitigation | Planned - WSIP/System Hardening |  |  | 2024 | Tier 3 | Transformer only |  |  |  | 2452430 | Sus |  | WildfireMitigation¦PlannedWSIPSystemHardening¦¦
24-0059986 | Company Initiated | Planned- capital |  |  | 2024 | Tier 2 | Distribution Circuit |  |  |  | 2452486 | Sus |  | CompanyInitiated¦Plannedcapital¦¦
24-0057518 | Wildfire Mitigation | Planned - WSIP/System Hardening |  |  | 2024 | Tier 3 | Transformer only |  |  |  | 2452481 | Sus |  | WildfireMitigation¦PlannedWSIPSystemHardening¦¦
24-0056840 | Company Initiated | Planned- capital |  |  | 2024 | Tier 2 | Distribution Circuit |  |  |  | 2453360 | Sus |  | CompanyInitiated¦Plannedcapital¦¦
24-0057930 | Company Initiated | Planned- maintenance |  |  | 2024 | Tier 2 | Distribution Circuit |  |  |  | 2454068 | Sus |  | CompanyInitiated¦Plannedmaintenance¦¦
24-0057985 | Company Initiated | Planned- maintenance |  |  | 2024 | Tier 2 | Distribution Circuit |  |  |  | 2454100 | Sus |  | CompanyInitiated¦Plannedmaintenance¦¦
24-0057675 | Wildfire Mitigation | Planned - WSIP/System Hardening |  |  | 2024 | Tier 3 | Distribution Circuit |  |  |  | 2454150 | Sus |  | WildfireMitigation¦PlannedWSIPSystemHardening¦¦
24-0066619 | Vegetation | Tree - fell into line | Conductor- Overhead | Broken- wire on ground | 2024 | Tier 3 | Distribution Circuit |  |  |  | 2460413 | Sus |  | Vegetation¦Treefellintoline¦ConductorOverhead¦Brokenwireonground
24-0066987 | Unknown Cause | Patrol - found nothing |  |  | 2024 | Tier 2 | Transmission line |  |  |  | 2460973 | Sus |  | UnknownCause¦Patrolfoundnothing¦¦
24-0057692 | Wildfire Mitigation | Planned - WSIP/System Hardening |  |  | 2024 | Tier 2 | Distribution Circuit |  |  |  | 2461694 | Sus |  | WildfireMitigation¦PlannedWSIPSystemHardening¦¦
24-0067588 | Equipment Failure/Involved | Electrical Overload | Transformer | Failed/Faulted | 2024 | Tier 2 | Transformer only |  |  |  | 2462419 | Sus |  | EquipmentFailureInvolved¦ElectricalOverload¦Transformer¦FailedFaulted
24-0049569 | Company Initiated | Planned- capital |  |  | 2024 | Tier 2 | Distribution Circuit |  |  |  | 2462903 | Sus |  | CompanyInitiated¦Plannedcapital¦¦
24-0067803 | Unknown Cause | Patrol - found nothing |  |  | 2024 | Tier 2 | Distribution Circuit |  |  |  | 2462907 | Sus |  | UnknownCause¦Patrolfoundnothing¦¦
24-0060495 | Wildfire Mitigation | Planned - WSIP/System Hardening |  |  | 2024 | Tier 2 | Transformer only |  |  |  | 2462965 | Sus |  | WildfireMitigation¦PlannedWSIPSystemHardening¦¦
24-0064186 | Company Initiated | Planned- maintenance |  |  | 2024 | Tier 2 | Transformer only |  |  |  | 2462999 | Sus |  | CompanyInitiated¦Plannedmaintenance¦¦
24-0062801 | Wildfire Mitigation | Planned - WSIP/System Hardening |  |  | 2024 | Tier 3 | Transformer only |  |  |  | 2463069 | Sus |  | WildfireMitigation¦PlannedWSIPSystemHardening¦¦
24-0061804 | Company Initiated | Planned- maintenance |  |  | 2024 | Tier 3 | Transformer only |  |  |  | 2463088 | Sus |  | CompanyInitiated¦Plannedmaintenance¦¦
24-0062667 | Company Initiated | Planned- maintenance |  |  | 2024 | Tier 3 | Distribution Circuit |  |  |  | 2463134 | Sus |  | CompanyInitiated¦Plannedmaintenance¦¦
24-0067823 | Equipment Failure/Involved | Overhead | Transformer | Contaminated | 2024 | Tier 3 | Transformer only |  |  |  | 2462902 | Sus |  | EquipmentFailureInvolved¦Overhead¦Transformer¦Contaminated
24-0067892 | Animal | Bird found | Conductor- Overhead | Normal | 2024 | Tier 2 | Distribution Circuit |  |  |  | 2463241 | Sus |  | Animal¦Birdfound¦ConductorOverhead¦Normal
24-0068045 | Unknown Cause | Patrol - found nothing |  |  | 2024 | Tier 2 | Transformer only |  |  |  | 2463451 | Sus |  | UnknownCause¦Patrolfoundnothing¦¦
24-0068026 | Equipment Failure/Involved | Overhead | Insulator | Broken | 2024 | Tier 2 | Distribution Circuit |  |  |  | 2463460 | Sus |  | EquipmentFailureInvolved¦Overhead¦Insulator¦Broken
24-0068085 | Equipment Failure/Involved | Overhead | Bushing | Deteriorated | 2024 | Tier 3 | Distribution Circuit |  |  |  | 2463672 | Sus |  | EquipmentFailureInvolved¦Overhead¦Bushing¦Deteriorated
24-0049553 | Company Initiated | Planned- capital |  |  | 2024 | Tier 2 | Distribution Circuit |  |  |  | 2463960 | Sus |  | CompanyInitiated¦Plannedcapital¦¦
24-0060934 | Company Initiated | Planned- capital |  |  | 2024 | Tier 2 | Distribution Circuit |  |  |  | 2464175 | Sus |  | CompanyInitiated¦Plannedcapital¦¦
24-0060486 | Wildfire Mitigation | Planned - WSIP/System Hardening |  |  | 2024 | Tier 3 | Distribution Circuit |  |  |  | 2464201 | Sus |  | WildfireMitigation¦PlannedWSIPSystemHardening¦¦
24-0068518 | Equipment Failure/Involved | Overhead | Recloser | Malfunctioning | 2024 | Tier 3 | Distribution Circuit |  |  |  | 2464596 | Sus |  | EquipmentFailureInvolved¦Overhead¦Recloser¦Malfunctioning
24-0068978 | Equipment Failure/Involved | Electrical Overload | Transformer | Failed/Faulted | 2024 | Tier 2 | Transformer only |  |  |  | 2465355 | Sus |  | EquipmentFailureInvolved¦ElectricalOverload¦Transformer¦FailedFaulted
24-0060524 | Company Initiated | Planned- maintenance |  |  | 2024 | Tier 2 | Distribution Circuit |  |  |  | 2465673 | Sus |  | CompanyInitiated¦Plannedmaintenance¦¦
24-0060852 | Company Initiated | Planned- maintenance |  |  | 2024 | Tier 3 | Transformer only |  |  |  | 2465708 | Sus |  | CompanyInitiated¦Plannedmaintenance¦¦
24-0069218 | Vegetation | Tree - fell into line | Conductor- Overhead | Broken- wire on ground | 2024 | Tier 2 | Distribution Circuit |  |  |  | 2465820 | Sus |  | Vegetation¦Treefellintoline¦ConductorOverhead¦Brokenwireonground
24-0064815 | Company Initiated | Planned- maintenance |  |  | 2024 | Tier 3 | Distribution Circuit |  |  |  | 2465846 | Sus |  | CompanyInitiated¦Plannedmaintenance¦¦
24-0060550 | Wildfire Mitigation | Planned - WSIP/System Hardening |  |  | 2024 | Tier 3 | Distribution Circuit |  |  |  | 2466435 | Sus |  | WildfireMitigation¦PlannedWSIPSystemHardening¦¦
24-0060440 | Company Initiated | Planned- maintenance |  |  | 2024 | Tier 3 | Transformer only |  |  |  | 2466475 | Sus |  | CompanyInitiated¦Plannedmaintenance¦¦
24-0069611 | Company Initiated | Planned- maintenance | Cutout- fuse holder | Normal | 2024 | Tier 3 | Transformer only |  |  |  | 2466476 | Sus |  | CompanyInitiated¦Plannedmaintenance¦Cutoutfuseholder¦Normal
24-0069272 | Wildfire Mitigation | Planned - WSIP/System Hardening |  |  | 2024 | Tier 2 | Distribution Circuit |  |  |  | 2468122 | Sus |  | WildfireMitigation¦PlannedWSIPSystemHardening¦¦
24-0063056 | Company Initiated | Planned- maintenance |  |  | 2024 | Tier 3 | Transformer only |  |  |  | 2468578 | Sus |  | CompanyInitiated¦Plannedmaintenance¦¦
24-0063065 | Company Initiated | Planned- maintenance |  |  | 2024 | Tier 3 | Transformer only |  |  |  | 2468587 | Sus |  | CompanyInitiated¦Plannedmaintenance¦¦
24-0063116 | Company Initiated | Planned- capital |  |  | 2024 | Tier 2 | Distribution Circuit |  |  |  | 2468635 | Sus |  | CompanyInitiated¦Plannedcapital¦¦
24-0070768 | Vegetation | Tree - branch fell on line | Secondary | Broken | 2024 | Tier 3 | Transformer only |  |  |  | 2469424 | Sus |  | Vegetation¦Treebranchfellonline¦Secondary¦Broken
24-0062979 | Wildfire Mitigation | Planned - WSIP/System Hardening |  |  | 2024 | Tier 2 | Distribution Circuit |  |  |  | 2469493 | Sus |  | WildfireMitigation¦PlannedWSIPSystemHardening¦¦
24-0063074 | Company Initiated | Planned- maintenance |  |  | 2024 | Tier 2 | Distribution Circuit |  |  |  | 2469536 | Sus |  | CompanyInitiated¦Plannedmaintenance¦¦
24-0063076 | Company Initiated | Planned- maintenance |  |  | 2024 | Tier 3 | Distribution Circuit |  |  |  | 2469588 | Sus |  | CompanyInitiated¦Plannedmaintenance¦¦
24-0062595 | Wildfire Mitigation | Planned - WSIP/System Hardening |  |  | 2024 | Tier 2 | Distribution Circuit |  |  |  | 2469595 | Sus |  | WildfireMitigation¦PlannedWSIPSystemHardening¦¦
24-0062673 | Wildfire Mitigation | Planned - WSIP/System Hardening |  |  | 2024 | Tier 3 | Transformer only |  |  |  | 2469652 | Sus |  | WildfireMitigation¦PlannedWSIPSystemHardening¦¦
24-0071220 | Unknown Cause | Patrol - found nothing |  |  | 2024 | Tier 3 | Distribution Circuit |  |  |  | 2470524 | Sus |  | UnknownCause¦Patrolfoundnothing¦¦
24-0068145 | Company Initiated | Planned- maintenance |  |  | 2024 | Tier 2 | Distribution Circuit |  |  |  | 2470642 | Sus |  | CompanyInitiated¦Plannedmaintenance¦¦
24-0062608 | Wildfire Mitigation | Planned - WSIP/System Hardening |  |  | 2024 | Tier 3 | Distribution Circuit |  |  |  | 2470668 | Sus |  | WildfireMitigation¦PlannedWSIPSystemHardening¦¦
24-0063621 | Company Initiated | Planned- maintenance |  |  | 2024 | Tier 2 | Distribution Circuit |  |  |  | 2470681 | Sus |  | CompanyInitiated¦Plannedmaintenance¦¦
24-0063624 | Wildfire Mitigation | Planned - WSIP/System Hardening |  |  | 2024 | Tier 2 | Distribution Circuit |  |  |  | 2470731 | Sus |  | WildfireMitigation¦PlannedWSIPSystemHardening¦¦
24-0071337 | Equipment Failure/Involved | Overhead | Jumper | Burned Open | 2024 | Tier 3 | Distribution Circuit |  |  |  | 2470810 | Sus |  | EquipmentFailureInvolved¦Overhead¦Jumper¦BurnedOpen
24-0071601 | Vegetation | Tree - grew into line | Conductor- Overhead | Normal | 2024 | Tier 3 | Distribution Circuit |  |  |  | 2471174 | Sus |  | Vegetation¦Treegrewintoline¦ConductorOverhead¦Normal
24-0071685 | Vegetation | Tree - bark fell into line | Conductor- Overhead | Normal | 2024 | Tier 2 | Distribution Circuit |  |  |  | 2471413 | Sus |  | Vegetation¦Treebarkfellintoline¦ConductorOverhead¦Normal
24-0071688 | Equipment Failure/Involved | Overhead | Connector or Splice (OH) | Broken- wire on ground | 2024 | Tier 2 | Distribution Circuit |  |  |  | 2471444 | Sus |  | EquipmentFailureInvolved¦Overhead¦ConnectororSplice(OH)¦Brokenwireonground
24-0063822 | Company Initiated | Planned- capital |  |  | 2024 | Tier 3 | Distribution Circuit |  |  |  | 2471509 | Sus |  | CompanyInitiated¦Plannedcapital¦¦
24-0062769 | Company Initiated | Planned- capital |  |  | 2024 | Tier 2 | Distribution Circuit |  |  |  | 2471590 | Sus |  | CompanyInitiated¦Plannedcapital¦¦
24-0062569 | Company Initiated | Planned- maintenance |  |  | 2024 | Tier 2 | Distribution Circuit |  |  |  | 2471469 | Sus |  | CompanyInitiated¦Plannedmaintenance¦¦
24-0067275 | Company Initiated | Planned- maintenance |  |  | 2024 | Tier 3 | Distribution Circuit |  |  |  | 2471574 | Sus |  | CompanyInitiated¦Plannedmaintenance¦¦
24-0071794 | Unknown Cause | Patrol - found nothing |  |  | 2024 | Tier 3 | Distribution Circuit |  |  |  | 2471656 | Sus |  | UnknownCause¦Patrolfoundnothing¦¦
24-0072153 | Unknown Cause | Patrol - not conducted |  |  | 2024 | Tier 3 | Distribution Circuit |  |  |  | 2472439 | Sus |  | UnknownCause¦Patrolnotconducted¦¦
24-0072328 | Equipment Failure/Involved | Overhead | Transformer (OH) | Leaking | 2024 | Tier 2 | Distribution Circuit |  |  |  | 2473201 | Sus |  | EquipmentFailureInvolved¦Overhead¦Transformer(OH)¦Leaking
24-0072378 | Unknown Cause | Patrol - found nothing |  |  | 2024 | Tier 2 | Distribution Circuit |  |  |  | 2473417 | Sus |  | UnknownCause¦Patrolfoundnothing¦¦
24-0066297 | Company Initiated | Planned- capital |  |  | 2024 | Tier 2 | Distribution Circuit |  |  |  | 2473615 | Sus |  | CompanyInitiated¦Plannedcapital¦¦
24-0072427 | Company Initiated | Operating error | Switch (OH) | Normal | 2024 | Tier 2 | Distribution Circuit |  |  |  | 2473620 | Sus |  | CompanyInitiated¦Operatingerror¦Switch(OH)¦Normal
24-0065999 | Company Initiated | Planned- maintenance |  |  | 2024 | Tier 2 | Distribution Circuit |  |  |  | 2473796 | Sus |  | CompanyInitiated¦Plannedmaintenance¦¦
24-0066627 | Wildfire Mitigation | Planned - WSIP/System Hardening |  |  | 2024 | Tier 2 | Transformer only |  |  |  | 2473901 | Sus |  | WildfireMitigation¦PlannedWSIPSystemHardening¦¦
24-0068655 | Company Initiated | Planned- maintenance |  |  | 2024 | Tier 2 | Distribution Circuit |  |  |  | 2473997 | Sus |  | CompanyInitiated¦Plannedmaintenance¦¦
24-0066639 | Wildfire Mitigation | Planned - WSIP/System Hardening |  |  | 2024 | Tier 2 | Distribution Circuit |  |  |  | 2474150 | Sus |  | WildfireMitigation¦PlannedWSIPSystemHardening¦¦
24-0066176 | Wildfire Mitigation | Planned - WSIP/System Hardening |  |  | 2024 | Tier 2 | Distribution Circuit |  |  |  | 2474181 | Sus |  | WildfireMitigation¦PlannedWSIPSystemHardening¦¦
24-0066621 | Wildfire Mitigation | Planned - WSIP/System Hardening |  |  | 2024 | Tier 2 | Distribution Circuit |  |  |  | 2474257 | Sus |  | WildfireMitigation¦PlannedWSIPSystemHardening¦¦
24-0072445 | Company Initiated | Return Circuit Normal | Conductor- Overhead | Normal | 2024 | Tier 2 | Distribution Circuit |  |  |  | 2474356 | Sus |  | CompanyInitiated¦ReturnCircuitNormal¦ConductorOverhead¦Normal
24-0065906 | Company Initiated | Planned- maintenance |  |  | 2024 | Tier 3 | Distribution Circuit |  |  |  | 2474667 | Sus |  | CompanyInitiated¦Plannedmaintenance¦¦
24-0067851 | Company Initiated | Planned- maintenance |  |  | 2024 | Tier 2 | Distribution Circuit |  |  |  | 2474656 | Sus |  | CompanyInitiated¦Plannedmaintenance¦¦
24-0067945 | Wildfire Mitigation | Planned - WSIP/System Hardening |  |  | 2024 | Tier 3 | Transformer only |  |  |  | 2474685 | Sus |  | WildfireMitigation¦PlannedWSIPSystemHardening¦¦
24-0065484 | Wildfire Mitigation | Planned - WSIP/System Hardening |  |  | 2024 | Tier 3 | Transformer only |  |  |  | 2474718 | Sus |  | WildfireMitigation¦PlannedWSIPSystemHardening¦¦
24-0068782 | Wildfire Mitigation | Planned - WSIP/System Hardening |  |  | 2024 | Tier 2 | Distribution Circuit |  |  |  | 2474734 | Sus |  | WildfireMitigation¦PlannedWSIPSystemHardening¦¦
24-0068307 | Wildfire Mitigation | Planned - WSIP/System Hardening |  |  | 2024 | Tier 3 | Transformer only |  |  |  | 2474788 | Sus |  | WildfireMitigation¦PlannedWSIPSystemHardening¦¦
24-0068862 | Company Initiated | Planned- maintenance |  |  | 2024 | Tier 3 | Transformer only |  |  |  | 2475089 | Sus |  | CompanyInitiated¦Plannedmaintenance¦¦
24-0067409 | Wildfire Mitigation | Planned - WSIP/System Hardening |  |  | 2024 | Tier 3 | Transformer only |  |  |  | 2475097 | Sus |  | WildfireMitigation¦PlannedWSIPSystemHardening¦¦
24-0073235 | Unknown Cause | Patrol - found nothing |  |  | 2024 | Tier 3 | Distribution Circuit |  |  |  | 2475344 | Sus |  | UnknownCause¦Patrolfoundnothing¦¦
24-0073244 | Equipment Failure/Involved | Overhead | Recloser | Malfunctioning | 2024 | Tier 2 | Distribution Circuit |  |  |  | 2475347 | Sus |  | EquipmentFailureInvolved¦Overhead¦Recloser¦Malfunctioning
24-0073274 | Equipment Failure/Involved | Underground | Transformer (UG) | Leaking | 2024 | Tier 3 | Distribution Circuit |  |  |  | 2475409 | Sus |  | EquipmentFailureInvolved¦Underground¦Transformer(UG)¦Leaking
24-0073244 | Equipment Failure/Involved | Overhead | Recloser | Malfunctioning | 2024 | Tier 2 | Distribution Circuit |  |  |  | 2475455 | Sus |  | EquipmentFailureInvolved¦Overhead¦Recloser¦Malfunctioning
24-0073244 | Equipment Failure/Involved | Overhead | Recloser | Malfunctioning | 2024 | Tier 2 | Distribution Circuit |  |  |  | 2475493 | Sus |  | EquipmentFailureInvolved¦Overhead¦Recloser¦Malfunctioning
24-0073296 | Equipment Failure/Involved | Underground | Transformer (UG) | Broken | 2024 | Tier 2 | Distribution Circuit |  |  |  | 2475528 | Sus |  | EquipmentFailureInvolved¦Underground¦Transformer(UG)¦Broken
24-0067860 | Company Initiated | Planned- maintenance |  |  | 2024 | Tier 2 | Transformer only |  |  |  | 2475862 | Sus |  | CompanyInitiated¦Plannedmaintenance¦¦
24-0065885 | Company Initiated | Planned- maintenance |  |  | 2024 | Tier 2 | Distribution Circuit |  |  |  | 2475846 | Sus |  | CompanyInitiated¦Plannedmaintenance¦¦
24-0065985 | Company Initiated | Planned- capital |  |  | 2024 | Tier 2 | Distribution Circuit |  |  |  | 2475885 | Sus |  | CompanyInitiated¦Plannedcapital¦¦
24-0068470 | Company Initiated | Planned- maintenance |  |  | 2024 | Tier 3 | Distribution Circuit |  |  |  | 2475952 | Sus |  | CompanyInitiated¦Plannedmaintenance¦¦
24-0073519 | Unknown Cause | Patrol - found nothing |  |  | 2024 | Tier 3 | Transformer only |  |  |  | 2476118 | Sus |  | UnknownCause¦Patrolfoundnothing¦¦
24-0073573 | Equipment Failure/Involved | Overhead | Transformer | Failed/Faulted | 2024 | Tier 2 | Transformer only |  |  |  | 2476103 | Sus |  | EquipmentFailureInvolved¦Overhead¦Transformer¦FailedFaulted
24-0073737 | Vegetation | Tree - fell into line | Service conductor | Broken- wire on ground | 2024 | Tier 3 | Distribution Circuit |  |  |  | 2476387 | Sus |  | Vegetation¦Treefellintoline¦Serviceconductor¦Brokenwireonground
24-0068497 | Company Initiated | Planned- maintenance |  |  | 2024 | Tier 2 | Distribution Circuit |  |  |  | 2477476 | Sus |  | CompanyInitiated¦Plannedmaintenance¦¦
24-0067880 | Wildfire Mitigation | Planned - WSIP/System Hardening |  |  | 2024 | Tier 2 | Transformer only |  |  |  | 2477593 | Sus |  | WildfireMitigation¦PlannedWSIPSystemHardening¦¦
24-0067872 | Wildfire Mitigation | Planned - WSIP/System Hardening |  |  | 2024 | Tier 2 | Distribution Circuit |  |  |  | 2477636 | Sus |  | WildfireMitigation¦PlannedWSIPSystemHardening¦¦
24-0066170 | Wildfire Mitigation | Planned - WSIP/System Hardening |  |  | 2024 | Tier 3 | Transformer only |  |  |  | 2478935 | Sus |  | WildfireMitigation¦PlannedWSIPSystemHardening¦¦
24-0065476 | Wildfire Mitigation | Planned - WSIP/System Hardening |  |  | 2024 | Tier 3 | Transformer only |  |  |  | 2478967 | Sus |  | WildfireMitigation¦PlannedWSIPSystemHardening¦¦
24-0068831 | Company Initiated | Planned- maintenance |  |  | 2024 | Tier 2 | Distribution Circuit |  |  |  | 2478982 | Sus |  | CompanyInitiated¦Plannedmaintenance¦¦
24-0050328 | Company Initiated | Planned- maintenance |  |  | 2024 | Tier 2 | Distribution Circuit |  |  |  | 2479109 | Sus |  | CompanyInitiated¦Plannedmaintenance¦¦
24-0074912 | Vegetation | Tree - fell into line | Pole-Wood | Broken- wire on ground | 2024 | Tier 2 | Distribution Circuit |  |  |  | 2479851 | Sus |  | Vegetation¦Treefellintoline¦PoleWood¦Brokenwireonground
24-0075009 | Animal | Squirrel | Pothead(Riser Termination) | Normal | 2024 | Tier 2 | Distribution Circuit |  |  |  | 2480286 | Sus |  | Animal¦Squirrel¦Pothead(RiserTermination)¦Normal
24-0075192 | Unknown Cause | Patrol - found nothing |  |  | 2024 | Tier 3 | Distribution Circuit |  |  |  | 2480836 | Sus |  | UnknownCause¦Patrolfoundnothing¦¦
24-0069366 | Wildfire Mitigation | Planned - WSIP/System Hardening |  |  | 2024 | Tier 3 | Transformer only |  |  |  | 2481012 | Sus |  | WildfireMitigation¦PlannedWSIPSystemHardening¦¦
24-0069278 | Company Initiated | Planned- maintenance |  |  | 2024 | Tier 3 | Distribution Circuit |  |  |  | 2481027 | Sus |  | CompanyInitiated¦Plannedmaintenance¦¦
24-0069343 | Company Initiated | Planned- maintenance |  |  | 2024 | Tier 3 | Distribution Circuit |  |  |  | 2481190 | Sus |  | CompanyInitiated¦Plannedmaintenance¦¦
24-0071012 | Company Initiated | Planned- maintenance |  |  | 2024 | Tier 3 | Transformer only |  |  |  | 2481296 | Sus |  | CompanyInitiated¦Plannedmaintenance¦¦
24-0071025 | Company Initiated | Planned- maintenance |  |  | 2024 | Tier 3 | Transformer only |  |  |  | 2481391 | Sus |  | CompanyInitiated¦Plannedmaintenance¦¦
24-0070309 | Wildfire Mitigation | Planned - WSIP/System Hardening |  |  | 2024 | Tier 2 | Distribution Circuit |  |  |  | 2482053 | Sus |  | WildfireMitigation¦PlannedWSIPSystemHardening¦¦
24-0071051 | Company Initiated | Planned- maintenance |  |  | 2024 | Tier 2 | Transformer only |  |  |  | 2482201 | Sus |  | CompanyInitiated¦Plannedmaintenance¦¦
24-0068898 | Company Initiated | Planned- maintenance |  |  | 2024 | Tier 3 | Transformer only |  |  |  | 2482247 | Sus |  | CompanyInitiated¦Plannedmaintenance¦¦
24-0069424 | Company Initiated | Planned- capital |  |  | 2024 | Tier 3 | Distribution Circuit |  |  |  | 2482293 | Sus |  | CompanyInitiated¦Plannedcapital¦¦
24-0075960 | Unknown Cause | Patrol - found nothing |  |  | 2024 | Tier 3 | Distribution Circuit |  |  |  | 2482585 | Sus |  | UnknownCause¦Patrolfoundnothing¦¦
24-0076015 | Unknown Cause | Patrol - found nothing |  |  | 2024 | Tier 3 | Distribution Circuit |  |  |  | 2482871 | Sus |  | UnknownCause¦Patrolfoundnothing¦¦
24-0068143 | Company Initiated | Planned- maintenance |  |  | 2024 | Tier 2 | Distribution Circuit |  |  |  | 2483736 | Sus |  | CompanyInitiated¦Plannedmaintenance¦¦
24-0074691 | Wildfire Mitigation | Planned - WSIP/System Hardening |  |  | 2024 | Tier 3 | Transformer only |  |  |  | 2483442 | Sus |  | WildfireMitigation¦PlannedWSIPSystemHardening¦¦
24-0070598 | Wildfire Mitigation | Planned - WSIP/System Hardening |  |  | 2024 | Tier 3 | Transformer only |  |  |  | 2483613 | Sus |  | WildfireMitigation¦PlannedWSIPSystemHardening¦¦
24-0070590 | Wildfire Mitigation | Planned - WSIP/System Hardening |  |  | 2024 | Tier 3 | Distribution Circuit |  |  |  | 2483569 | Sus |  | WildfireMitigation¦PlannedWSIPSystemHardening¦¦
24-0076247 | Vegetation | Tree - fell into line | Conductor- Overhead | Broken- wire on ground | 2024 | Tier 3 | Distribution Circuit |  |  |  | 2483603 | Sus |  | Vegetation¦Treefellintoline¦ConductorOverhead¦Brokenwireonground
24-0076563 | Animal | Squirrel | Conductor- Overhead | Normal | 2024 | Tier 2 | Distribution Circuit |  |  |  | 2484200 | Sus |  | Animal¦Squirrel¦ConductorOverhead¦Normal
24-0068313 | Company Initiated | Planned- maintenance |  |  | 2024 | Tier 2 | Transformer only |  |  |  | 2484311 | Sus |  | CompanyInitiated¦Plannedmaintenance¦¦
24-0071600 | Wildfire Mitigation | Planned - WSIP/System Hardening |  |  | 2024 | Tier 2 | Distribution Circuit |  |  |  | 2484426 | Sus |  | WildfireMitigation¦PlannedWSIPSystemHardening¦¦
24-0076699 | Vegetation | Tree - fell into line | Conductor- Overhead | Normal | 2024 | Tier 3 | Distribution Circuit |  |  |  | 2484365 | Sus |  | Vegetation¦Treefellintoline¦ConductorOverhead¦Normal
24-0068759 | Company Initiated | Planned- maintenance |  |  | 2024 | Tier 2 | Distribution Circuit |  |  |  | 2485260 | Sus |  | CompanyInitiated¦Plannedmaintenance¦¦
24-0068698 | Wildfire Mitigation | Planned - WSIP/System Hardening |  |  | 2024 | Tier 2 | Distribution Circuit |  |  |  | 2485295 | Sus |  | WildfireMitigation¦PlannedWSIPSystemHardening¦¦
24-0067980 | Wildfire Mitigation | Planned - WSIP/System Hardening |  |  | 2024 | Tier 3 | Distribution Circuit |  |  |  | 2485334 | Sus |  | WildfireMitigation¦PlannedWSIPSystemHardening¦¦
24-0073517 | Wildfire Mitigation | Planned - WSIP/System Hardening |  |  | 2024 | Tier 2 | Transformer only |  |  |  | 2485393 | Sus |  | WildfireMitigation¦PlannedWSIPSystemHardening¦¦
24-0068054 | Wildfire Mitigation | Planned - WSIP/System Hardening |  |  | 2024 | Tier 2 | Distribution Circuit |  |  |  | 2486297 | Sus |  | WildfireMitigation¦PlannedWSIPSystemHardening¦¦
24-0077459 | Equipment Failure/Involved | Overhead | Fuse | Failed/Faulted | 2024 | Tier 2 | Distribution Circuit |  |  |  | 2486892 | Sus |  | EquipmentFailureInvolved¦Overhead¦Fuse¦FailedFaulted
24-0077464 | 3rd Party | Vehicle | Conductor- Overhead | Broken- wire on ground | 2024 | Tier 2 | Distribution Circuit |  |  |  | 2486928 | Sus |  | 3rdParty¦Vehicle¦ConductorOverhead¦Brokenwireonground
24-0077478 | Equipment Failure/Involved | Overhead | Transformer (OH) | Failed/Faulted | 2024 | Tier 3 | Transformer only |  |  |  | 2486941 | Sus |  | EquipmentFailureInvolved¦Overhead¦Transformer(OH)¦FailedFaulted
24-0077489 | 3rd Party | Customer Equipment | Customer Equipment | Malfunctioning | 2024 | Tier 2 | Distribution Circuit |  |  |  | 2487036 | Sus |  | 3rdParty¦CustomerEquipment¦CustomerEquipment¦Malfunctioning
24-0070797 | Wildfire Mitigation | Planned - WSIP/System Hardening | Conductor- Overhead | Normal | 2024 | Tier 2 | Distribution Circuit |  |  |  | 2487471 | Sus |  | WildfireMitigation¦PlannedWSIPSystemHardening¦ConductorOverhead¦Normal
24-0067981 | Company Initiated | Planned- maintenance |  |  | 2024 | Tier 3 | Distribution Circuit |  |  |  | 2487488 | Sus |  | CompanyInitiated¦Plannedmaintenance¦¦
24-0070827 | Company Initiated | Planned- capital |  |  | 2024 | Tier 3 | Distribution Circuit |  |  |  | 2487539 | Sus |  | CompanyInitiated¦Plannedcapital¦¦
24-0072332 | Wildfire Mitigation | Planned - WSIP/System Hardening |  |  | 2024 | Tier 3 | Distribution Circuit |  |  |  | 2487391 | Sus |  | WildfireMitigation¦PlannedWSIPSystemHardening¦¦
24-0072213 | Wildfire Mitigation | Planned - WSIP/System Hardening |  |  | 2024 | Tier 3 | Distribution Circuit |  |  |  | 2487433 | Sus |  | WildfireMitigation¦PlannedWSIPSystemHardening¦¦
24-0053884 | Company Initiated | Planned- capital |  |  | 2024 | Tier 2 | Distribution Circuit |  |  |  | 2487560 | Sus |  | CompanyInitiated¦Plannedcapital¦¦
24-0072230 | Company Initiated | Planned- maintenance |  |  | 2024 | Tier 3 | Distribution Circuit |  |  |  | 2487583 | Sus |  | CompanyInitiated¦Plannedmaintenance¦¦
24-0072338 | Wildfire Mitigation | Planned - WSIP/System Hardening |  |  | 2024 | Tier 3 | Transformer only |  |  |  | 2487752 | Sus |  | WildfireMitigation¦PlannedWSIPSystemHardening¦¦
24-0072341 | Wildfire Mitigation | Planned - WSIP/System Hardening |  |  | 2024 | Tier 3 | Transformer only |  |  |  | 2487895 | Sus |  | WildfireMitigation¦PlannedWSIPSystemHardening¦¦
24-0077733 | Company Initiated | Planned- capital |  |  | 2024 | Tier 2 | Distribution Circuit |  |  |  | 2487968 | Sus |  | CompanyInitiated¦Plannedcapital¦¦
24-0072221 | Wildfire Mitigation | Planned - WSIP/System Hardening |  |  | 2024 | Tier 2 | Distribution Circuit |  |  |  | 2487922 | Sus |  | WildfireMitigation¦PlannedWSIPSystemHardening¦¦
24-0077921 | Equipment Failure/Involved | Overhead | Transformer (OH) | Failed/Faulted | 2024 | Tier 2 | Transformer only |  |  |  | 2488795 | Sus |  | EquipmentFailureInvolved¦Overhead¦Transformer(OH)¦FailedFaulted
24-0077931 | Vegetation | Tree - branch fell on line | Conductor- Overhead | Broken- wire on ground | 2024 | Tier 3 | Distribution Circuit |  |  |  | 2488857 | Sus |  | Vegetation¦Treebranchfellonline¦ConductorOverhead¦Brokenwireonground
24-0070938 | Company Initiated | Planned- capital |  |  | 2024 | Tier 2 | Distribution Circuit |  |  |  | 2489007 | Sus |  | CompanyInitiated¦Plannedcapital¦¦
24-0053921 | Company Initiated | Planned- capital |  |  | 2024 | Tier 2 | Distribution Circuit |  |  |  | 2489034 | Sus |  | CompanyInitiated¦Plannedcapital¦¦
24-0072737 | Wildfire Mitigation | Planned - WSIP/System Hardening |  |  | 2024 | Tier 3 | Transformer only |  |  |  | 2489019 | Sus |  | WildfireMitigation¦PlannedWSIPSystemHardening¦¦
24-0070907 | Wildfire Mitigation | Planned - WSIP/System Hardening |  |  | 2024 | Tier 2 | Distribution Circuit |  |  |  | 2489035 | Sus |  | WildfireMitigation¦PlannedWSIPSystemHardening¦¦
24-0070829 | Wildfire Mitigation | Planned - WSIP/System Hardening |  |  | 2024 | Tier 2 | Distribution Circuit |  |  |  | 2489040 | Sus |  | WildfireMitigation¦PlannedWSIPSystemHardening¦¦
24-0069892 | Wildfire Mitigation | Planned - WSIP/System Hardening |  |  | 2024 | Tier 3 | Transformer only |  |  |  | 2489117 | Sus |  | WildfireMitigation¦PlannedWSIPSystemHardening¦¦
24-0073065 | Wildfire Mitigation | Planned - WSIP/System Hardening |  |  | 2024 | Tier 3 | Distribution Circuit |  |  |  | 2489288 | Sus |  | WildfireMitigation¦PlannedWSIPSystemHardening¦¦
24-0070835 | Wildfire Mitigation | Planned - WSIP/System Hardening |  |  | 2024 | Tier 2 | Distribution Circuit |  |  |  | 2489399 | Sus |  | WildfireMitigation¦PlannedWSIPSystemHardening¦¦
24-0078221 | Vegetation | Tree - fell into line | Conductor- Overhead | Broken- wire on ground | 2024 | Tier 3 | Distribution Circuit |  |  |  | 2489412 | Sus |  | Vegetation¦Treefellintoline¦ConductorOverhead¦Brokenwireonground
24-0078395 | Equipment Failure/Involved | Overhead | Pole-Wood | Deteriorated | 2024 | Tier 3 | Distribution Circuit |  |  |  | 2489851 | Sus |  | EquipmentFailureInvolved¦Overhead¦PoleWood¦Deteriorated
24-0072761 | Wildfire Mitigation | Planned - WSIP/System Hardening |  |  | 2024 | Tier 3 | Transformer only |  |  |  | 2489869 | Sus |  | WildfireMitigation¦PlannedWSIPSystemHardening¦¦
24-0073283 | Company Initiated | Planned- maintenance |  |  | 2024 | Tier 3 | Transformer only |  |  |  | 2490633 | Sus |  | CompanyInitiated¦Plannedmaintenance¦¦
24-0073632 | Company Initiated | Planned- maintenance |  |  | 2024 | Tier 3 | Distribution Circuit |  |  |  | 2490678 | Sus |  | CompanyInitiated¦Plannedmaintenance¦¦
24-0074777 | Wildfire Mitigation | Planned - WSIP/System Hardening |  |  | 2024 | Tier 2 | Distribution Circuit |  |  |  | 2490658 | Sus |  | WildfireMitigation¦PlannedWSIPSystemHardening¦¦
24-0070915 | Company Initiated | Planned- maintenance |  |  | 2024 | Tier 2 | Distribution Circuit |  |  |  | 2491367 | Sus |  | CompanyInitiated¦Plannedmaintenance¦¦
24-0070953 | Company Initiated | Planned- maintenance |  |  | 2024 | Tier 2 | Distribution Circuit |  |  |  | 2491363 | Sus |  | CompanyInitiated¦Plannedmaintenance¦¦
24-0054973 | Company Initiated | Planned- capital |  |  | 2024 | Tier 2 | Distribution Circuit |  |  |  | 2491372 | Sus |  | CompanyInitiated¦Plannedcapital¦¦
24-0079621 | Animal | Bird found | Conductor- Overhead | Normal | 2024 | Tier 2 | Distribution Circuit |  |  |  | 2493320 | Sus |  | Animal¦Birdfound¦ConductorOverhead¦Normal
24-0079614 | Equipment Failure/Involved | Overhead | Transformer (OH) | Failed/Faulted | 2024 | Tier 3 | Distribution Circuit |  |  |  | 2493334 | Sus |  | EquipmentFailureInvolved¦Overhead¦Transformer(OH)¦FailedFaulted
24-0074852 | Wildfire Mitigation | Planned - WSIP/System Hardening |  |  | 2024 | Tier 3 | Distribution Circuit |  |  |  | 2493456 | Sus |  | WildfireMitigation¦PlannedWSIPSystemHardening¦¦
24-0079739 | Animal | Bird found | Conductor- Overhead | Normal | 2024 | Tier 2 | Distribution Circuit |  |  |  | 2493735 | Sus |  | Animal¦Birdfound¦ConductorOverhead¦Normal
24-0073041 | Wildfire Mitigation | Planned - WSIP/System Hardening |  |  | 2024 | Tier 3 | Distribution Circuit |  |  |  | 2495026 | Sus |  | WildfireMitigation¦PlannedWSIPSystemHardening¦¦
24-0073061 | Company Initiated | Planned- maintenance |  |  | 2024 | Tier 3 | Distribution Circuit |  |  |  | 2495034 | Sus |  | CompanyInitiated¦Plannedmaintenance¦¦
24-0072618 | Company Initiated | Planned- capital |  |  | 2024 | Tier 3 | Distribution Circuit |  |  |  | 2495057 | Sus |  | CompanyInitiated¦Plannedcapital¦¦
24-0077187 | Company Initiated | Planned- maintenance |  |  | 2024 | Tier 3 | Distribution Circuit |  |  |  | 2496422 | Sus |  | CompanyInitiated¦Plannedmaintenance¦¦
24-0073112 | Company Initiated | Planned- maintenance |  |  | 2024 | Tier 3 | Transformer only |  |  |  | 2496377 | Sus |  | CompanyInitiated¦Plannedmaintenance¦¦
24-0072956 | Company Initiated | Planned- maintenance |  |  | 2024 | Tier 2 | Distribution Circuit |  |  |  | 2496385 | Sus |  | CompanyInitiated¦Plannedmaintenance¦¦
24-0075397 | Company Initiated | Planned- maintenance |  |  | 2024 | Tier 3 | Distribution Circuit |  |  |  | 2496527 | Sus |  | CompanyInitiated¦Plannedmaintenance¦¦
24-0074982 | Company Initiated | Planned- maintenance |  |  | 2024 | Tier 2 | Distribution Circuit |  |  |  | 2496529 | Sus |  | CompanyInitiated¦Plannedmaintenance¦¦
24-0076749 | Wildfire Mitigation | Planned - WSIP/System Hardening |  |  | 2024 | Tier 3 | Distribution Circuit |  |  |  | 2496785 | Sus |  | WildfireMitigation¦PlannedWSIPSystemHardening¦¦
24-0075448 | Wildfire Mitigation | Planned - WSIP/System Hardening |  |  | 2024 | Tier 3 | Transformer only |  |  |  | 2496900 | Sus |  | WildfireMitigation¦PlannedWSIPSystemHardening¦¦
24-0081025 | Equipment Failure/Involved | Overhead | Transformer | Broken | 2024 | Tier 2 | Transformer only |  |  |  | 2497010 | Sus |  | EquipmentFailureInvolved¦Overhead¦Transformer¦Broken
24-0075107 | Company Initiated | Planned- maintenance |  |  | 2024 | Tier 3 | Distribution Circuit |  |  |  | 2497439 | Sus |  | CompanyInitiated¦Plannedmaintenance¦¦
24-0075114 | Wildfire Mitigation | Planned - WSIP/System Hardening |  |  | 2024 | Tier 3 | Distribution Circuit |  |  |  | 2497414 | Sus |  | WildfireMitigation¦PlannedWSIPSystemHardening¦¦
24-0076887 | Company Initiated | Planned- capital |  |  | 2024 | Tier 2 | Distribution Circuit |  |  |  | 2497519 | Sus |  | CompanyInitiated¦Plannedcapital¦¦
24-0081512 | Vegetation | Tree - cutting- PG&E contractor | Conductor- Overhead | Normal | 2024 | Tier 3 | Distribution Circuit |  |  |  | 2497936 | Sus |  | Vegetation¦TreecuttingPG&Econtractor¦ConductorOverhead¦Normal
24-0078160 | Wildfire Mitigation | Planned - WSIP/System Hardening |  |  | 2024 | Tier 2 | Transformer only |  |  |  | 2498364 | Sus |  | WildfireMitigation¦PlannedWSIPSystemHardening¦¦
24-0073054 | Wildfire Mitigation | Planned - WSIP/System Hardening |  |  | 2024 | Tier 2 | Transformer only |  |  |  | 2498471 | Sus |  | WildfireMitigation¦PlannedWSIPSystemHardening¦¦
24-0075846 | Wildfire Mitigation | Planned - WSIP/System Hardening |  |  | 2024 | Tier 3 | Transformer only |  |  |  | 2498371 | Sus |  | WildfireMitigation¦PlannedWSIPSystemHardening¦¦
24-0075121 | Company Initiated | Planned- maintenance |  |  | 2024 | Tier 3 | Transformer only |  |  |  | 2498418 | Sus |  | CompanyInitiated¦Plannedmaintenance¦¦
24-0081735 | Vegetation | Tree - branch fell on line | Service conductor | Broken- wire on ground | 2024 | Tier 2 | Distribution Circuit |  |  |  | 2498491 | Sus |  | Vegetation¦Treebranchfellonline¦Serviceconductor¦Brokenwireonground
24-0073067 | Wildfire Mitigation | Planned - WSIP/System Hardening |  |  | 2024 | Tier 2 | Distribution Circuit |  |  |  | 2498560 | Sus |  | WildfireMitigation¦PlannedWSIPSystemHardening¦¦
24-0082271 | Vegetation | Tree - branch fell on line | Conductor- Overhead | Normal | 2024 | Tier 2 | Distribution Circuit |  |  |  | 2500276 | Sus |  | Vegetation¦Treebranchfellonline¦ConductorOverhead¦Normal
24-0082370 | Vegetation | Tree - branch fell on line | Conductor- Overhead | Broken- wire on ground | 2024 | Tier 3 | Distribution Circuit |  |  |  | 2500629 | Sus |  | Vegetation¦Treebranchfellonline¦ConductorOverhead¦Brokenwireonground
24-0075488 | Wildfire Mitigation | Planned - WSIP/System Hardening |  |  | 2024 | Tier 3 | Transformer only |  |  |  | 2500504 | Sus |  | WildfireMitigation¦PlannedWSIPSystemHardening¦¦
24-0075766 | Company Initiated | Planned- maintenance |  |  | 2024 | Tier 3 | Transformer only |  |  |  | 2500517 | Sus |  | CompanyInitiated¦Plannedmaintenance¦¦
24-0075741 | Company Initiated | Planned- maintenance |  |  | 2024 | Tier 3 | Transformer only |  |  |  | 2500552 | Sus |  | CompanyInitiated¦Plannedmaintenance¦¦
24-0075873 | Company Initiated | Planned- maintenance |  |  | 2024 | Tier 3 | Distribution Circuit |  |  |  | 2500478 | Sus |  | CompanyInitiated¦Plannedmaintenance¦¦
24-0075893 | Company Initiated | Planned- maintenance |  |  | 2024 | Tier 3 | Distribution Circuit |  |  |  | 2500557 | Sus |  | CompanyInitiated¦Plannedmaintenance¦¦
24-0082418 | Vegetation | Tree - branch fell on line | Conductor- Overhead | Normal | 2024 | Tier 2 | Distribution Circuit |  |  |  | 2500718 | Sus |  | Vegetation¦Treebranchfellonline¦ConductorOverhead¦Normal
24-0076794 | Wildfire Mitigation | Planned - WSIP/System Hardening |  |  | 2024 | Tier 3 | Transformer only |  |  |  | 2500859 | Sus |  | WildfireMitigation¦PlannedWSIPSystemHardening¦¦
24-0082715 | 3rd Party | Customer Equipment | Customer Equipment | Malfunctioning | 2024 | Tier 2 | Distribution Circuit |  |  |  | 2501205 | Sus |  | 3rdParty¦CustomerEquipment¦CustomerEquipment¦Malfunctioning
24-0075393 | Company Initiated | Planned- maintenance |  |  | 2024 | Tier 3 | Distribution Circuit |  |  |  | 2501710 | Sus |  | CompanyInitiated¦Plannedmaintenance¦¦
24-0077082 | Company Initiated | Planned- maintenance |  |  | 2024 | Tier 3 | Transformer only |  |  |  | 2501678 | Sus |  | CompanyInitiated¦Plannedmaintenance¦¦
24-0076165 | Company Initiated | Planned- capital |  |  | 2024 | Tier 3 | Distribution Circuit |  |  |  | 2501771 | Sus |  | CompanyInitiated¦Plannedcapital¦¦
24-0083195 | Unknown Cause | Patrol - found nothing |  |  | 2024 | Tier 2 | Distribution Circuit |  |  |  | 2502555 | Sus |  | UnknownCause¦Patrolfoundnothing¦¦
24-0083840 | Vegetation | Tree - fell into line | Conductor- Overhead | Broken- wire on ground | 2024 | Tier 3 | Distribution Circuit |  |  |  | 2504380 | Sus |  | Vegetation¦Treefellintoline¦ConductorOverhead¦Brokenwireonground
24-0084110 | Equipment Failure/Involved | Electrical Overload | Secondary | Burned Open | 2024 | Tier 2 | Transformer only |  |  |  | 2505439 | Sus |  | EquipmentFailureInvolved¦ElectricalOverload¦Secondary¦BurnedOpen
24-0078015 | Wildfire Mitigation | Planned - WSIP/System Hardening |  |  | 2024 | Tier 2 | Distribution Circuit |  |  |  | 2509828 | Sus |  | WildfireMitigation¦PlannedWSIPSystemHardening¦¦
24-0078083 | Wildfire Mitigation | Planned - WSIP/System Hardening |  |  | 2024 | Tier 2 | Distribution Circuit |  |  |  | 2509800 | Sus |  | WildfireMitigation¦PlannedWSIPSystemHardening¦¦
24-0079027 | Company Initiated | Planned- maintenance |  |  | 2024 | Tier 3 | Distribution Circuit |  |  |  | 2509773 | Sus |  | CompanyInitiated¦Plannedmaintenance¦¦
24-0077801 | Company Initiated | Planned- maintenance |  |  | 2024 | Tier 3 | Distribution Circuit |  |  |  | 2509887 | Sus |  | CompanyInitiated¦Plannedmaintenance¦¦
24-0078065 | Company Initiated | Planned- maintenance |  |  | 2024 | Tier 3 | Transformer only |  |  |  | 2509931 | Sus |  | CompanyInitiated¦Plannedmaintenance¦¦
24-0078089 | Wildfire Mitigation | Planned - WSIP/System Hardening |  |  | 2024 | Tier 2 | Transformer only |  |  |  | 2509967 | Sus |  | WildfireMitigation¦PlannedWSIPSystemHardening¦¦
24-0078118 | Company Initiated | Planned- maintenance |  |  | 2024 | Tier 3 | Transformer only |  |  |  | 2510294 | Sus |  | CompanyInitiated¦Plannedmaintenance¦¦
24-0078209 | Wildfire Mitigation | Planned - WSIP/System Hardening |  |  | 2024 | Tier 3 | Distribution Circuit |  |  |  | 2510405 | Sus |  | WildfireMitigation¦PlannedWSIPSystemHardening¦¦
24-0078146 | Company Initiated | Planned- maintenance |  |  | 2024 | Tier 3 | Distribution Circuit |  |  |  | 2510551 | Sus |  | CompanyInitiated¦Plannedmaintenance¦¦
24-0077180 | Company Initiated | Planned- capital |  |  | 2024 | Tier 2 | Distribution Circuit |  |  |  | 2511189 | Sus |  | CompanyInitiated¦Plannedcapital¦¦
24-0078105 | Company Initiated | Planned- maintenance |  |  | 2024 | Tier 2 | Distribution Circuit |  |  |  | 2511232 | Sus |  | CompanyInitiated¦Plannedmaintenance¦¦
24-0081293 | Company Initiated | Planned- maintenance |  |  | 2024 | Tier 3 | Transformer only |  |  |  | 2511326 | Sus |  | CompanyInitiated¦Plannedmaintenance¦¦
24-0079035 | Company Initiated | Planned- maintenance |  |  | 2024 | Tier 3 | Distribution Circuit |  |  |  | 2511328 | Sus |  | CompanyInitiated¦Plannedmaintenance¦¦
24-0070563 | Company Initiated | Planned- maintenance |  |  | 2024 | Tier 2 | Distribution Circuit |  |  |  | 2512101 | Sus |  | CompanyInitiated¦Plannedmaintenance¦¦
24-0078101 | Wildfire Mitigation | Planned - WSIP/System Hardening |  |  | 2024 | Tier 2 | Distribution Circuit |  |  |  | 2512139 | Sus |  | WildfireMitigation¦PlannedWSIPSystemHardening¦¦
24-0079122 | Wildfire Mitigation | Planned - WSIP/System Hardening |  |  | 2024 | Tier 2 | Distribution Circuit |  |  |  | 2512189 | Sus |  | WildfireMitigation¦PlannedWSIPSystemHardening¦¦
24-0080319 | Company Initiated | Planned- maintenance |  |  | 2024 | Tier 2 | Distribution Circuit |  |  |  | 2512284 | Sus |  | CompanyInitiated¦Plannedmaintenance¦¦
24-0081821 | Company Initiated | Planned- maintenance |  |  | 2024 | Tier 3 | Distribution Circuit |  |  |  | 2512299 | Sus |  | CompanyInitiated¦Plannedmaintenance¦¦
24-0080353 | Wildfire Mitigation | Planned - WSIP/System Hardening |  |  | 2024 | Tier 3 | Distribution Circuit |  |  |  | 2513440 | Sus |  | WildfireMitigation¦PlannedWSIPSystemHardening¦¦
24-0080361 | Wildfire Mitigation | Planned - WSIP/System Hardening |  |  | 2024 | Tier 3 | Transformer only |  |  |  | 2513461 | Sus |  | WildfireMitigation¦PlannedWSIPSystemHardening¦¦
24-0078240 | Company Initiated | Planned- maintenance |  |  | 2024 | Tier 2 | Distribution Circuit |  |  |  | 2513963 | Sus |  | CompanyInitiated¦Plannedmaintenance¦¦
24-0078108 | Wildfire Mitigation | Planned - WSIP/System Hardening |  |  | 2024 | Tier 3 | Distribution Circuit |  |  |  | 2513609 | Sus |  | WildfireMitigation¦PlannedWSIPSystemHardening¦¦
24-0077737 | Company Initiated | Planned- maintenance |  |  | 2024 | Tier 2 | Transformer only |  |  |  | 2514751 | Sus |  | CompanyInitiated¦Plannedmaintenance¦¦
24-0078052 | Wildfire Mitigation | Planned - WSIP/System Hardening |  |  | 2024 | Tier 2 | Distribution Circuit |  |  |  | 2514707 | Sus |  | WildfireMitigation¦PlannedWSIPSystemHardening¦¦
24-0080944 | Company Initiated | Planned- maintenance |  |  | 2024 | Tier 3 | Distribution Circuit |  |  |  | 2514767 | Sus |  | CompanyInitiated¦Plannedmaintenance¦¦
24-0080946 | Wildfire Mitigation | Planned - WSIP/System Hardening |  |  | 2024 | Tier 3 | Transformer only |  |  |  | 2514837 | Sus |  | WildfireMitigation¦PlannedWSIPSystemHardening¦¦
24-0081384 | Company Initiated | Planned- maintenance |  |  | 2024 | Tier 3 | Distribution Circuit |  |  |  | 2515004 | Sus |  | CompanyInitiated¦Plannedmaintenance¦¦
24-0081384 | Company Initiated | Planned- maintenance |  |  | 2024 | Tier 3 | Distribution Circuit |  |  |  | 2515421 | Sus |  | CompanyInitiated¦Plannedmaintenance¦¦
24-0087289 | Company Initiated | Planned- maintenance | Transformer | Normal | 2024 | Tier 2 | Transformer only |  |  |  | 2515083 | Sus |  | CompanyInitiated¦Plannedmaintenance¦Transformer¦Normal
24-0087436 | Vegetation | Tree - branch fell on line | Conductor- Overhead | Normal | 2024 | Tier 3 | Distribution Circuit |  |  |  | 2515631 | Sus |  | Vegetation¦Treebranchfellonline¦ConductorOverhead¦Normal
24-0080150 | Wildfire Mitigation | Planned - WSIP/System Hardening |  |  | 2024 | Tier 2 | Distribution Circuit |  |  |  | 2517276 | Sus |  | WildfireMitigation¦PlannedWSIPSystemHardening¦¦
24-0081152 | Wildfire Mitigation | Planned - WSIP/System Hardening |  |  | 2024 | Tier 3 | Distribution Circuit |  |  |  | 2516960 | Sus |  | WildfireMitigation¦PlannedWSIPSystemHardening¦¦
24-0081641 | Company Initiated | Planned- maintenance |  |  | 2024 | Tier 2 | Distribution Circuit |  |  |  | 2517033 | Sus |  | CompanyInitiated¦Plannedmaintenance¦¦
24-0083161 | Wildfire Mitigation | Planned - WSIP/System Hardening |  |  | 2024 | Tier 2 | Distribution Circuit |  |  |  | 2517092 | Sus |  | WildfireMitigation¦PlannedWSIPSystemHardening¦¦
24-0080338 | Company Initiated | Planned- maintenance |  |  | 2024 | Tier 3 | Distribution Circuit |  |  |  | 2517086 | Sus |  | CompanyInitiated¦Plannedmaintenance¦¦
24-0087829 | Equipment Failure/Involved | Overhead | Pole-Wood | Deteriorated | 2024 | Tier 2 | Distribution Circuit |  |  |  | 2517312 | Sus |  | EquipmentFailureInvolved¦Overhead¦PoleWood¦Deteriorated
24-0083165 | Wildfire Mitigation | Planned - WSIP/System Hardening |  |  | 2024 | Tier 2 | Distribution Circuit |  |  |  | 2517420 | Sus |  | WildfireMitigation¦PlannedWSIPSystemHardening¦¦
24-0083032 | Company Initiated | Planned- maintenance |  |  | 2024 | Tier 3 | Distribution Circuit |  |  |  | 2517447 | Sus |  | CompanyInitiated¦Plannedmaintenance¦¦
24-0078421 | Wildfire Mitigation | Planned - WSIP/System Hardening |  |  | 2024 | Tier 2 | Distribution Circuit |  |  |  | 2517962 | Sus |  | WildfireMitigation¦PlannedWSIPSystemHardening¦¦
24-0081871 | Company Initiated | Planned- maintenance |  |  | 2024 | Tier 3 | Distribution Circuit |  |  |  | 2517920 | Sus |  | CompanyInitiated¦Plannedmaintenance¦¦
24-0070898 | Company Initiated | Planned- capital |  |  | 2024 | Tier 3 | Distribution Circuit |  |  |  | 2518040 | Sus |  | CompanyInitiated¦Plannedcapital¦¦
24-0080336 | Company Initiated | Planned- maintenance |  |  | 2024 | Tier 2 | Transformer only |  |  |  | 2518007 | Sus |  | CompanyInitiated¦Plannedmaintenance¦¦
24-0081808 | Wildfire Mitigation | Planned - WSIP/System Hardening |  |  | 2024 | Tier 3 | Distribution Circuit |  |  |  | 2518047 | Sus |  | WildfireMitigation¦PlannedWSIPSystemHardening¦¦
24-0083659 | Company Initiated | Planned- maintenance |  |  | 2024 | Tier 3 | Distribution Circuit |  |  |  | 2518091 | Sus |  | CompanyInitiated¦Plannedmaintenance¦¦
24-0080156 | Company Initiated | Planned- maintenance |  |  | 2024 | Tier 3 | Distribution Circuit |  |  |  | 2519052 | Sus |  | CompanyInitiated¦Plannedmaintenance¦¦
24-0080954 | Wildfire Mitigation | Planned - WSIP/System Hardening |  |  | 2024 | Tier 2 | Transformer only |  |  |  | 2519100 | Sus |  | WildfireMitigation¦PlannedWSIPSystemHardening¦¦
24-0082831 | Wildfire Mitigation | Planned - WSIP/System Hardening |  |  | 2024 | Tier 3 | Transformer only |  |  |  | 2519156 | Sus |  | WildfireMitigation¦PlannedWSIPSystemHardening¦¦
24-0082822 | Company Initiated | Planned- maintenance |  |  | 2024 | Tier 3 | Distribution Circuit |  |  |  | 2519141 | Sus |  | CompanyInitiated¦Plannedmaintenance¦¦
24-0082850 | Wildfire Mitigation | Planned - WSIP/System Hardening |  |  | 2024 | Tier 3 | Transformer only |  |  |  | 2519178 | Sus |  | WildfireMitigation¦PlannedWSIPSystemHardening¦¦
24-0082856 | Wildfire Mitigation | Planned - WSIP/System Hardening |  |  | 2024 | Tier 3 | Transformer only |  |  |  | 2519249 | Sus |  | WildfireMitigation¦PlannedWSIPSystemHardening¦¦
24-0078235 | Company Initiated | Planned- capital |  |  | 2024 | Tier 2 | Distribution Circuit |  |  |  | 2519299 | Sus |  | CompanyInitiated¦Plannedcapital¦¦
24-0089100 | Equipment Failure/Involved | Overhead | Conductor- Overhead | Deteriorated | 2024 | Tier 3 | Distribution Circuit |  |  |  | 2519935 | Sus |  | EquipmentFailureInvolved¦Overhead¦ConductorOverhead¦Deteriorated
24-0082867 | Company Initiated | Planned- maintenance |  |  | 2024 | Tier 2 | Transformer only |  |  |  | 2520100 | Sus |  | CompanyInitiated¦Plannedmaintenance¦¦
24-0082868 | Company Initiated | Planned- maintenance |  |  | 2024 | Tier 2 | Distribution Circuit |  |  |  | 2520098 | Sus |  | CompanyInitiated¦Plannedmaintenance¦¦
24-0081355 | Wildfire Mitigation | Planned - WSIP/System Hardening |  |  | 2024 | Tier 2 | Distribution Circuit |  |  |  | 2520152 | Sus |  | WildfireMitigation¦PlannedWSIPSystemHardening¦¦
24-0089257 | Equipment Failure/Involved | Overhead | Crossarm- Wood | Deteriorated | 2024 | Tier 3 | Distribution Circuit |  |  |  | 2520191 | Sus |  | EquipmentFailureInvolved¦Overhead¦CrossarmWood¦Deteriorated
24-0081368 | Wildfire Mitigation | Planned - WSIP/System Hardening |  |  | 2024 | Tier 3 | Transformer only |  |  |  | 2520237 | Sus |  | WildfireMitigation¦PlannedWSIPSystemHardening¦¦
24-0089355 | Equipment Failure/Involved | Overhead | Service conductor | Deteriorated | 2024 | Tier 3 | Transformer only |  |  |  | 2520311 | Sus |  | EquipmentFailureInvolved¦Overhead¦Serviceconductor¦Deteriorated
24-0083612 | Company Initiated | Planned- maintenance |  |  | 2024 | Tier 2 | Distribution Circuit |  |  |  | 2521071 | Sus |  | CompanyInitiated¦Plannedmaintenance¦¦
24-0082929 | Company Initiated | Planned- maintenance |  |  | 2024 | Tier 3 | Transformer only |  |  |  | 2520882 | Sus |  | CompanyInitiated¦Plannedmaintenance¦¦
24-0080213 | Wildfire Mitigation | Planned - WSIP/System Hardening |  |  | 2024 | Tier 2 | Distribution Circuit |  |  |  | 2520896 | Sus |  | WildfireMitigation¦PlannedWSIPSystemHardening¦¦
24-0083170 | Company Initiated | Planned- maintenance |  |  | 2024 | Tier 3 | Distribution Circuit |  |  |  | 2520913 | Sus |  | CompanyInitiated¦Plannedmaintenance¦¦
24-0089700 | Company Initiated | Personnel- company | Conductor- Overhead | Normal | 2024 | Tier 2 | Distribution Circuit |  |  |  | 2521038 | Sus |  | CompanyInitiated¦Personnelcompany¦ConductorOverhead¦Normal
24-0082896 | Wildfire Mitigation | Planned - WSIP/System Hardening |  |  | 2024 | Tier 3 | Transformer only |  |  |  | 2521117 | Sus |  | WildfireMitigation¦PlannedWSIPSystemHardening¦¦
24-0089773 | Equipment Failure/Involved | Overhead | Conductor- Overhead | Deteriorated | 2024 | Tier 3 | Distribution Circuit |  |  |  | 2521149 | Sus |  | EquipmentFailureInvolved¦Overhead¦ConductorOverhead¦Deteriorated
24-0089858 | Equipment Failure/Involved | Overhead | Pole-Wood | Broken | 2024 | Tier 2 | Distribution Circuit |  |  |  | 2521251 | Sus |  | EquipmentFailureInvolved¦Overhead¦PoleWood¦Broken
24-0090182 | Equipment Failure/Involved | Underground | Fuse | Burned Open | 2024 | Tier 3 | Transformer only |  |  |  | 2522397 | Sus |  | EquipmentFailureInvolved¦Underground¦Fuse¦BurnedOpen
24-0090233 | 3rd Party | Vehicle | Pole-Wood | Broken | 2024 | Tier 3 | Distribution Circuit |  |  |  | 2522737 | Sus |  | 3rdParty¦Vehicle¦PoleWood¦Broken
24-0090253 | Unknown Cause | Patrol - found nothing |  |  | 2024 | Tier 3 | Distribution Circuit |  |  |  | 2522766 | Sus |  | UnknownCause¦Patrolfoundnothing¦¦
24-0081625 | Wildfire Mitigation | Planned - WSIP/System Hardening |  |  | 2024 | Tier 2 | Transformer only |  |  |  | 2522898 | Sus |  | WildfireMitigation¦PlannedWSIPSystemHardening¦¦
24-0090337 | Vegetation | Tree - cutting- PG&E contractor | Conductor- Overhead | Broken- wire on ground | 2024 | Tier 2 | Distribution Circuit |  |  |  | 2523025 | Sus |  | Vegetation¦TreecuttingPG&Econtractor¦ConductorOverhead¦Brokenwireonground
24-0083097 | Wildfire Mitigation | Planned - WSIP/System Hardening |  |  | 2024 | Tier 2 | Distribution Circuit |  |  |  | 2523141 | Sus |  | WildfireMitigation¦PlannedWSIPSystemHardening¦¦
24-0076231 | Company Initiated | Planned- maintenance |  |  | 2024 | Tier 2 | Distribution Circuit |  |  |  | 2523860 | Sus |  | CompanyInitiated¦Plannedmaintenance¦¦
24-0081628 | Wildfire Mitigation | Planned - WSIP/System Hardening |  |  | 2024 | Tier 2 | Distribution Circuit |  |  |  | 2523932 | Sus |  | WildfireMitigation¦PlannedWSIPSystemHardening¦¦
24-0082959 | Company Initiated | Planned- maintenance |  |  | 2024 | Tier 3 | Distribution Circuit |  |  |  | 2523981 | Sus |  | CompanyInitiated¦Plannedmaintenance¦¦
24-0086859 | Company Initiated | Planned- maintenance |  |  | 2024 | Tier 3 | Distribution Circuit |  |  |  | 2524156 | Sus |  | CompanyInitiated¦Plannedmaintenance¦¦
24-0086360 | Company Initiated | Planned- maintenance |  |  | 2024 | Tier 3 | Distribution Circuit |  |  |  | 2525220 | Sus |  | CompanyInitiated¦Plannedmaintenance¦¦
24-0085704 | Wildfire Mitigation | Planned - WSIP/System Hardening |  |  | 2024 | Tier 3 | Transformer only |  |  |  | 2525286 | Sus |  | WildfireMitigation¦PlannedWSIPSystemHardening¦¦
24-0086346 | Wildfire Mitigation | Planned - WSIP/System Hardening |  |  | 2024 | Tier 2 | Distribution Circuit |  |  |  | 2525272 | Sus |  | WildfireMitigation¦PlannedWSIPSystemHardening¦¦
24-0086497 | Company Initiated | Planned- maintenance |  |  | 2024 | Tier 2 | Distribution Circuit |  |  |  | 2525366 | Sus |  | CompanyInitiated¦Plannedmaintenance¦¦
24-0085693 | Wildfire Mitigation | Planned - WSIP/System Hardening |  |  | 2024 | Tier 3 | Distribution Circuit |  |  |  | 2525595 | Sus |  | WildfireMitigation¦PlannedWSIPSystemHardening¦¦
24-0082623 | Wildfire Mitigation | Planned - WSIP/System Hardening |  |  | 2024 | Tier 3 | Distribution Circuit |  |  |  | 2525682 | Sus |  | WildfireMitigation¦PlannedWSIPSystemHardening¦¦
24-0085682 | Wildfire Mitigation | Planned - WSIP/System Hardening |  |  | 2024 | Tier 3 | Transformer only |  |  |  | 2525846 | Sus |  | WildfireMitigation¦PlannedWSIPSystemHardening¦¦
24-0080713 | Wildfire Mitigation | Planned - WSIP/System Hardening |  |  | 2024 | Tier 2 | Distribution Circuit |  |  |  | 2526429 | Sus |  | WildfireMitigation¦PlannedWSIPSystemHardening¦¦
24-0087259 | Company Initiated | Planned- maintenance |  |  | 2024 | Tier 2 | Distribution Circuit |  |  |  | 2526471 | Sus |  | CompanyInitiated¦Plannedmaintenance¦¦
24-0082643 | Wildfire Mitigation | Planned - WSIP/System Hardening |  |  | 2024 | Tier 3 | Distribution Circuit |  |  |  | 2526503 | Sus |  | WildfireMitigation¦PlannedWSIPSystemHardening¦¦
24-0085203 | Wildfire Mitigation | Planned - WSIP/System Hardening |  |  | 2024 | Tier 2 | Distribution Circuit |  |  |  | 2528155 | Sus |  | WildfireMitigation¦PlannedWSIPSystemHardening¦¦
24-0092788 | Vegetation | Tree - branch fell on line | Conductor- Overhead | Normal | 2024 | Tier 2 | Distribution Circuit |  |  |  | 2528388 | Sus |  | Vegetation¦Treebranchfellonline¦ConductorOverhead¦Normal
24-0092956 | 3rd Party | Customer Equipment | Other | Malfunctioning | 2024 | Tier 2 | Distribution Circuit |  |  |  | 2528839 | Sus |  | 3rdParty¦CustomerEquipment¦Other¦Malfunctioning
24-0086127 | Wildfire Mitigation | Planned - WSIP/System Hardening |  |  | 2024 | Tier 3 | Transformer only |  |  |  | 2528942 | Sus |  | WildfireMitigation¦PlannedWSIPSystemHardening¦¦
24-0085686 | Wildfire Mitigation | Planned - WSIP/System Hardening |  |  | 2024 | Tier 2 | Distribution Circuit |  |  |  | 2528937 | Sus |  | WildfireMitigation¦PlannedWSIPSystemHardening¦¦
24-0086053 | Wildfire Mitigation | Planned - WSIP/System Hardening |  |  | 2024 | Tier 3 | Transformer only |  |  |  | 2528952 | Sus |  | WildfireMitigation¦PlannedWSIPSystemHardening¦¦
24-0088603 | Wildfire Mitigation | Planned - WSIP/System Hardening |  |  | 2024 | Tier 3 | Transformer only |  |  |  | 2528960 | Sus |  | WildfireMitigation¦PlannedWSIPSystemHardening¦¦
24-0083548 | Company Initiated | Planned- maintenance |  |  | 2024 | Tier 2 | Distribution Circuit |  |  |  | 2529040 | Sus |  | CompanyInitiated¦Plannedmaintenance¦¦
24-0088893 | Company Initiated | Planned- maintenance |  |  | 2024 | Tier 3 | Transformer only |  |  |  | 2529066 | Sus |  | CompanyInitiated¦Plannedmaintenance¦¦
24-0085702 | Wildfire Mitigation | Planned - WSIP/System Hardening |  |  | 2024 | Tier 2 | Distribution Circuit |  |  |  | 2529276 | Sus |  | WildfireMitigation¦PlannedWSIPSystemHardening¦¦
24-0093432 | Equipment Failure/Involved | Underground | Transformer (UG) | Leaking | 2024 | Tier 3 | Distribution Circuit |  |  |  | 2529811 | Sus |  | EquipmentFailureInvolved¦Underground¦Transformer(UG)¦Leaking
24-0088818 | Wildfire Mitigation | Planned - WSIP/System Hardening |  |  | 2024 | Tier 3 | Distribution Circuit |  |  |  | 2529981 | Sus |  | WildfireMitigation¦PlannedWSIPSystemHardening¦¦
24-0086626 | Wildfire Mitigation | Planned - WSIP/System Hardening |  |  | 2024 | Tier 2 | Distribution Circuit |  |  |  | 2530022 | Sus |  | WildfireMitigation¦PlannedWSIPSystemHardening¦¦
24-0088954 | Wildfire Mitigation | Planned - WSIP/System Hardening |  |  | 2024 | Tier 3 | Distribution Circuit |  |  |  | 2530019 | Sus |  | WildfireMitigation¦PlannedWSIPSystemHardening¦¦
24-0088806 | Wildfire Mitigation | Planned - WSIP/System Hardening |  |  | 2024 | Tier 3 | Distribution Circuit |  |  |  | 2530066 | Sus |  | WildfireMitigation¦PlannedWSIPSystemHardening¦¦
24-0088949 | Company Initiated | Planned- maintenance |  |  | 2024 | Tier 3 | Transformer only |  |  |  | 2530107 | Sus |  | CompanyInitiated¦Plannedmaintenance¦¦
24-0080408 | Wildfire Mitigation | Planned - WSIP/System Hardening |  |  | 2024 | Tier 3 | Distribution Circuit |  |  |  | 2529998 | Sus |  | WildfireMitigation¦PlannedWSIPSystemHardening¦¦
24-0088887 | Company Initiated | Planned- maintenance |  |  | 2024 | Tier 3 | Distribution Circuit |  |  |  | 2530181 | Sus |  | CompanyInitiated¦Plannedmaintenance¦¦
24-0083568 | Company Initiated | Planned- capital |  |  | 2024 | Tier 2 | Distribution Circuit |  |  |  | 2530231 | Sus |  | CompanyInitiated¦Plannedcapital¦¦
24-0086643 | Wildfire Mitigation | Planned - WSIP/System Hardening |  |  | 2024 | Tier 2 | Distribution Circuit |  |  |  | 2530334 | Sus |  | WildfireMitigation¦PlannedWSIPSystemHardening¦¦
24-0093936 | 3rd Party | Vehicle | Pole-Wood | Broken | 2024 | Tier 2 | Distribution Circuit |  |  |  | 2530609 | Sus |  | 3rdParty¦Vehicle¦PoleWood¦Broken
24-0083119 | Wildfire Mitigation | Planned - WSIP/System Hardening |  |  | 2024 | Tier 3 | Distribution Circuit |  |  |  | 2530811 | Sus |  | WildfireMitigation¦PlannedWSIPSystemHardening¦¦
24-0089038 | Company Initiated | Planned- maintenance |  |  | 2024 | Tier 3 | Transformer only |  |  |  | 2530865 | Sus |  | CompanyInitiated¦Plannedmaintenance¦¦
24-0083152 | Wildfire Mitigation | Planned - WSIP/System Hardening |  |  | 2024 | Tier 3 | Distribution Circuit |  |  |  | 2530883 | Sus |  | WildfireMitigation¦PlannedWSIPSystemHardening¦¦
24-0088996 | Wildfire Mitigation | Planned - WSIP/System Hardening |  |  | 2024 | Tier 3 | Distribution Circuit |  |  |  | 2530921 | Sus |  | WildfireMitigation¦PlannedWSIPSystemHardening¦¦
24-0088876 | Wildfire Mitigation | Planned - WSIP/System Hardening |  |  | 2024 | Tier 3 | Transformer only |  |  |  | 2530938 | Sus |  | WildfireMitigation¦PlannedWSIPSystemHardening¦¦
24-0089004 | Company Initiated | Planned- maintenance |  |  | 2024 | Tier 2 | Transformer only |  |  |  | 2530953 | Sus |  | CompanyInitiated¦Plannedmaintenance¦¦
24-0089014 | Company Initiated | Planned- maintenance |  |  | 2024 | Tier 3 | Distribution Circuit |  |  |  | 2530950 | Sus |  | CompanyInitiated¦Plannedmaintenance¦¦
24-0089923 | Wildfire Mitigation | Planned - WSIP/System Hardening |  |  | 2024 | Tier 3 | Distribution Circuit |  |  |  | 2530793 | Sus |  | WildfireMitigation¦PlannedWSIPSystemHardening¦¦
24-0089930 | Wildfire Mitigation | Planned - WSIP/System Hardening |  |  | 2024 | Tier 3 | Distribution Circuit |  |  |  | 2530794 | Sus |  | WildfireMitigation¦PlannedWSIPSystemHardening¦¦
24-0088830 | Wildfire Mitigation | Planned - WSIP/System Hardening |  |  | 2024 | Tier 3 | Transformer only |  |  |  | 2531285 | Sus |  | WildfireMitigation¦PlannedWSIPSystemHardening¦¦
24-0089991 | Wildfire Mitigation | Planned - WSIP/System Hardening |  |  | 2024 | Tier 3 | Distribution Circuit |  |  |  | 2531870 | Sus |  | WildfireMitigation¦PlannedWSIPSystemHardening¦¦
24-0089046 | Company Initiated | Planned- maintenance |  |  | 2024 | Tier 3 | Distribution Circuit |  |  |  | 2531712 | Sus |  | CompanyInitiated¦Plannedmaintenance¦¦
24-0089044 | Company Initiated | Planned- capital |  |  | 2024 | Tier 3 | Distribution Circuit |  |  |  | 2531777 | Sus |  | CompanyInitiated¦Plannedcapital¦¦
24-0085753 | Company Initiated | Planned- maintenance |  |  | 2024 | Tier 3 | Distribution Circuit |  |  |  | 2531819 | Sus |  | CompanyInitiated¦Plannedmaintenance¦¦
24-0089663 | Wildfire Mitigation | Planned - WSIP/System Hardening |  |  | 2024 | Tier 3 | Distribution Circuit |  |  |  | 2531905 | Sus |  | WildfireMitigation¦PlannedWSIPSystemHardening¦¦
24-0089993 | Wildfire Mitigation | Planned - WSIP/System Hardening |  |  | 2024 | Tier 3 | Distribution Circuit |  |  |  | 2531645 | Sus |  | WildfireMitigation¦PlannedWSIPSystemHardening¦¦
24-0089687 | Wildfire Mitigation | Planned - WSIP/System Hardening |  |  | 2024 | Tier 3 | Distribution Circuit |  |  |  | 2531937 | Sus |  | WildfireMitigation¦PlannedWSIPSystemHardening¦¦
24-0094847 | Equipment Failure/Involved | Overhead | Conductor- Overhead | Normal | 2024 | Tier 3 | Distribution Circuit |  |  |  | 2532234 | Sus |  | EquipmentFailureInvolved¦Overhead¦ConductorOverhead¦Normal
24-0094941 | Unknown Cause | Patrol - found nothing |  |  | 2024 | Tier 2 | Distribution Circuit |  |  |  | 2532486 | Sus |  | UnknownCause¦Patrolfoundnothing¦¦
24-0090482 | Company Initiated | Planned- maintenance |  |  | 2024 | Tier 3 | Distribution Circuit |  |  |  | 2532684 | Sus |  | CompanyInitiated¦Plannedmaintenance¦¦
24-0089997 | Wildfire Mitigation | Planned - WSIP/System Hardening |  |  | 2024 | Tier 3 | Distribution Circuit |  |  |  | 2532643 | Sus |  | WildfireMitigation¦PlannedWSIPSystemHardening¦¦
24-0090513 | Wildfire Mitigation | Planned - WSIP/System Hardening |  |  | 2024 | Tier 3 | Distribution Circuit |  |  |  | 2532716 | Sus |  | WildfireMitigation¦PlannedWSIPSystemHardening¦¦
24-0089995 | Wildfire Mitigation | Planned - WSIP/System Hardening |  |  | 2024 | Tier 3 | Distribution Circuit |  |  |  | 2532735 | Sus |  | WildfireMitigation¦PlannedWSIPSystemHardening¦¦
24-0085606 | Company Initiated | Planned- maintenance |  |  | 2024 | Tier 2 | Transformer only |  |  |  | 2532779 | Sus |  | CompanyInitiated¦Plannedmaintenance¦¦
24-0090002 | Wildfire Mitigation | Planned - WSIP/System Hardening |  |  | 2024 | Tier 3 | Transformer only |  |  |  | 2533183 | Sus |  | WildfireMitigation¦PlannedWSIPSystemHardening¦¦
24-0095331 | Unknown Cause | Patrol - found nothing |  |  | 2024 | Tier 2 | Distribution Circuit |  |  |  | 2533361 | Sus |  | UnknownCause¦Patrolfoundnothing¦¦
24-0095428 | Vegetation | Tree - branch fell on line | Service conductor | Broken- wire on ground | 2024 | Tier 3 | Distribution Circuit |  |  |  | 2533714 | Sus |  | Vegetation¦Treebranchfellonline¦Serviceconductor¦Brokenwireonground
24-0092447 | Company Initiated | Planned- maintenance |  |  | 2024 | Tier 2 | Transformer only |  |  |  | 2534110 | Sus |  | CompanyInitiated¦Plannedmaintenance¦¦
24-0092402 | Wildfire Mitigation | Planned - WSIP/System Hardening |  |  | 2024 | Tier 3 | Distribution Circuit |  |  |  | 2534609 | Sus |  | WildfireMitigation¦PlannedWSIPSystemHardening¦¦
24-0090902 | Company Initiated | Planned- maintenance |  |  | 2024 | Tier 3 | Distribution Circuit |  |  |  | 2534661 | Sus |  | CompanyInitiated¦Plannedmaintenance¦¦
24-0091547 | Wildfire Mitigation | Planned - WSIP/System Hardening |  |  | 2024 | Tier 3 | Distribution Circuit |  |  |  | 2534688 | Sus |  | WildfireMitigation¦PlannedWSIPSystemHardening¦¦
24-0090914 | Wildfire Mitigation | Planned - WSIP/System Hardening |  |  | 2024 | Tier 2 | Distribution Circuit |  |  |  | 2534739 | Sus |  | WildfireMitigation¦PlannedWSIPSystemHardening¦¦
24-0090910 | Company Initiated | Planned- maintenance |  |  | 2024 | Tier 3 | Distribution Circuit |  |  |  | 2534786 | Sus |  | CompanyInitiated¦Plannedmaintenance¦¦
24-0088104 | Wildfire Mitigation | Planned - WSIP/System Hardening |  |  | 2024 | Tier 2 | Distribution Circuit |  |  |  | 2534965 | Sus |  | WildfireMitigation¦PlannedWSIPSystemHardening¦¦
24-0091590 | Wildfire Mitigation | Planned - WSIP/System Hardening |  |  | 2024 | Tier 3 | Distribution Circuit |  |  |  | 2535014 | Sus |  | WildfireMitigation¦PlannedWSIPSystemHardening¦¦
24-0092451 | Company Initiated | Planned- maintenance |  |  | 2024 | Tier 3 | Distribution Circuit |  |  |  | 2535502 | Sus |  | CompanyInitiated¦Plannedmaintenance¦¦
24-0088119 | Wildfire Mitigation | Planned - WSIP/System Hardening |  |  | 2024 | Tier 2 | Distribution Circuit |  |  |  | 2535592 | Sus |  | WildfireMitigation¦PlannedWSIPSystemHardening¦¦
24-0086648 | Company Initiated | Planned- maintenance |  |  | 2024 | Tier 3 | Distribution Circuit |  |  |  | 2535584 | Sus |  | CompanyInitiated¦Plannedmaintenance¦¦
24-0090924 | Wildfire Mitigation | Planned - WSIP/System Hardening |  |  | 2024 | Tier 3 | Transformer only |  |  |  | 2535905 | Sus |  | WildfireMitigation¦PlannedWSIPSystemHardening¦¦
24-0096552 | Company Initiated | Personnel- company | Transformer (OH) | Normal | 2024 | Tier 2 | Distribution Circuit |  |  |  | 2536138 | Sus |  | CompanyInitiated¦Personnelcompany¦Transformer(OH)¦Normal
24-0092460 | Wildfire Mitigation | Planned - WSIP/System Hardening |  |  | 2024 | Tier 3 | Distribution Circuit |  |  |  | 2536394 | Sus |  | WildfireMitigation¦PlannedWSIPSystemHardening¦¦
24-0092470 | Wildfire Mitigation | Planned - WSIP/System Hardening |  |  | 2024 | Tier 3 | Distribution Circuit |  |  |  | 2536790 | Sus |  | WildfireMitigation¦PlannedWSIPSystemHardening¦¦
24-0088431 | Wildfire Mitigation | Planned - WSIP/System Hardening |  |  | 2024 | Tier 3 | Distribution Circuit |  |  |  | 2536654 | Sus |  | WildfireMitigation¦PlannedWSIPSystemHardening¦¦
24-0092038 | Wildfire Mitigation | Planned - WSIP/System Hardening |  |  | 2024 | Tier 3 | Transformer only |  |  |  | 2536526 | Sus |  | WildfireMitigation¦PlannedWSIPSystemHardening¦¦
24-0092097 | Wildfire Mitigation | Planned - WSIP/System Hardening |  |  | 2024 | Tier 3 | Distribution Circuit |  |  |  | 2536516 | Sus |  | WildfireMitigation¦PlannedWSIPSystemHardening¦¦
24-0096933 | Animal | Bird found | Connector or Splice (OH) | Normal | 2024 | Tier 3 | Distribution Circuit |  |  |  | 2536911 | Sus |  | Animal¦Birdfound¦ConnectororSplice(OH)¦Normal
24-0097025 | Vegetation | Tree - branch fell on line | Conductor- Overhead | Normal | 2024 | Tier 3 | Distribution Circuit |  |  |  | 2537208 | Sus |  | Vegetation¦Treebranchfellonline¦ConductorOverhead¦Normal
24-0092506 | Wildfire Mitigation | Planned - WSIP/System Hardening |  |  | 2024 | Tier 3 | Distribution Circuit |  |  |  | 2537303 | Sus |  | WildfireMitigation¦PlannedWSIPSystemHardening¦¦
24-0092063 | Wildfire Mitigation | Planned - WSIP/System Hardening |  |  | 2024 | Tier 3 | Distribution Circuit |  |  |  | 2537413 | Sus |  | WildfireMitigation¦PlannedWSIPSystemHardening¦¦
24-0092466 | Wildfire Mitigation | Planned - WSIP/System Hardening |  |  | 2024 | Tier 3 | Distribution Circuit |  |  |  | 2537481 | Sus |  | WildfireMitigation¦PlannedWSIPSystemHardening¦¦
24-0088439 | Wildfire Mitigation | Planned - WSIP/System Hardening |  |  | 2024 | Tier 2 | Distribution Circuit |  |  |  | 2538500 | Sus |  | WildfireMitigation¦PlannedWSIPSystemHardening¦¦
24-0092529 | Wildfire Mitigation | Planned - WSIP/System Hardening |  |  | 2024 | Tier 3 | Distribution Circuit |  |  |  | 2538438 | Sus |  | WildfireMitigation¦PlannedWSIPSystemHardening¦¦
24-0088487 | Company Initiated | Planned- maintenance |  |  | 2024 | Tier 3 | Distribution Circuit |  |  |  | 2538499 | Sus |  | CompanyInitiated¦Plannedmaintenance¦¦
24-0092329 | Wildfire Mitigation | Planned - WSIP/System Hardening |  |  | 2024 | Tier 3 | Transformer only |  |  |  | 2538525 | Sus |  | WildfireMitigation¦PlannedWSIPSystemHardening¦¦
24-0088531 | Wildfire Mitigation | Planned - WSIP/System Hardening |  |  | 2024 | Tier 3 | Distribution Circuit |  |  |  | 2538538 | Sus |  | WildfireMitigation¦PlannedWSIPSystemHardening¦¦
24-0093770 | Company Initiated | Planned- maintenance |  |  | 2024 | Tier 3 | Distribution Circuit |  |  |  | 2538587 | Sus |  | CompanyInitiated¦Plannedmaintenance¦¦
24-0092534 | Wildfire Mitigation | Planned - WSIP/System Hardening |  |  | 2024 | Tier 3 | Distribution Circuit |  |  |  | 2538669 | Sus |  | WildfireMitigation¦PlannedWSIPSystemHardening¦¦
24-0097791 | Vegetation | Tree - branch fell on line | Conductor- Overhead | Normal | 2024 | Tier 3 | Distribution Circuit |  |  |  | 2538831 | Sus |  | Vegetation¦Treebranchfellonline¦ConductorOverhead¦Normal
24-0097893 | Equipment Failure/Involved | Overhead | Connector or Splice (OH) | Deteriorated | 2024 | Tier 2 | Distribution Circuit |  |  |  | 2538990 | Sus |  | EquipmentFailureInvolved¦Overhead¦ConnectororSplice(OH)¦Deteriorated
24-0092670 | Wildfire Mitigation | Planned - WSIP/System Hardening |  |  | 2024 | Tier 2 | Distribution Circuit |  |  |  | 2539983 | Sus |  | WildfireMitigation¦PlannedWSIPSystemHardening¦¦
24-0092163 | Wildfire Mitigation | Planned - WSIP/System Hardening |  |  | 2024 | Tier 3 | Transformer only |  |  |  | 2540107 | Sus |  | WildfireMitigation¦PlannedWSIPSystemHardening¦¦
24-0093315 | Company Initiated | Planned- maintenance |  |  | 2024 | Tier 3 | Distribution Circuit |  |  |  | 2540004 | Sus |  | CompanyInitiated¦Plannedmaintenance¦¦
24-0098588 | Unknown Cause | Patrol - found nothing |  |  | 2024 | Tier 3 | Distribution Circuit |  |  |  | 2540882 | Sus |  | UnknownCause¦Patrolfoundnothing¦¦
24-0072714 | Company Initiated | Planned- capital |  |  | 2024 | Tier 2 | Distribution Circuit |  |  |  | 2540925 | Sus |  | CompanyInitiated¦Plannedcapital¦¦
24-0092673 | Wildfire Mitigation | Planned - WSIP/System Hardening |  |  | 2024 | Tier 2 | Transformer only |  |  |  | 2540958 | Sus |  | WildfireMitigation¦PlannedWSIPSystemHardening¦¦
24-0092337 | Wildfire Mitigation | Planned - WSIP/System Hardening |  |  | 2024 | Tier 3 | Distribution Circuit |  |  |  | 2540983 | Sus |  | WildfireMitigation¦PlannedWSIPSystemHardening¦¦
24-0092289 | Company Initiated | Planned- capital |  |  | 2024 | Tier 3 | Distribution Circuit |  |  |  | 2541017 | Sus |  | CompanyInitiated¦Plannedcapital¦¦
24-0092672 | Wildfire Mitigation | Planned - WSIP/System Hardening |  |  | 2024 | Tier 3 | Transformer only |  |  |  | 2541279 | Sus |  | WildfireMitigation¦PlannedWSIPSystemHardening¦¦
24-0092366 | Wildfire Mitigation | Planned - WSIP/System Hardening |  |  | 2024 | Tier 3 | Distribution Circuit |  |  |  | 2541432 | Sus |  | WildfireMitigation¦PlannedWSIPSystemHardening¦¦
24-0093304 | Wildfire Mitigation | Planned - WSIP/System Hardening |  |  | 2024 | Tier 3 | Transformer only |  |  |  | 2541806 | Sus |  | WildfireMitigation¦PlannedWSIPSystemHardening¦¦
24-0090950 | Company Initiated | Planned- maintenance |  |  | 2024 | Tier 2 | Distribution Circuit |  |  |  | 2541811 | Sus |  | CompanyInitiated¦Plannedmaintenance¦¦
24-0090841 | Company Initiated | Planned- maintenance |  |  | 2024 | Tier 3 | Distribution Circuit |  |  |  | 2541825 | Sus |  | CompanyInitiated¦Plannedmaintenance¦¦
24-0094424 | Wildfire Mitigation | Planned - WSIP/System Hardening |  |  | 2024 | Tier 3 | Distribution Circuit |  |  |  | 2541784 | Sus |  | WildfireMitigation¦PlannedWSIPSystemHardening¦¦
24-0094357 | Company Initiated | Planned- maintenance |  |  | 2024 | Tier 2 | Distribution Circuit |  |  |  | 2542083 | Sus |  | CompanyInitiated¦Plannedmaintenance¦¦
24-0099498 | Vegetation | Tree - branch fell on line | Conductor- Overhead | Together | 2024 | Tier 3 | Distribution Circuit |  |  |  | 2542434 | Sus |  | Vegetation¦Treebranchfellonline¦ConductorOverhead¦Together
24-0099541 | Unknown Cause | Patrol - found nothing |  |  | 2024 | Tier 3 | Distribution Circuit |  |  |  | 2542678 | Sus |  | UnknownCause¦Patrolfoundnothing¦¦
24-0094099 | Wildfire Mitigation | Planned - WSIP/System Hardening |  |  | 2024 | Tier 3 | Transformer only |  |  |  | 2542767 | Sus |  | WildfireMitigation¦PlannedWSIPSystemHardening¦¦
24-0094107 | Wildfire Mitigation | Planned - WSIP/System Hardening |  |  | 2024 | Tier 3 | Transformer only |  |  |  | 2542879 | Sus |  | WildfireMitigation¦PlannedWSIPSystemHardening¦¦
24-0094118 | Wildfire Mitigation | Planned - WSIP/System Hardening |  |  | 2024 | Tier 3 | Distribution Circuit |  |  |  | 2543036 | Sus |  | WildfireMitigation¦PlannedWSIPSystemHardening¦¦
24-0095736 | Company Initiated | Planned- maintenance |  |  | 2024 | Tier 2 | Distribution Circuit |  |  |  | 2543364 | Sus |  | CompanyInitiated¦Plannedmaintenance¦¦
24-0099901 | Vegetation | Tree - fell into line | Conductor- Overhead | Broken- wire on ground | 2024 | Tier 3 | Distribution Circuit |  |  |  | 2543409 | Sus |  | Vegetation¦Treefellintoline¦ConductorOverhead¦Brokenwireonground
24-0092683 | Wildfire Mitigation | Planned - WSIP/System Hardening |  |  | 2024 | Tier 3 | Distribution Circuit |  |  |  | 2543411 | Sus |  | WildfireMitigation¦PlannedWSIPSystemHardening¦¦
24-0090808 | Company Initiated | Planned- maintenance |  |  | 2024 | Tier 2 | Distribution Circuit |  |  |  | 2543516 | Sus |  | CompanyInitiated¦Plannedmaintenance¦¦
24-0092684 | Wildfire Mitigation | Planned - WSIP/System Hardening |  |  | 2024 | Tier 3 | Transformer only |  |  |  | 2543501 | Sus |  | WildfireMitigation¦PlannedWSIPSystemHardening¦¦
24-0092681 | Wildfire Mitigation | Planned - WSIP/System Hardening |  |  | 2024 | Tier 3 | Distribution Circuit |  |  |  | 2543406 | Sus |  | WildfireMitigation¦PlannedWSIPSystemHardening¦¦
24-0095441 | Wildfire Mitigation | Planned - WSIP/System Hardening |  |  | 2024 | Tier 2 | Transformer only |  |  |  | 2543765 | Sus |  | WildfireMitigation¦PlannedWSIPSystemHardening¦¦
24-0095443 | Wildfire Mitigation | Planned - WSIP/System Hardening |  |  | 2024 | Tier 2 | Transformer only |  |  |  | 2543793 | Sus |  | WildfireMitigation¦PlannedWSIPSystemHardening¦¦
24-0100134 | Equipment Failure/Involved | Underground | Transformer (UG) | Failed/Faulted | 2024 | Tier 2 | Distribution Circuit |  |  |  | 2543871 | Sus |  | EquipmentFailureInvolved¦Underground¦Transformer(UG)¦FailedFaulted
24-0100216 | Vegetation | Tree - branch fell on line | Conductor- Overhead | Normal | 2024 | Tier 3 | Distribution Circuit |  |  |  | 2544134 | Sus |  | Vegetation¦Treebranchfellonline¦ConductorOverhead¦Normal
24-0093852 | Company Initiated | Planned- maintenance |  |  | 2024 | Tier 3 | Distribution Circuit |  |  |  | 2544212 | Sus |  | CompanyInitiated¦Plannedmaintenance¦¦
24-0100280 | Animal | Other | Conductor- Overhead | Normal | 2024 | Tier 3 | Distribution Circuit |  |  |  | 2544386 | Sus |  | Animal¦Other¦ConductorOverhead¦Normal
24-0100320 | Vegetation | Tree - fell into line | Conductor- Overhead | Normal | 2024 | Tier 3 | Distribution Circuit |  |  |  | 2544483 | Sus |  | Vegetation¦Treefellintoline¦ConductorOverhead¦Normal
24-0093831 | Wildfire Mitigation | Planned - WSIP/System Hardening |  |  | 2024 | Tier 2 | Transformer only |  |  |  | 2545102 | Sus |  | WildfireMitigation¦PlannedWSIPSystemHardening¦¦
24-0076557 | Company Initiated | Planned- capital |  |  | 2024 | Tier 2 | Distribution Circuit |  |  |  | 2545171 | Sus |  | CompanyInitiated¦Plannedcapital¦¦
24-0094157 | Wildfire Mitigation | Planned - WSIP/System Hardening |  |  | 2024 | Tier 2 | Distribution Circuit |  |  |  | 2545225 | Sus |  | WildfireMitigation¦PlannedWSIPSystemHardening¦¦
24-0094571 | Wildfire Mitigation | Planned - WSIP/System Hardening |  |  | 2024 | Tier 3 | Distribution Circuit |  |  |  | 2545226 | Sus |  | WildfireMitigation¦PlannedWSIPSystemHardening¦¦
24-0090957 | Company Initiated | Planned- capital |  |  | 2024 | Tier 3 | Distribution Circuit |  |  |  | 2545331 | Sus |  | CompanyInitiated¦Plannedcapital¦¦
24-0100685 | Unknown Cause | Patrol - found nothing |  |  | 2024 | Tier 2 | Distribution Circuit |  |  |  | 2545658 | Sus |  | UnknownCause¦Patrolfoundnothing¦¦
24-0100838 | Vegetation | Tree - fell into line | Conductor- Overhead | Broken- wire on ground | 2024 | Tier 3 | Distribution Circuit |  |  |  | 2546033 | Sus |  | Vegetation¦Treefellintoline¦ConductorOverhead¦Brokenwireonground
24-0092690 | Wildfire Mitigation | Planned - WSIP/System Hardening |  |  | 2024 | Tier 3 | Transformer only |  |  |  | 2546126 | Sus |  | WildfireMitigation¦PlannedWSIPSystemHardening¦¦
24-0094158 | Wildfire Mitigation | Planned - WSIP/System Hardening |  |  | 2024 | Tier 2 | Distribution Circuit |  |  |  | 2546102 | Sus |  | WildfireMitigation¦PlannedWSIPSystemHardening¦¦
24-0091489 | Company Initiated | Planned- capital |  |  | 2024 | Tier 2 | Distribution Circuit |  |  |  | 2546172 | Sus |  | CompanyInitiated¦Plannedcapital¦¦
24-0095367 | Wildfire Mitigation | Planned - WSIP/System Hardening |  |  | 2024 | Tier 3 | Distribution Circuit |  |  |  | 2546140 | Sus |  | WildfireMitigation¦PlannedWSIPSystemHardening¦¦
24-0092691 | Wildfire Mitigation | Planned - WSIP/System Hardening |  |  | 2024 | Tier 3 | Distribution Circuit |  |  |  | 2546358 | Sus |  | WildfireMitigation¦PlannedWSIPSystemHardening¦¦
24-0095374 | Wildfire Mitigation | Planned - WSIP/System Hardening |  |  | 2024 | Tier 3 | Distribution Circuit |  |  |  | 2546573 | Sus |  | WildfireMitigation¦PlannedWSIPSystemHardening¦¦
24-0093016 | Wildfire Mitigation | Planned - WSIP/System Hardening |  |  | 2024 | Tier 3 | Distribution Circuit |  |  |  | 2546924 | Sus |  | WildfireMitigation¦PlannedWSIPSystemHardening¦¦
24-0092693 | Wildfire Mitigation | Planned - WSIP/System Hardening |  |  | 2024 | Tier 3 | Distribution Circuit |  |  |  | 2546895 | Sus |  | WildfireMitigation¦PlannedWSIPSystemHardening¦¦
24-0093662 | Company Initiated | Planned- maintenance |  |  | 2024 | Tier 3 | Distribution Circuit |  |  |  | 2546983 | Sus |  | CompanyInitiated¦Plannedmaintenance¦¦
24-0093055 | Wildfire Mitigation | Planned - WSIP/System Hardening |  |  | 2024 | Tier 3 | Distribution Circuit |  |  |  | 2546965 | Sus |  | WildfireMitigation¦PlannedWSIPSystemHardening¦¦
24-0094193 | Wildfire Mitigation | Planned - WSIP/System Hardening |  |  | 2024 | Tier 3 | Distribution Circuit |  |  |  | 2547034 | Sus |  | WildfireMitigation¦PlannedWSIPSystemHardening¦¦
24-0093844 | Company Initiated | Planned- capital |  |  | 2024 | Tier 2 | Distribution Circuit |  |  |  | 2547081 | Sus |  | CompanyInitiated¦Plannedcapital¦¦
24-0097456 | Company Initiated | Planned- maintenance |  |  | 2024 | Tier 3 | Transformer only |  |  |  | 2547089 | Sus |  | CompanyInitiated¦Plannedmaintenance¦¦
24-0094200 | Wildfire Mitigation | Planned - WSIP/System Hardening |  |  | 2024 | Tier 2 | Distribution Circuit |  |  |  | 2547292 | Sus |  | WildfireMitigation¦PlannedWSIPSystemHardening¦¦
24-0101506 | Company Initiated | Personnel- company | Conductor- Overhead | Normal | 2024 | Tier 2 | Distribution Circuit |  |  |  | 2547357 | Sus |  | CompanyInitiated¦Personnelcompany¦ConductorOverhead¦Normal
24-0092698 | Wildfire Mitigation | Planned - WSIP/System Hardening |  |  | 2024 | Tier 2 | Distribution Circuit |  |  |  | 2547785 | Sus |  | WildfireMitigation¦PlannedWSIPSystemHardening¦¦
24-0097067 | Wildfire Mitigation | Planned - WSIP/System Hardening |  |  | 2024 | Tier 3 | Distribution Circuit |  |  |  | 2547879 | Sus |  | WildfireMitigation¦PlannedWSIPSystemHardening¦¦
24-0097928 | Company Initiated | Planned- maintenance |  |  | 2024 | Tier 3 | Transformer only |  |  |  | 2547908 | Sus |  | CompanyInitiated¦Plannedmaintenance¦¦
24-0097914 | Company Initiated | Planned- maintenance |  |  | 2024 | Tier 3 | Distribution Circuit |  |  |  | 2547920 | Sus |  | CompanyInitiated¦Plannedmaintenance¦¦
24-0094211 | Wildfire Mitigation | Planned - WSIP/System Hardening |  |  | 2024 | Tier 2 | Transformer only |  |  |  | 2547964 | Sus |  | WildfireMitigation¦PlannedWSIPSystemHardening¦¦
24-0102069 | Equipment Failure/Involved | Overhead | Pole-Wood | Deteriorated | 2024 | Tier 3 | Distribution Circuit |  |  |  | 2548656 | Sus |  | EquipmentFailureInvolved¦Overhead¦PoleWood¦Deteriorated
24-0098111 | Company Initiated | Planned- maintenance |  |  | 2024 | Tier 2 | Distribution Circuit |  |  |  | 2548885 | Sus |  | CompanyInitiated¦Plannedmaintenance¦¦
24-0102274 | Vegetation | Tree - fell into line | Conductor- Overhead | Broken- wire on ground | 2024 | Tier 3 | Distribution Circuit |  |  |  | 2548893 | Sus |  | Vegetation¦Treefellintoline¦ConductorOverhead¦Brokenwireonground
24-0093041 | Wildfire Mitigation | Planned - WSIP/System Hardening |  |  | 2024 | Tier 3 | Transformer only |  |  |  | 2548990 | Sus |  | WildfireMitigation¦PlannedWSIPSystemHardening¦¦
24-0098112 | Company Initiated | Planned- maintenance |  |  | 2024 | Tier 3 | Transformer only |  |  |  | 2549271 | Sus |  | CompanyInitiated¦Plannedmaintenance¦¦
24-0098116 | Wildfire Mitigation | Planned - WSIP/System Hardening |  |  | 2024 | Tier 3 | Distribution Circuit |  |  |  | 2549135 | Sus |  | WildfireMitigation¦PlannedWSIPSystemHardening¦¦
24-0102697 | Unknown Cause | Patrol - found nothing |  |  | 2024 | Tier 2 | Distribution Circuit |  |  |  | 2549869 | Sus |  | UnknownCause¦Patrolfoundnothing¦¦
24-0095812 | Wildfire Mitigation | Planned - WSIP/System Hardening |  |  | 2024 | Tier 3 | Distribution Circuit |  |  |  | 2549923 | Sus |  | WildfireMitigation¦PlannedWSIPSystemHardening¦¦
24-0102927 | Unknown Cause | Patrol - found nothing |  |  | 2024 | Tier 2 | Transformer only |  |  |  | 2550871 | Sus |  | UnknownCause¦Patrolfoundnothing¦¦
24-0102944 | Equipment Failure/Involved | Overhead | Connector or Splice (OH) | Broken | 2024 | Tier 3 | Distribution Circuit |  |  |  | 2550981 | Sus |  | EquipmentFailureInvolved¦Overhead¦ConnectororSplice(OH)¦Broken
24-0096224 | Wildfire Mitigation | Planned - WSIP/System Hardening |  |  | 2024 | Tier 3 | Distribution Circuit |  |  |  | 2551116 | Sus |  | WildfireMitigation¦PlannedWSIPSystemHardening¦¦
24-0096802 | Wildfire Mitigation | Planned - WSIP/System Hardening |  |  | 2024 | Tier 2 | Distribution Circuit |  |  |  | 2551194 | Sus |  | WildfireMitigation¦PlannedWSIPSystemHardening¦¦
24-0096872 | Company Initiated | Planned- maintenance |  |  | 2024 | Tier 3 | Distribution Circuit |  |  |  | 2551239 | Sus |  | CompanyInitiated¦Plannedmaintenance¦¦
24-0098547 | Wildfire Mitigation | Planned - WSIP/System Hardening |  |  | 2024 | Tier 3 | Distribution Circuit |  |  |  | 2551236 | Sus |  | WildfireMitigation¦PlannedWSIPSystemHardening¦¦
24-0097283 | Company Initiated | Planned- maintenance |  |  | 2024 | Tier 2 | Distribution Circuit |  |  |  | 2551316 | Sus |  | CompanyInitiated¦Plannedmaintenance¦¦
24-0098186 | Company Initiated | Planned- maintenance |  |  | 2024 | Tier 3 | Distribution Circuit |  |  |  | 2552153 | Sus |  | CompanyInitiated¦Plannedmaintenance¦¦
24-0096805 | Wildfire Mitigation | Planned - WSIP/System Hardening |  |  | 2024 | Tier 2 | Distribution Circuit |  |  |  | 2552249 | Sus |  | WildfireMitigation¦PlannedWSIPSystemHardening¦¦
24-0098195 | Company Initiated | Planned- maintenance |  |  | 2024 | Tier 3 | Transformer only |  |  |  | 2552278 | Sus |  | CompanyInitiated¦Plannedmaintenance¦¦
24-0099761 | Company Initiated | Planned- maintenance |  |  | 2024 | Tier 2 | Transformer only |  |  |  | 2552362 | Sus |  | CompanyInitiated¦Plannedmaintenance¦¦
24-0095166 | Company Initiated | Planned- maintenance |  |  | 2024 | Tier 3 | Distribution Circuit |  |  |  | 2552435 | Sus |  | CompanyInitiated¦Plannedmaintenance¦¦
24-0099711 | Company Initiated | Planned- maintenance |  |  | 2024 | Tier 2 | Transformer only |  |  |  | 2552458 | Sus |  | CompanyInitiated¦Plannedmaintenance¦¦
24-0099707 | Company Initiated | Planned- maintenance |  |  | 2024 | Tier 2 | Distribution Circuit |  |  |  | 2552452 | Sus |  | CompanyInitiated¦Plannedmaintenance¦¦
24-0099445 | Wildfire Mitigation | Planned - WSIP/System Hardening |  |  | 2024 | Tier 2 | Transformer only |  |  |  | 2552682 | Sus |  | WildfireMitigation¦PlannedWSIPSystemHardening¦¦
24-0103658 | Unknown Cause | Patrol - found nothing |  |  | 2024 | Tier 3 | Distribution Circuit |  |  |  | 2552783 | Sus |  | UnknownCause¦Patrolfoundnothing¦¦
24-0103864 | Unknown Cause | Patrol - found nothing |  |  | 2024 | Tier 2 | Distribution Circuit |  |  |  | 2553331 | Sus |  | UnknownCause¦Patrolfoundnothing¦¦
24-0095840 | Wildfire Mitigation | Planned - WSIP/System Hardening |  |  | 2024 | Tier 3 | Distribution Circuit |  |  |  | 2553341 | Sus |  | WildfireMitigation¦PlannedWSIPSystemHardening¦¦
24-0096278 | Wildfire Mitigation | Planned - WSIP/System Hardening |  |  | 2024 | Tier 3 | Distribution Circuit |  |  |  | 2553456 | Sus |  | WildfireMitigation¦PlannedWSIPSystemHardening¦¦
24-0100116 | Company Initiated | Planned- maintenance |  |  | 2024 | Tier 2 | Transformer only |  |  |  | 2553503 | Sus |  | CompanyInitiated¦Plannedmaintenance¦¦
24-0097180 | Company Initiated | Planned- maintenance |  |  | 2024 | Tier 2 | Distribution Circuit |  |  |  | 2553508 | Sus |  | CompanyInitiated¦Plannedmaintenance¦¦
24-0095175 | Wildfire Mitigation | Planned - WSIP/System Hardening |  |  | 2024 | Tier 3 | Distribution Circuit |  |  |  | 2553561 | Sus |  | WildfireMitigation¦PlannedWSIPSystemHardening¦¦
24-0100123 | Wildfire Mitigation | Planned - WSIP/System Hardening |  |  | 2024 | Tier 2 | Transformer only |  |  |  | 2553774 | Sus |  | WildfireMitigation¦PlannedWSIPSystemHardening¦¦
24-0104303 | Equipment Failure/Involved | Overhead | Conductor- Overhead | Arcing | 2024 | Tier 3 | Distribution Circuit |  |  |  | 2553986 | Sus |  | EquipmentFailureInvolved¦Overhead¦ConductorOverhead¦Arcing
24-0104429 | Equipment Failure/Involved | Overhead | Secondary | Contaminated | 2024 | Tier 2 | Transformer only |  |  |  | 2554250 | Sus |  | EquipmentFailureInvolved¦Overhead¦Secondary¦Contaminated
24-0098349 | Wildfire Mitigation | Planned - WSIP/System Hardening |  |  | 2024 | Tier 3 | Distribution Circuit |  |  |  | 2554507 | Sus |  | WildfireMitigation¦PlannedWSIPSystemHardening¦¦
24-0094022 | Company Initiated | Planned- capital |  |  | 2024 | Tier 2 | Distribution Circuit |  |  |  | 2554636 | Sus |  | CompanyInitiated¦Plannedcapital¦¦
24-0097293 | Company Initiated | Planned- maintenance |  |  | 2024 | Tier 2 | Transformer only |  |  |  | 2554676 | Sus |  | CompanyInitiated¦Plannedmaintenance¦¦
24-0095065 | Company Initiated | Planned- capital |  |  | 2024 | Tier 2 | Distribution Circuit |  |  |  | 2554648 | Sus |  | CompanyInitiated¦Plannedcapital¦¦
24-0096339 | Wildfire Mitigation | Planned - WSIP/System Hardening |  |  | 2024 | Tier 3 | Distribution Circuit |  |  |  | 2554658 | Sus |  | WildfireMitigation¦PlannedWSIPSystemHardening¦¦
24-0100091 | Company Initiated | Planned- maintenance |  |  | 2024 | Tier 2 | Distribution Circuit |  |  |  | 2554733 | Sus |  | CompanyInitiated¦Plannedmaintenance¦¦
24-0096296 | Wildfire Mitigation | Planned - WSIP/System Hardening |  |  | 2024 | Tier 2 | Transformer only |  |  |  | 2555654 | Sus |  | WildfireMitigation¦PlannedWSIPSystemHardening¦¦
24-0097198 | Wildfire Mitigation | Planned - WSIP/System Hardening |  |  | 2024 | Tier 2 | Distribution Circuit |  |  |  | 2555638 | Sus |  | WildfireMitigation¦PlannedWSIPSystemHardening¦¦
24-0095236 | Wildfire Mitigation | Planned - WSIP/System Hardening |  |  | 2024 | Tier 3 | Distribution Circuit |  |  |  | 2555656 | Sus |  | WildfireMitigation¦PlannedWSIPSystemHardening¦¦
24-0096415 | Wildfire Mitigation | Planned - WSIP/System Hardening |  |  | 2024 | Tier 3 | Transformer only |  |  |  | 2555666 | Sus |  | WildfireMitigation¦PlannedWSIPSystemHardening¦¦
24-0096823 | Wildfire Mitigation | Planned - WSIP/System Hardening |  |  | 2024 | Tier 3 | Distribution Circuit |  |  |  | 2555737 | Sus |  | WildfireMitigation¦PlannedWSIPSystemHardening¦¦
24-0098746 | Wildfire Mitigation | Planned - WSIP/System Hardening |  |  | 2024 | Tier 3 | Transformer only |  |  |  | 2557944 | Sus |  | WildfireMitigation¦PlannedWSIPSystemHardening¦¦
24-0099133 | Wildfire Mitigation | Planned - WSIP/System Hardening |  |  | 2024 | Tier 3 | Distribution Circuit |  |  |  | 2557925 | Sus |  | WildfireMitigation¦PlannedWSIPSystemHardening¦¦
24-0098689 | Wildfire Mitigation | Planned - WSIP/System Hardening |  |  | 2024 | Tier 3 | Distribution Circuit |  |  |  | 2557908 | Sus |  | WildfireMitigation¦PlannedWSIPSystemHardening¦¦
24-0100331 | Company Initiated | Planned- maintenance |  |  | 2024 | Tier 3 | Transformer only |  |  |  | 2557996 | Sus |  | CompanyInitiated¦Plannedmaintenance¦¦
24-0093730 | Company Initiated | Planned- capital |  |  | 2024 | Tier 3 | Distribution Circuit |  |  |  | 2558004 | Sus |  | CompanyInitiated¦Plannedcapital¦¦
24-0099739 | Company Initiated | Planned- maintenance |  |  | 2024 | Tier 2 | Distribution Circuit |  |  |  | 2558469 | Sus |  | CompanyInitiated¦Plannedmaintenance¦¦
24-0101193 | Wildfire Mitigation | Planned - WSIP/System Hardening |  |  | 2024 | Tier 3 | Transformer only |  |  |  | 2558072 | Sus |  | WildfireMitigation¦PlannedWSIPSystemHardening¦¦
24-0098611 | Wildfire Mitigation | Planned - WSIP/System Hardening |  |  | 2024 | Tier 3 | Distribution Circuit |  |  |  | 2558380 | Sus |  | WildfireMitigation¦PlannedWSIPSystemHardening¦¦
24-0106431 | Unknown Cause | Patrol - found nothing |  |  | 2024 | Tier 2 | Distribution Circuit |  |  |  | 2558783 | Sus |  | UnknownCause¦Patrolfoundnothing¦¦
24-0098184 | Company Initiated | Planned- capital |  |  | 2024 | Tier 2 | Distribution Circuit |  |  |  | 2559062 | Sus |  | CompanyInitiated¦Plannedcapital¦¦
24-0101432 | Company Initiated | Planned- maintenance |  |  | 2024 | Tier 3 | Distribution Circuit |  |  |  | 2559087 | Sus |  | CompanyInitiated¦Plannedmaintenance¦¦
24-0103612 | Company Initiated | Planned- maintenance |  |  | 2024 | Tier 3 | Transformer only |  |  |  | 2559919 | Sus |  | CompanyInitiated¦Plannedmaintenance¦¦
24-0101017 | Wildfire Mitigation | Planned - WSIP/System Hardening |  |  | 2024 | Tier 3 | Distribution Circuit |  |  |  | 2560039 | Sus |  | WildfireMitigation¦PlannedWSIPSystemHardening¦¦
24-0102158 | Wildfire Mitigation | Planned - WSIP/System Hardening |  |  | 2024 | Tier 3 | Distribution Circuit |  |  |  | 2560075 | Sus |  | WildfireMitigation¦PlannedWSIPSystemHardening¦¦
24-0098743 | Company Initiated | Planned- maintenance |  |  | 2024 | Tier 2 | Distribution Circuit |  |  |  | 2560103 | Sus |  | CompanyInitiated¦Plannedmaintenance¦¦
24-0098482 | Company Initiated | Planned- maintenance |  |  | 2024 | Tier 2 | Distribution Circuit |  |  |  | 2560119 | Sus |  | CompanyInitiated¦Plannedmaintenance¦¦
24-0099243 | Company Initiated | Planned- maintenance |  |  | 2024 | Tier 2 | Distribution Circuit |  |  |  | 2560162 | Sus |  | CompanyInitiated¦Plannedmaintenance¦¦
24-0098330 | Wildfire Mitigation | Planned - WSIP/System Hardening |  |  | 2024 | Tier 2 | Distribution Circuit |  |  |  | 2560157 | Sus |  | WildfireMitigation¦PlannedWSIPSystemHardening¦¦
24-0102436 | Company Initiated | Planned- maintenance |  |  | 2024 | Tier 3 | Transformer only |  |  |  | 2560266 | Sus |  | CompanyInitiated¦Plannedmaintenance¦¦
24-0098857 | Wildfire Mitigation | Planned - WSIP/System Hardening |  |  | 2024 | Tier 3 | Distribution Circuit |  |  |  | 2560755 | Sus |  | WildfireMitigation¦PlannedWSIPSystemHardening¦¦
24-0099251 | Wildfire Mitigation | Planned - WSIP/System Hardening |  |  | 2024 | Tier 3 | Distribution Circuit |  |  |  | 2560877 | Sus |  | WildfireMitigation¦PlannedWSIPSystemHardening¦¦
24-0102949 | Company Initiated | Planned- maintenance |  |  | 2024 | Tier 2 | Distribution Circuit |  |  |  | 2560842 | Sus |  | CompanyInitiated¦Plannedmaintenance¦¦
24-0098498 | Company Initiated | Planned- capital |  |  | 2024 | Tier 2 | Distribution Circuit |  |  |  | 2560865 | Sus |  | CompanyInitiated¦Plannedcapital¦¦
24-0102794 | Company Initiated | Planned- maintenance |  |  | 2024 | Tier 3 | Distribution Circuit |  |  |  | 2560899 | Sus |  | CompanyInitiated¦Plannedmaintenance¦¦
24-0108133 | Unknown Cause | Patrol - found nothing |  |  | 2024 | Tier 2 | Distribution Circuit |  |  |  | 2561606 | Sus |  | UnknownCause¦Patrolfoundnothing¦¦
24-0108153 | Vegetation | Tree - fell into line | Conductor- Overhead | Broken- wire on ground | 2024 | Tier 3 | Distribution Circuit |  |  |  | 2561712 | Sus |  | Vegetation¦Treefellintoline¦ConductorOverhead¦Brokenwireonground
24-0108195 | Equipment Failure/Involved | Overhead | Insulator | Broken | 2024 | Tier 3 | Distribution Circuit |  |  |  | 2561873 | Sus |  | EquipmentFailureInvolved¦Overhead¦Insulator¦Broken
24-0108407 | Equipment Failure/Involved | Overhead | Crossarm- Wood | Broken | 2024 | Tier 2 | Transformer only |  |  |  | 2562730 | Sus |  | EquipmentFailureInvolved¦Overhead¦CrossarmWood¦Broken
24-0103134 | Wildfire Mitigation | Planned - WSIP/System Hardening |  |  | 2024 | Tier 3 | Transformer only |  |  |  | 2562879 | Sus |  | WildfireMitigation¦PlannedWSIPSystemHardening¦¦
24-0103172 | Wildfire Mitigation | Planned - WSIP/System Hardening |  |  | 2024 | Tier 3 | Transformer only |  |  |  | 2562881 | Sus |  | WildfireMitigation¦PlannedWSIPSystemHardening¦¦
24-0103182 | Wildfire Mitigation | Planned - WSIP/System Hardening |  |  | 2024 | Tier 3 | Transformer only |  |  |  | 2562882 | Sus |  | WildfireMitigation¦PlannedWSIPSystemHardening¦¦
24-0100663 | Company Initiated | Planned- maintenance |  |  | 2024 | Tier 2 | Distribution Circuit |  |  |  | 2563045 | Sus |  | CompanyInitiated¦Plannedmaintenance¦¦
24-0103892 | Wildfire Mitigation | Planned - WSIP/System Hardening |  |  | 2024 | Tier 3 | Distribution Circuit |  |  |  | 2563062 | Sus |  | WildfireMitigation¦PlannedWSIPSystemHardening¦¦
24-0100570 | Wildfire Mitigation | Planned - WSIP/System Hardening |  |  | 2024 | Tier 2 | Transformer only |  |  |  | 2563104 | Sus |  | WildfireMitigation¦PlannedWSIPSystemHardening¦¦
24-0104053 | Wildfire Mitigation | Planned - WSIP/System Hardening |  |  | 2024 | Tier 2 | Distribution Circuit |  |  |  | 2563139 | Sus |  | WildfireMitigation¦PlannedWSIPSystemHardening¦¦
24-0103318 | Wildfire Mitigation | Planned - WSIP/System Hardening |  |  | 2024 | Tier 3 | Distribution Circuit |  |  |  | 2563145 | Sus |  | WildfireMitigation¦PlannedWSIPSystemHardening¦¦
24-0103889 | Wildfire Mitigation | Planned - WSIP/System Hardening |  |  | 2024 | Tier 3 | Distribution Circuit |  |  |  | 2562951 | Sus |  | WildfireMitigation¦PlannedWSIPSystemHardening¦¦
24-0103275 | Company Initiated | Planned- maintenance |  |  | 2024 | Tier 3 | Transformer only |  |  |  | 2564145 | Sus |  | CompanyInitiated¦Plannedmaintenance¦¦
24-0100505 | Company Initiated | Planned- maintenance |  |  | 2024 | Tier 2 | Transformer only |  |  |  | 2564668 | Sus |  | CompanyInitiated¦Plannedmaintenance¦¦
24-0099271 | Company Initiated | Planned- capital |  |  | 2024 | Tier 3 | Distribution Circuit |  |  |  | 2564447 | Sus |  | CompanyInitiated¦Plannedcapital¦¦
24-0109127 | Equipment Failure/Involved | Underground | Transformer (UG) | Leaking | 2024 | Tier 2 | Distribution Circuit |  |  |  | 2564688 | Sus |  | EquipmentFailureInvolved¦Underground¦Transformer(UG)¦Leaking
24-0104117 | Wildfire Mitigation | Planned - WSIP/System Hardening |  |  | 2024 | Tier 3 | Distribution Circuit |  |  |  | 2565388 | Sus |  | WildfireMitigation¦PlannedWSIPSystemHardening¦¦
24-0099958 | Wildfire Mitigation | Planned - WSIP/System Hardening |  |  | 2024 | Tier 2 | Distribution Circuit |  |  |  | 2565471 | Sus |  | WildfireMitigation¦PlannedWSIPSystemHardening¦¦
24-0109870 | Equipment Failure/Involved | Overhead | Transformer (OH) | Failed/Faulted | 2024 | Tier 3 | Transformer only |  |  |  | 2565599 | Sus |  | EquipmentFailureInvolved¦Overhead¦Transformer(OH)¦FailedFaulted
24-0105232 | Company Initiated | Planned- maintenance |  |  | 2024 | Tier 2 | Distribution Circuit |  |  |  | 2566314 | Sus |  | CompanyInitiated¦Plannedmaintenance¦¦
24-0110519 | Unknown Cause | Patrol - found nothing |  |  | 2024 | Tier 2 | Distribution Circuit |  |  |  | 2566952 | Sus |  | UnknownCause¦Patrolfoundnothing¦¦
24-0101114 | Wildfire Mitigation | Planned - WSIP/System Hardening |  |  | 2024 | Tier 3 | Distribution Circuit |  |  |  | 2567167 | Sus |  | WildfireMitigation¦PlannedWSIPSystemHardening¦¦
24-0106154 | Company Initiated | Planned- maintenance |  |  | 2024 | Tier 3 | Transformer only |  |  |  | 2567425 | Sus |  | CompanyInitiated¦Plannedmaintenance¦¦
24-0111077 | Vegetation | Tree - branch fell on line | Conductor- Overhead | Normal | 2024 | Tier 3 | Distribution Circuit |  |  |  | 2568324 | Sus |  | Vegetation¦Treebranchfellonline¦ConductorOverhead¦Normal
24-0103253 | Wildfire Mitigation | Planned - WSIP/System Hardening |  |  | 2024 | Tier 3 | Distribution Circuit |  |  |  | 2569328 | Sus |  | WildfireMitigation¦PlannedWSIPSystemHardening¦¦
24-0105625 | Company Initiated | Planned- maintenance |  |  | 2024 | Tier 2 | Distribution Circuit |  |  |  | 2569365 | Sus |  | CompanyInitiated¦Plannedmaintenance¦¦
24-0106747 | Company Initiated | Planned- maintenance |  |  | 2024 | Tier 2 | Distribution Circuit |  |  |  | 2569416 | Sus |  | CompanyInitiated¦Plannedmaintenance¦¦
24-0105597 | Company Initiated | Planned- maintenance |  |  | 2024 | Tier 3 | Transformer only |  |  |  | 2569466 | Sus |  | CompanyInitiated¦Plannedmaintenance¦¦
24-0111447 | Equipment Failure/Involved | Overhead | Conductor- Overhead | Deteriorated | 2024 | Tier 3 | Distribution Circuit |  |  |  | 2569590 | Sus |  | EquipmentFailureInvolved¦Overhead¦ConductorOverhead¦Deteriorated
24-0102267 | Company Initiated | Planned- capital |  |  | 2024 | Tier 3 | Generation |  |  |  | 2570094 | Sus |  | CompanyInitiated¦Plannedcapital¦¦
24-0102267 | Company Initiated | Planned- capital |  |  | 2024 | Tier 3 | Generation |  |  |  | 2570094 | Sus |  | CompanyInitiated¦Plannedcapital¦¦
24-0103583 | Wildfire Mitigation | Planned - WSIP/System Hardening |  |  | 2024 | Tier 3 | Distribution Circuit |  |  |  | 2570314 | Sus |  | WildfireMitigation¦PlannedWSIPSystemHardening¦¦
24-0103114 | Company Initiated | Planned- capital |  |  | 2024 | Tier 2 | Distribution Circuit |  |  |  | 2570461 | Sus |  | CompanyInitiated¦Plannedcapital¦¦
24-0104074 | Company Initiated | Planned- capital |  |  | 2024 | Tier 3 | Distribution Circuit |  |  |  | 2570493 | Sus |  | CompanyInitiated¦Plannedcapital¦¦
24-0107402 | Company Initiated | Planned- maintenance |  |  | 2024 | Tier 2 | Transformer only |  |  |  | 2570529 | Sus |  | CompanyInitiated¦Plannedmaintenance¦¦
24-0105017 | Wildfire Mitigation | Planned - WSIP/System Hardening |  |  | 2024 | Tier 3 | Distribution Circuit |  |  |  | 2571256 | Sus |  | WildfireMitigation¦PlannedWSIPSystemHardening¦¦
24-0107786 | Wildfire Mitigation | Planned - WSIP/System Hardening |  |  | 2024 | Tier 3 | Distribution Circuit |  |  |  | 2571265 | Sus |  | WildfireMitigation¦PlannedWSIPSystemHardening¦¦
24-0103594 | Wildfire Mitigation | Planned - WSIP/System Hardening |  |  | 2024 | Tier 3 | Transformer only |  |  |  | 2571332 | Sus |  | WildfireMitigation¦PlannedWSIPSystemHardening¦¦
24-0107325 | Company Initiated | Planned- maintenance |  |  | 2024 | Tier 2 | Distribution Circuit |  |  |  | 2571348 | Sus |  | CompanyInitiated¦Plannedmaintenance¦¦
24-0108033 | Company Initiated | Planned- maintenance |  |  | 2024 | Tier 2 | Transformer only |  |  |  | 2571457 | Sus |  | CompanyInitiated¦Plannedmaintenance¦¦
24-0108082 | Company Initiated | Planned- maintenance |  |  | 2024 | Tier 2 | Distribution Circuit |  |  |  | 2571503 | Sus |  | CompanyInitiated¦Plannedmaintenance¦¦
24-0103552 | Company Initiated | Planned- capital |  |  | 2024 | Tier 2 | Distribution Circuit |  |  |  | 2571571 | Sus |  | CompanyInitiated¦Plannedcapital¦¦
24-0107843 | Company Initiated | Planned- maintenance |  |  | 2024 | Tier 3 | Distribution Circuit |  |  |  | 2572258 | Sus |  | CompanyInitiated¦Plannedmaintenance¦¦
24-0107843 | Company Initiated | Planned- maintenance |  |  | 2024 | Tier 3 | Distribution Circuit |  |  |  | 2572259 | Sus |  | CompanyInitiated¦Plannedmaintenance¦¦
24-0108123 | Company Initiated | Planned- maintenance |  |  | 2024 | Tier 2 | Distribution Circuit |  |  |  | 2572315 | Sus |  | CompanyInitiated¦Plannedmaintenance¦¦
24-0108064 | Company Initiated | Planned- maintenance |  |  | 2024 | Tier 3 | Transformer only |  |  |  | 2572321 | Sus |  | CompanyInitiated¦Plannedmaintenance¦¦
24-0109209 | Wildfire Mitigation | Planned - WSIP/System Hardening |  |  | 2024 | Tier 2 | Transformer only |  |  |  | 2572362 | Sus |  | WildfireMitigation¦PlannedWSIPSystemHardening¦¦
24-0113039 | Company Initiated | Planned- capital |  |  | 2024 | Tier 3 | Distribution Circuit |  |  |  | 2572539 | Sus |  | CompanyInitiated¦Plannedcapital¦¦
24-0113410 | Vegetation | Tree - branch fell on line | Conductor- Overhead | Normal | 2024 | Tier 2 | Distribution Circuit |  |  |  | 2573022 | Sus |  | Vegetation¦Treebranchfellonline¦ConductorOverhead¦Normal
24-0113454 | Equipment Failure/Involved | Overhead | Transformer (OH) | Failed/Faulted | 2024 | Tier 2 | Distribution Circuit |  |  |  | 2573095 | Sus |  | EquipmentFailureInvolved¦Overhead¦Transformer(OH)¦FailedFaulted
24-0108180 | Company Initiated | Planned- maintenance |  |  | 2024 | Tier 2 | Distribution Circuit |  |  |  | 2573109 | Sus |  | CompanyInitiated¦Plannedmaintenance¦¦
24-0103567 | Wildfire Mitigation | Planned - WSIP/System Hardening |  |  | 2024 | Tier 3 | Transformer only |  |  |  | 2573181 | Sus |  | WildfireMitigation¦PlannedWSIPSystemHardening¦¦
24-0103476 | Wildfire Mitigation | Planned - WSIP/System Hardening |  |  | 2024 | Tier 3 | Distribution Circuit |  |  |  | 2573222 | Sus |  | WildfireMitigation¦PlannedWSIPSystemHardening¦¦
24-0108213 | Wildfire Mitigation | Planned - WSIP/System Hardening |  |  | 2024 | Tier 3 | Transformer only |  |  |  | 2573253 | Sus |  | WildfireMitigation¦PlannedWSIPSystemHardening¦¦
24-0113836 | Equipment Failure/Involved | Overhead | Conductor- Overhead | Normal | 2024 | Tier 3 | Distribution Circuit |  |  |  | 2573658 | Sus |  | EquipmentFailureInvolved¦Overhead¦ConductorOverhead¦Normal
24-0109184 | Company Initiated | Planned- maintenance |  |  | 2024 | Tier 2 | Distribution Circuit |  |  |  | 2574920 | Sus |  | CompanyInitiated¦Plannedmaintenance¦¦
24-0106633 | Company Initiated | Planned- capital |  |  | 2024 | Tier 2 | Distribution Circuit |  |  |  | 2575035 | Sus |  | CompanyInitiated¦Plannedcapital¦¦
24-0107307 | Wildfire Mitigation | Planned - WSIP/System Hardening |  |  | 2024 | Tier 3 | Distribution Circuit |  |  |  | 2574997 | Sus |  | WildfireMitigation¦PlannedWSIPSystemHardening¦¦
24-0105810 | Wildfire Mitigation | Planned - WSIP/System Hardening |  |  | 2024 | Tier 2 | Distribution Circuit |  |  |  | 2575065 | Sus |  | WildfireMitigation¦PlannedWSIPSystemHardening¦¦
24-0106458 | Wildfire Mitigation | Planned - WSIP/System Hardening |  |  | 2024 | Tier 2 | Transformer only |  |  |  | 2575254 | Sus |  | WildfireMitigation¦PlannedWSIPSystemHardening¦¦
24-0105812 | Wildfire Mitigation | Planned - WSIP/System Hardening |  |  | 2024 | Tier 2 | Transformer only |  |  |  | 2575366 | Sus |  | WildfireMitigation¦PlannedWSIPSystemHardening¦¦
24-0114677 | Company Initiated | Planned- capital |  |  | 2024 | Tier 2 | Distribution Circuit |  |  |  | 2575906 | Sus |  | CompanyInitiated¦Plannedcapital¦¦
24-0105830 | Wildfire Mitigation | Planned - WSIP/System Hardening |  |  | 2024 | Tier 3 | Transformer only |  |  |  | 2576058 | Sus |  | WildfireMitigation¦PlannedWSIPSystemHardening¦¦
24-0106207 | Wildfire Mitigation | Planned - WSIP/System Hardening |  |  | 2024 | Tier 2 | Distribution Circuit |  |  |  | 2575907 | Sus |  | WildfireMitigation¦PlannedWSIPSystemHardening¦¦
24-0110411 | Company Initiated | Planned- maintenance |  |  | 2024 | Tier 3 | Transformer only |  |  |  | 2576544 | Sus |  | CompanyInitiated¦Plannedmaintenance¦¦
24-0115071 | 3rd Party | Customer Equipment | Other | Normal | 2024 | Tier 2 | Distribution Circuit |  |  |  | 2576601 | Sus |  | 3rdParty¦CustomerEquipment¦Other¦Normal
24-0115130 | 3rd Party | Customer Equipment | Other | Normal | 2024 | Tier 2 | Distribution Circuit |  |  |  | 2576767 | Sus |  | 3rdParty¦CustomerEquipment¦Other¦Normal
24-0107395 | Wildfire Mitigation | Planned - WSIP/System Hardening |  |  | 2024 | Tier 3 | Distribution Circuit |  |  |  | 2577039 | Sus |  | WildfireMitigation¦PlannedWSIPSystemHardening¦¦
24-0106464 | Wildfire Mitigation | Planned - WSIP/System Hardening |  |  | 2024 | Tier 3 | Distribution Circuit |  |  |  | 2577013 | Sus |  | WildfireMitigation¦PlannedWSIPSystemHardening¦¦
24-0106653 | Wildfire Mitigation | Planned - WSIP/System Hardening |  |  | 2024 | Tier 3 | Distribution Circuit |  |  |  | 2577058 | Sus |  | WildfireMitigation¦PlannedWSIPSystemHardening¦¦
24-0105815 | Wildfire Mitigation | Planned - WSIP/System Hardening |  |  | 2024 | Tier 2 | Transformer only |  |  |  | 2577109 | Sus |  | WildfireMitigation¦PlannedWSIPSystemHardening¦¦
24-0109789 | Company Initiated | Planned- maintenance |  |  | 2024 | Tier 3 | Distribution Circuit |  |  |  | 2577168 | Sus |  | CompanyInitiated¦Plannedmaintenance¦¦
24-0106134 | Company Initiated | Planned- maintenance |  |  | 2024 | Tier 2 | Distribution Circuit |  |  |  | 2577201 | Sus |  | CompanyInitiated¦Plannedmaintenance¦¦
24-0094673 | Company Initiated | Planned- capital |  |  | 2024 | Tier 2 | Distribution Circuit |  |  |  | 2577898 | Sus |  | CompanyInitiated¦Plannedcapital¦¦
24-0109276 | Company Initiated | Planned- maintenance |  |  | 2024 | Tier 3 | Distribution Circuit |  |  |  | 2577975 | Sus |  | CompanyInitiated¦Plannedmaintenance¦¦
24-0113931 | Company Initiated | Planned- maintenance |  |  | 2024 | Tier 3 | Transformer only |  |  |  | 2578064 | Sus |  | CompanyInitiated¦Plannedmaintenance¦¦
24-0109230 | Company Initiated | Planned- capital |  |  | 2024 | Tier 3 | Distribution Circuit |  |  |  | 2578079 | Sus |  | CompanyInitiated¦Plannedcapital¦¦
24-0113929 | Company Initiated | Planned- maintenance |  |  | 2024 | Tier 3 | Transformer only |  |  |  | 2578077 | Sus |  | CompanyInitiated¦Plannedmaintenance¦¦
24-0106658 | Wildfire Mitigation | Planned - WSIP/System Hardening |  |  | 2024 | Tier 3 | Distribution Circuit |  |  |  | 2578134 | Sus |  | WildfireMitigation¦PlannedWSIPSystemHardening¦¦
24-0115839 | Company Initiated | Planned- capital |  |  | 2024 | Tier 2 | Distribution Circuit |  |  |  | 2578198 | Sus |  | CompanyInitiated¦Plannedcapital¦¦
24-0110399 | Company Initiated | Planned- maintenance |  |  | 2024 | Tier 3 | Distribution Circuit |  |  |  | 2578239 | Sus |  | CompanyInitiated¦Plannedmaintenance¦¦
24-0106157 | Company Initiated | Planned- maintenance |  |  | 2024 | Tier 2 | Transformer only |  |  |  | 2578244 | Sus |  | CompanyInitiated¦Plannedmaintenance¦¦
24-0116078 | Company Initiated | Personnel- company | Jumper | Normal | 2024 | Tier 2 | Distribution Circuit |  |  |  | 2578451 | Sus |  | CompanyInitiated¦Personnelcompany¦Jumper¦Normal
24-0113924 | Wildfire Mitigation | Planned - WSIP/System Hardening |  |  | 2024 | Tier 3 | Transformer only |  |  |  | 2578461 | Sus |  | WildfireMitigation¦PlannedWSIPSystemHardening¦¦
24-0106543 | Wildfire Mitigation | Planned - WSIP/System Hardening |  |  | 2024 | Tier 3 | Distribution Circuit |  |  |  | 2579090 | Sus |  | WildfireMitigation¦PlannedWSIPSystemHardening¦¦
24-0105824 | Wildfire Mitigation | Planned - WSIP/System Hardening |  |  | 2024 | Tier 2 | Distribution Circuit |  |  |  | 2579159 | Sus |  | WildfireMitigation¦PlannedWSIPSystemHardening¦¦
24-0106160 | Wildfire Mitigation | Planned - WSIP/System Hardening |  |  | 2024 | Tier 2 | Distribution Circuit |  |  |  | 2579178 | Sus |  | WildfireMitigation¦PlannedWSIPSystemHardening¦¦
24-0109921 | Company Initiated | Planned- maintenance |  |  | 2024 | Tier 2 | Distribution Circuit |  |  |  | 2578971 | Sus |  | CompanyInitiated¦Plannedmaintenance¦¦
24-0107272 | Wildfire Mitigation | Planned - WSIP/System Hardening |  |  | 2024 | Tier 2 | Transformer only |  |  |  | 2579253 | Sus |  | WildfireMitigation¦PlannedWSIPSystemHardening¦¦
24-0111910 | Company Initiated | Planned- maintenance |  |  | 2024 | Tier 2 | Transformer only |  |  |  | 2579260 | Sus |  | CompanyInitiated¦Plannedmaintenance¦¦
24-0112422 | Company Initiated | Planned- capital |  |  | 2024 | Tier 2 | Distribution Circuit |  |  |  | 2579249 | Sus |  | CompanyInitiated¦Plannedcapital¦¦
24-0105826 | Wildfire Mitigation | Planned - WSIP/System Hardening |  |  | 2024 | Tier 2 | Distribution Circuit |  |  |  | 2579476 | Sus |  | WildfireMitigation¦PlannedWSIPSystemHardening¦¦
24-0107256 | Wildfire Mitigation | Planned - WSIP/System Hardening |  |  | 2024 | Tier 3 | Transformer only |  |  |  | 2579467 | Sus |  | WildfireMitigation¦PlannedWSIPSystemHardening¦¦
24-0116855 | Unknown Cause | Patrol - found nothing |  |  | 2024 | Tier 2 | Distribution Circuit |  |  |  | 2579811 | Sus |  | UnknownCause¦Patrolfoundnothing¦¦
24-0111354 | Wildfire Mitigation | Planned - WSIP/System Hardening |  |  | 2024 | Tier 3 | Transformer only |  |  |  | 2579909 | Sus |  | WildfireMitigation¦PlannedWSIPSystemHardening¦¦
24-0113489 | Company Initiated | Planned- maintenance |  |  | 2024 | Tier 3 | Transformer only |  |  |  | 2579967 | Sus |  | CompanyInitiated¦Plannedmaintenance¦¦
24-0113488 | Company Initiated | Planned- maintenance |  |  | 2024 | Tier 3 | Distribution Circuit |  |  |  | 2579973 | Sus |  | CompanyInitiated¦Plannedmaintenance¦¦
24-0116997 | 3rd Party | Vehicle | Pole-Wood | Broken | 2024 | Tier 2 | Distribution Circuit |  |  |  | 2580463 | Sus |  | 3rdParty¦Vehicle¦PoleWood¦Broken
24-0117023 | Equipment Failure/Involved | Overhead | Pole-Wood | Broken | 2024 | Tier 3 | Distribution Circuit |  |  |  | 2580592 | Sus |  | EquipmentFailureInvolved¦Overhead¦PoleWood¦Broken
24-0109208 | Company Initiated | Planned- maintenance |  |  | 2024 | Tier 2 | Transformer only |  |  |  | 2581076 | Sus |  | CompanyInitiated¦Plannedmaintenance¦¦
24-0111368 | Wildfire Mitigation | Planned - WSIP/System Hardening |  |  | 2024 | Tier 3 | Distribution Circuit |  |  |  | 2581100 | Sus |  | WildfireMitigation¦PlannedWSIPSystemHardening¦¦
24-0117484 | 3rd Party | Customer Equipment | Other | Normal | 2024 | Tier 2 | Distribution Circuit |  |  |  | 2581637 | Sus |  | 3rdParty¦CustomerEquipment¦Other¦Normal
24-0117537 | Unknown Cause | Patrol - found nothing |  |  | 2024 | Tier 2 | Distribution Circuit |  |  |  | 2581749 | Sus |  | UnknownCause¦Patrolfoundnothing¦¦
24-0118116 | Animal | Bird found | Conductor- Overhead | Normal | 2024 | Tier 2 | Distribution Circuit |  |  |  | 2582985 | Sus |  | Animal¦Birdfound¦ConductorOverhead¦Normal
24-0118186 | Unknown Cause | Patrol - found nothing |  |  | 2024 | Tier 2 | Distribution Circuit |  |  |  | 2583003 | Sus |  | UnknownCause¦Patrolfoundnothing¦¦
24-0108834 | Wildfire Mitigation | Planned - WSIP/System Hardening |  |  | 2024 | Tier 3 | Transformer only |  |  |  | 2583087 | Sus |  | WildfireMitigation¦PlannedWSIPSystemHardening¦¦
24-0108646 | Company Initiated | Planned- capital |  |  | 2024 | Tier 3 | Distribution Circuit |  |  |  | 2583084 | Sus |  | CompanyInitiated¦Plannedcapital¦¦
24-0108705 | Wildfire Mitigation | Planned - WSIP/System Hardening |  |  | 2024 | Tier 2 | Distribution Circuit |  |  |  | 2583127 | Sus |  | WildfireMitigation¦PlannedWSIPSystemHardening¦¦
24-0108709 | Wildfire Mitigation | Planned - WSIP/System Hardening |  |  | 2024 | Tier 2 | Distribution Circuit |  |  |  | 2583495 | Sus |  | WildfireMitigation¦PlannedWSIPSystemHardening¦¦
24-0108846 | Wildfire Mitigation | Planned - WSIP/System Hardening |  |  | 2024 | Tier 3 | Distribution Circuit |  |  |  | 2583526 | Sus |  | WildfireMitigation¦PlannedWSIPSystemHardening¦¦
24-0118739 | Animal | Squirrel | Bushing | Burned/flashed | 2024 | Tier 2 | Distribution Circuit |  |  |  | 2584370 | Sus |  | Animal¦Squirrel¦Bushing¦Burnedflashed
24-0113659 | Wildfire Mitigation | Planned - WSIP/System Hardening |  |  | 2024 | Tier 3 | Distribution Circuit |  |  |  | 2584373 | Sus |  | WildfireMitigation¦PlannedWSIPSystemHardening¦¦
24-0114756 | Company Initiated | Personnel- company | Conductor- Underground | Normal | 2024 | Tier 2 | Distribution Circuit |  |  |  | 2585178 | Sus |  | CompanyInitiated¦Personnelcompany¦ConductorUnderground¦Normal
24-0119249 | 3rd Party | Vehicle | Pole-Wood | Broken | 2024 | Tier 3 | Distribution Circuit |  |  |  | 2585267 | Sus |  | 3rdParty¦Vehicle¦PoleWood¦Broken
24-0119258 | Vegetation | Tree - fell into line | Conductor- Overhead | Broken- wire on ground | 2024 | Tier 3 | Distribution Circuit |  |  |  | 2585286 | Sus |  | Vegetation¦Treefellintoline¦ConductorOverhead¦Brokenwireonground
24-0109037 | Wildfire Mitigation | Planned - WSIP/System Hardening |  |  | 2024 | Tier 2 | Distribution Circuit |  |  |  | 2585442 | Sus |  | WildfireMitigation¦PlannedWSIPSystemHardening¦¦
24-0115661 | Company Initiated | Planned- maintenance |  |  | 2024 | Tier 2 | Transformer only |  |  |  | 2585695 | Sus |  | CompanyInitiated¦Plannedmaintenance¦¦
24-0115256 | Company Initiated | Planned- maintenance |  |  | 2024 | Tier 3 | Distribution Circuit |  |  |  | 2585568 | Sus |  | CompanyInitiated¦Plannedmaintenance¦¦
24-0107899 | Wildfire Mitigation | Planned - WSIP/System Hardening |  |  | 2024 | Tier 3 | Distribution Circuit |  |  |  | 2585727 | Sus |  | WildfireMitigation¦PlannedWSIPSystemHardening¦¦
24-0111518 | Wildfire Mitigation | Planned - WSIP/System Hardening |  |  | 2024 | Tier 3 | Distribution Circuit |  |  |  | 2587943 | Sus |  | WildfireMitigation¦PlannedWSIPSystemHardening¦¦
24-0116718 | Company Initiated | Planned- maintenance |  |  | 2024 | Tier 3 | Distribution Circuit |  |  |  | 2587990 | Sus |  | CompanyInitiated¦Plannedmaintenance¦¦
24-0110249 | Wildfire Mitigation | Planned - WSIP/System Hardening |  |  | 2024 | Tier 2 | Distribution Circuit |  |  |  | 2588089 | Sus |  | WildfireMitigation¦PlannedWSIPSystemHardening¦¦
24-0116373 | Company Initiated | Planned- maintenance |  |  | 2024 | Tier 2 | Transformer only |  |  |  | 2588094 | Sus |  | CompanyInitiated¦Plannedmaintenance¦¦
24-0110234 | Wildfire Mitigation | Planned - WSIP/System Hardening |  |  | 2024 | Tier 2 | Transformer only |  |  |  | 2588124 | Sus |  | WildfireMitigation¦PlannedWSIPSystemHardening¦¦
24-0120130 | Equipment Failure/Involved | Overhead | Connector or Splice (OH) | Burned/flashed | 2024 | Tier 2 | Distribution Circuit |  |  |  | 2588127 | Sus |  | EquipmentFailureInvolved¦Overhead¦ConnectororSplice(OH)¦Burnedflashed
24-0110224 | Wildfire Mitigation | Planned - WSIP/System Hardening |  |  | 2024 | Tier 3 | Distribution Circuit |  |  |  | 2588364 | Sus |  | WildfireMitigation¦PlannedWSIPSystemHardening¦¦
24-0116690 | Wildfire Mitigation | Planned - WSIP/System Hardening |  |  | 2024 | Tier 3 | Distribution Circuit |  |  |  | 2588396 | Sus |  | WildfireMitigation¦PlannedWSIPSystemHardening¦¦
24-0110256 | Wildfire Mitigation | Planned - WSIP/System Hardening |  |  | 2024 | Tier 2 | Distribution Circuit |  |  |  | 2589153 | Sus |  | WildfireMitigation¦PlannedWSIPSystemHardening¦¦
24-0120780 | Vegetation | Tree - cutting- PG&E contractor | Conductor- Overhead | Normal | 2024 | Tier 2 | Distribution Circuit |  |  |  | 2589656 | Sus |  | Vegetation¦TreecuttingPG&Econtractor¦ConductorOverhead¦Normal
24-0120868 | Equipment Failure/Involved | Overhead | Connector or Splice (OH) | Broken | 2024 | Tier 2 | Distribution Circuit |  |  |  | 2589787 | Sus |  | EquipmentFailureInvolved¦Overhead¦ConnectororSplice(OH)¦Broken
24-0121006 | Unknown Cause | Patrol - not conducted |  |  | 2024 | Tier 2 | Distribution Circuit |  |  |  | 2590224 | Sus |  | UnknownCause¦Patrolnotconducted¦¦
24-0110242 | Wildfire Mitigation | Planned - WSIP/System Hardening |  |  | 2024 | Tier 2 | Distribution Circuit |  |  |  | 2590255 | Sus |  | WildfireMitigation¦PlannedWSIPSystemHardening¦¦
24-0113132 | Wildfire Mitigation | Planned - WSIP/System Hardening |  |  | 2024 | Tier 2 | Transformer only |  |  |  | 2590272 | Sus |  | WildfireMitigation¦PlannedWSIPSystemHardening¦¦
24-0112396 | Wildfire Mitigation | Planned - WSIP/System Hardening |  |  | 2024 | Tier 3 | Transformer only |  |  |  | 2590283 | Sus |  | WildfireMitigation¦PlannedWSIPSystemHardening¦¦
24-0110300 | Wildfire Mitigation | Planned - WSIP/System Hardening |  |  | 2024 | Tier 2 | Transformer only |  |  |  | 2590282 | Sus |  | WildfireMitigation¦PlannedWSIPSystemHardening¦¦
24-0115304 | Wildfire Mitigation | Planned - WSIP/System Hardening |  |  | 2024 | Tier 3 | Transformer only |  |  |  | 2590309 | Sus |  | WildfireMitigation¦PlannedWSIPSystemHardening¦¦
24-0111801 | Wildfire Mitigation | Planned - WSIP/System Hardening |  |  | 2024 | Tier 2 | Transformer only |  |  |  | 2590317 | Sus |  | WildfireMitigation¦PlannedWSIPSystemHardening¦¦
24-0111955 | Company Initiated | Planned- maintenance |  |  | 2024 | Tier 3 | Distribution Circuit |  |  |  | 2590387 | Sus |  | CompanyInitiated¦Plannedmaintenance¦¦
24-0117712 | Company Initiated | Planned- maintenance |  |  | 2024 | Tier 3 | Distribution Circuit |  |  |  | 2590368 | Sus |  | CompanyInitiated¦Plannedmaintenance¦¦
24-0121264 | Company Initiated | Personnel- company | Jumper | Normal | 2024 | Tier 2 | Distribution Circuit |  |  |  | 2590653 | Sus |  | CompanyInitiated¦Personnelcompany¦Jumper¦Normal
24-0112546 | Wildfire Mitigation | Planned - WSIP/System Hardening |  |  | 2024 | Tier 3 | Distribution Circuit |  |  |  | 2590738 | Sus |  | WildfireMitigation¦PlannedWSIPSystemHardening¦¦
24-0121287 | Animal | Other | Conductor- Overhead | Normal | 2024 | Tier 2 | Distribution Circuit |  |  |  | 2590694 | Sus |  | Animal¦Other¦ConductorOverhead¦Normal
24-0112716 | Wildfire Mitigation | Planned - WSIP/System Hardening |  |  | 2024 | Tier 2 | Distribution Circuit |  |  |  | 2591454 | Sus |  | WildfireMitigation¦PlannedWSIPSystemHardening¦¦
24-0112720 | Wildfire Mitigation | Planned - WSIP/System Hardening |  |  | 2024 | Tier 2 | Transformer only |  |  |  | 2591457 | Sus |  | WildfireMitigation¦PlannedWSIPSystemHardening¦¦
24-0110305 | Wildfire Mitigation | Planned - WSIP/System Hardening |  |  | 2024 | Tier 2 | Transformer only |  |  |  | 2591459 | Sus |  | WildfireMitigation¦PlannedWSIPSystemHardening¦¦
24-0100070 | Company Initiated | Planned- capital |  |  | 2024 | Tier 3 | Distribution Circuit |  |  |  | 2591897 | Sus |  | CompanyInitiated¦Plannedcapital¦¦
24-0110867 | Wildfire Mitigation | Planned - WSIP/System Hardening |  |  | 2024 | Tier 3 | Distribution Circuit |  |  |  | 2592050 | Sus |  | WildfireMitigation¦PlannedWSIPSystemHardening¦¦
24-0111978 | Wildfire Mitigation | Planned - WSIP/System Hardening |  |  | 2024 | Tier 3 | Distribution Circuit |  |  |  | 2592068 | Sus |  | WildfireMitigation¦PlannedWSIPSystemHardening¦¦
24-0111857 | Wildfire Mitigation | Planned - WSIP/System Hardening |  |  | 2024 | Tier 3 | Distribution Circuit |  |  |  | 2592062 | Sus |  | WildfireMitigation¦PlannedWSIPSystemHardening¦¦
24-0122110 | Company Initiated | Personnel- company | Fuse | Normal | 2024 | Tier 3 | Distribution Circuit |  |  |  | 2592071 | Sus |  | CompanyInitiated¦Personnelcompany¦Fuse¦Normal
24-0110247 | Wildfire Mitigation | Planned - WSIP/System Hardening |  |  | 2024 | Tier 2 | Distribution Circuit |  |  |  | 2592066 | Sus |  | WildfireMitigation¦PlannedWSIPSystemHardening¦¦
24-0122367 | Unknown Cause | Patrol - found nothing |  |  | 2024 | Tier 2 | Distribution Circuit |  |  |  | 2592447 | Sus |  | UnknownCause¦Patrolfoundnothing¦¦
24-0122529 | Unknown Cause | Patrol - found nothing |  |  | 2024 | Tier 2 | Distribution Circuit |  |  |  | 2592792 | Sus |  | UnknownCause¦Patrolfoundnothing¦¦
24-0122563 | Equipment Failure/Involved | Overhead | Transformer (OH) | Normal | 2024 | Tier 3 | Distribution Circuit |  |  |  | 2592990 | Sus |  | EquipmentFailureInvolved¦Overhead¦Transformer(OH)¦Normal
24-0122598 | Vegetation | Tree - branch fell on line | Conductor- Overhead | Normal | 2024 | Tier 3 | Distribution Circuit |  |  |  | 2593027 | Sus |  | Vegetation¦Treebranchfellonline¦ConductorOverhead¦Normal
24-0122622 | 3rd Party | Customer Equipment | Customer Equipment | Malfunctioning | 2024 | Tier 2 | Distribution Circuit |  |  |  | 2593240 | Sus |  | 3rdParty¦CustomerEquipment¦CustomerEquipment¦Malfunctioning
24-0112887 | Wildfire Mitigation | Planned - WSIP/System Hardening |  |  | 2024 | Tier 2 | Transformer only |  |  |  | 2594091 | Sus |  | WildfireMitigation¦PlannedWSIPSystemHardening¦¦
24-0113945 | Wildfire Mitigation | Planned - WSIP/System Hardening |  |  | 2024 | Tier 2 | Distribution Circuit |  |  |  | 2593987 | Sus |  | WildfireMitigation¦PlannedWSIPSystemHardening¦¦
24-0115933 | Company Initiated | Planned- maintenance |  |  | 2024 | Tier 3 | Transformer only |  |  |  | 2594030 | Sus |  | CompanyInitiated¦Plannedmaintenance¦¦
24-0122932 | Vegetation | Tree - branch fell on line | Secondary | Broken- wire on ground | 2024 | Tier 3 | Transformer only |  |  |  | 2594043 | Sus |  | Vegetation¦Treebranchfellonline¦Secondary¦Brokenwireonground
24-0117921 | Wildfire Mitigation | Planned - WSIP/System Hardening |  |  | 2024 | Tier 2 | Distribution Circuit |  |  |  | 2593857 | Sus |  | WildfireMitigation¦PlannedWSIPSystemHardening¦¦
24-0122824 | Animal | Squirrel | Conductor- Overhead | Normal | 2024 | Tier 2 | Distribution Circuit |  |  |  | 2594077 | Sus |  | Animal¦Squirrel¦ConductorOverhead¦Normal
24-0117706 | Company Initiated | Planned- maintenance |  |  | 2024 | Tier 2 | Distribution Circuit |  |  |  | 2594159 | Sus |  | CompanyInitiated¦Plannedmaintenance¦¦
24-0122993 | Vegetation | Tree - branch fell on line | Conductor- Overhead | Normal | 2024 | Tier 2 | Distribution Circuit |  |  |  | 2594281 | Sus |  | Vegetation¦Treebranchfellonline¦ConductorOverhead¦Normal
24-0122895 | Company Initiated | Personnel- company | Conductor- Overhead | Normal | 2024 | Tier 2 | Distribution Circuit |  |  |  | 2594292 | Sus |  | CompanyInitiated¦Personnelcompany¦ConductorOverhead¦Normal
24-0123185 | Unknown Cause | Patrol - found nothing |  |  | 2024 | Tier 3 | Distribution Circuit |  |  |  | 2594845 | Sus |  | UnknownCause¦Patrolfoundnothing¦¦
24-0123187 | Equipment Failure/Involved | Overhead | Capacitor | Normal | 2024 | Tier 2 | Distribution Circuit |  |  |  | 2594832 | Sus |  | EquipmentFailureInvolved¦Overhead¦Capacitor¦Normal
24-0112304 | Company Initiated | Planned- capital |  |  | 2024 | Tier 3 | Distribution Circuit |  |  |  | 2595228 | Sus |  | CompanyInitiated¦Plannedcapital¦¦
24-0115229 | Company Initiated | Planned- maintenance |  |  | 2024 | Tier 3 | Distribution Circuit |  |  |  | 2594928 | Sus |  | CompanyInitiated¦Plannedmaintenance¦¦
24-0113633 | Company Initiated | Planned- maintenance |  |  | 2024 | Tier 2 | Distribution Circuit |  |  |  | 2594966 | Sus |  | CompanyInitiated¦Plannedmaintenance¦¦
24-0117285 | Company Initiated | Planned- maintenance |  |  | 2024 | Tier 3 | Distribution Circuit |  |  |  | 2594993 | Sus |  | CompanyInitiated¦Plannedmaintenance¦¦
24-0112855 | Wildfire Mitigation | Planned - WSIP/System Hardening |  |  | 2024 | Tier 2 | Transformer only |  |  |  | 2595814 | Sus |  | WildfireMitigation¦PlannedWSIPSystemHardening¦¦
24-0115454 | Wildfire Mitigation | Planned - WSIP/System Hardening |  |  | 2024 | Tier 3 | Transformer only |  |  |  | 2595900 | Sus |  | WildfireMitigation¦PlannedWSIPSystemHardening¦¦
24-0117873 | Company Initiated | Planned- capital |  |  | 2024 | Tier 2 | Distribution Circuit |  |  |  | 2596052 | Sus |  | CompanyInitiated¦Plannedcapital¦¦
24-0124820 | Unknown Cause | Patrol - found nothing |  |  | 2024 | Tier 2 | Distribution Circuit |  |  |  | 2598028 | Sus |  | UnknownCause¦Patrolfoundnothing¦¦
24-0125293 | Equipment Failure/Involved | Overhead | Other | Burned/flashed | 2024 | Tier 2 | Distribution Circuit |  |  |  | 2599107 | Sus |  | EquipmentFailureInvolved¦Overhead¦Other¦Burnedflashed
24-0125338 | Animal | Squirrel | Fuse | Broken | 2024 | Tier 2 | Distribution Circuit |  |  |  | 2599237 | Sus |  | Animal¦Squirrel¦Fuse¦Broken
24-0125476 | 3rd Party | Customer Equipment | Customer Equipment | Malfunctioning | 2024 | Tier 2 | Distribution Circuit |  |  |  | 2599573 | Sus |  | 3rdParty¦CustomerEquipment¦CustomerEquipment¦Malfunctioning
24-0125500 | Animal | Bird found | Conductor- Overhead | Normal | 2024 | Tier 2 | Distribution Circuit |  |  |  | 2599677 | Sus |  | Animal¦Birdfound¦ConductorOverhead¦Normal
24-0125495 | Unknown Cause | Patrol - found nothing |  |  | 2024 | Tier 2 | Distribution Circuit |  |  |  | 2599655 | Sus |  | UnknownCause¦Patrolfoundnothing¦¦
24-0117677 | Wildfire Mitigation | Planned - WSIP/System Hardening |  |  | 2024 | Tier 2 | Distribution Circuit |  |  |  | 2600051 | Sus |  | WildfireMitigation¦PlannedWSIPSystemHardening¦¦
24-0117334 | Company Initiated | Planned- capital |  |  | 2024 | Tier 3 | Distribution Circuit |  |  |  | 2600086 | Sus |  | CompanyInitiated¦Plannedcapital¦¦
24-0117776 | Wildfire Mitigation | Planned - WSIP/System Hardening |  |  | 2024 | Tier 3 | Transformer only |  |  |  | 2600114 | Sus |  | WildfireMitigation¦PlannedWSIPSystemHardening¦¦
24-0115221 | Wildfire Mitigation | Planned - WSIP/System Hardening |  |  | 2024 | Tier 2 | Distribution Circuit |  |  |  | 2600879 | Sus |  | WildfireMitigation¦PlannedWSIPSystemHardening¦¦
24-0117779 | Company Initiated | Planned- maintenance |  |  | 2024 | Tier 2 | Distribution Circuit |  |  |  | 2600906 | Sus |  | CompanyInitiated¦Plannedmaintenance¦¦
24-0117691 | Wildfire Mitigation | Planned - WSIP/System Hardening |  |  | 2024 | Tier 3 | Distribution Circuit |  |  |  | 2600940 | Sus |  | WildfireMitigation¦PlannedWSIPSystemHardening¦¦
24-0117347 | Wildfire Mitigation | Planned - WSIP/System Hardening |  |  | 2024 | Tier 2 | Distribution Circuit |  |  |  | 2600941 | Sus |  | WildfireMitigation¦PlannedWSIPSystemHardening¦¦
24-0119015 | Wildfire Mitigation | Planned - WSIP/System Hardening |  |  | 2024 | Tier 3 | Distribution Circuit |  |  |  | 2601002 | Sus |  | WildfireMitigation¦PlannedWSIPSystemHardening¦¦
24-0118411 | Company Initiated | Planned- maintenance |  |  | 2024 | Tier 3 | Distribution Circuit |  |  |  | 2601056 | Sus |  | CompanyInitiated¦Plannedmaintenance¦¦
24-0117738 | Company Initiated | Planned- maintenance |  |  | 2024 | Tier 2 | Distribution Circuit |  |  |  | 2601834 | Sus |  | CompanyInitiated¦Plannedmaintenance¦¦
24-0117804 | Wildfire Mitigation | Planned - WSIP/System Hardening |  |  | 2024 | Tier 2 | Distribution Circuit |  |  |  | 2601827 | Sus |  | WildfireMitigation¦PlannedWSIPSystemHardening¦¦
24-0117382 | Wildfire Mitigation | Planned - WSIP/System Hardening |  |  | 2024 | Tier 3 | Distribution Circuit |  |  |  | 2602006 | Sus |  | WildfireMitigation¦PlannedWSIPSystemHardening¦¦
24-0117358 | Wildfire Mitigation | Planned - WSIP/System Hardening |  |  | 2024 | Tier 3 | Distribution Circuit |  |  |  | 2601908 | Sus |  | WildfireMitigation¦PlannedWSIPSystemHardening¦¦
24-0119045 | Company Initiated | Planned- capital |  |  | 2024 | Tier 3 | Distribution Circuit |  |  |  | 2602058 | Sus |  | CompanyInitiated¦Plannedcapital¦¦
24-0126856 | Company Initiated | Personnel- company | Conductor- Overhead | Normal | 2024 | Tier 2 | Distribution Circuit |  |  |  | 2602223 | Sus |  | CompanyInitiated¦Personnelcompany¦ConductorOverhead¦Normal
24-0122213 | Wildfire Mitigation | Planned - WSIP/System Hardening |  |  | 2024 | Tier 3 | Transformer only |  |  |  | 2602235 | Sus |  | WildfireMitigation¦PlannedWSIPSystemHardening¦¦
24-0122935 | Company Initiated | Planned- maintenance |  |  | 2024 | Tier 2 | Transformer only |  |  |  | 2602732 | Sus |  | CompanyInitiated¦Plannedmaintenance¦¦
24-0120218 | Company Initiated | Planned- maintenance |  |  | 2024 | Tier 2 | Transformer only |  |  |  | 2602812 | Sus |  | CompanyInitiated¦Plannedmaintenance¦¦
24-0127196 | Equipment Failure/Involved | Overhead | Secondary | Deteriorated | 2024 | Tier 2 | Distribution Circuit |  |  |  | 2602825 | Sus |  | EquipmentFailureInvolved¦Overhead¦Secondary¦Deteriorated
24-0117862 | Wildfire Mitigation | Planned - WSIP/System Hardening |  |  | 2024 | Tier 3 | Distribution Circuit |  |  |  | 2602905 | Sus |  | WildfireMitigation¦PlannedWSIPSystemHardening¦¦
24-0115206 | Company Initiated | Planned- capital |  |  | 2024 | Tier 3 | Distribution Circuit |  |  |  | 2603208 | Sus |  | CompanyInitiated¦Plannedcapital¦¦
24-0118770 | Company Initiated | Planned- maintenance |  |  | 2024 | Tier 2 | Distribution Circuit |  |  |  | 2603301 | Sus |  | CompanyInitiated¦Plannedmaintenance¦¦
24-0127313 | Equipment Failure/Involved | Overhead | Transformer (OH) | Leaking | 2024 | Tier 2 | Transformer only |  |  |  | 2603044 | Sus |  | EquipmentFailureInvolved¦Overhead¦Transformer(OH)¦Leaking
24-0127672 | Equipment Failure/Involved | Overhead | Capacitor | Failed/Faulted | 2024 | Tier 2 | Distribution Circuit |  |  |  | 2603538 | Sus |  | EquipmentFailureInvolved¦Overhead¦Capacitor¦FailedFaulted
24-0117369 | Wildfire Mitigation | Planned - WSIP/System Hardening |  |  | 2024 | Tier 3 | Distribution Circuit |  |  |  | 2603623 | Sus |  | WildfireMitigation¦PlannedWSIPSystemHardening¦¦
24-0119650 | Wildfire Mitigation | Planned - WSIP/System Hardening |  |  | 2024 | Tier 2 | Distribution Circuit |  |  |  | 2603631 | Sus |  | WildfireMitigation¦PlannedWSIPSystemHardening¦¦
24-0117811 | Wildfire Mitigation | Planned - WSIP/System Hardening |  |  | 2024 | Tier 3 | Distribution Circuit |  |  |  | 2603657 | Sus |  | WildfireMitigation¦PlannedWSIPSystemHardening¦¦
24-0127778 | Company Initiated | Personnel- company | Conductor- Overhead | Normal | 2024 | Tier 2 | Distribution Circuit |  |  |  | 2603768 | Sus |  | CompanyInitiated¦Personnelcompany¦ConductorOverhead¦Normal
24-0128219 | 3rd Party | Customer Equipment | Customer Equipment | Malfunctioning | 2024 | Tier 2 | Distribution Circuit |  |  |  | 2605013 | Sus |  | 3rdParty¦CustomerEquipment¦CustomerEquipment¦Malfunctioning
24-0128267 | 3rd Party | Customer Equipment | Customer Equipment | Malfunctioning | 2024 | Tier 2 | Distribution Circuit |  |  |  | 2605300 | Sus |  | 3rdParty¦CustomerEquipment¦CustomerEquipment¦Malfunctioning
24-0117385 | Wildfire Mitigation | Planned - WSIP/System Hardening |  |  | 2024 | Tier 2 | Transformer only |  |  |  | 2605803 | Sus |  | WildfireMitigation¦PlannedWSIPSystemHardening¦¦
24-0120668 | Wildfire Mitigation | Planned - WSIP/System Hardening |  |  | 2024 | Tier 3 | Distribution Circuit |  |  |  | 2605841 | Sus |  | WildfireMitigation¦PlannedWSIPSystemHardening¦¦
24-0117348 | Wildfire Mitigation | Planned - WSIP/System Hardening |  |  | 2024 | Tier 2 | Transformer only |  |  |  | 2605834 | Sus |  | WildfireMitigation¦PlannedWSIPSystemHardening¦¦
24-0120203 | Company Initiated | Planned- capital |  |  | 2024 | Tier 3 | Distribution Circuit |  |  |  | 2605845 | Sus |  | CompanyInitiated¦Plannedcapital¦¦
24-0120608 | Wildfire Mitigation | Planned - WSIP/System Hardening |  |  | 2024 | Tier 3 | Transformer only |  |  |  | 2605894 | Sus |  | WildfireMitigation¦PlannedWSIPSystemHardening¦¦
24-0123232 | Company Initiated | Planned- maintenance |  |  | 2024 | Tier 2 | Distribution Circuit |  |  |  | 2606023 | Sus |  | CompanyInitiated¦Plannedmaintenance¦¦
24-0128464 | 3rd Party | Customer Equipment | Customer Equipment | Malfunctioning | 2024 | Tier 2 | Distribution Circuit |  |  |  | 2606062 | Sus |  | 3rdParty¦CustomerEquipment¦CustomerEquipment¦Malfunctioning
24-0128488 | Unknown Cause | Patrol - found nothing |  |  | 2024 | Tier 2 | Distribution Circuit |  |  |  | 2605763 | Sus |  | UnknownCause¦Patrolfoundnothing¦¦
24-0120677 | Wildfire Mitigation | Planned - WSIP/System Hardening |  |  | 2024 | Tier 3 | Distribution Circuit |  |  |  | 2606221 | Sus |  | WildfireMitigation¦PlannedWSIPSystemHardening¦¦
24-0128589 | Company Initiated | Coordination failure | Conductor- Overhead | Normal | 2024 | Tier 2 | Distribution Circuit |  |  |  | 2606277 | Sus |  | CompanyInitiated¦Coordinationfailure¦ConductorOverhead¦Normal
24-0128782 | 3rd Party | Customer Equipment | Customer Equipment | Malfunctioning | 2024 | Tier 2 | Distribution Circuit |  |  |  | 2606658 | Sus |  | 3rdParty¦CustomerEquipment¦CustomerEquipment¦Malfunctioning
24-0117394 | Wildfire Mitigation | Planned - WSIP/System Hardening |  |  | 2024 | Tier 2 | Distribution Circuit |  |  |  | 2606812 | Sus |  | WildfireMitigation¦PlannedWSIPSystemHardening¦¦
24-0121987 | Wildfire Mitigation | Planned - WSIP/System Hardening |  |  | 2024 | Tier 3 | Distribution Circuit |  |  |  | 2606902 | Sus |  | WildfireMitigation¦PlannedWSIPSystemHardening¦¦
24-0120685 | Wildfire Mitigation | Planned - WSIP/System Hardening |  |  | 2024 | Tier 3 | Distribution Circuit |  |  |  | 2606917 | Sus |  | WildfireMitigation¦PlannedWSIPSystemHardening¦¦
24-0120624 | Wildfire Mitigation | Planned - WSIP/System Hardening |  |  | 2024 | Tier 3 | Distribution Circuit |  |  |  | 2607017 | Sus |  | WildfireMitigation¦PlannedWSIPSystemHardening¦¦
24-0120627 | Wildfire Mitigation | Planned - WSIP/System Hardening |  |  | 2024 | Tier 3 | Distribution Circuit |  |  |  | 2607310 | Sus |  | WildfireMitigation¦PlannedWSIPSystemHardening¦¦
24-0120690 | Wildfire Mitigation | Planned - WSIP/System Hardening |  |  | 2024 | Tier 3 | Distribution Circuit |  |  |  | 2607291 | Sus |  | WildfireMitigation¦PlannedWSIPSystemHardening¦¦
24-0129055 | Equipment Failure/Involved | Overhead | Crossarm- Wood | Broken | 2024 | Tier 2 | Distribution Circuit |  |  |  | 2607687 | Sus |  | EquipmentFailureInvolved¦Overhead¦CrossarmWood¦Broken
24-0117762 | Wildfire Mitigation | Planned - WSIP/System Hardening |  |  | 2024 | Tier 3 | Distribution Circuit |  |  |  | 2607909 | Sus |  | WildfireMitigation¦PlannedWSIPSystemHardening¦¦
24-0117365 | Wildfire Mitigation | Planned - WSIP/System Hardening |  |  | 2024 | Tier 3 | Distribution Circuit |  |  |  | 2607953 | Sus |  | WildfireMitigation¦PlannedWSIPSystemHardening¦¦
24-0120635 | Wildfire Mitigation | Planned - WSIP/System Hardening |  |  | 2024 | Tier 2 | Transformer only |  |  |  | 2608005 | Sus |  | WildfireMitigation¦PlannedWSIPSystemHardening¦¦
24-0121333 | Company Initiated | Planned- capital |  |  | 2024 | Tier 3 | Distribution Circuit |  |  |  | 2608032 | Sus |  | CompanyInitiated¦Plannedcapital¦¦
24-0124937 | Wildfire Mitigation | Planned - WSIP/System Hardening |  |  | 2024 | Tier 2 | Distribution Circuit |  |  |  | 2608383 | Sus |  | WildfireMitigation¦PlannedWSIPSystemHardening¦¦
24-0129578 | Company Initiated | Planned- capital |  |  | 2024 | Tier 3 | Distribution Circuit |  |  |  | 2608364 | Sus |  | CompanyInitiated¦Plannedcapital¦¦
24-0129942 | Unknown Cause | Patrol - found nothing |  |  | 2024 | Tier 2 | Distribution Circuit |  |  |  | 2609116 | Sus |  | UnknownCause¦Patrolfoundnothing¦¦
24-0129987 | Company Initiated | Planned- capital |  |  | 2024 | Tier 3 | Transformer only |  |  |  | 2609373 | Sus |  | CompanyInitiated¦Plannedcapital¦¦
24-0120787 | Wildfire Mitigation | Planned - WSIP/System Hardening |  |  | 2024 | Tier 2 | Distribution Circuit |  |  |  | 2609368 | Sus |  | WildfireMitigation¦PlannedWSIPSystemHardening¦¦
24-0117411 | Wildfire Mitigation | Planned - WSIP/System Hardening |  |  | 2024 | Tier 2 | Distribution Circuit |  |  |  | 2609383 | Sus |  | WildfireMitigation¦PlannedWSIPSystemHardening¦¦
24-0120651 | Wildfire Mitigation | Planned - WSIP/System Hardening |  |  | 2024 | Tier 3 | Distribution Circuit |  |  |  | 2609635 | Sus |  | WildfireMitigation¦PlannedWSIPSystemHardening¦¦
24-0130204 | Vegetation | Tree - branch fell on line | Conductor- Overhead | Normal | 2024 | Tier 3 | Distribution Circuit |  |  |  | 2609717 | Sus |  | Vegetation¦Treebranchfellonline¦ConductorOverhead¦Normal
24-0130450 | Unknown Cause | Patrol - not conducted |  |  | 2024 | Tier 2 | Distribution Circuit |  |  |  | 2610022 | Sus |  | UnknownCause¦Patrolnotconducted¦¦
24-0117604 | Wildfire Mitigation | Planned - WSIP/System Hardening |  |  | 2024 | Tier 3 | Distribution Circuit |  |  |  | 2610008 | Sus |  | WildfireMitigation¦PlannedWSIPSystemHardening¦¦
24-0117599 | Wildfire Mitigation | Planned - WSIP/System Hardening |  |  | 2024 | Tier 3 | Distribution Circuit |  |  |  | 2610006 | Sus |  | WildfireMitigation¦PlannedWSIPSystemHardening¦¦
24-0120653 | Wildfire Mitigation | Planned - WSIP/System Hardening |  |  | 2024 | Tier 3 | Distribution Circuit |  |  |  | 2610054 | Sus |  | WildfireMitigation¦PlannedWSIPSystemHardening¦¦
24-0121278 | Wildfire Mitigation | Planned - WSIP/System Hardening |  |  | 2024 | Tier 3 | Transformer only |  |  |  | 2610062 | Sus |  | WildfireMitigation¦PlannedWSIPSystemHardening¦¦
24-0130633 | Unknown Cause | Patrol - found nothing |  |  | 2024 | Tier 3 | Transformer only |  |  |  | 2610308 | Sus |  | UnknownCause¦Patrolfoundnothing¦¦
24-0130606 | Animal | Bird found | Conductor- Overhead | Normal | 2024 | Tier 2 | Distribution Circuit |  |  |  | 2610380 | Sus |  | Animal¦Birdfound¦ConductorOverhead¦Normal
24-0124067 | Wildfire Mitigation | Planned - WSIP/System Hardening |  |  | 2024 | Tier 3 | Distribution Circuit |  |  |  | 2610497 | Sus |  | WildfireMitigation¦PlannedWSIPSystemHardening¦¦
24-0130880 | Unknown Cause | Patrol - found nothing |  |  | 2024 | Tier 2 | Distribution Circuit |  |  |  | 2611368 | Sus |  | UnknownCause¦Patrolfoundnothing¦¦
24-0131001 | Unknown Cause | Patrol - found nothing |  |  | 2024 | Tier 3 | Transformer only |  |  |  | 2611766 | Sus |  | UnknownCause¦Patrolfoundnothing¦¦
24-0131081 | Unknown Cause | Patrol - found nothing |  |  | 2024 | Tier 2 | Distribution Circuit |  |  |  | 2612175 | Sus |  | UnknownCause¦Patrolfoundnothing¦¦
24-0125851 | Wildfire Mitigation | Planned - WSIP/System Hardening |  |  | 2024 | Tier 2 | Distribution Circuit |  |  |  | 2612974 | Sus |  | WildfireMitigation¦PlannedWSIPSystemHardening¦¦
24-0123266 | Wildfire Mitigation | Planned - WSIP/System Hardening |  |  | 2024 | Tier 3 | Distribution Circuit |  |  |  | 2613014 | Sus |  | WildfireMitigation¦PlannedWSIPSystemHardening¦¦
24-0124764 | Company Initiated | Planned- maintenance |  |  | 2024 | Tier 2 | Distribution Circuit |  |  |  | 2613119 | Sus |  | CompanyInitiated¦Plannedmaintenance¦¦
24-0124776 | Company Initiated | Planned- maintenance |  |  | 2024 | Tier 2 | Distribution Circuit |  |  |  | 2613575 | Sus |  | CompanyInitiated¦Plannedmaintenance¦¦
24-0122505 | Company Initiated | Planned- capital |  |  | 2024 | Tier 2 | Distribution Circuit |  |  |  | 2613806 | Sus |  | CompanyInitiated¦Plannedcapital¦¦
24-0127860 | Company Initiated | Planned- maintenance |  |  | 2024 | Tier 2 | Distribution Circuit |  |  |  | 2614018 | Sus |  | CompanyInitiated¦Plannedmaintenance¦¦
24-0132291 | Equipment Failure/Involved | Overhead | Crossarm- Wood | Broken | 2024 | Tier 2 | Distribution Circuit |  |  |  | 2614958 | Sus |  | EquipmentFailureInvolved¦Overhead¦CrossarmWood¦Broken
24-0132314 | Vegetation | Tree - branch fell on line | Conductor- Overhead | Normal | 2024 | Tier 3 | Distribution Circuit |  |  |  | 2615177 | Sus |  | Vegetation¦Treebranchfellonline¦ConductorOverhead¦Normal
24-0132402 | Unknown Cause | Patrol - found nothing |  |  | 2024 | Tier 3 | Distribution Circuit |  |  |  | 2615739 | Sus |  | UnknownCause¦Patrolfoundnothing¦¦
24-0132424 | Vegetation | Tree - fell into line | Conductor- Overhead | Broken- wire on ground | 2024 | Tier 2 | Distribution Circuit |  |  |  | 2615746 | Sus |  | Vegetation¦Treefellintoline¦ConductorOverhead¦Brokenwireonground
24-0132702 | Vegetation | Tree - branch fell on line | Fuse | Normal | 2024 | Tier 2 | Transformer only |  |  |  | 2616841 | Sus |  | Vegetation¦Treebranchfellonline¦Fuse¦Normal
24-0131813 | Vegetation | Tree - branch fell on line | Conductor- Overhead | Normal | 2024 | Tier 3 | Distribution Circuit |  |  |  | 2617847 | Sus |  | Vegetation¦Treebranchfellonline¦ConductorOverhead¦Normal
24-0127890 | Company Initiated | Planned- maintenance |  |  | 2024 | Tier 3 | Transformer only |  |  |  | 2617956 | Sus |  | CompanyInitiated¦Plannedmaintenance¦¦
24-0123169 | Wildfire Mitigation | Planned - WSIP/System Hardening |  |  | 2024 | Tier 2 | Distribution Circuit |  |  |  | 2618526 | Sus |  | WildfireMitigation¦PlannedWSIPSystemHardening¦¦
24-0123413 | Company Initiated | Planned- capital |  |  | 2024 | Tier 2 | Distribution Circuit |  |  |  | 2618516 | Sus |  | CompanyInitiated¦Plannedcapital¦¦
24-0123021 | Wildfire Mitigation | Planned - WSIP/System Hardening |  |  | 2024 | Tier 2 | Distribution Circuit |  |  |  | 2618548 | Sus |  | WildfireMitigation¦PlannedWSIPSystemHardening¦¦
24-0123430 | Wildfire Mitigation | Planned - WSIP/System Hardening |  |  | 2024 | Tier 2 | Transformer only |  |  |  | 2618662 | Sus |  | WildfireMitigation¦PlannedWSIPSystemHardening¦¦
24-0123437 | Wildfire Mitigation | Planned - WSIP/System Hardening |  |  | 2024 | Tier 2 | Transformer only |  |  |  | 2619004 | Sus |  | WildfireMitigation¦PlannedWSIPSystemHardening¦¦
24-0133812 | Vegetation | Tree - fell into line | Conductor- Overhead | Broken- wire on ground | 2024 | Tier 2 | Distribution Circuit |  |  |  | 2619720 | Sus |  | Vegetation¦Treefellintoline¦ConductorOverhead¦Brokenwireonground
24-0134095 | Vegetation | Tree - fell into line | Conductor- Overhead | Broken- wire on ground | 2024 | Tier 3 | Distribution Circuit |  |  |  | 2620488 | Sus |  | Vegetation¦Treefellintoline¦ConductorOverhead¦Brokenwireonground
24-0134055 | Vegetation | Tree - fell into line | Conductor- Overhead | Broken- wire on ground | 2024 | Tier 3 | Distribution Circuit |  |  |  | 2620502 | Sus |  | Vegetation¦Treefellintoline¦ConductorOverhead¦Brokenwireonground
24-0134138 | Vegetation | Tree - fell into line | Conductor- Overhead | Normal | 2024 | Tier 3 | Distribution Circuit |  |  |  | 2620524 | Sus |  | Vegetation¦Treefellintoline¦ConductorOverhead¦Normal
24-0134090 | Unknown Cause | Patrol - found nothing |  |  | 2024 | Tier 2 | Distribution Circuit |  |  |  | 2620657 | Sus |  | UnknownCause¦Patrolfoundnothing¦¦
24-0134077 | Equipment Failure/Involved | Overhead | Crossarm- Wood | Broken | 2024 | Tier 3 | Distribution Circuit |  |  |  | 2620523 | Sus |  | EquipmentFailureInvolved¦Overhead¦CrossarmWood¦Broken
24-0129201 | Wildfire Mitigation | Planned - WSIP/System Hardening |  |  | 2024 | Tier 3 | Transformer only |  |  |  | 2621065 | Sus |  | WildfireMitigation¦PlannedWSIPSystemHardening¦¦
24-0125822 | Wildfire Mitigation | Planned - WSIP/System Hardening |  |  | 2024 | Tier 2 | Distribution Circuit |  |  |  | 2622477 | Sus |  | WildfireMitigation¦PlannedWSIPSystemHardening¦¦
24-0126735 | Wildfire Mitigation | Planned - WSIP/System Hardening |  |  | 2024 | Tier 3 | Distribution Circuit |  |  |  | 2622706 | Sus |  | WildfireMitigation¦PlannedWSIPSystemHardening¦¦
24-0129749 | Wildfire Mitigation | Planned - WSIP/System Hardening |  |  | 2024 | Tier 2 | Distribution Circuit |  |  |  | 2622478 | Sus |  | WildfireMitigation¦PlannedWSIPSystemHardening¦¦
24-0125796 | Wildfire Mitigation | Planned - WSIP/System Hardening |  |  | 2024 | Tier 2 | Transformer only |  |  |  | 2622494 | Sus |  | WildfireMitigation¦PlannedWSIPSystemHardening¦¦
24-0126188 | Wildfire Mitigation | Planned - WSIP/System Hardening |  |  | 2024 | Tier 3 | Distribution Circuit |  |  |  | 2622518 | Sus |  | WildfireMitigation¦PlannedWSIPSystemHardening¦¦
24-0129570 | Wildfire Mitigation | Planned - WSIP/System Hardening |  |  | 2024 | Tier 2 | Distribution Circuit |  |  |  | 2622560 | Sus |  | WildfireMitigation¦PlannedWSIPSystemHardening¦¦
24-0129498 | Wildfire Mitigation | Planned - WSIP/System Hardening |  |  | 2024 | Tier 3 | Distribution Circuit |  |  |  | 2622593 | Sus |  | WildfireMitigation¦PlannedWSIPSystemHardening¦¦
24-0129586 | Company Initiated | Planned- maintenance |  |  | 2024 | Tier 3 | Transformer only |  |  |  | 2622657 | Sus |  | CompanyInitiated¦Plannedmaintenance¦¦
24-0134566 | 3rd Party | Tree - cutting- 3rd party | Secondary | Broken | 2024 | Tier 2 | Transformer only |  |  |  | 2622863 | Sus |  | 3rdParty¦Treecutting3rdparty¦Secondary¦Broken
24-0125833 | Company Initiated | Planned- maintenance |  |  | 2024 | Tier 2 | Distribution Circuit |  |  |  | 2623688 | Sus |  | CompanyInitiated¦Plannedmaintenance¦¦
24-0129735 | Wildfire Mitigation | Planned - WSIP/System Hardening |  |  | 2024 | Tier 2 | Distribution Circuit |  |  |  | 2623691 | Sus |  | WildfireMitigation¦PlannedWSIPSystemHardening¦¦
24-0130587 | Company Initiated | Planned- maintenance |  |  | 2024 | Tier 3 | Transformer only |  |  |  | 2623790 | Sus |  | CompanyInitiated¦Plannedmaintenance¦¦
24-0130959 | Wildfire Mitigation | Planned - WSIP/System Hardening |  |  | 2024 | Tier 2 | Distribution Circuit |  |  |  | 2623556 | Sus |  | WildfireMitigation¦PlannedWSIPSystemHardening¦¦
24-0135055 | Equipment Failure/Involved | Overhead | Transformer (OH) | Failed/Faulted | 2024 | Tier 2 | Transformer only |  |  |  | 2623884 | Sus |  | EquipmentFailureInvolved¦Overhead¦Transformer(OH)¦FailedFaulted
24-0135302 | Unknown Cause | Patrol - found nothing |  |  | 2024 | Tier 2 | Distribution Circuit |  |  |  | 2624313 | Sus |  | UnknownCause¦Patrolfoundnothing¦¦
24-0122506 | Company Initiated | Planned- capital |  |  | 2024 | Tier 2 | Distribution Circuit |  |  |  | 2624562 | Sus |  | CompanyInitiated¦Plannedcapital¦¦
24-0128942 | Company Initiated | Planned- capital |  |  | 2024 | Tier 2 | Distribution Circuit |  |  |  | 2624615 | Sus |  | CompanyInitiated¦Plannedcapital¦¦
24-0127548 | Company Initiated | Planned- maintenance |  |  | 2024 | Tier 2 | Distribution Circuit |  |  |  | 2624729 | Sus |  | CompanyInitiated¦Plannedmaintenance¦¦
24-0126751 | Company Initiated | Planned- maintenance |  |  | 2024 | Tier 2 | Distribution Circuit |  |  |  | 2624870 | Sus |  | CompanyInitiated¦Plannedmaintenance¦¦
24-0130593 | Company Initiated | Planned- maintenance |  |  | 2024 | Tier 3 | Distribution Circuit |  |  |  | 2624822 | Sus |  | CompanyInitiated¦Plannedmaintenance¦¦
24-0130588 | Company Initiated | Planned- maintenance |  |  | 2024 | Tier 3 | Transformer only |  |  |  | 2624830 | Sus |  | CompanyInitiated¦Plannedmaintenance¦¦
24-0135444 | Equipment Failure/Involved | Overhead | Cutout- fuse holder | Normal | 2024 | Tier 3 | Transformer only |  |  |  | 2624896 | Sus |  | EquipmentFailureInvolved¦Overhead¦Cutoutfuseholder¦Normal
24-0135713 | Unknown Cause | Patrol - found nothing |  |  | 2024 | Tier 2 | Distribution Circuit |  |  |  | 2625358 | Sus |  | UnknownCause¦Patrolfoundnothing¦¦
24-0130314 | Company Initiated | Planned- maintenance |  |  | 2024 | Tier 2 | Transformer only |  |  |  | 2626232 | Sus |  | CompanyInitiated¦Plannedmaintenance¦¦
24-0125950 | Company Initiated | Planned- maintenance |  |  | 2024 | Tier 2 | Distribution Circuit |  |  |  | 2625721 | Sus |  | CompanyInitiated¦Plannedmaintenance¦¦
24-0130298 | Company Initiated | Planned- maintenance |  |  | 2024 | Tier 3 | Distribution Circuit |  |  |  | 2625759 | Sus |  | CompanyInitiated¦Plannedmaintenance¦¦
24-0131129 | Company Initiated | Planned- maintenance |  |  | 2024 | Tier 3 | Distribution Circuit |  |  |  | 2625773 | Sus |  | CompanyInitiated¦Plannedmaintenance¦¦
24-0136300 | Equipment Failure/Involved | Overhead | Connector or Splice (OH) | Broken- wire on ground | 2024 | Tier 2 | Distribution Circuit |  |  |  | 2627382 | Sus |  | EquipmentFailureInvolved¦Overhead¦ConnectororSplice(OH)¦Brokenwireonground
24-0121519 | Company Initiated | Planned- maintenance |  |  | 2024 | Tier 3 | Transformer only |  |  |  | 2627989 | Sus |  | CompanyInitiated¦Plannedmaintenance¦¦
24-0131166 | Company Initiated | Planned- maintenance |  |  | 2024 | Tier 3 | Transformer only |  |  |  | 2628009 | Sus |  | CompanyInitiated¦Plannedmaintenance¦¦
24-0132397 | Company Initiated | Planned- maintenance |  |  | 2024 | Tier 2 | Distribution Circuit |  |  |  | 2628251 | Sus |  | CompanyInitiated¦Plannedmaintenance¦¦
24-0129318 | Wildfire Mitigation | Planned - WSIP/System Hardening |  |  | 2024 | Tier 2 | Distribution Circuit |  |  |  | 2628800 | Sus |  | WildfireMitigation¦PlannedWSIPSystemHardening¦¦
24-0130155 | Company Initiated | Planned- maintenance |  |  | 2024 | Tier 2 | Distribution Circuit |  |  |  | 2628930 | Sus |  | CompanyInitiated¦Plannedmaintenance¦¦
24-0127565 | Company Initiated | Planned- maintenance |  |  | 2024 | Tier 3 | Transformer only |  |  |  | 2629385 | Sus |  | CompanyInitiated¦Plannedmaintenance¦¦
24-0128803 | Wildfire Mitigation | Planned - WSIP/System Hardening |  |  | 2024 | Tier 3 | Distribution Circuit |  |  |  | 2629116 | Sus |  | WildfireMitigation¦PlannedWSIPSystemHardening¦¦
24-0137503 | Vegetation | Tree - fell into line | Conductor- Overhead | Normal | 2024 | Tier 3 | Distribution Circuit |  |  |  | 2630248 | Sus |  | Vegetation¦Treefellintoline¦ConductorOverhead¦Normal
24-0137578 | Unknown Cause | Patrol - found nothing |  |  | 2024 | Tier 3 | Distribution Circuit |  |  |  | 2630160 | Sus |  | UnknownCause¦Patrolfoundnothing¦¦
24-0137679 | Vegetation | Tree - branch fell on line | Conductor- Overhead | Broken- wire on ground | 2024 | Tier 3 | Distribution Circuit |  |  |  | 2630771 | Sus |  | Vegetation¦Treebranchfellonline¦ConductorOverhead¦Brokenwireonground
24-0137853 | Vegetation | Tree - branch fell on line | Conductor- Overhead | Normal | 2024 | Tier 3 | Distribution Circuit |  |  |  | 2631104 | Sus |  | Vegetation¦Treebranchfellonline¦ConductorOverhead¦Normal
24-0137843 | Vegetation | Tree - fell into line | Conductor- Overhead | Normal | 2024 | Tier 3 | Distribution Circuit |  |  |  | 2631304 | Sus |  | Vegetation¦Treefellintoline¦ConductorOverhead¦Normal
24-0137944 | Vegetation | Tree - branch fell on line | Conductor- Overhead | Broken | 2024 | Tier 3 | Distribution Circuit |  |  |  | 2631397 | Sus |  | Vegetation¦Treebranchfellonline¦ConductorOverhead¦Broken
24-0137977 | Unknown Cause | Patrol - found nothing |  |  | 2024 | Tier 3 | Distribution Circuit |  |  |  | 2631470 | Sus |  | UnknownCause¦Patrolfoundnothing¦¦
24-0138024 | Vegetation | Tree - branch fell on line | Conductor- Overhead | Contaminated | 2024 | Tier 3 | Distribution Circuit |  |  |  | 2631545 | Sus |  | Vegetation¦Treebranchfellonline¦ConductorOverhead¦Contaminated
24-0138016 | Vegetation | Tree - branch fell on line | Conductor- Overhead | Normal | 2024 | Tier 3 | Distribution Circuit |  |  |  | 2631561 | Sus |  | Vegetation¦Treebranchfellonline¦ConductorOverhead¦Normal
24-0138181 | Vegetation | Tree - fell into line | Crossarm- Wood | Broken- wire on ground | 2024 | Tier 3 | Distribution Circuit |  |  |  | 2632080 | Sus |  | Vegetation¦Treefellintoline¦CrossarmWood¦Brokenwireonground
24-0138169 | Vegetation | Tree - branch fell on line | Conductor- Overhead | Normal | 2024 | Tier 3 | Distribution Circuit |  |  |  | 2632102 | Sus |  | Vegetation¦Treebranchfellonline¦ConductorOverhead¦Normal
24-0138160 | Vegetation | Tree - branch fell on line | Conductor- Overhead | Broken- wire on ground | 2024 | Tier 3 | Distribution Circuit |  |  |  | 2632165 | Sus |  | Vegetation¦Treebranchfellonline¦ConductorOverhead¦Brokenwireonground
24-0138152 | Vegetation | Tree - fell into line | Conductor- Overhead | Broken- wire on ground | 2024 | Tier 3 | Distribution Circuit |  |  |  | 2632124 | Sus |  | Vegetation¦Treefellintoline¦ConductorOverhead¦Brokenwireonground
24-0138239 | Unknown Cause | Patrol - not conducted |  |  | 2024 | Tier 3 | Distribution Circuit |  |  |  | 2632292 | Sus |  | UnknownCause¦Patrolnotconducted¦¦
24-0138184 | Unknown Cause | Patrol - found nothing |  |  | 2024 | Tier 2 | Distribution Circuit |  |  |  | 2632235 | Sus |  | UnknownCause¦Patrolfoundnothing¦¦
24-0138178 | Vegetation | Tree - branch fell on line | Conductor- Overhead | Contaminated | 2024 | Tier 3 | Distribution Circuit |  |  |  | 2632255 | Sus |  | Vegetation¦Treebranchfellonline¦ConductorOverhead¦Contaminated
24-0138230 | Equipment Failure/Involved | Overhead | Recloser | Broken | 2024 | Tier 3 | Distribution Circuit |  |  |  | 2632283 | Sus |  | EquipmentFailureInvolved¦Overhead¦Recloser¦Broken
24-0138415 | Unknown Cause | Patrol - not conducted |  |  | 2024 | Tier 2 | Distribution Circuit |  |  |  | 2632442 | Sus |  | UnknownCause¦Patrolnotconducted¦¦
24-0138350 | Vegetation | Tree - fell into line | Conductor- Overhead | Together | 2024 | Tier 3 | Distribution Circuit |  |  |  | 2632549 | Sus |  | Vegetation¦Treefellintoline¦ConductorOverhead¦Together
24-0138339 | Unknown Cause | Patrol - found nothing |  |  | 2024 | Tier 2 | Distribution Circuit |  |  |  | 2632480 | Sus |  | UnknownCause¦Patrolfoundnothing¦¦
24-0138358 | Vegetation | Tree - branch fell on line | Secondary | Together | 2024 | Tier 3 | Transformer only |  |  |  | 2632536 | Sus |  | Vegetation¦Treebranchfellonline¦Secondary¦Together
24-0138536 | Unknown Cause | Patrol - found nothing |  |  | 2024 | Tier 3 | Distribution Circuit |  |  |  | 2632556 | Sus |  | UnknownCause¦Patrolfoundnothing¦¦
24-0138112 | Equipment Failure/Involved | Overhead | Recloser | Broken | 2024 | Tier 2 | Distribution Circuit |  |  |  | 2632635 | Sus |  | EquipmentFailureInvolved¦Overhead¦Recloser¦Broken
24-0138447 | Equipment Failure/Involved | Overhead | Jumper | Burned Open | 2024 | Tier 3 | Transformer only |  |  |  | 2632641 | Sus |  | EquipmentFailureInvolved¦Overhead¦Jumper¦BurnedOpen
24-0138749 | Unknown Cause | Patrol - not conducted |  |  | 2024 | Tier 2 | Distribution Circuit |  |  |  | 2633674 | Sus |  | UnknownCause¦Patrolnotconducted¦¦
24-0138745 | Vegetation | Tree - fell into line | Conductor- Overhead | Broken- wire on ground | 2024 | Tier 2 | Distribution Circuit |  |  |  | 2633724 | Sus |  | Vegetation¦Treefellintoline¦ConductorOverhead¦Brokenwireonground
24-0138760 | Vegetation | Tree - fell into line | Conductor- Overhead | Broken- wire on ground | 2024 | Tier 3 | Distribution Circuit |  |  |  | 2633762 | Sus |  | Vegetation¦Treefellintoline¦ConductorOverhead¦Brokenwireonground
24-0138840 | Equipment Failure/Involved | Overhead | Conductor- Overhead | Broken- wire on ground | 2024 | Tier 3 | Distribution Circuit |  |  |  | 2634124 | Sus |  | EquipmentFailureInvolved¦Overhead¦ConductorOverhead¦Brokenwireonground
24-0138855 | Vegetation | Tree - branch fell on line | Conductor- Overhead | Broken | 2024 | Tier 3 | Distribution Circuit |  |  |  | 2634182 | Sus |  | Vegetation¦Treebranchfellonline¦ConductorOverhead¦Broken
24-0138968 | Vegetation | Tree - fell into line | Conductor- Overhead | Broken- wire on ground | 2024 | Tier 3 | Distribution Circuit |  |  |  | 2634065 | Sus |  | Vegetation¦Treefellintoline¦ConductorOverhead¦Brokenwireonground
24-0139129 | Vegetation | Tree - branch fell on line | Crossarm- Wood | Broken | 2024 | Tier 3 | Distribution Circuit |  |  |  | 2634651 | Sus |  | Vegetation¦Treebranchfellonline¦CrossarmWood¦Broken
24-0139422 | Unknown Cause | Patrol - found nothing |  |  | 2024 | Tier 3 | Distribution Circuit |  |  |  | 2635840 | Sus |  | UnknownCause¦Patrolfoundnothing¦¦
24-0139524 | Vegetation | Tree - fell into line | Conductor- Overhead | Normal | 2024 | Tier 3 | Distribution Circuit |  |  |  | 2636243 | Sus |  | Vegetation¦Treefellintoline¦ConductorOverhead¦Normal
24-0132006 | Wildfire Mitigation | Planned - WSIP/System Hardening |  |  | 2024 | Tier 3 | Distribution Circuit |  |  |  | 2637393 | Sus |  | WildfireMitigation¦PlannedWSIPSystemHardening¦¦
24-0140300 | Unknown Cause | Patrol - found nothing |  |  | 2024 | Tier 2 | Distribution Circuit |  |  |  | 2638287 | Sus |  | UnknownCause¦Patrolfoundnothing¦¦
24-0132119 | Wildfire Mitigation | Planned - WSIP/System Hardening |  |  | 2024 | Tier 3 | Distribution Circuit |  |  |  | 2638386 | Sus |  | WildfireMitigation¦PlannedWSIPSystemHardening¦¦
24-0132023 | Wildfire Mitigation | Planned - WSIP/System Hardening |  |  | 2024 | Tier 3 | Distribution Circuit |  |  |  | 2638395 | Sus |  | WildfireMitigation¦PlannedWSIPSystemHardening¦¦
24-0140687 | Equipment Failure/Involved | Overhead | Transformer | Failed/Faulted | 2024 | Tier 2 | Transformer only |  |  |  | 2638891 | Sus |  | EquipmentFailureInvolved¦Overhead¦Transformer¦FailedFaulted
24-0134264 | Company Initiated | Planned- maintenance |  |  | 2024 | Tier 2 | Transformer only |  |  |  | 2639175 | Sus |  | CompanyInitiated¦Plannedmaintenance¦¦
24-0141290 | Unknown Cause | Patrol - found nothing |  |  | 2024 | Tier 2 | Distribution Circuit |  |  |  | 2640223 | Sus |  | UnknownCause¦Patrolfoundnothing¦¦
24-0141335 | Equipment Failure/Involved | Overhead | Transformer (OH) | Failed/Faulted | 2024 | Tier 2 | Distribution Circuit |  |  |  | 2640387 | Sus |  | EquipmentFailureInvolved¦Overhead¦Transformer(OH)¦FailedFaulted
24-0141362 | Equipment Failure/Involved | Overhead | Jumper | Broken | 2024 | Tier 2 | Distribution Circuit |  |  |  | 2640437 | Sus |  | EquipmentFailureInvolved¦Overhead¦Jumper¦Broken
24-0134026 | Wildfire Mitigation | Planned - WSIP/System Hardening |  |  | 2024 | Tier 2 | Distribution Circuit |  |  |  | 2641318 | Sus |  | WildfireMitigation¦PlannedWSIPSystemHardening¦¦
24-0133091 | Wildfire Mitigation | Planned - WSIP/System Hardening |  |  | 2024 | Tier 2 | Distribution Circuit |  |  |  | 2641421 | Sus |  | WildfireMitigation¦PlannedWSIPSystemHardening¦¦
24-0134029 | Wildfire Mitigation | Planned - WSIP/System Hardening |  |  | 2024 | Tier 2 | Distribution Circuit |  |  |  | 2642441 | Sus |  | WildfireMitigation¦PlannedWSIPSystemHardening¦¦
24-0135188 | Company Initiated | Planned- maintenance |  |  | 2024 | Tier 3 | Transformer only |  |  |  | 2642524 | Sus |  | CompanyInitiated¦Plannedmaintenance¦¦
24-0140849 | Company Initiated | Planned- maintenance |  |  | 2024 | Tier 3 | Transformer only |  |  |  | 2642748 | Sus |  | CompanyInitiated¦Plannedmaintenance¦¦
24-0140866 | Company Initiated | Planned- maintenance |  |  | 2024 | Tier 2 | Distribution Circuit |  |  |  | 2642588 | Sus |  | CompanyInitiated¦Plannedmaintenance¦¦
24-0142399 | Equipment Failure/Involved | Overhead | Transformer | Broken | 2024 | Tier 3 | Transformer only |  |  |  | 2643455 | Sus |  | EquipmentFailureInvolved¦Overhead¦Transformer¦Broken
24-0134682 | Company Initiated | Planned- maintenance |  |  | 2024 | Tier 2 | Distribution Circuit |  |  |  | 2643472 | Sus |  | CompanyInitiated¦Plannedmaintenance¦¦
24-0109792 | Company Initiated | Planned- capital |  |  | 2024 | Tier 2 | Distribution Circuit |  |  |  | 2643499 | Sus |  | CompanyInitiated¦Plannedcapital¦¦
24-0135190 | Company Initiated | Planned- maintenance |  |  | 2024 | Tier 3 | Transformer only |  |  |  | 2643512 | Sus |  | CompanyInitiated¦Plannedmaintenance¦¦
24-0134157 | Company Initiated | Planned- maintenance |  |  | 2024 | Tier 3 | Distribution Circuit |  |  |  | 2643538 | Sus |  | CompanyInitiated¦Plannedmaintenance¦¦
24-0133056 | Company Initiated | Planned- capital |  |  | 2024 | Tier 3 | Distribution Circuit |  |  |  | 2643559 | Sus |  | CompanyInitiated¦Plannedcapital¦¦
24-0142747 | Equipment Failure/Involved | Underground | Transformer (UG) | Deteriorated | 2024 | Tier 3 | Distribution Circuit |  |  |  | 2644293 | Sus |  | EquipmentFailureInvolved¦Underground¦Transformer(UG)¦Deteriorated
24-0135038 | Company Initiated | Planned- maintenance |  |  | 2024 | Tier 3 | Distribution Circuit |  |  |  | 2644406 | Sus |  | CompanyInitiated¦Plannedmaintenance¦¦
24-0139518 | Company Initiated | Planned- maintenance |  |  | 2024 | Tier 3 | Distribution Circuit |  |  |  | 2644637 | Sus |  | CompanyInitiated¦Plannedmaintenance¦¦
24-0135962 | Company Initiated | Planned- maintenance |  |  | 2024 | Tier 2 | Distribution Circuit |  |  |  | 2644661 | Sus |  | CompanyInitiated¦Plannedmaintenance¦¦
24-0134705 | Wildfire Mitigation | Planned - WSIP/System Hardening |  |  | 2024 | Tier 2 | Transformer only |  |  |  | 2644728 | Sus |  | WildfireMitigation¦PlannedWSIPSystemHardening¦¦
24-0143133 | Company Initiated | Personnel- company | Conductor- Overhead | Normal | 2024 | Tier 2 | Distribution Circuit |  |  |  | 2645329 | Sus |  | CompanyInitiated¦Personnelcompany¦ConductorOverhead¦Normal
24-0134037 | Company Initiated | Planned- maintenance |  |  | 2024 | Tier 3 | Distribution Circuit |  |  |  | 2645558 | Sus |  | CompanyInitiated¦Plannedmaintenance¦¦
24-0134927 | Company Initiated | Planned- maintenance |  |  | 2024 | Tier 2 | Distribution Circuit |  |  |  | 2645585 | Sus |  | CompanyInitiated¦Plannedmaintenance¦¦
24-0135510 | Company Initiated | Planned- maintenance |  |  | 2024 | Tier 3 | Transformer only |  |  |  | 2645628 | Sus |  | CompanyInitiated¦Plannedmaintenance¦¦
24-0131567 | Company Initiated | Planned- capital |  |  | 2024 | Tier 2 | Distribution Circuit |  |  |  | 2645733 | Sus |  | CompanyInitiated¦Plannedcapital¦¦
24-0143233 | Equipment Failure/Involved | Overhead | Transformer (OH) | Failed/Faulted | 2024 | Tier 3 | Distribution Circuit |  |  |  | 2645627 | Sus |  | EquipmentFailureInvolved¦Overhead¦Transformer(OH)¦FailedFaulted
24-0139537 | Company Initiated | Planned- maintenance |  |  | 2024 | Tier 3 | Distribution Circuit |  |  |  | 2645699 | Sus |  | CompanyInitiated¦Plannedmaintenance¦¦
24-0140471 | Wildfire Mitigation | Planned - WSIP/System Hardening |  |  | 2024 | Tier 2 | Distribution Circuit |  |  |  | 2646042 | Sus |  | WildfireMitigation¦PlannedWSIPSystemHardening¦¦
24-0139531 | Wildfire Mitigation | Planned - WSIP/System Hardening |  |  | 2024 | Tier 3 | Distribution Circuit |  |  |  | 2646058 | Sus |  | WildfireMitigation¦PlannedWSIPSystemHardening¦¦
24-0123036 | Company Initiated | Planned- capital |  |  | 2024 | Tier 2 | Distribution Circuit |  |  |  | 2646331 | Sus |  | CompanyInitiated¦Plannedcapital¦¦
24-0140445 | Company Initiated | Planned- maintenance |  |  | 2024 | Tier 3 | Transformer only |  |  |  | 2646408 | Sus |  | CompanyInitiated¦Plannedmaintenance¦¦
24-0140437 | Company Initiated | Planned- maintenance |  |  | 2024 | Tier 3 | Transformer only |  |  |  | 2646471 | Sus |  | CompanyInitiated¦Plannedmaintenance¦¦
24-0143632 | 3rd Party | Customer Equipment | Conductor- Underground | Normal | 2024 | Tier 2 | Distribution Circuit |  |  |  | 2646670 | Sus |  | 3rdParty¦CustomerEquipment¦ConductorUnderground¦Normal
24-0140451 | Company Initiated | Planned- maintenance |  |  | 2024 | Tier 3 | Distribution Circuit |  |  |  | 2646800 | Sus |  | CompanyInitiated¦Plannedmaintenance¦¦
24-0143796 | Vegetation | Tree - branch fell on line | Conductor- Overhead | Broken- wire on ground | 2024 | Tier 2 | Distribution Circuit |  |  |  | 2647218 | Sus |  | Vegetation¦Treebranchfellonline¦ConductorOverhead¦Brokenwireonground
24-0123514 | Company Initiated | Planned- maintenance |  |  | 2024 | Tier 3 | Distribution Circuit |  |  |  | 2647411 | Sus |  | CompanyInitiated¦Plannedmaintenance¦¦
24-0136559 | Wildfire Mitigation | Planned - WSIP/System Hardening |  |  | 2024 | Tier 2 | Distribution Circuit |  |  |  | 2647465 | Sus |  | WildfireMitigation¦PlannedWSIPSystemHardening¦¦
24-0136753 | Company Initiated | Planned- maintenance |  |  | 2024 | Tier 3 | Distribution Circuit |  |  |  | 2647464 | Sus |  | CompanyInitiated¦Plannedmaintenance¦¦
24-0136702 | Company Initiated | Planned- maintenance |  |  | 2024 | Tier 2 | Distribution Circuit |  |  |  | 2647511 | Sus |  | CompanyInitiated¦Plannedmaintenance¦¦
24-0136754 | Wildfire Mitigation | Planned - WSIP/System Hardening |  |  | 2024 | Tier 2 | Distribution Circuit |  |  |  | 2647846 | Sus |  | WildfireMitigation¦PlannedWSIPSystemHardening¦¦
24-0143857 | 3rd Party | Vehicle | Pole-Wood | Broken | 2024 | Tier 3 | Distribution Circuit |  |  |  | 2647597 | Sus |  | 3rdParty¦Vehicle¦PoleWood¦Broken
24-0140136 | Company Initiated | Planned- capital |  |  | 2024 | Tier 2 | Distribution Circuit |  |  |  | 2647723 | Sus |  | CompanyInitiated¦Plannedcapital¦¦
24-0139166 | Company Initiated | Planned- maintenance |  |  | 2024 | Tier 2 | Transformer only |  |  |  | 2648441 | Sus |  | CompanyInitiated¦Plannedmaintenance¦¦
24-0140542 | Company Initiated | Planned- maintenance |  |  | 2024 | Tier 3 | Distribution Circuit |  |  |  | 2648475 | Sus |  | CompanyInitiated¦Plannedmaintenance¦¦
24-0139593 | Company Initiated | Planned- maintenance |  |  | 2024 | Tier 3 | Distribution Circuit |  |  |  | 2648367 | Sus |  | CompanyInitiated¦Plannedmaintenance¦¦
24-0141769 | Company Initiated | Planned- maintenance |  |  | 2024 | Tier 3 | Distribution Circuit |  |  |  | 2648316 | Sus |  | CompanyInitiated¦Plannedmaintenance¦¦
24-0136832 | Company Initiated | Planned- capital |  |  | 2024 | Tier 3 | Distribution Circuit |  |  |  | 2649346 | Sus |  | CompanyInitiated¦Plannedcapital¦¦
24-0136588 | Wildfire Mitigation | Planned - WSIP/System Hardening |  |  | 2024 | Tier 3 | Transformer only |  |  |  | 2649367 | Sus |  | WildfireMitigation¦PlannedWSIPSystemHardening¦¦
24-0136731 | Company Initiated | Planned- maintenance |  |  | 2024 | Tier 2 | Distribution Circuit |  |  |  | 2649357 | Sus |  | CompanyInitiated¦Plannedmaintenance¦¦
24-0134660 | Company Initiated | Planned- capital |  |  | 2024 | Tier 2 | Distribution Circuit |  |  |  | 2649459 | Sus |  | CompanyInitiated¦Plannedcapital¦¦
24-0141839 | Company Initiated | Planned- maintenance |  |  | 2024 | Tier 3 | Distribution Circuit |  |  |  | 2649299 | Sus |  | CompanyInitiated¦Plannedmaintenance¦¦
24-0140679 | Company Initiated | Planned- maintenance |  |  | 2024 | Tier 3 | Distribution Circuit |  |  |  | 2649559 | Sus |  | CompanyInitiated¦Plannedmaintenance¦¦
24-0136621 | Wildfire Mitigation | Planned - WSIP/System Hardening |  |  | 2024 | Tier 2 | Transformer only |  |  |  | 2649837 | Sus |  | WildfireMitigation¦PlannedWSIPSystemHardening¦¦
24-0140128 | Company Initiated | Planned- maintenance |  |  | 2024 | Tier 2 | Transformer only |  |  |  | 2650613 | Sus |  | CompanyInitiated¦Plannedmaintenance¦¦
24-0137154 | Company Initiated | Planned- capital |  |  | 2024 | Tier 3 | Distribution Circuit |  |  |  | 2650649 | Sus |  | CompanyInitiated¦Plannedcapital¦¦
24-0140978 | Wildfire Mitigation | Planned - WSIP/System Hardening |  |  | 2024 | Tier 3 | Distribution Circuit |  |  |  | 2650692 | Sus |  | WildfireMitigation¦PlannedWSIPSystemHardening¦¦
24-0136929 | Wildfire Mitigation | Planned - WSIP/System Hardening |  |  | 2024 | Tier 2 | Distribution Circuit |  |  |  | 2650443 | Sus |  | WildfireMitigation¦PlannedWSIPSystemHardening¦¦
24-0144637 | Company Initiated | Construction Activity/equip- company | Conductor- Overhead | Broken | 2024 | Tier 3 | Distribution Circuit |  |  |  | 2650867 | Sus |  | CompanyInitiated¦ConstructionActivityequipcompany¦ConductorOverhead¦Broken
24-0140129 | Company Initiated | Planned- maintenance |  |  | 2024 | Tier 2 | Distribution Circuit |  |  |  | 2651032 | Sus |  | CompanyInitiated¦Plannedmaintenance¦¦
24-0144746 | Vegetation | Tree - fell into line | Conductor- Overhead | Broken- wire on ground | 2024 | Tier 2 | Distribution Circuit |  |  |  | 2651359 | Sus |  | Vegetation¦Treefellintoline¦ConductorOverhead¦Brokenwireonground
24-0141859 | Company Initiated | Planned- maintenance |  |  | 2024 | Tier 2 | Distribution Circuit |  |  |  | 2651767 | Sus |  | CompanyInitiated¦Plannedmaintenance¦¦
24-0140597 | Company Initiated | Planned- maintenance |  |  | 2024 | Tier 2 | Distribution Circuit |  |  |  | 2651737 | Sus |  | CompanyInitiated¦Plannedmaintenance¦¦
24-0141858 | Company Initiated | Planned- maintenance |  |  | 2024 | Tier 2 | Distribution Circuit |  |  |  | 2651746 | Sus |  | CompanyInitiated¦Plannedmaintenance¦¦
24-0144877 | Vegetation | Tree - branch fell on line | Conductor- Overhead | Normal | 2024 | Tier 3 | Distribution Circuit |  |  |  | 2651867 | Sus |  | Vegetation¦Treebranchfellonline¦ConductorOverhead¦Normal
24-0144955 | Unknown Cause | Patrol - found nothing |  |  | 2024 | Tier 3 | Distribution Circuit |  |  |  | 2652245 | Sus |  | UnknownCause¦Patrolfoundnothing¦¦
24-0144995 | Unknown Cause | Patrol - not conducted |  |  | 2024 | Tier 3 | Distribution Circuit |  |  |  | 2652401 | Sus |  | UnknownCause¦Patrolnotconducted¦¦
24-0145040 | Vegetation | Tree - grew into line | Transformer | Broken- wire on ground | 2024 | Tier 2 | Transformer only |  |  |  | 2652686 | Sus |  | Vegetation¦Treegrewintoline¦Transformer¦Brokenwireonground
24-0145105 | Vegetation | Tree - fell into line | Conductor- Overhead | Broken- wire on ground | 2024 | Tier 2 | Distribution Circuit |  |  |  | 2653182 | Sus |  | Vegetation¦Treefellintoline¦ConductorOverhead¦Brokenwireonground
24-0145355 | Vegetation | Tree - branch fell on line | Transformer (OH) | Normal | 2024 | Tier 2 | Distribution Circuit |  |  |  | 2655461 | Sus |  | Vegetation¦Treebranchfellonline¦Transformer(OH)¦Normal
24-0145418 | Vegetation | Tree - fell into line | Conductor- Overhead | Broken- wire on ground | 2024 | Tier 2 | Distribution Circuit |  |  |  | 2656927 | Sus |  | Vegetation¦Treefellintoline¦ConductorOverhead¦Brokenwireonground
24-0145754 | Vegetation | Tree - fell into line | Conductor- Overhead | Broken- wire on ground | 2024 | Tier 2 | Distribution Circuit |  |  |  | 2659444 | Sus |  | Vegetation¦Treefellintoline¦ConductorOverhead¦Brokenwireonground
24-0145736 | Unknown Cause | Patrol - found nothing |  |  | 2024 | Tier 3 | Distribution Circuit |  |  |  | 2657669 | Sus |  | UnknownCause¦Patrolfoundnothing¦¦
24-0145497 | Vegetation | Tree - branch fell on line | Conductor- Overhead | Broken- wire on ground | 2024 | Tier 2 | Distribution Circuit |  |  |  | 2657454 | Sus |  | Vegetation¦Treebranchfellonline¦ConductorOverhead¦Brokenwireonground
24-0145498 | Unknown Cause | Patrol - found nothing |  |  | 2024 | Tier 2 | Distribution Circuit |  |  |  | 2657704 | Sus |  | UnknownCause¦Patrolfoundnothing¦¦
24-0145964 | Unknown Cause | Patrol - found nothing |  |  | 2024 | Tier 3 | Transformer only |  |  |  | 2657640 | Sus |  | UnknownCause¦Patrolfoundnothing¦¦
24-0145831 | Vegetation | Tree - branch fell on line | Conductor- Overhead | Normal | 2024 | Tier 3 | Distribution Circuit |  |  |  | 2658014 | Sus |  | Vegetation¦Treebranchfellonline¦ConductorOverhead¦Normal
24-0145688 | Vegetation | Tree - fell into line | Conductor- Overhead | Normal | 2024 | Tier 2 | Distribution Circuit |  |  |  | 2658037 | Sus |  | Vegetation¦Treefellintoline¦ConductorOverhead¦Normal
24-0145818 | Vegetation | Tree - branch fell on line | Conductor- Overhead | Normal | 2024 | Tier 3 | Distribution Circuit |  |  |  | 2658103 | Sus |  | Vegetation¦Treebranchfellonline¦ConductorOverhead¦Normal
24-0145680 | Vegetation | Tree - fell into line | Conductor- Overhead | Normal | 2024 | Tier 2 | Distribution Circuit |  |  |  | 2658211 | Sus |  | Vegetation¦Treefellintoline¦ConductorOverhead¦Normal
24-0146243 | Vegetation | Tree - branch fell on line | Fuse | Normal | 2024 | Tier 2 | Transformer only |  |  |  | 2660475 | Sus |  | Vegetation¦Treebranchfellonline¦Fuse¦Normal
24-0146215 | Vegetation | Tree - branch fell on line | Conductor- Overhead | Broken- wire on object | 2024 | Tier 2 | Distribution Circuit |  |  |  | 2661230 | Sus |  | Vegetation¦Treebranchfellonline¦ConductorOverhead¦Brokenwireonobject
24-0146318 | Vegetation | Tree - fell into line | Conductor- Overhead | Broken | 2024 | Tier 2 | Distribution Circuit |  |  |  | 2661645 | Sus |  | Vegetation¦Treefellintoline¦ConductorOverhead¦Broken
24-0146371 | Unknown Cause | Patrol - found nothing |  |  | 2024 | Tier 2 | Distribution Circuit |  |  |  | 2661417 | Sus |  | UnknownCause¦Patrolfoundnothing¦¦
24-0146350 | Vegetation | Tree - branch fell on line | Fuse | Normal | 2024 | Tier 3 | Transformer only |  |  |  | 2661726 | Sus |  | Vegetation¦Treebranchfellonline¦Fuse¦Normal
24-0146381 | Equipment Failure/Involved | Overhead | Conductor- Overhead | Broken | 2024 | Tier 2 | Transformer only |  |  |  | 2661785 | Sus |  | EquipmentFailureInvolved¦Overhead¦ConductorOverhead¦Broken
24-0139702 | Company Initiated | Planned- maintenance |  |  | 2024 | Tier 2 | Distribution Circuit |  |  |  | 2664732 | Sus |  | CompanyInitiated¦Plannedmaintenance¦¦
24-0128530 | Company Initiated | Planned- capital |  |  | 2024 | Tier 3 | Distribution Circuit |  |  |  | 2664771 | Sus |  | CompanyInitiated¦Plannedcapital¦¦
24-0139687 | Wildfire Mitigation | Planned - WSIP/System Hardening |  |  | 2024 | Tier 2 | Transformer only |  |  |  | 2665280 | Sus |  | WildfireMitigation¦PlannedWSIPSystemHardening¦¦
24-0138942 | Company Initiated | Planned- maintenance |  |  | 2024 | Tier 2 | Distribution Circuit |  |  |  | 2665444 | Sus |  | CompanyInitiated¦Plannedmaintenance¦¦
24-0139697 | Company Initiated | Planned- maintenance |  |  | 2024 | Tier 2 | Distribution Circuit |  |  |  | 2664840 | Sus |  | CompanyInitiated¦Plannedmaintenance¦¦
24-0146984 | Unknown Cause | Patrol - found nothing |  |  | 2024 | Tier 2 | Transformer only |  |  |  | 2665046 | Sus |  | UnknownCause¦Patrolfoundnothing¦¦
24-0147058 | Unknown Cause | Patrol - found nothing |  |  | 2024 | Tier 2 | Distribution Circuit |  |  |  | 2665582 | Sus |  | UnknownCause¦Patrolfoundnothing¦¦
24-0143294 | Company Initiated | Planned- maintenance |  |  | 2024 | Tier 3 | Distribution Circuit |  |  |  | 2665727 | Sus |  | CompanyInitiated¦Plannedmaintenance¦¦
24-0147107 | Equipment Failure/Involved | Underground | Secondary | Deteriorated | 2024 | Tier 3 | Transformer only |  |  |  | 2665916 | Sus |  | EquipmentFailureInvolved¦Underground¦Secondary¦Deteriorated
24-0128572 | Company Initiated | Planned- capital |  |  | 2024 | Tier 3 | Distribution Circuit |  |  |  | 2666271 | Sus |  | CompanyInitiated¦Plannedcapital¦¦
24-0147219 | Unknown Cause | Patrol - found nothing |  |  | 2024 | Tier 2 | Distribution Circuit |  |  |  | 2666375 | Sus |  | UnknownCause¦Patrolfoundnothing¦¦
24-0139706 | Wildfire Mitigation | Planned - WSIP/System Hardening |  |  | 2024 | Tier 2 | Distribution Circuit |  |  |  | 2666415 | Sus |  | WildfireMitigation¦PlannedWSIPSystemHardening¦¦
24-0140324 | Company Initiated | Planned- maintenance |  |  | 2024 | Tier 2 | Distribution Circuit |  |  |  | 2666420 | Sus |  | CompanyInitiated¦Plannedmaintenance¦¦
24-0139920 | Wildfire Mitigation | Planned - WSIP/System Hardening |  |  | 2024 | Tier 3 | Distribution Circuit |  |  |  | 2666428 | Sus |  | WildfireMitigation¦PlannedWSIPSystemHardening¦¦
24-0143211 | Company Initiated | Planned- maintenance |  |  | 2024 | Tier 2 | Distribution Circuit |  |  |  | 2666467 | Sus |  | CompanyInitiated¦Plannedmaintenance¦¦
24-0142634 | Company Initiated | Planned- maintenance |  |  | 2024 | Tier 2 | Transformer only |  |  |  | 2666724 | Sus |  | CompanyInitiated¦Plannedmaintenance¦¦
24-0142713 | Company Initiated | Planned- capital |  |  | 2024 | Tier 2 | Transformer only |  |  |  | 2666708 | Sus |  | CompanyInitiated¦Plannedcapital¦¦
24-0147302 | Unknown Cause | Patrol - found nothing |  |  | 2024 | Tier 2 | Distribution Circuit |  |  |  | 2667202 | Sus |  | UnknownCause¦Patrolfoundnothing¦¦
24-0146584 | Company Initiated | Planned- capital | Transformer (UG) | Normal | 2024 | Tier 3 | Distribution Circuit |  |  |  | 2667220 | Sus |  | CompanyInitiated¦Plannedcapital¦Transformer(UG)¦Normal
24-0143888 | Company Initiated | Planned- capital |  |  | 2024 | Tier 3 | Distribution Circuit |  |  |  | 2667271 | Sus |  | CompanyInitiated¦Plannedcapital¦¦
24-0147329 | Equipment Failure/Involved | Overhead | Crossarm- Wood | Broken | 2024 | Tier 2 | Distribution Circuit |  |  |  | 2667366 | Sus |  | EquipmentFailureInvolved¦Overhead¦CrossarmWood¦Broken
24-0147357 | Vegetation | Tree - branch fell on line | Conductor- Overhead | Broken- wire on ground | 2024 | Tier 3 | Distribution Circuit |  |  |  | 2667610 | Sus |  | Vegetation¦Treebranchfellonline¦ConductorOverhead¦Brokenwireonground
24-0147426 | Vegetation | Tree - fell into line | Transformer (OH) | Broken | 2024 | Tier 3 | Transformer only |  |  |  | 2667907 | Sus |  | Vegetation¦Treefellintoline¦Transformer(OH)¦Broken
24-0147487 | Equipment Failure/Involved | Overhead | Anchor or Guy | Broken | 2024 | Tier 2 | Distribution Circuit |  |  |  | 2668388 | Sus |  | EquipmentFailureInvolved¦Overhead¦AnchororGuy¦Broken
24-0147534 | Vegetation | Tree - branch fell on line | Conductor- Overhead | Broken- wire on ground | 2024 | Tier 3 | Distribution Circuit |  |  |  | 2668670 | Sus |  | Vegetation¦Treebranchfellonline¦ConductorOverhead¦Brokenwireonground
24-0147539 | Unknown Cause | Patrol - found nothing |  |  | 2024 | Tier 3 | Distribution Circuit |  |  |  | 2668682 | Sus |  | UnknownCause¦Patrolfoundnothing¦¦
24-0147572 | Equipment Failure/Involved | Overhead | Conductor- Overhead | Normal | 2024 | Tier 2 | Distribution Circuit |  |  |  | 2668689 | Sus |  | EquipmentFailureInvolved¦Overhead¦ConductorOverhead¦Normal
24-0147543 | Vegetation | Tree - branch fell on line | Conductor- Overhead | Normal | 2024 | Tier 2 | Distribution Circuit |  |  |  | 2668692 | Sus |  | Vegetation¦Treebranchfellonline¦ConductorOverhead¦Normal
24-0147593 | Vegetation | Tree - bark fell into line | Fuse | Failed/Faulted | 2024 | Tier 2 | Transformer only |  |  |  | 2668696 | Sus |  | Vegetation¦Treebarkfellintoline¦Fuse¦FailedFaulted
24-0147542 | Vegetation | Tree - fell into line | Conductor- Overhead | Broken- wire on ground | 2024 | Tier 3 | Distribution Circuit |  |  |  | 2668709 | Sus |  | Vegetation¦Treefellintoline¦ConductorOverhead¦Brokenwireonground
24-0147538 | Vegetation | Tree - fell into line | Conductor- Overhead | Broken- wire on ground | 2024 | Tier 3 | Distribution Circuit |  |  |  | 2668732 | Sus |  | Vegetation¦Treefellintoline¦ConductorOverhead¦Brokenwireonground
24-0147591 | Vegetation | Tree - fell into line | Fuse | Normal | 2024 | Tier 3 | Transformer only |  |  |  | 2668857 | Sus |  | Vegetation¦Treefellintoline¦Fuse¦Normal
24-0147616 | Equipment Failure/Involved | Overhead | Transformer | Broken- wire on ground | 2024 | Tier 3 | Transformer only |  |  |  | 2668933 | Sus |  | EquipmentFailureInvolved¦Overhead¦Transformer¦Brokenwireonground
24-0147633 | Unknown Cause | Patrol - found nothing |  |  | 2024 | Tier 3 | Transformer only |  |  |  | 2669018 | Sus |  | UnknownCause¦Patrolfoundnothing¦¦
24-0147688 | Vegetation | Tree - fell into line | Secondary | Broken- wire on ground | 2024 | Tier 3 | Distribution Circuit |  |  |  | 2669385 | Sus |  | Vegetation¦Treefellintoline¦Secondary¦Brokenwireonground
24-0147692 | Unknown Cause | Patrol - found nothing |  |  | 2024 | Tier 3 | Distribution Circuit |  |  |  | 2669426 | Sus |  | UnknownCause¦Patrolfoundnothing¦¦
24-0147693 | Vegetation | Tree - fell into line | Conductor- Overhead | Broken- wire on ground | 2024 | Tier 3 | Distribution Circuit |  |  |  | 2669467 | Sus |  | Vegetation¦Treefellintoline¦ConductorOverhead¦Brokenwireonground
24-0147753 | Equipment Failure/Involved | Overhead | Transformer | Failed/Faulted | 2024 | Tier 3 | Transformer only |  |  |  | 2669749 | Sus |  | EquipmentFailureInvolved¦Overhead¦Transformer¦FailedFaulted
24-0147826 | Vegetation | Tree - branch fell on line | Conductor- Overhead | Broken- wire on ground | 2024 | Tier 3 | Distribution Circuit |  |  |  | 2670219 | Sus |  | Vegetation¦Treebranchfellonline¦ConductorOverhead¦Brokenwireonground
24-0147856 | Vegetation | Tree - fell into line | Conductor- Overhead | Broken- wire on ground | 2024 | Tier 3 | Distribution Circuit |  |  |  | 2670378 | Sus |  | Vegetation¦Treefellintoline¦ConductorOverhead¦Brokenwireonground
24-0147883 | Vegetation | Tree - fell into line | Conductor- Overhead | Broken- wire on ground | 2024 | Tier 2 | Distribution Circuit |  |  |  | 2670462 | Sus |  | Vegetation¦Treefellintoline¦ConductorOverhead¦Brokenwireonground
24-0142117 | Wildfire Mitigation | Planned - WSIP/System Hardening |  |  | 2024 | Tier 2 | Distribution Circuit |  |  |  | 2670558 | Sus |  | WildfireMitigation¦PlannedWSIPSystemHardening¦¦
24-0147968 | Unknown Cause | Patrol - found nothing |  |  | 2024 | Tier 3 | Distribution Circuit |  |  |  | 2670917 | Sus |  | UnknownCause¦Patrolfoundnothing¦¦
24-0148008 | Vegetation | Tree - fell into line | Conductor- Overhead | Broken- wire on ground | 2024 | Tier 2 | Distribution Circuit |  |  |  | 2671166 | Sus |  | Vegetation¦Treefellintoline¦ConductorOverhead¦Brokenwireonground
24-0148036 | Unknown Cause | Patrol - found nothing |  |  | 2024 | Tier 3 | Distribution Circuit |  |  |  | 2671264 | Sus |  | UnknownCause¦Patrolfoundnothing¦¦
24-0147992 | Vegetation | Tree - fell into line | Conductor- Overhead | Normal | 2024 | Tier 3 | Distribution Circuit |  |  |  | 2671270 | Sus |  | Vegetation¦Treefellintoline¦ConductorOverhead¦Normal
24-0148039 | Equipment Failure/Involved | Overhead | Transformer | Failed/Faulted | 2024 | Tier 3 | Transformer only |  |  |  | 2671286 | Sus |  | EquipmentFailureInvolved¦Overhead¦Transformer¦FailedFaulted
24-0148062 | Equipment Failure/Involved | Overhead | Connector or Splice (OH) | Broken- wire on ground | 2024 | Tier 3 | Distribution Circuit |  |  |  | 2671510 | Sus |  | EquipmentFailureInvolved¦Overhead¦ConnectororSplice(OH)¦Brokenwireonground
24-0148095 | Vegetation | Tree - fell into line | Conductor- Overhead | Broken- wire on ground | 2024 | Tier 2 | Distribution Circuit |  |  |  | 2671627 | Sus |  | Vegetation¦Treefellintoline¦ConductorOverhead¦Brokenwireonground
24-0148112 | Vegetation | Tree - fell into line | Conductor- Overhead | Broken- wire on ground | 2024 | Tier 3 | Distribution Circuit |  |  |  | 2671742 | Sus |  | Vegetation¦Treefellintoline¦ConductorOverhead¦Brokenwireonground
24-0148274 | Equipment Failure/Involved | Overhead | Connector or Splice (OH) | Broken- wire on ground | 2024 | Tier 2 | Distribution Circuit |  |  |  | 2672968 | Sus |  | EquipmentFailureInvolved¦Overhead¦ConnectororSplice(OH)¦Brokenwireonground
24-0144379 | Wildfire Mitigation | Planned - WSIP/System Hardening |  |  | 2024 | Tier 3 | Transformer only |  |  |  | 2672997 | Sus |  | WildfireMitigation¦PlannedWSIPSystemHardening¦¦
24-0148294 | Unknown Cause | Patrol - found nothing |  |  | 2024 | Tier 2 | Distribution Circuit |  |  |  | 2673107 | Sus |  | UnknownCause¦Patrolfoundnothing¦¦
24-0005787 | Equipment Failure/Involved | Overhead | Cutout- fuse holder | Normal | 2024 | Tier 3 | Transformer only |  |  |  | 2304264 | Sus |  | EquipmentFailureInvolved¦Overhead¦Cutoutfuseholder¦Normal
24-0005812 | Unknown Cause | Patrol - not conducted |  |  | 2024 | Tier 2 | Distribution Circuit |  |  |  | 2304367 | Sus |  | UnknownCause¦Patrolnotconducted¦¦
24-0006292 | Unknown Cause | Patrol - not conducted |  |  | 2024 | Tier 3 | Distribution Circuit |  |  |  | 2305607 | Sus |  | UnknownCause¦Patrolnotconducted¦¦
24-0006303 | Unknown Cause | Patrol - found nothing |  |  | 2024 | Tier 3 | Distribution Circuit |  |  |  | 2305618 | Sus |  | UnknownCause¦Patrolfoundnothing¦¦
24-0006332 | Vegetation | Tree - fell into line | Crossarm- Wood | Broken- wire on ground | 2024 | Tier 3 | Distribution Circuit |  |  |  | 2305725 | Sus |  | Vegetation¦Treefellintoline¦CrossarmWood¦Brokenwireonground
24-0004132 | Company Initiated | Planned- maintenance |  |  | 2024 | Tier 2 | Distribution Circuit |  |  |  | 2305827 | Sus |  | CompanyInitiated¦Plannedmaintenance¦¦
24-0006437 | Unknown Cause | Patrol - found nothing |  |  | 2024 | Tier 3 | Distribution Circuit |  |  |  | 2306116 | Sus |  | UnknownCause¦Patrolfoundnothing¦¦
24-0006505 | Unknown Cause | Patrol - found nothing |  |  | 2024 | Tier 2 | Distribution Circuit |  |  |  | 2306360 | Sus |  | UnknownCause¦Patrolfoundnothing¦¦
24-0004136 | Company Initiated | Planned- maintenance |  |  | 2024 | Tier 2 | Transformer only |  |  |  | 2307135 | Sus |  | CompanyInitiated¦Plannedmaintenance¦¦
24-0001125 | Company Initiated | Planned- maintenance |  |  | 2024 | Tier 2 | Transformer only |  |  |  | 2306972 | Sus |  | CompanyInitiated¦Plannedmaintenance¦¦
24-0007284 | Animal | Bird found | Conductor- Overhead | Normal | 2024 | Tier 2 | Distribution Circuit |  |  |  | 2307652 | Sus |  | Animal¦Birdfound¦ConductorOverhead¦Normal
24-0001387 | Company Initiated | Planned- maintenance |  |  | 2024 | Tier 3 | Distribution Circuit |  |  |  | 2307598 | Sus |  | CompanyInitiated¦Plannedmaintenance¦¦
24-0004140 | Company Initiated | Planned- maintenance |  |  | 2024 | Tier 2 | Transformer only |  |  |  | 2308097 | Sus |  | CompanyInitiated¦Plannedmaintenance¦¦
24-0004144 | Company Initiated | Planned- maintenance |  |  | 2024 | Tier 2 | Distribution Circuit |  |  |  | 2307682 | Sus |  | CompanyInitiated¦Plannedmaintenance¦¦
24-0003957 | Wildfire Mitigation | Planned - WSIP/System Hardening |  |  | 2024 | Tier 3 | Transformer only |  |  |  | 2307687 | Sus |  | WildfireMitigation¦PlannedWSIPSystemHardening¦¦
24-0001364 | Company Initiated | Planned- maintenance |  |  | 2024 | Tier 2 | Transformer only |  |  |  | 2307768 | Sus |  | CompanyInitiated¦Plannedmaintenance¦¦
24-0001433 | Company Initiated | Planned- capital |  |  | 2024 | Tier 2 | Distribution Circuit |  |  |  | 2308438 | Sus |  | CompanyInitiated¦Plannedcapital¦¦
24-0004150 | Company Initiated | Planned- maintenance |  |  | 2024 | Tier 2 | Distribution Circuit |  |  |  | 2308479 | Sus |  | CompanyInitiated¦Plannedmaintenance¦¦
24-0004159 | Company Initiated | Planned- maintenance |  |  | 2024 | Tier 2 | Distribution Circuit |  |  |  | 2308471 | Sus |  | CompanyInitiated¦Plannedmaintenance¦¦
24-0001423 | Company Initiated | Planned- maintenance |  |  | 2024 | Tier 2 | Distribution Circuit |  |  |  | 2308480 | Sus |  | CompanyInitiated¦Plannedmaintenance¦¦
24-0003824 | Wildfire Mitigation | Planned - WSIP/System Hardening |  |  | 2024 | Tier 2 | Distribution Circuit |  |  |  | 2309456 | Sus |  | WildfireMitigation¦PlannedWSIPSystemHardening¦¦
24-0000913 | Company Initiated | Planned- maintenance |  |  | 2024 | Tier 2 | Distribution Circuit |  |  |  | 2309499 | Sus |  | CompanyInitiated¦Plannedmaintenance¦¦
24-0003833 | Wildfire Mitigation | Planned - WSIP/System Hardening |  |  | 2024 | Tier 2 | Transformer only |  |  |  | 2309509 | Sus |  | WildfireMitigation¦PlannedWSIPSystemHardening¦¦
24-0001210 | Company Initiated | Planned- maintenance |  |  | 2024 | Tier 3 | Distribution Circuit |  |  |  | 2309515 | Sus |  | CompanyInitiated¦Plannedmaintenance¦¦
24-0004249 | Company Initiated | Planned- maintenance |  |  | 2024 | Tier 2 | Transformer only |  |  |  | 2309748 | Sus |  | CompanyInitiated¦Plannedmaintenance¦¦
24-0001898 | Company Initiated | Planned- maintenance |  |  | 2024 | Tier 2 | Transformer only |  |  |  | 2309553 | Sus |  | CompanyInitiated¦Plannedmaintenance¦¦
24-0004253 | Company Initiated | Planned- maintenance |  |  | 2024 | Tier 2 | Distribution Circuit |  |  |  | 2309577 | Sus |  | CompanyInitiated¦Plannedmaintenance¦¦
24-0002120 | Company Initiated | Planned- maintenance |  |  | 2024 | Tier 2 | Transformer only |  |  |  | 2309651 | Sus |  | CompanyInitiated¦Plannedmaintenance¦¦
24-0002122 | Company Initiated | Planned- maintenance |  |  | 2024 | Tier 2 | Distribution Circuit |  |  |  | 2310314 | Sus |  | CompanyInitiated¦Plannedmaintenance¦¦
24-0001525 | Company Initiated | Planned- maintenance |  |  | 2024 | Tier 3 | Distribution Circuit |  |  |  | 2310288 | Sus |  | CompanyInitiated¦Plannedmaintenance¦¦
24-0004686 | Company Initiated | Planned- maintenance |  |  | 2024 | Tier 2 | Transformer only |  |  |  | 2310763 | Sus |  | CompanyInitiated¦Plannedmaintenance¦¦
24-0001357 | Company Initiated | Planned- capital |  |  | 2024 | Tier 3 | Distribution Circuit |  |  |  | 2310466 | Sus |  | CompanyInitiated¦Plannedcapital¦¦
24-0004258 | Company Initiated | Planned- maintenance |  |  | 2024 | Tier 3 | Distribution Circuit |  |  |  | 2310461 | Sus |  | CompanyInitiated¦Plannedmaintenance¦¦
24-0001380 | Company Initiated | Planned- maintenance |  |  | 2024 | Tier 3 | Transformer only |  |  |  | 2310481 | Sus |  | CompanyInitiated¦Plannedmaintenance¦¦
24-0001402 | Company Initiated | Planned- maintenance |  |  | 2024 | Tier 3 | Distribution Circuit |  |  |  | 2310498 | Sus |  | CompanyInitiated¦Plannedmaintenance¦¦
24-0004259 | Company Initiated | Planned- maintenance |  |  | 2024 | Tier 3 | Transformer only |  |  |  | 2310538 | Sus |  | CompanyInitiated¦Plannedmaintenance¦¦
24-0001532 | Company Initiated | Planned- maintenance |  |  | 2024 | Tier 2 | Distribution Circuit |  |  |  | 2311395 | Sus |  | CompanyInitiated¦Plannedmaintenance¦¦
24-0005157 | Company Initiated | Planned- maintenance |  |  | 2024 | Tier 2 | Distribution Circuit |  |  |  | 2311410 | Sus |  | CompanyInitiated¦Plannedmaintenance¦¦
24-0008847 | Equipment Failure/Involved | Overhead | Recloser | Malfunctioning | 2024 | Tier 2 | Distribution Circuit |  |  |  | 2311517 | Sus |  | EquipmentFailureInvolved¦Overhead¦Recloser¦Malfunctioning
24-0009343 | Unknown Cause | Patrol - found nothing |  |  | 2024 | Tier 3 | Distribution Circuit |  |  |  | 2312344 | Sus |  | UnknownCause¦Patrolfoundnothing¦¦
24-0001551 | Company Initiated | Planned- maintenance |  |  | 2024 | Tier 3 | Distribution Circuit |  |  |  | 2312693 | Sus |  | CompanyInitiated¦Plannedmaintenance¦¦
24-0005136 | Company Initiated | Planned- maintenance |  |  | 2024 | Tier 3 | Distribution Circuit |  |  |  | 2312736 | Sus |  | CompanyInitiated¦Plannedmaintenance¦¦
24-0002138 | Company Initiated | Planned- maintenance |  |  | 2024 | Tier 2 | Distribution Circuit |  |  |  | 2312690 | Sus |  | CompanyInitiated¦Plannedmaintenance¦¦
24-0005438 | Wildfire Mitigation | Planned - WSIP/System Hardening |  |  | 2024 | Tier 2 | Distribution Circuit |  |  |  | 2312848 | Sus |  | WildfireMitigation¦PlannedWSIPSystemHardening¦¦
24-0003273 | Company Initiated | Planned- maintenance |  |  | 2024 | Tier 2 | Transformer only |  |  |  | 2312882 | Sus |  | CompanyInitiated¦Plannedmaintenance¦¦
24-0004754 | Wildfire Mitigation | Planned - WSIP/System Hardening |  |  | 2024 | Tier 3 | Distribution Circuit |  |  |  | 2312869 | Sus |  | WildfireMitigation¦PlannedWSIPSystemHardening¦¦
24-0009585 | Unknown Cause | Patrol - found nothing |  |  | 2024 | Tier 2 | Distribution Circuit |  |  |  | 2312878 | Sus |  | UnknownCause¦Patrolfoundnothing¦¦
24-0004853 | Company Initiated | Planned- maintenance |  |  | 2024 | Tier 3 | Distribution Circuit |  |  |  | 2312891 | Sus |  | CompanyInitiated¦Plannedmaintenance¦¦
24-0005140 | Company Initiated | Planned- maintenance |  |  | 2024 | Tier 3 | Distribution Circuit |  |  |  | 2313568 | Sus |  | CompanyInitiated¦Plannedmaintenance¦¦
24-0005144 | Company Initiated | Planned- maintenance |  |  | 2024 | Tier 3 | Distribution Circuit |  |  |  | 2313606 | Sus |  | CompanyInitiated¦Plannedmaintenance¦¦
24-0002472 | Company Initiated | Planned- maintenance |  |  | 2024 | Tier 2 | Transformer only |  |  |  | 2313875 | Sus |  | CompanyInitiated¦Plannedmaintenance¦¦
24-0001557 | Company Initiated | Planned- maintenance |  |  | 2024 | Tier 3 | Transformer only |  |  |  | 2313648 | Sus |  | CompanyInitiated¦Plannedmaintenance¦¦
24-0001553 | Company Initiated | Planned- maintenance |  |  | 2024 | Tier 3 | Distribution Circuit |  |  |  | 2313652 | Sus |  | CompanyInitiated¦Plannedmaintenance¦¦
24-0001353 | Wildfire Mitigation | Planned - WSIP/System Hardening |  |  | 2024 | Tier 3 | Distribution Circuit |  |  |  | 2313647 | Sus |  | WildfireMitigation¦PlannedWSIPSystemHardening¦¦
24-0001564 | Company Initiated | Planned- capital |  |  | 2024 | Tier 2 | Distribution Circuit |  |  |  | 2314406 | Sus |  | CompanyInitiated¦Plannedcapital¦¦
24-0002475 | Company Initiated | Planned- maintenance |  |  | 2024 | Tier 2 | Distribution Circuit |  |  |  | 2314460 | Sus |  | CompanyInitiated¦Plannedmaintenance¦¦
24-0002474 | Company Initiated | Planned- maintenance |  |  | 2024 | Tier 3 | Transformer only |  |  |  | 2314509 | Sus |  | CompanyInitiated¦Plannedmaintenance¦¦
24-0001571 | Company Initiated | Planned- maintenance |  |  | 2024 | Tier 3 | Distribution Circuit |  |  |  | 2314502 | Sus |  | CompanyInitiated¦Plannedmaintenance¦¦
24-0001699 | Company Initiated | Planned- maintenance |  |  | 2024 | Tier 2 | Transformer only |  |  |  | 2316173 | Sus |  | CompanyInitiated¦Plannedmaintenance¦¦
24-0001698 | Company Initiated | Planned- maintenance |  |  | 2024 | Tier 2 | Distribution Circuit |  |  |  | 2316160 | Sus |  | CompanyInitiated¦Plannedmaintenance¦¦
24-0004727 | Company Initiated | Planned- capital |  |  | 2024 | Tier 3 | Distribution Circuit |  |  |  | 2316183 | Sus |  | CompanyInitiated¦Plannedcapital¦¦
24-0007350 | Company Initiated | Planned- maintenance |  |  | 2024 | Tier 2 | Distribution Circuit |  |  |  | 2316218 | Sus |  | CompanyInitiated¦Plannedmaintenance¦¦
24-0007350 | Company Initiated | Planned- maintenance |  |  | 2024 | Tier 2 | Distribution Circuit |  |  |  | 2316219 | Sus |  | CompanyInitiated¦Plannedmaintenance¦¦
24-0007352 | Company Initiated | Planned- maintenance |  |  | 2024 | Tier 2 | Transformer only |  |  |  | 2316596 | Sus |  | CompanyInitiated¦Plannedmaintenance¦¦
24-0011165 | Company Initiated | Planned- capital |  |  | 2024 | Tier 2 | Distribution Circuit |  |  |  | 2316643 | Sus |  | CompanyInitiated¦Plannedcapital¦¦
24-0001077 | Company Initiated | Planned- capital |  |  | 2024 | Tier 2 | Distribution Circuit |  |  |  | 2316186 | Sus |  | CompanyInitiated¦Plannedcapital¦¦
24-0006233 | Company Initiated | Planned- maintenance |  |  | 2024 | Tier 2 | Distribution Circuit |  |  |  | 2316359 | Sus |  | CompanyInitiated¦Plannedmaintenance¦¦
24-0011150 | Equipment Failure/Involved | Overhead | Fuse | Broken | 2024 | Tier 2 | Transformer only |  |  |  | 2316531 | Sus |  | EquipmentFailureInvolved¦Overhead¦Fuse¦Broken
24-0005215 | Company Initiated | Planned- maintenance |  |  | 2024 | Tier 2 | Transformer only |  |  |  | 2317549 | Sus |  | CompanyInitiated¦Plannedmaintenance¦¦
24-0001723 | Company Initiated | Planned- maintenance |  |  | 2024 | Tier 2 | Distribution Circuit |  |  |  | 2317298 | Sus |  | CompanyInitiated¦Plannedmaintenance¦¦
24-0005217 | Company Initiated | Planned- maintenance |  |  | 2024 | Tier 2 | Distribution Circuit |  |  |  | 2317331 | Sus |  | CompanyInitiated¦Plannedmaintenance¦¦
24-0008952 | Wildfire Mitigation | Planned - WSIP/System Hardening |  |  | 2024 | Tier 3 | Distribution Circuit |  |  |  | 2317332 | Sus |  | WildfireMitigation¦PlannedWSIPSystemHardening¦¦
24-0000431 | Company Initiated | Planned- capital |  |  | 2024 | Tier 2 | Distribution Circuit |  |  |  | 2317321 | Sus |  | CompanyInitiated¦Plannedcapital¦¦
24-0005028 | Company Initiated | Planned- maintenance |  |  | 2024 | Tier 3 | Transformer only |  |  |  | 2317406 | Sus |  | CompanyInitiated¦Plannedmaintenance¦¦
24-0006249 | Company Initiated | Planned- maintenance |  |  | 2024 | Tier 2 | Distribution Circuit |  |  |  | 2317445 | Sus |  | CompanyInitiated¦Plannedmaintenance¦¦
24-0005930 | Wildfire Mitigation | Planned - WSIP/System Hardening |  |  | 2024 | Tier 2 | Distribution Circuit |  |  |  | 2317492 | Sus |  | WildfireMitigation¦PlannedWSIPSystemHardening¦¦
24-0006264 | Company Initiated | Planned- maintenance |  |  | 2024 | Tier 2 | Transformer only |  |  |  | 2317477 | Sus |  | CompanyInitiated¦Plannedmaintenance¦¦
24-0005220 | Company Initiated | Planned- maintenance |  |  | 2024 | Tier 2 | Distribution Circuit |  |  |  | 2317606 | Sus |  | CompanyInitiated¦Plannedmaintenance¦¦
24-0008784 | Company Initiated | Planned- maintenance |  |  | 2024 | Tier 2 | Distribution Circuit |  |  |  | 2318457 | Sus |  | CompanyInitiated¦Plannedmaintenance¦¦
24-0008787 | Company Initiated | Planned- maintenance |  |  | 2024 | Tier 2 | Distribution Circuit |  |  |  | 2318458 | Sus |  | CompanyInitiated¦Plannedmaintenance¦¦
24-0009911 | Company Initiated | Planned- maintenance |  |  | 2024 | Tier 2 | Distribution Circuit |  |  |  | 2318563 | Sus |  | CompanyInitiated¦Plannedmaintenance¦¦
24-0009912 | Company Initiated | Planned- maintenance |  |  | 2024 | Tier 2 | Transformer only |  |  |  | 2318576 | Sus |  | CompanyInitiated¦Plannedmaintenance¦¦
24-0005234 | Company Initiated | Planned- maintenance |  |  | 2024 | Tier 3 | Distribution Circuit |  |  |  | 2318880 | Sus |  | CompanyInitiated¦Plannedmaintenance¦¦
24-0005231 | Company Initiated | Planned- maintenance |  |  | 2024 | Tier 3 | Distribution Circuit |  |  |  | 2318884 | Sus |  | CompanyInitiated¦Plannedmaintenance¦¦
24-0007319 | Wildfire Mitigation | Planned - WSIP/System Hardening |  |  | 2024 | Tier 2 | Transformer only |  |  |  | 2318919 | Sus |  | WildfireMitigation¦PlannedWSIPSystemHardening¦¦
24-0009866 | Company Initiated | Planned- maintenance |  |  | 2024 | Tier 2 | Transformer only |  |  |  | 2318953 | Sus |  | CompanyInitiated¦Plannedmaintenance¦¦
24-0002736 | Company Initiated | Planned- maintenance |  |  | 2024 | Tier 2 | Transformer only |  |  |  | 2319032 | Sus |  | CompanyInitiated¦Plannedmaintenance¦¦
24-0002733 | Company Initiated | Planned- maintenance |  |  | 2024 | Tier 2 | Transformer only |  |  |  | 2319039 | Sus |  | CompanyInitiated¦Plannedmaintenance¦¦
24-0005238 | Company Initiated | Planned- maintenance |  |  | 2024 | Tier 3 | Transformer only |  |  |  | 2319190 | Sus |  | CompanyInitiated¦Plannedmaintenance¦¦
24-0012789 | Unknown Cause | Patrol - found nothing |  |  | 2024 | Tier 3 | Distribution Circuit |  |  |  | 2319271 | Sus |  | UnknownCause¦Patrolfoundnothing¦¦
24-0001769 | Company Initiated | Planned- maintenance |  |  | 2024 | Tier 2 | Distribution Circuit |  |  |  | 2319653 | Sus |  | CompanyInitiated¦Plannedmaintenance¦¦
24-0013046 | Equipment Failure/Involved | Overhead | Transformer (OH) | Broken- wire on ground | 2024 | Tier 3 | Distribution Circuit |  |  |  | 2320255 | Sus |  | EquipmentFailureInvolved¦Overhead¦Transformer(OH)¦Brokenwireonground
24-0013053 | Unknown Cause | Patrol - found nothing |  |  | 2024 | Tier 3 | Distribution Circuit |  |  |  | 2320277 | Sus |  | UnknownCause¦Patrolfoundnothing¦¦
24-0013199 | Unknown Cause | Patrol - not conducted |  |  | 2024 | Tier 2 | Distribution Circuit |  |  |  | 2320946 | Sus |  | UnknownCause¦Patrolnotconducted¦¦
24-0013223 | Unknown Cause | Patrol - found nothing |  |  | 2024 | Tier 2 | Distribution Circuit |  |  |  | 2320999 | Sus |  | UnknownCause¦Patrolfoundnothing¦¦
24-0009224 | Wildfire Mitigation | Planned - WSIP/System Hardening |  |  | 2024 | Tier 3 | Transformer only |  |  |  | 2321093 | Sus |  | WildfireMitigation¦PlannedWSIPSystemHardening¦¦
24-0008548 | Company Initiated | Planned- maintenance |  |  | 2024 | Tier 2 | Distribution Circuit |  |  |  | 2321185 | Sus |  | CompanyInitiated¦Plannedmaintenance¦¦
24-0013393 | Unknown Cause | Patrol - found nothing |  |  | 2024 | Tier 2 | Distribution Circuit |  |  |  | 2321235 | Sus |  | UnknownCause¦Patrolfoundnothing¦¦
24-0006814 | Company Initiated | Planned- maintenance |  |  | 2024 | Tier 3 | Distribution Circuit |  |  |  | 2322039 | Sus |  | CompanyInitiated¦Plannedmaintenance¦¦
24-0005480 | Wildfire Mitigation | Planned - WSIP/System Hardening |  |  | 2024 | Tier 2 | Distribution Circuit |  |  |  | 2322856 | Sus |  | WildfireMitigation¦PlannedWSIPSystemHardening¦¦
24-0014487 | Equipment Failure/Involved | Overhead | Transformer (OH) | Failed/Faulted | 2024 | Tier 3 | Transformer only |  |  |  | 2322885 | Sus |  | EquipmentFailureInvolved¦Overhead¦Transformer(OH)¦FailedFaulted
24-0007974 | Company Initiated | Planned- maintenance |  |  | 2024 | Tier 2 | Distribution Circuit |  |  |  | 2322886 | Sus |  | CompanyInitiated¦Plannedmaintenance¦¦
24-0007985 | Company Initiated | Planned- maintenance |  |  | 2024 | Tier 2 | Distribution Circuit |  |  |  | 2323711 | Sus |  | CompanyInitiated¦Plannedmaintenance¦¦
24-0009636 | Company Initiated | Planned- maintenance |  |  | 2024 | Tier 2 | Transformer only |  |  |  | 2323766 | Sus |  | CompanyInitiated¦Plannedmaintenance¦¦
24-0009584 | Wildfire Mitigation | Planned - WSIP/System Hardening |  |  | 2024 | Tier 2 | Transformer only |  |  |  | 2323769 | Sus |  | WildfireMitigation¦PlannedWSIPSystemHardening¦¦
24-0008757 | Company Initiated | Planned- maintenance |  |  | 2024 | Tier 2 | Transformer only |  |  |  | 2323786 | Sus |  | CompanyInitiated¦Plannedmaintenance¦¦
24-0005439 | Company Initiated | Planned- maintenance |  |  | 2024 | Tier 3 | Transformer only |  |  |  | 2323841 | Sus |  | CompanyInitiated¦Plannedmaintenance¦¦
24-0011275 | Company Initiated | Planned- maintenance |  |  | 2024 | Tier 2 | Distribution Circuit |  |  |  | 2323654 | Sus |  | CompanyInitiated¦Plannedmaintenance¦¦
24-0015224 | 3rd Party | Tree - cutting- 3rd party | Connector or Splice (OH) | Broken | 2024 | Tier 3 | Transformer only |  |  |  | 2324109 | Sus |  | 3rdParty¦Treecutting3rdparty¦ConnectororSplice(OH)¦Broken
24-0008896 | Wildfire Mitigation | Planned - WSIP/System Hardening |  |  | 2024 | Tier 2 | Distribution Circuit |  |  |  | 2324519 | Sus |  | WildfireMitigation¦PlannedWSIPSystemHardening¦¦
24-0004101 | Company Initiated | Planned- capital |  |  | 2024 | Tier 3 | Distribution Circuit |  |  |  | 2324506 | Sus |  | CompanyInitiated¦Plannedcapital¦¦
24-0010133 | Wildfire Mitigation | Planned - WSIP/System Hardening |  |  | 2024 | Tier 3 | Transformer only |  |  |  | 2324962 | Sus |  | WildfireMitigation¦PlannedWSIPSystemHardening¦¦
24-0008911 | Company Initiated | Planned- maintenance |  |  | 2024 | Tier 3 | Distribution Circuit |  |  |  | 2324584 | Sus |  | CompanyInitiated¦Plannedmaintenance¦¦
24-0013812 | Company Initiated | Planned- maintenance |  |  | 2024 | Tier 3 | Distribution Circuit |  |  |  | 2325496 | Sus |  | CompanyInitiated¦Plannedmaintenance¦¦
24-0010928 | Company Initiated | Planned- maintenance |  |  | 2024 | Tier 3 | Distribution Circuit |  |  |  | 2326933 | Sus |  | CompanyInitiated¦Plannedmaintenance¦¦
24-0010926 | Company Initiated | Planned- maintenance |  |  | 2024 | Tier 2 | Transformer only |  |  |  | 2326987 | Sus |  | CompanyInitiated¦Plannedmaintenance¦¦
24-0016091 | Equipment Failure/Involved | Overhead | Transformer | Broken | 2024 | Zone 1 | Transformer only |  |  |  | 2327008 | Sus |  | EquipmentFailureInvolved¦Overhead¦Transformer¦Broken
24-0010932 | Company Initiated | Planned- maintenance |  |  | 2024 | Tier 2 | Distribution Circuit |  |  |  | 2327899 | Sus |  | CompanyInitiated¦Plannedmaintenance¦¦
24-0011380 | Company Initiated | Planned- maintenance |  |  | 2024 | Tier 2 | Distribution Circuit |  |  |  | 2328999 | Sus |  | CompanyInitiated¦Plannedmaintenance¦¦
24-0008029 | Company Initiated | Planned- maintenance |  |  | 2024 | Tier 2 | Transformer only |  |  |  | 2329084 | Sus |  | CompanyInitiated¦Plannedmaintenance¦¦
24-0011473 | Company Initiated | Planned- maintenance |  |  | 2024 | Tier 2 | Transformer only |  |  |  | 2329031 | Sus |  | CompanyInitiated¦Plannedmaintenance¦¦
24-0010318 | Company Initiated | Planned- maintenance |  |  | 2024 | Tier 2 | Transformer only |  |  |  | 2329224 | Sus |  | CompanyInitiated¦Plannedmaintenance¦¦
24-0011501 | Wildfire Mitigation | Planned - WSIP/System Hardening |  |  | 2024 | Tier 2 | Distribution Circuit |  |  |  | 2329657 | Sus |  | WildfireMitigation¦PlannedWSIPSystemHardening¦¦
24-0017597 | Unknown Cause | Patrol - not conducted |  |  | 2024 | Tier 2 | Distribution Circuit |  |  |  | 2330099 | Sus |  | UnknownCause¦Patrolnotconducted¦¦
24-0017587 | Vegetation | Tree - fell into line | Conductor- Overhead | Broken- wire on ground | 2024 | Tier 2 | Distribution Circuit |  |  |  | 2330163 | Sus |  | Vegetation¦Treefellintoline¦ConductorOverhead¦Brokenwireonground
24-0011721 | Wildfire Mitigation | Planned - WSIP/System Hardening |  |  | 2024 | Tier 3 | Transformer only |  |  |  | 2330999 | Sus |  | WildfireMitigation¦PlannedWSIPSystemHardening¦¦
24-0017774 | Vegetation | Tree - fell into line | Conductor- Overhead | Normal | 2024 | Tier 3 | Distribution Circuit |  |  |  | 2331270 | Sus |  | Vegetation¦Treefellintoline¦ConductorOverhead¦Normal
24-0018426 | Animal | Bird found | Conductor- Overhead | Normal | 2024 | Tier 2 | Distribution Circuit |  |  |  | 2332146 | Sus |  | Animal¦Birdfound¦ConductorOverhead¦Normal
24-0012535 | Wildfire Mitigation | Planned - WSIP/System Hardening |  |  | 2024 | Tier 2 | Transformer only |  |  |  | 2332297 | Sus |  | WildfireMitigation¦PlannedWSIPSystemHardening¦¦
24-0012284 | Company Initiated | Planned- maintenance |  |  | 2024 | Tier 2 | Transformer only |  |  |  | 2332354 | Sus |  | CompanyInitiated¦Plannedmaintenance¦¦
24-0018702 | Unknown Cause | Patrol - not conducted |  |  | 2024 | Tier 2 | Distribution Circuit |  |  |  | 2332631 | Sus |  | UnknownCause¦Patrolnotconducted¦¦
24-0012769 | Company Initiated | Planned- maintenance |  |  | 2024 | Tier 3 | Distribution Circuit |  |  |  | 2333486 | Sus |  | CompanyInitiated¦Plannedmaintenance¦¦
24-0019642 | Vegetation | Tree - branch fell on line | Conductor- Overhead | Broken | 2024 | Tier 2 | Distribution Circuit |  |  |  | 2336401 | Sus |  | Vegetation¦Treebranchfellonline¦ConductorOverhead¦Broken
24-0019477 | Equipment Failure/Involved | Overhead | Transformer (OH) | Failed/Faulted | 2024 | Tier 2 | Transformer only |  |  |  | 2336890 | Sus |  | EquipmentFailureInvolved¦Overhead¦Transformer(OH)¦FailedFaulted
24-0019983 | Vegetation | Tree - branch fell on line | Transformer | Broken- wire on ground | 2024 | Tier 2 | Transformer only |  |  |  | 2341499 | Sus |  | Vegetation¦Treebranchfellonline¦Transformer¦Brokenwireonground
24-0020030 | Equipment Failure/Involved | Overhead | Transformer | Normal | 2024 | Tier 3 | Transformer only |  |  |  | 2338079 | Sus |  | EquipmentFailureInvolved¦Overhead¦Transformer¦Normal
24-0020541 | Vegetation | Tree - fell into line | Conductor- Overhead | Normal | 2024 | Tier 2 | Distribution Circuit |  |  |  | 2343800 | Sus |  | Vegetation¦Treefellintoline¦ConductorOverhead¦Normal
24-0021189 | Unknown Cause | Patrol - found nothing |  |  | 2024 | Tier 2 | Distribution Circuit |  |  |  | 2347913 | Sus |  | UnknownCause¦Patrolfoundnothing¦¦
24-0020923 | Unknown Cause | Patrol - found nothing |  |  | 2024 | Tier 2 | Distribution Circuit |  |  |  | 2347948 | Sus |  | UnknownCause¦Patrolfoundnothing¦¦
24-0021253 | Unknown Cause | Patrol - found nothing |  |  | 2024 | Tier 2 | Distribution Circuit |  |  |  | 2352863 | Sus |  | UnknownCause¦Patrolfoundnothing¦¦
24-0021504 | Equipment Failure/Involved | Overhead | Cutout- fuse holder | Arcing | 2024 | Tier 2 | Transformer only |  |  |  | 2350678 | Sus |  | EquipmentFailureInvolved¦Overhead¦Cutoutfuseholder¦Arcing
24-0024231 | Equipment Failure/Involved | Overhead | Transformer | Failed/Faulted | 2024 | Tier 3 | Transformer only |  |  |  | 2366900 | Sus |  | EquipmentFailureInvolved¦Overhead¦Transformer¦FailedFaulted
24-0024675 | Unknown Cause | Patrol - not conducted |  |  | 2024 | Tier 3 | Distribution Circuit |  |  |  | 2368522 | Sus |  | UnknownCause¦Patrolnotconducted¦¦
24-0024814 | Unknown Cause | Patrol - not conducted |  |  | 2024 | Tier 3 | Distribution Circuit |  |  |  | 2368654 | Sus |  | UnknownCause¦Patrolnotconducted¦¦
24-0025648 | Environmental/External | Ice or snow | Other | Broken | 2024 | Tier 3 | Distribution Circuit |  |  |  | 2369069 | Sus |  | EnvironmentalExternal¦Iceorsnow¦Other¦Broken
24-0025941 | Environmental/External | Ice or snow | Conductor- Overhead | Normal | 2024 | Tier 3 | Distribution Circuit |  |  |  | 2369080 | Sus |  | EnvironmentalExternal¦Iceorsnow¦ConductorOverhead¦Normal
24-0014316 | Company Initiated | Planned- maintenance |  |  | 2024 | Tier 2 | Transformer only |  |  |  | 2369467 | Sus |  | CompanyInitiated¦Plannedmaintenance¦¦
24-0015265 | Wildfire Mitigation | Planned - WSIP/System Hardening |  |  | 2024 | Tier 3 | Transformer only |  |  |  | 2371325 | Sus |  | WildfireMitigation¦PlannedWSIPSystemHardening¦¦
24-0013209 | Company Initiated | Planned- maintenance |  |  | 2024 | Tier 3 | Transformer only |  |  |  | 2371849 | Sus |  | CompanyInitiated¦Plannedmaintenance¦¦
24-0010815 | Company Initiated | Planned- maintenance |  |  | 2024 | Tier 2 | Transformer only |  |  |  | 2371363 | Sus |  | CompanyInitiated¦Plannedmaintenance¦¦
24-0027453 | Vegetation | Tree - fell into line | Secondary | Broken- wire on ground | 2024 | Tier 2 | Transformer only |  |  |  | 2372798 | Sus |  | Vegetation¦Treefellintoline¦Secondary¦Brokenwireonground
24-0027623 | Vegetation | Tree - branch fell on line | Conductor- Overhead | Normal | 2024 | Tier 2 | Distribution Circuit |  |  |  | 2373278 | Sus |  | Vegetation¦Treebranchfellonline¦ConductorOverhead¦Normal
24-0015292 | Company Initiated | Planned- maintenance |  |  | 2024 | Tier 2 | Distribution Circuit |  |  |  | 2373735 | Sus |  | CompanyInitiated¦Plannedmaintenance¦¦
24-0013682 | Company Initiated | Planned- maintenance |  |  | 2024 | Tier 3 | Transformer only |  |  |  | 2373985 | Sus |  | CompanyInitiated¦Plannedmaintenance¦¦
24-0013549 | Company Initiated | Planned- maintenance |  |  | 2024 | Tier 3 | Transformer only |  |  |  | 2373835 | Sus |  | CompanyInitiated¦Plannedmaintenance¦¦
24-0015177 | Company Initiated | Planned- maintenance |  |  | 2024 | Tier 2 | Transformer only |  |  |  | 2373808 | Sus |  | CompanyInitiated¦Plannedmaintenance¦¦
24-0015543 | Company Initiated | Planned- maintenance |  |  | 2024 | Tier 2 | Distribution Circuit |  |  |  | 2374676 | Sus |  | CompanyInitiated¦Plannedmaintenance¦¦
24-0005628 | Company Initiated | Planned- capital |  |  | 2024 | Tier 3 | Distribution Circuit |  |  |  | 2374677 | Sus |  | CompanyInitiated¦Plannedcapital¦¦
24-0010870 | Company Initiated | Planned- maintenance |  |  | 2024 | Tier 2 | Transformer only |  |  |  | 2374742 | Sus |  | CompanyInitiated¦Plannedmaintenance¦¦
24-0015535 | Company Initiated | Planned- maintenance |  |  | 2024 | Tier 2 | Distribution Circuit |  |  |  | 2375897 | Sus |  | CompanyInitiated¦Plannedmaintenance¦¦
24-0022610 | Company Initiated | Planned- maintenance |  |  | 2024 | Tier 2 | Transformer only |  |  |  | 2375914 | Sus |  | CompanyInitiated¦Plannedmaintenance¦¦
24-0015725 | Company Initiated | Planned- maintenance |  |  | 2024 | Tier 2 | Distribution Circuit |  |  |  | 2375907 | Sus |  | CompanyInitiated¦Plannedmaintenance¦¦
24-0022605 | Company Initiated | Planned- maintenance |  |  | 2024 | Tier 3 | Distribution Circuit |  |  |  | 2375953 | Sus |  | CompanyInitiated¦Plannedmaintenance¦¦
24-0014627 | Company Initiated | Planned- maintenance |  |  | 2024 | Tier 2 | Distribution Circuit |  |  |  | 2375971 | Sus |  | CompanyInitiated¦Plannedmaintenance¦¦
24-0013717 | Company Initiated | Planned- maintenance |  |  | 2024 | Tier 2 | Distribution Circuit |  |  |  | 2375955 | Sus |  | CompanyInitiated¦Plannedmaintenance¦¦
24-0015556 | Company Initiated | Planned- maintenance |  |  | 2024 | Tier 2 | Distribution Circuit |  |  |  | 2375998 | Sus |  | CompanyInitiated¦Plannedmaintenance¦¦
24-0015975 | Company Initiated | Planned- maintenance |  |  | 2024 | Tier 2 | Transformer only |  |  |  | 2376170 | Sus |  | CompanyInitiated¦Plannedmaintenance¦¦
24-0016525 | Company Initiated | Planned- maintenance |  |  | 2024 | Tier 2 | Transformer only |  |  |  | 2377172 | Sus |  | CompanyInitiated¦Plannedmaintenance¦¦
24-0016053 | Wildfire Mitigation | Planned - WSIP/System Hardening |  |  | 2024 | Tier 2 | Distribution Circuit |  |  |  | 2377018 | Sus |  | WildfireMitigation¦PlannedWSIPSystemHardening¦¦
24-0015579 | Company Initiated | Planned- maintenance |  |  | 2024 | Tier 2 | Transformer only |  |  |  | 2377339 | Sus |  | CompanyInitiated¦Plannedmaintenance¦¦
24-0016102 | Company Initiated | Planned- maintenance |  |  | 2024 | Tier 3 | Distribution Circuit |  |  |  | 2377069 | Sus |  | CompanyInitiated¦Plannedmaintenance¦¦
24-0029620 | Equipment Failure/Involved | Overhead | Pole-Wood | Broken | 2024 | Tier 3 | Transformer only |  |  |  | 2377422 | Sus |  | EquipmentFailureInvolved¦Overhead¦PoleWood¦Broken
24-0029733 | Equipment Failure/Involved | Overhead | Transformer | Failed/Faulted | 2024 | Tier 3 | Transformer only |  |  |  | 2377703 | Sus |  | EquipmentFailureInvolved¦Overhead¦Transformer¦FailedFaulted
24-0016539 | Company Initiated | Planned- maintenance |  |  | 2024 | Tier 2 | Distribution Circuit |  |  |  | 2377889 | Sus |  | CompanyInitiated¦Plannedmaintenance¦¦
24-0016556 | Company Initiated | Planned- maintenance |  |  | 2024 | Tier 2 | Transformer only |  |  |  | 2377898 | Sus |  | CompanyInitiated¦Plannedmaintenance¦¦
24-0014855 | Company Initiated | Planned- capital |  |  | 2024 | Tier 2 | Distribution Circuit |  |  |  | 2377922 | Sus |  | CompanyInitiated¦Plannedcapital¦¦
24-0015745 | Company Initiated | Planned- maintenance |  |  | 2024 | Tier 2 | Transformer only |  |  |  | 2378162 | Sus |  | CompanyInitiated¦Plannedmaintenance¦¦
24-0016037 | Company Initiated | Planned- maintenance |  |  | 2024 | Tier 2 | Transformer only |  |  |  | 2377980 | Sus |  | CompanyInitiated¦Plannedmaintenance¦¦
24-0013593 | Company Initiated | Planned- maintenance |  |  | 2024 | Tier 3 | Transformer only |  |  |  | 2378358 | Sus |  | CompanyInitiated¦Plannedmaintenance¦¦
24-0018307 | Company Initiated | Planned- capital |  |  | 2024 | Tier 2 | Distribution Circuit |  |  |  | 2378118 | Sus |  | CompanyInitiated¦Plannedcapital¦¦
24-0030017 | Equipment Failure/Involved | Overhead | Pole-Wood | Deteriorated | 2024 | Tier 2 | Distribution Circuit |  |  |  | 2378322 | Sus |  | EquipmentFailureInvolved¦Overhead¦PoleWood¦Deteriorated
24-0030150 | Vegetation | Tree - branch fell on line | Conductor- Overhead | Broken- wire on ground | 2024 | Tier 2 | Distribution Circuit |  |  |  | 2378739 | Sus |  | Vegetation¦Treebranchfellonline¦ConductorOverhead¦Brokenwireonground
24-0030351 | Equipment Failure/Involved | Overhead | Transformer (OH) | Failed/Faulted | 2024 | Tier 2 | Transformer only |  |  |  | 2379326 | Sus |  | EquipmentFailureInvolved¦Overhead¦Transformer(OH)¦FailedFaulted
24-0030599 | Environmental/External | Lightning | Transformer (OH) | Burned/flashed | 2024 | Tier 2 | Distribution Circuit |  |  |  | 2380165 | Sus |  | EnvironmentalExternal¦Lightning¦Transformer(OH)¦Burnedflashed
24-0030608 | Unknown Cause | Patrol - found nothing |  |  | 2024 | Tier 3 | Distribution Circuit |  |  |  | 2380268 | Sus |  | UnknownCause¦Patrolfoundnothing¦¦
24-0030618 | Environmental/External | Lightning | Transformer | Burned/flashed | 2024 | Tier 3 | Transformer only |  |  |  | 2380351 | Sus |  | EnvironmentalExternal¦Lightning¦Transformer¦Burnedflashed
24-0030774 | Environmental/External | Lightning | Transformer (OH) | Failed/Faulted | 2024 | Tier 3 | Transformer only |  |  |  | 2380971 | Sus |  | EnvironmentalExternal¦Lightning¦Transformer(OH)¦FailedFaulted
24-0030617 | Unknown Cause | Patrol - not conducted |  |  | 2024 | Tier 3 | Distribution Circuit |  |  |  | 2380269 | Sus |  | UnknownCause¦Patrolnotconducted¦¦
24-0030630 | Environmental/External | Lightning | Transformer (OH) | Failed/Faulted | 2024 | Tier 3 | Transformer only |  |  |  | 2380270 | Sus |  | EnvironmentalExternal¦Lightning¦Transformer(OH)¦FailedFaulted
24-0030793 | Environmental/External | Lightning | Transformer (OH) | Failed/Faulted | 2024 | Tier 2 | Distribution Circuit |  |  |  | 2380359 | Sus |  | EnvironmentalExternal¦Lightning¦Transformer(OH)¦FailedFaulted
24-0030709 | Environmental/External | Lightning | Transformer (OH) | Failed/Faulted | 2024 | Tier 3 | Transformer only |  |  |  | 2380659 | Sus |  | EnvironmentalExternal¦Lightning¦Transformer(OH)¦FailedFaulted
24-0030727 | Environmental/External | Lightning | Transformer (OH) | Failed/Faulted | 2024 | Tier 3 | Transformer only |  |  |  | 2380662 | Sus |  | EnvironmentalExternal¦Lightning¦Transformer(OH)¦FailedFaulted
24-0017935 | Company Initiated | Planned- maintenance |  |  | 2024 | Tier 2 | Transformer only |  |  |  | 2382526 | Sus |  | CompanyInitiated¦Plannedmaintenance¦¦
24-0017937 | Company Initiated | Planned- maintenance |  |  | 2024 | Tier 2 | Distribution Circuit |  |  |  | 2382565 | Sus |  | CompanyInitiated¦Plannedmaintenance¦¦
24-0017951 | Company Initiated | Planned- maintenance |  |  | 2024 | Tier 2 | Distribution Circuit |  |  |  | 2382569 | Sus |  | CompanyInitiated¦Plannedmaintenance¦¦
24-0024695 | Wildfire Mitigation | Planned - WSIP/System Hardening |  |  | 2024 | Tier 3 | Distribution Circuit |  |  |  | 2382562 | Sus |  | WildfireMitigation¦PlannedWSIPSystemHardening¦¦
24-0015285 | Company Initiated | Planned- maintenance |  |  | 2024 | Tier 2 | Distribution Circuit |  |  |  | 2382587 | Sus |  | CompanyInitiated¦Plannedmaintenance¦¦
24-0009979 | Company Initiated | Planned- maintenance |  |  | 2024 | Tier 2 | Transformer only |  |  |  | 2382644 | Sus |  | CompanyInitiated¦Plannedmaintenance¦¦
24-0018112 | Wildfire Mitigation | Planned - WSIP/System Hardening |  |  | 2024 | Tier 2 | Distribution Circuit |  |  |  | 2383004 | Sus |  | WildfireMitigation¦PlannedWSIPSystemHardening¦¦
24-0031673 | Equipment Failure/Involved | Electrical Overload | Transformer | Broken | 2024 | Tier 2 | Transformer only |  |  |  | 2383365 | Sus |  | EquipmentFailureInvolved¦ElectricalOverload¦Transformer¦Broken
24-0031670 | Environmental/External | Lightning | Transformer (OH) | Burned/flashed | 2024 | Tier 2 | Transformer only |  |  |  | 2383274 | Sus |  | EnvironmentalExternal¦Lightning¦Transformer(OH)¦Burnedflashed
24-0017966 | Company Initiated | Planned- maintenance |  |  | 2024 | Tier 3 | Distribution Circuit |  |  |  | 2383828 | Sus |  | CompanyInitiated¦Plannedmaintenance¦¦
24-0024699 | Wildfire Mitigation | Planned - WSIP/System Hardening |  |  | 2024 | Tier 3 | Distribution Circuit |  |  |  | 2383809 | Sus |  | WildfireMitigation¦PlannedWSIPSystemHardening¦¦
24-0023869 | Wildfire Mitigation | Planned - WSIP/System Hardening |  |  | 2024 | Tier 3 | Transformer only |  |  |  | 2383863 | Sus |  | WildfireMitigation¦PlannedWSIPSystemHardening¦¦
24-0023873 | Wildfire Mitigation | Planned - WSIP/System Hardening |  |  | 2024 | Tier 3 | Transformer only |  |  |  | 2383868 | Sus |  | WildfireMitigation¦PlannedWSIPSystemHardening¦¦
24-0016076 | Wildfire Mitigation | Planned - WSIP/System Hardening |  |  | 2024 | Tier 3 | Distribution Circuit |  |  |  | 2383916 | Sus |  | WildfireMitigation¦PlannedWSIPSystemHardening¦¦
24-0011257 | Company Initiated | Planned- maintenance |  |  | 2024 | Tier 3 | Distribution Circuit |  |  |  | 2383879 | Sus |  | CompanyInitiated¦Plannedmaintenance¦¦
24-0015256 | Company Initiated | Planned- capital |  |  | 2024 | Tier 3 | Distribution Circuit |  |  |  | 2383925 | Sus |  | CompanyInitiated¦Plannedcapital¦¦
24-0016083 | Wildfire Mitigation | Planned - WSIP/System Hardening |  |  | 2024 | Tier 2 | Transformer only |  |  |  | 2384363 | Sus |  | WildfireMitigation¦PlannedWSIPSystemHardening¦¦
24-0032567 | Environmental/External | Lightning | Transformer (OH) | Failed/Faulted | 2024 | Tier 2 | Distribution Circuit |  |  |  | 2384890 | Sus |  | EnvironmentalExternal¦Lightning¦Transformer(OH)¦FailedFaulted
24-0026252 | Company Initiated | Planned- maintenance |  |  | 2024 | Tier 2 | Distribution Circuit |  |  |  | 2384924 | Sus |  | CompanyInitiated¦Plannedmaintenance¦¦
24-0018755 | Company Initiated | Planned- maintenance |  |  | 2024 | Tier 2 | Transformer only |  |  |  | 2385340 | Sus |  | CompanyInitiated¦Plannedmaintenance¦¦
24-0016724 | Company Initiated | Planned- maintenance |  |  | 2024 | Tier 2 | Distribution Circuit |  |  |  | 2385018 | Sus |  | CompanyInitiated¦Plannedmaintenance¦¦
24-0016177 | Wildfire Mitigation | Planned - WSIP/System Hardening |  |  | 2024 | Tier 3 | Transformer only |  |  |  | 2385073 | Sus |  | WildfireMitigation¦PlannedWSIPSystemHardening¦¦
24-0015462 | Company Initiated | Planned- capital |  |  | 2024 | Tier 3 | Distribution Circuit |  |  |  | 2385059 | Sus |  | CompanyInitiated¦Plannedcapital¦¦
24-0032629 | Environmental/External | Lightning | Transformer (OH) | Failed/Faulted | 2024 | Tier 2 | Transformer only |  |  |  | 2385222 | Sus |  | EnvironmentalExternal¦Lightning¦Transformer(OH)¦FailedFaulted
24-0032745 | Equipment Failure/Involved | Overhead | Transformer (OH) | Failed/Faulted | 2024 | Tier 2 | Distribution Circuit |  |  |  | 2385528 | Sus |  | EquipmentFailureInvolved¦Overhead¦Transformer(OH)¦FailedFaulted
24-0023547 | Wildfire Mitigation | Planned - WSIP/System Hardening |  |  | 2024 | Tier 2 | Distribution Circuit |  |  |  | 2385954 | Sus |  | WildfireMitigation¦PlannedWSIPSystemHardening¦¦
24-0018191 | Company Initiated | Planned- maintenance |  |  | 2024 | Tier 2 | Transformer only |  |  |  | 2386227 | Sus |  | CompanyInitiated¦Plannedmaintenance¦¦
24-0012745 | Company Initiated | Planned- capital |  |  | 2024 | Tier 3 | Distribution Circuit |  |  |  | 2385979 | Sus |  | CompanyInitiated¦Plannedcapital¦¦
24-0018763 | Company Initiated | Planned- maintenance |  |  | 2024 | Tier 2 | Transformer only |  |  |  | 2386435 | Sus |  | CompanyInitiated¦Plannedmaintenance¦¦
24-0014242 | Company Initiated | Planned- maintenance |  |  | 2024 | Tier 3 | Transformer only |  |  |  | 2386026 | Sus |  | CompanyInitiated¦Plannedmaintenance¦¦
24-0014149 | Company Initiated | Planned- capital |  |  | 2024 | Tier 3 | Distribution Circuit |  |  |  | 2386685 | Sus |  | CompanyInitiated¦Plannedcapital¦¦
24-0033718 | Unknown Cause | Patrol - found nothing |  |  | 2024 | Tier 2 | Distribution Circuit |  |  |  | 2387681 | Sus |  | UnknownCause¦Patrolfoundnothing¦¦
24-0018642 | Company Initiated | Planned- maintenance |  |  | 2024 | Tier 2 | Transformer only |  |  |  | 2387815 | Sus |  | CompanyInitiated¦Plannedmaintenance¦¦
24-0024070 | Wildfire Mitigation | Planned - WSIP/System Hardening |  |  | 2024 | Tier 3 | Transformer only |  |  |  | 2388050 | Sus |  | WildfireMitigation¦PlannedWSIPSystemHardening¦¦
24-0018211 | Company Initiated | Planned- maintenance |  |  | 2024 | Tier 2 | Distribution Circuit |  |  |  | 2387989 | Sus |  | CompanyInitiated¦Plannedmaintenance¦¦
24-0018767 | Company Initiated | Planned- maintenance |  |  | 2024 | Tier 2 | Transformer only |  |  |  | 2387971 | Sus |  | CompanyInitiated¦Plannedmaintenance¦¦
24-0009783 | Company Initiated | Planned- capital |  |  | 2024 | Tier 3 | Distribution Circuit |  |  |  | 2387844 | Sus |  | CompanyInitiated¦Plannedcapital¦¦
24-0033995 | Equipment Failure/Involved | Underground | Secondary | Burned Open | 2024 | Tier 2 | Transformer only |  |  |  | 2388268 | Sus |  | EquipmentFailureInvolved¦Underground¦Secondary¦BurnedOpen
24-0034157 | Unknown Cause | Patrol - found nothing |  |  | 2024 | Tier 2 | Transformer only |  |  |  | 2388612 | Sus |  | UnknownCause¦Patrolfoundnothing¦¦
24-0021666 | Company Initiated | Planned- maintenance |  |  | 2024 | Tier 2 | Transformer only |  |  |  | 2388688 | Sus |  | CompanyInitiated¦Plannedmaintenance¦¦
24-0015596 | Company Initiated | Planned- maintenance |  |  | 2024 | Tier 2 | Transformer only |  |  |  | 2388739 | Sus |  | CompanyInitiated¦Plannedmaintenance¦¦
24-0018663 | Company Initiated | Planned- maintenance |  |  | 2024 | Tier 2 | Distribution Circuit |  |  |  | 2388713 | Sus |  | CompanyInitiated¦Plannedmaintenance¦¦
24-0021687 | Company Initiated | Planned- maintenance |  |  | 2024 | Tier 2 | Distribution Circuit |  |  |  | 2388731 | Sus |  | CompanyInitiated¦Plannedmaintenance¦¦
24-0016299 | Company Initiated | Planned- maintenance |  |  | 2024 | Tier 3 | Distribution Circuit |  |  |  | 2388942 | Sus |  | CompanyInitiated¦Plannedmaintenance¦¦
24-0021695 | Company Initiated | Planned- maintenance |  |  | 2024 | Tier 2 | Transformer only |  |  |  | 2389193 | Sus |  | CompanyInitiated¦Plannedmaintenance¦¦
24-0021729 | Company Initiated | Planned- maintenance |  |  | 2024 | Tier 3 | Transformer only |  |  |  | 2389933 | Sus |  | CompanyInitiated¦Plannedmaintenance¦¦
24-0021724 | Company Initiated | Planned- maintenance |  |  | 2024 | Tier 2 | Distribution Circuit |  |  |  | 2389748 | Sus |  | CompanyInitiated¦Plannedmaintenance¦¦
24-0021707 | Company Initiated | Planned- maintenance |  |  | 2024 | Tier 2 | Transformer only |  |  |  | 2389977 | Sus |  | CompanyInitiated¦Plannedmaintenance¦¦
24-0018273 | Company Initiated | Planned- maintenance |  |  | 2024 | Tier 2 | Distribution Circuit |  |  |  | 2389781 | Sus |  | CompanyInitiated¦Plannedmaintenance¦¦
24-0024065 | Company Initiated | Planned- maintenance |  |  | 2024 | Tier 2 | Distribution Circuit |  |  |  | 2390160 | Sus |  | CompanyInitiated¦Plannedmaintenance¦¦
24-0026072 | Company Initiated | Planned- maintenance |  |  | 2024 | Tier 3 | Distribution Circuit |  |  |  | 2389821 | Sus |  | CompanyInitiated¦Plannedmaintenance¦¦
24-0035297 | Unknown Cause | Patrol - found nothing |  |  | 2024 | Tier 2 | Distribution Circuit |  |  |  | 2390557 | Sus |  | UnknownCause¦Patrolfoundnothing¦¦
24-0027729 | Company Initiated | Planned- maintenance |  |  | 2024 | Tier 3 | Distribution Circuit |  |  |  | 2390645 | Sus |  | CompanyInitiated¦Plannedmaintenance¦¦
24-0018782 | Company Initiated | Planned- maintenance |  |  | 2024 | Tier 3 | Distribution Circuit |  |  |  | 2390648 | Sus |  | CompanyInitiated¦Plannedmaintenance¦¦
24-0028491 | Company Initiated | Planned- maintenance |  |  | 2024 | Tier 2 | Distribution Circuit |  |  |  | 2390839 | Sus |  | CompanyInitiated¦Plannedmaintenance¦¦
24-0018408 | Company Initiated | Planned- maintenance |  |  | 2024 | Tier 2 | Distribution Circuit |  |  |  | 2390649 | Sus |  | CompanyInitiated¦Plannedmaintenance¦¦
24-0028667 | Company Initiated | Planned- maintenance |  |  | 2024 | Tier 2 | Transformer only |  |  |  | 2390904 | Sus |  | CompanyInitiated¦Plannedmaintenance¦¦
24-0028659 | Company Initiated | Planned- maintenance |  |  | 2024 | Tier 2 | Distribution Circuit |  |  |  | 2390880 | Sus |  | CompanyInitiated¦Plannedmaintenance¦¦
24-0027732 | Company Initiated | Planned- maintenance |  |  | 2024 | Tier 3 | Transformer only |  |  |  | 2391339 | Sus |  | CompanyInitiated¦Plannedmaintenance¦¦
24-0035783 | Unknown Cause | Patrol - found nothing |  |  | 2024 | Tier 2 | Distribution Circuit |  |  |  | 2391601 | Sus |  | UnknownCause¦Patrolfoundnothing¦¦
24-0036124 | Vegetation | Tree - fell into line | Conductor- Overhead | Normal | 2024 | Tier 3 | Distribution Circuit |  |  |  | 2392015 | Sus |  | Vegetation¦Treefellintoline¦ConductorOverhead¦Normal
24-0036351 | Vegetation | Tree - branch fell on line | Conductor- Overhead | Normal | 2024 | Tier 3 | Distribution Circuit |  |  |  | 2392583 | Sus |  | Vegetation¦Treebranchfellonline¦ConductorOverhead¦Normal
24-0036638 | Equipment Failure/Involved | Overhead | Pole-Wood | Broken | 2024 | Tier 3 | Distribution Circuit |  |  |  | 2394075 | Sus |  | EquipmentFailureInvolved¦Overhead¦PoleWood¦Broken
24-0036613 | Vegetation | Tree - fell into line | Crossarm- Wood | Broken- wire on ground | 2024 | Tier 3 | Distribution Circuit |  |  |  | 2394080 | Sus |  | Vegetation¦Treefellintoline¦CrossarmWood¦Brokenwireonground
24-0036643 | Unknown Cause | Patrol - found nothing |  |  | 2024 | Tier 3 | Distribution Circuit |  |  |  | 2394098 | Sus |  | UnknownCause¦Patrolfoundnothing¦¦
24-0036703 | Vegetation | Tree - branch fell on line | Conductor- Overhead | Broken- wire on ground | 2024 | Tier 2 | Distribution Circuit |  |  |  | 2394228 | Sus |  | Vegetation¦Treebranchfellonline¦ConductorOverhead¦Brokenwireonground
24-0036875 | Equipment Failure/Involved | Overhead | Jumper | Burned Open | 2024 | Tier 2 | Distribution Circuit |  |  |  | 2394838 | Sus |  | EquipmentFailureInvolved¦Overhead¦Jumper¦BurnedOpen
24-0036937 | Equipment Failure/Involved | Overhead | Transformer | Failed/Faulted | 2024 | Tier 2 | Transformer only |  |  |  | 2394905 | Sus |  | EquipmentFailureInvolved¦Overhead¦Transformer¦FailedFaulted
24-0037090 | Environmental/External | Lightning | Transformer | Failed/Faulted | 2024 | Tier 2 | Transformer only |  |  |  | 2395654 | Sus |  | EnvironmentalExternal¦Lightning¦Transformer¦FailedFaulted
24-0037152 | Equipment Failure/Involved | Underground | Other | Broken | 2024 | Tier 3 | Distribution Circuit |  |  |  | 2395818 | Sus |  | EquipmentFailureInvolved¦Underground¦Other¦Broken
24-0037159 | Equipment Failure/Involved | Underground | Switch (UG) | Broken | 2024 | Tier 3 | Distribution Circuit |  |  |  | 2395811 | Sus |  | EquipmentFailureInvolved¦Underground¦Switch(UG)¦Broken
24-0037175 | Vegetation | Tree - fell into line | Conductor- Overhead | Broken- wire on ground | 2024 | Tier 3 | Distribution Circuit |  |  |  | 2395868 | Sus |  | Vegetation¦Treefellintoline¦ConductorOverhead¦Brokenwireonground
24-0037184 | Environmental/External | Water | Transformer | Failed/Faulted | 2024 | Tier 3 | Transformer only |  |  |  | 2395955 | Sus |  | EnvironmentalExternal¦Water¦Transformer¦FailedFaulted
24-0037223 | Vegetation | Tree - branch fell on line | Conductor- Overhead | Broken- wire on ground | 2024 | Tier 3 | Distribution Circuit |  |  |  | 2396170 | Sus |  | Vegetation¦Treebranchfellonline¦ConductorOverhead¦Brokenwireonground
24-0037345 | Equipment Failure/Involved | Overhead | Conductor- Overhead | Broken- wire on ground | 2024 | Tier 3 | Distribution Circuit |  |  |  | 2396416 | Sus |  | EquipmentFailureInvolved¦Overhead¦ConductorOverhead¦Brokenwireonground
24-0037522 | Vegetation | Tree - fell into line | Conductor- Overhead | Broken- wire on ground | 2024 | Tier 3 | Distribution Circuit |  |  |  | 2396665 | Sus |  | Vegetation¦Treefellintoline¦ConductorOverhead¦Brokenwireonground
24-0037561 | Equipment Failure/Involved | Overhead | Transformer (OH) |  | 2024 | Tier 3 | Transformer only |  |  |  | 2396700 | Sus |  | EquipmentFailureInvolved¦Overhead¦Transformer(OH)¦
24-0037775 | Unknown Cause | Patrol - found nothing |  |  | 2024 | Tier 2 | Distribution Circuit |  |  |  | 2397073 | Sus |  | UnknownCause¦Patrolfoundnothing¦¦
24-0032416 | Company Initiated | Planned- maintenance |  |  | 2024 | Tier 2 | Transformer only |  |  |  | 2397384 | Sus |  | CompanyInitiated¦Plannedmaintenance¦¦
24-0030634 | Company Initiated | Planned- maintenance |  |  | 2024 | Tier 3 | Transformer only |  |  |  | 2397388 | Sus |  | CompanyInitiated¦Plannedmaintenance¦¦
24-0029846 | Company Initiated | Planned- maintenance |  |  | 2024 | Tier 2 | Transformer only |  |  |  | 2397421 | Sus |  | CompanyInitiated¦Plannedmaintenance¦¦
24-0029839 | Company Initiated | Planned- maintenance |  |  | 2024 | Tier 2 | Distribution Circuit |  |  |  | 2397425 | Sus |  | CompanyInitiated¦Plannedmaintenance¦¦
24-0022966 | Wildfire Mitigation | Planned - WSIP/System Hardening |  |  | 2024 | Tier 3 | Transformer only |  |  |  | 2397448 | Sus |  | WildfireMitigation¦PlannedWSIPSystemHardening¦¦
24-0032541 | Company Initiated | Planned- maintenance |  |  | 2024 | Tier 2 | Distribution Circuit |  |  |  | 2397653 | Sus |  | CompanyInitiated¦Plannedmaintenance¦¦
24-0021734 | Company Initiated | Planned- maintenance |  |  | 2024 | Tier 2 | Distribution Circuit |  |  |  | 2398190 | Sus |  | CompanyInitiated¦Plannedmaintenance¦¦
24-0032905 | Company Initiated | Planned- maintenance |  |  | 2024 | Tier 3 | Transformer only |  |  |  | 2398237 | Sus |  | CompanyInitiated¦Plannedmaintenance¦¦
24-0029871 | Company Initiated | Planned- maintenance |  |  | 2024 | Tier 2 | Distribution Circuit |  |  |  | 2398273 | Sus |  | CompanyInitiated¦Plannedmaintenance¦¦
24-0022978 | Company Initiated | Planned- maintenance |  |  | 2024 | Tier 3 | Transformer only |  |  |  | 2398281 | Sus |  | CompanyInitiated¦Plannedmaintenance¦¦
24-0029119 | Company Initiated | Planned- maintenance |  |  | 2024 | Tier 3 | Transformer only |  |  |  | 2398296 | Sus |  | CompanyInitiated¦Plannedmaintenance¦¦
24-0032471 | Wildfire Mitigation | Planned - WSIP/System Hardening |  |  | 2024 | Tier 2 | Distribution Circuit |  |  |  | 2398307 | Sus |  | WildfireMitigation¦PlannedWSIPSystemHardening¦¦
24-0028770 | Company Initiated | Planned- maintenance |  |  | 2024 | Tier 2 | Distribution Circuit |  |  |  | 2398349 | Sus |  | CompanyInitiated¦Plannedmaintenance¦¦
24-0038806 | Unknown Cause | Patrol - found nothing |  |  | 2024 | Tier 2 | Transformer only |  |  |  | 2398542 | Sus |  | UnknownCause¦Patrolfoundnothing¦¦
24-0029905 | Company Initiated | Planned- maintenance |  |  | 2024 | Tier 2 | Distribution Circuit |  |  |  | 2399019 | Sus |  | CompanyInitiated¦Plannedmaintenance¦¦
24-0032908 | Company Initiated | Planned- maintenance |  |  | 2024 | Tier 2 | Distribution Circuit |  |  |  | 2399056 | Sus |  | CompanyInitiated¦Plannedmaintenance¦¦
24-0026363 | Company Initiated | Planned- maintenance |  |  | 2024 | Tier 3 | Transformer only |  |  |  | 2399125 | Sus |  | CompanyInitiated¦Plannedmaintenance¦¦
24-0029509 | Company Initiated | Planned- maintenance |  |  | 2024 | Tier 2 | Transformer only |  |  |  | 2399135 | Sus |  | CompanyInitiated¦Plannedmaintenance¦¦
24-0033955 | Company Initiated | Planned- maintenance |  |  | 2024 | Tier 2 | Distribution Circuit |  |  |  | 2399123 | Sus |  | CompanyInitiated¦Plannedmaintenance¦¦
24-0032395 | Company Initiated | Planned- maintenance |  |  | 2024 | Tier 2 | Distribution Circuit |  |  |  | 2399174 | Sus |  | CompanyInitiated¦Plannedmaintenance¦¦
24-0039282 | Equipment Failure/Involved | Overhead | Transformer (OH) | Failed/Faulted | 2024 | Tier 2 | Transformer only |  |  |  | 2399251 | Sus |  | EquipmentFailureInvolved¦Overhead¦Transformer(OH)¦FailedFaulted
24-0033664 | Company Initiated | Planned- maintenance |  |  | 2024 | Tier 2 | Transformer only |  |  |  | 2399417 | Sus |  | CompanyInitiated¦Plannedmaintenance¦¦
24-0032421 | Company Initiated | Planned- maintenance |  |  | 2024 | Tier 2 | Distribution Circuit |  |  |  | 2399925 | Sus |  | CompanyInitiated¦Plannedmaintenance¦¦
24-0029895 | Company Initiated | Planned- maintenance |  |  | 2024 | Tier 3 | Transformer only |  |  |  | 2399953 | Sus |  | CompanyInitiated¦Plannedmaintenance¦¦
24-0011366 | Company Initiated | Planned- capital |  |  | 2024 | Tier 3 | Distribution Circuit |  |  |  | 2399963 | Sus |  | CompanyInitiated¦Plannedcapital¦¦
24-0033322 | Wildfire Mitigation | Planned - WSIP/System Hardening |  |  | 2024 | Tier 3 | Transformer only |  |  |  | 2400008 | Sus |  | WildfireMitigation¦PlannedWSIPSystemHardening¦¦
24-0031550 | Company Initiated | Planned- maintenance |  |  | 2024 | Tier 2 | Transformer only |  |  |  | 2400017 | Sus |  | CompanyInitiated¦Plannedmaintenance¦¦
24-0029867 | Company Initiated | Planned- maintenance |  |  | 2024 | Tier 3 | Distribution Circuit |  |  |  | 2400030 | Sus |  | CompanyInitiated¦Plannedmaintenance¦¦
24-0033666 | Company Initiated | Planned- maintenance |  |  | 2024 | Tier 3 | Transformer only |  |  |  | 2400141 | Sus |  | CompanyInitiated¦Plannedmaintenance¦¦
24-0012200 | Company Initiated | Planned- capital |  |  | 2024 | Tier 2 | Distribution Circuit |  |  |  | 2400507 | Sus |  | CompanyInitiated¦Plannedcapital¦¦
24-0033073 | Wildfire Mitigation | Planned - WSIP/System Hardening |  |  | 2024 | Tier 3 | Transformer only |  |  |  | 2401557 | Sus |  | WildfireMitigation¦PlannedWSIPSystemHardening¦¦
24-0029899 | Company Initiated | Planned- maintenance |  |  | 2024 | Tier 3 | Distribution Circuit |  |  |  | 2401450 | Sus |  | CompanyInitiated¦Plannedmaintenance¦¦
24-0030640 | Company Initiated | Planned- maintenance |  |  | 2024 | Tier 2 | Transformer only |  |  |  | 2401484 | Sus |  | CompanyInitiated¦Plannedmaintenance¦¦
24-0030638 | Company Initiated | Planned- maintenance |  |  | 2024 | Tier 2 | Distribution Circuit |  |  |  | 2401492 | Sus |  | CompanyInitiated¦Plannedmaintenance¦¦
24-0029749 | Company Initiated | Planned- maintenance |  |  | 2024 | Tier 2 | Transformer only |  |  |  | 2401502 | Sus |  | CompanyInitiated¦Plannedmaintenance¦¦
24-0031383 | Company Initiated | Planned- maintenance |  |  | 2024 | Tier 3 | Distribution Circuit |  |  |  | 2401616 | Sus |  | CompanyInitiated¦Plannedmaintenance¦¦
24-0033079 | Company Initiated | Planned- maintenance |  |  | 2024 | Tier 3 | Transformer only |  |  |  | 2401638 | Sus |  | CompanyInitiated¦Plannedmaintenance¦¦
24-0040739 | Unknown Cause | Patrol - not conducted |  |  | 2024 | Tier 2 | Distribution Circuit |  |  |  | 2402324 | Sus |  | UnknownCause¦Patrolnotconducted¦¦
24-0030672 | Company Initiated | Planned- capital |  |  | 2024 | Tier 3 | Distribution Circuit |  |  |  | 2402443 | Sus |  | CompanyInitiated¦Plannedcapital¦¦
24-0032181 | Company Initiated | Planned- maintenance |  |  | 2024 | Tier 3 | Distribution Circuit |  |  |  | 2402494 | Sus |  | CompanyInitiated¦Plannedmaintenance¦¦
24-0034473 | Company Initiated | Planned- maintenance |  |  | 2024 | Tier 3 | Transformer only |  |  |  | 2402497 | Sus |  | CompanyInitiated¦Plannedmaintenance¦¦
24-0033170 | Wildfire Mitigation | Planned - WSIP/System Hardening |  |  | 2024 | Tier 2 | Transformer only |  |  |  | 2402509 | Sus |  | WildfireMitigation¦PlannedWSIPSystemHardening¦¦
24-0029920 | Company Initiated | Planned- maintenance |  |  | 2024 | Tier 2 | Distribution Circuit |  |  |  | 2403238 | Sus |  | CompanyInitiated¦Plannedmaintenance¦¦
24-0035324 | Company Initiated | Planned- maintenance |  |  | 2024 | Tier 2 | Transformer only |  |  |  | 2403248 | Sus |  | CompanyInitiated¦Plannedmaintenance¦¦
24-0030641 | Company Initiated | Planned- maintenance |  |  | 2024 | Tier 2 | Distribution Circuit |  |  |  | 2403263 | Sus |  | CompanyInitiated¦Plannedmaintenance¦¦
24-0031546 | Company Initiated | Planned- maintenance |  |  | 2024 | Tier 3 | Transformer only |  |  |  | 2403315 | Sus |  | CompanyInitiated¦Plannedmaintenance¦¦
24-0031183 | Wildfire Mitigation | Planned - WSIP/System Hardening |  |  | 2024 | Tier 3 | Distribution Circuit |  |  |  | 2403336 | Sus |  | WildfireMitigation¦PlannedWSIPSystemHardening¦¦
24-0034230 | Wildfire Mitigation | Planned - WSIP/System Hardening |  |  | 2024 | Tier 2 | Distribution Circuit |  |  |  | 2404168 | Sus |  | WildfireMitigation¦PlannedWSIPSystemHardening¦¦
24-0035336 | Company Initiated | Planned- maintenance |  |  | 2024 | Tier 3 | Distribution Circuit |  |  |  | 2404325 | Sus |  | CompanyInitiated¦Plannedmaintenance¦¦
24-0017389 | Company Initiated | Planned- capital |  |  | 2024 | Tier 2 | Distribution Circuit |  |  |  | 2404279 | Sus |  | CompanyInitiated¦Plannedcapital¦¦
24-0035341 | Company Initiated | Planned- maintenance |  |  | 2024 | Tier 3 | Distribution Circuit |  |  |  | 2404396 | Sus |  | CompanyInitiated¦Plannedmaintenance¦¦
24-0031323 | Company Initiated | Planned- maintenance |  |  | 2024 | Tier 2 | Distribution Circuit |  |  |  | 2404464 | Sus |  | CompanyInitiated¦Plannedmaintenance¦¦
24-0032795 | Company Initiated | Planned- maintenance |  |  | 2024 | Tier 2 | Distribution Circuit |  |  |  | 2404488 | Sus |  | CompanyInitiated¦Plannedmaintenance¦¦
24-0035346 | Company Initiated | Planned- maintenance |  |  | 2024 | Tier 2 | Transformer only |  |  |  | 2405020 | Sus |  | CompanyInitiated¦Plannedmaintenance¦¦
24-0042509 | Vegetation | Tree - fell into line | Conductor- Overhead | Broken- wire on ground | 2024 | Tier 2 | Distribution Circuit |  |  |  | 2405598 | Sus |  | Vegetation¦Treefellintoline¦ConductorOverhead¦Brokenwireonground
24-0042522 | Vegetation | Tree - fell into line | Secondary | Broken- wire on ground | 2024 | Tier 3 | Distribution Circuit |  |  |  | 2405600 | Sus |  | Vegetation¦Treefellintoline¦Secondary¦Brokenwireonground
24-0042589 | Vegetation | Tree - branch fell on line | Conductor- Overhead | Together | 2024 | Tier 3 | Distribution Circuit |  |  |  | 2405681 | Sus |  | Vegetation¦Treebranchfellonline¦ConductorOverhead¦Together
24-0042699 | Vegetation | Tree - fell into line | Transformer (OH) | Leaking | 2024 | Tier 2 | Distribution Circuit |  |  |  | 2405770 | Sus |  | Vegetation¦Treefellintoline¦Transformer(OH)¦Leaking
24-0017430 | Company Initiated | Planned- capital |  |  | 2024 | Tier 2 | Distribution Circuit |  |  |  | 2405834 | Sus |  | CompanyInitiated¦Plannedcapital¦¦
24-0035353 | Company Initiated | Planned- maintenance |  |  | 2024 | Tier 2 | Distribution Circuit |  |  |  | 2405908 | Sus |  | CompanyInitiated¦Plannedmaintenance¦¦
24-0035349 | Company Initiated | Planned- maintenance |  |  | 2024 | Tier 2 | Distribution Circuit |  |  |  | 2405906 | Sus |  | CompanyInitiated¦Plannedmaintenance¦¦
24-0033669 | Company Initiated | Planned- maintenance |  |  | 2024 | Tier 2 | Distribution Circuit |  |  |  | 2405903 | Sus |  | CompanyInitiated¦Plannedmaintenance¦¦
24-0042630 | Vegetation | Tree - branch fell on line | Conductor- Overhead | Normal | 2024 | Tier 2 | Distribution Circuit |  |  |  | 2405871 | Sus |  | Vegetation¦Treebranchfellonline¦ConductorOverhead¦Normal
24-0033201 | Company Initiated | Planned- maintenance |  |  | 2024 | Tier 2 | Distribution Circuit |  |  |  | 2405949 | Sus |  | CompanyInitiated¦Plannedmaintenance¦¦
24-0033100 | Company Initiated | Planned- maintenance |  |  | 2024 | Tier 2 | Distribution Circuit |  |  |  | 2405964 | Sus |  | CompanyInitiated¦Plannedmaintenance¦¦
24-0033183 | Wildfire Mitigation | Planned - WSIP/System Hardening |  |  | 2024 | Tier 2 | Transformer only |  |  |  | 2406061 | Sus |  | WildfireMitigation¦PlannedWSIPSystemHardening¦¦
24-0033052 | Company Initiated | Planned- maintenance |  |  | 2024 | Tier 2 | Transformer only |  |  |  | 2406028 | Sus |  | CompanyInitiated¦Plannedmaintenance¦¦
24-0043023 | Unknown Cause | Patrol - found nothing |  |  | 2024 | Tier 2 | Distribution Circuit |  |  |  | 2406888 | Sus |  | UnknownCause¦Patrolfoundnothing¦¦
24-0043146 | 3rd Party | Tree - cutting- 3rd party | Conductor- Overhead | Broken- wire on ground | 2024 | Tier 3 | Distribution Circuit |  |  |  | 2407323 | Sus |  | 3rdParty¦Treecutting3rdparty¦ConductorOverhead¦Brokenwireonground
24-0043437 | Unknown Cause | Patrol - found nothing |  |  | 2024 | Tier 2 | Distribution Circuit |  |  |  | 2407940 | Sus |  | UnknownCause¦Patrolfoundnothing¦¦
24-0043449 | 3rd Party | Metallic Balloon | Conductor- Overhead | Normal | 2024 | Tier 2 | Distribution Circuit |  |  |  | 2407943 | Sus |  | 3rdParty¦MetallicBalloon¦ConductorOverhead¦Normal
24-0014339 | Company Initiated | Planned- maintenance |  |  | 2024 | Tier 2 | Distribution Circuit |  |  |  | 2408001 | Sus |  | CompanyInitiated¦Plannedmaintenance¦¦
24-0035356 | Company Initiated | Planned- maintenance |  |  | 2024 | Tier 2 | Transformer only |  |  |  | 2408040 | Sus |  | CompanyInitiated¦Plannedmaintenance¦¦
24-0031360 | Company Initiated | Planned- maintenance |  |  | 2024 | Tier 3 | Distribution Circuit |  |  |  | 2408091 | Sus |  | CompanyInitiated¦Plannedmaintenance¦¦
24-0033274 | Company Initiated | Planned- maintenance |  |  | 2024 | Tier 2 | Transformer only |  |  |  | 2408460 | Sus |  | CompanyInitiated¦Plannedmaintenance¦¦
24-0033791 | Company Initiated | Planned- capital |  |  | 2024 | Tier 3 | Distribution Circuit |  |  |  | 2408973 | Sus |  | CompanyInitiated¦Plannedcapital¦¦
24-0014363 | Company Initiated | Planned- maintenance |  |  | 2024 | Tier 2 | Distribution Circuit |  |  |  | 2409004 | Sus |  | CompanyInitiated¦Plannedmaintenance¦¦
24-0033260 | Company Initiated | Planned- maintenance |  |  | 2024 | Tier 2 | Distribution Circuit |  |  |  | 2409070 | Sus |  | CompanyInitiated¦Plannedmaintenance¦¦
24-0033297 | Company Initiated | Planned- maintenance |  |  | 2024 | Tier 2 | Distribution Circuit |  |  |  | 2409163 | Sus |  | CompanyInitiated¦Plannedmaintenance¦¦
24-0037502 | Company Initiated | Planned- maintenance |  |  | 2024 | Tier 2 | Transformer only |  |  |  | 2409190 | Sus |  | CompanyInitiated¦Plannedmaintenance¦¦
24-0044415 | Equipment Failure/Involved | Overhead | Conductor- Overhead | Broken- wire on ground | 2024 | Tier 2 | Distribution Circuit |  |  |  | 2409816 | Sus |  | EquipmentFailureInvolved¦Overhead¦ConductorOverhead¦Brokenwireonground
24-0028296 | Company Initiated | Planned- capital |  |  | 2024 | Tier 2 | Distribution Circuit |  |  |  | 2409895 | Sus |  | CompanyInitiated¦Plannedcapital¦¦
24-0038530 | Company Initiated | Planned- maintenance |  |  | 2024 | Tier 3 | Transformer only |  |  |  | 2410295 | Sus |  | CompanyInitiated¦Plannedmaintenance¦¦
24-0039746 | Company Initiated | Planned- maintenance |  |  | 2024 | Tier 3 | Distribution Circuit |  |  |  | 2409972 | Sus |  | CompanyInitiated¦Plannedmaintenance¦¦
24-0034489 | Company Initiated | Planned- maintenance |  |  | 2024 | Tier 2 | Transformer only |  |  |  | 2410163 | Sus |  | CompanyInitiated¦Plannedmaintenance¦¦
24-0038745 | Company Initiated | Planned- maintenance |  |  | 2024 | Tier 3 | Transformer only |  |  |  | 2410216 | Sus |  | CompanyInitiated¦Plannedmaintenance¦¦
24-0034716 | Company Initiated | Planned- maintenance |  |  | 2024 | Tier 3 | Transformer only |  |  |  | 2410444 | Sus |  | CompanyInitiated¦Plannedmaintenance¦¦
24-0033985 | Wildfire Mitigation | Planned - WSIP/System Hardening |  |  | 2024 | Tier 3 | Distribution Circuit |  |  |  | 2410297 | Sus |  | WildfireMitigation¦PlannedWSIPSystemHardening¦¦
24-0034550 | Company Initiated | Planned- maintenance |  |  | 2024 | Tier 2 | Transformer only |  |  |  | 2410441 | Sus |  | CompanyInitiated¦Plannedmaintenance¦¦
24-0039658 | Company Initiated | Planned- maintenance |  |  | 2024 | Tier 3 | Transformer only |  |  |  | 2410971 | Sus |  | CompanyInitiated¦Plannedmaintenance¦¦
24-0039752 | Company Initiated | Planned- maintenance |  |  | 2024 | Tier 2 | Transformer only |  |  |  | 2411245 | Sus |  | CompanyInitiated¦Plannedmaintenance¦¦
24-0039751 | Company Initiated | Planned- maintenance |  |  | 2024 | Tier 2 | Distribution Circuit |  |  |  | 2411251 | Sus |  | CompanyInitiated¦Plannedmaintenance¦¦
24-0029122 | Company Initiated | Planned- capital |  |  | 2024 | Tier 2 | Distribution Circuit |  |  |  | 2411602 | Sus |  | CompanyInitiated¦Plannedcapital¦¦
24-0039614 | Company Initiated | Planned- maintenance |  |  | 2024 | Tier 3 | Transformer only |  |  |  | 2411629 | Sus |  | CompanyInitiated¦Plannedmaintenance¦¦
24-0037380 | Company Initiated | Planned- maintenance |  |  | 2024 | Tier 2 | Distribution Circuit |  |  |  | 2411651 | Sus |  | CompanyInitiated¦Plannedmaintenance¦¦
24-0038765 | Wildfire Mitigation | Planned - WSIP/System Hardening |  |  | 2024 | Tier 3 | Transformer only |  |  |  | 2411695 | Sus |  | WildfireMitigation¦PlannedWSIPSystemHardening¦¦
24-0039753 | Company Initiated | Planned- maintenance |  |  | 2024 | Tier 2 | Distribution Circuit |  |  |  | 2411703 | Sus |  | CompanyInitiated¦Plannedmaintenance¦¦
24-0033982 | Company Initiated | Planned- maintenance |  |  | 2024 | Tier 2 | Transformer only |  |  |  | 2411772 | Sus |  | CompanyInitiated¦Plannedmaintenance¦¦
24-0033749 | Company Initiated | Planned- maintenance |  |  | 2024 | Tier 3 | Transformer only |  |  |  | 2412161 | Sus |  | CompanyInitiated¦Plannedmaintenance¦¦
24-0045551 | Equipment Failure/Involved | Overhead | Pole-Wood | Deteriorated | 2024 | Tier 2 | Transformer only |  |  |  | 2411810 | Sus |  | EquipmentFailureInvolved¦Overhead¦PoleWood¦Deteriorated
24-0039615 | Wildfire Mitigation | Planned - WSIP/System Hardening |  |  | 2024 | Tier 2 | Transformer only |  |  |  | 2411944 | Sus |  | WildfireMitigation¦PlannedWSIPSystemHardening¦¦
24-0045969 | Environmental/External | Lightning | Transformer (OH) | Burned/flashed | 2024 | Tier 3 | Transformer only |  |  |  | 2412753 | Sus |  | EnvironmentalExternal¦Lightning¦Transformer(OH)¦Burnedflashed
24-0046041 | Environmental/External | Lightning | Transformer | Failed/Faulted | 2024 | Tier 2 | Transformer only |  |  |  | 2412855 | Sus |  | EnvironmentalExternal¦Lightning¦Transformer¦FailedFaulted
24-0034761 | Company Initiated | Planned- maintenance |  |  | 2024 | Tier 2 | Transformer only |  |  |  | 2413946 | Sus |  | CompanyInitiated¦Plannedmaintenance¦¦
24-0037924 | Company Initiated | Planned- maintenance |  |  | 2024 | Tier 2 | Distribution Circuit |  |  |  | 2413988 | Sus |  | CompanyInitiated¦Plannedmaintenance¦¦
24-0040711 | Company Initiated | Planned- maintenance |  |  | 2024 | Tier 2 | Transformer only |  |  |  | 2414642 | Sus |  | CompanyInitiated¦Plannedmaintenance¦¦
24-0037921 | Company Initiated | Planned- maintenance |  |  | 2024 | Tier 2 | Transformer only |  |  |  | 2415645 | Sus |  | CompanyInitiated¦Plannedmaintenance¦¦
24-0039929 | Wildfire Mitigation | Planned - WSIP/System Hardening |  |  | 2024 | Tier 3 | Transformer only |  |  |  | 2415559 | Sus |  | WildfireMitigation¦PlannedWSIPSystemHardening¦¦
24-0041451 | Wildfire Mitigation | Planned - WSIP/System Hardening |  |  | 2024 | Tier 3 | Transformer only |  |  |  | 2415093 | Sus |  | WildfireMitigation¦PlannedWSIPSystemHardening¦¦
24-0039926 | Wildfire Mitigation | Planned - WSIP/System Hardening |  |  | 2024 | Tier 3 | Distribution Circuit |  |  |  | 2415077 | Sus |  | WildfireMitigation¦PlannedWSIPSystemHardening¦¦
24-0039944 | Wildfire Mitigation | Planned - WSIP/System Hardening |  |  | 2024 | Tier 3 | Transformer only |  |  |  | 2415094 | Sus |  | WildfireMitigation¦PlannedWSIPSystemHardening¦¦
24-0034887 | Company Initiated | Planned- maintenance |  |  | 2024 | Tier 2 | Distribution Circuit |  |  |  | 2415114 | Sus |  | CompanyInitiated¦Plannedmaintenance¦¦
24-0040878 | Company Initiated | Planned- maintenance |  |  | 2024 | Tier 2 | Distribution Circuit |  |  |  | 2415145 | Sus |  | CompanyInitiated¦Plannedmaintenance¦¦
24-0036883 | Company Initiated | Planned- maintenance |  |  | 2024 | Tier 2 | Distribution Circuit |  |  |  | 2415154 | Sus |  | CompanyInitiated¦Plannedmaintenance¦¦
24-0038073 | Company Initiated | Planned- maintenance |  |  | 2024 | Tier 2 | Transformer only |  |  |  | 2415647 | Sus |  | CompanyInitiated¦Plannedmaintenance¦¦
24-0029360 | Company Initiated | Planned- capital |  |  | 2024 | Tier 2 | Distribution Circuit |  |  |  | 2416211 | Sus |  | CompanyInitiated¦Plannedcapital¦¦
24-0038055 | Company Initiated | Planned- maintenance |  |  | 2024 | Tier 2 | Distribution Circuit |  |  |  | 2416310 | Sus |  | CompanyInitiated¦Plannedmaintenance¦¦
24-0040861 | Wildfire Mitigation | Planned - WSIP/System Hardening |  |  | 2024 | Tier 3 | Distribution Circuit |  |  |  | 2416308 | Sus |  | WildfireMitigation¦PlannedWSIPSystemHardening¦¦
24-0036974 | Company Initiated | Planned- maintenance |  |  | 2024 | Tier 2 | Transformer only |  |  |  | 2416336 | Sus |  | CompanyInitiated¦Plannedmaintenance¦¦
24-0036961 | Company Initiated | Planned- maintenance |  |  | 2024 | Tier 2 | Transformer only |  |  |  | 2416376 | Sus |  | CompanyInitiated¦Plannedmaintenance¦¦
24-0040885 | Company Initiated | Planned- maintenance |  |  | 2024 | Tier 3 | Transformer only |  |  |  | 2416653 | Sus |  | CompanyInitiated¦Plannedmaintenance¦¦
24-0037243 | Company Initiated | Planned- maintenance |  |  | 2024 | Tier 3 | Transformer only |  |  |  | 2416434 | Sus |  | CompanyInitiated¦Plannedmaintenance¦¦
24-0041956 | Wildfire Mitigation | Planned - WSIP/System Hardening |  |  | 2024 | Tier 2 | Transformer only |  |  |  | 2417076 | Sus |  | WildfireMitigation¦PlannedWSIPSystemHardening¦¦
24-0039608 | Wildfire Mitigation | Planned - WSIP/System Hardening |  |  | 2024 | Tier 2 | Distribution Circuit |  |  |  | 2417102 | Sus |  | WildfireMitigation¦PlannedWSIPSystemHardening¦¦
24-0038697 | Wildfire Mitigation | Planned - WSIP/System Hardening |  |  | 2024 | Tier 2 | Transformer only |  |  |  | 2417287 | Sus |  | WildfireMitigation¦PlannedWSIPSystemHardening¦¦
24-0038386 | Company Initiated | Planned- capital |  |  | 2024 | Tier 3 | Distribution Circuit |  |  |  | 2417830 | Sus |  | CompanyInitiated¦Plannedcapital¦¦
24-0038781 | Company Initiated | Planned- capital |  |  | 2024 | Tier 2 | Distribution Circuit |  |  |  | 2417838 | Sus |  | CompanyInitiated¦Plannedcapital¦¦
24-0044107 | Wildfire Mitigation | Planned - WSIP/System Hardening |  |  | 2024 | Tier 3 | Transformer only |  |  |  | 2417876 | Sus |  | WildfireMitigation¦PlannedWSIPSystemHardening¦¦
24-0039636 | Company Initiated | Planned- maintenance |  |  | 2024 | Tier 2 | Transformer only |  |  |  | 2418114 | Sus |  | CompanyInitiated¦Plannedmaintenance¦¦
24-0012706 | Company Initiated | Planned- capital |  |  | 2024 | Tier 3 | Distribution Circuit |  |  |  | 2417847 | Sus |  | CompanyInitiated¦Plannedcapital¦¦
24-0038161 | Company Initiated | Planned- maintenance |  |  | 2024 | Tier 2 | Distribution Circuit |  |  |  | 2417903 | Sus |  | CompanyInitiated¦Plannedmaintenance¦¦
24-0044084 | Company Initiated | Planned- maintenance |  |  | 2024 | Tier 3 | Distribution Circuit |  |  |  | 2419866 | Sus |  | CompanyInitiated¦Plannedmaintenance¦¦
24-0043403 | Wildfire Mitigation | Planned - WSIP/System Hardening |  |  | 2024 | Tier 3 | Transformer only |  |  |  | 2419890 | Sus |  | WildfireMitigation¦PlannedWSIPSystemHardening¦¦
24-0042650 | Wildfire Mitigation | Planned - WSIP/System Hardening |  |  | 2024 | Tier 3 | Transformer only |  |  |  | 2420052 | Sus |  | WildfireMitigation¦PlannedWSIPSystemHardening¦¦
24-0040772 | Wildfire Mitigation | Planned - WSIP/System Hardening |  |  | 2024 | Tier 2 | Distribution Circuit |  |  |  | 2419933 | Sus |  | WildfireMitigation¦PlannedWSIPSystemHardening¦¦
24-0042652 | Wildfire Mitigation | Planned - WSIP/System Hardening |  |  | 2024 | Tier 3 | Transformer only |  |  |  | 2420177 | Sus |  | WildfireMitigation¦PlannedWSIPSystemHardening¦¦
24-0049409 | Equipment Failure/Involved | Overhead | Transformer (OH) | Broken | 2024 | Tier 2 | Transformer only |  |  |  | 2420482 | Sus |  | EquipmentFailureInvolved¦Overhead¦Transformer(OH)¦Broken
24-0043408 | Wildfire Mitigation | Planned - WSIP/System Hardening |  |  | 2024 | Tier 3 | Distribution Circuit |  |  |  | 2420717 | Sus |  | WildfireMitigation¦PlannedWSIPSystemHardening¦¦
24-0043288 | Company Initiated | Planned- maintenance |  |  | 2024 | Tier 2 | Transformer only |  |  |  | 2420724 | Sus |  | CompanyInitiated¦Plannedmaintenance¦¦
24-0049496 | Equipment Failure/Involved | Overhead | Crossarm- Wood | Broken | 2024 | Tier 3 | Distribution Circuit |  |  |  | 2420688 | Sus |  | EquipmentFailureInvolved¦Overhead¦CrossarmWood¦Broken
24-0045271 | Wildfire Mitigation | Planned - WSIP/System Hardening |  |  | 2024 | Tier 3 | Transformer only |  |  |  | 2420765 | Sus |  | WildfireMitigation¦PlannedWSIPSystemHardening¦¦
24-0034790 | Company Initiated | Planned- maintenance |  |  | 2024 | Tier 3 | Transformer only |  |  |  | 2420858 | Sus |  | CompanyInitiated¦Plannedmaintenance¦¦
24-0049942 | Equipment Failure/Involved | Overhead | Transformer (OH) | Failed/Faulted | 2024 | Tier 3 | Transformer only |  |  |  | 2421255 | Sus |  | EquipmentFailureInvolved¦Overhead¦Transformer(OH)¦FailedFaulted
24-0043290 | Company Initiated | Planned- maintenance |  |  | 2024 | Tier 2 | Transformer only |  |  |  | 2421520 | Sus |  | CompanyInitiated¦Plannedmaintenance¦¦
24-0042196 | Wildfire Mitigation | Planned - WSIP/System Hardening |  |  | 2024 | Tier 2 | Transformer only |  |  |  | 2421663 | Sus |  | WildfireMitigation¦PlannedWSIPSystemHardening¦¦
24-0047066 | Wildfire Mitigation | Planned - WSIP/System Hardening |  |  | 2024 | Tier 3 | Transformer only |  |  |  | 2422268 | Sus |  | WildfireMitigation¦PlannedWSIPSystemHardening¦¦
24-0050892 | Equipment Failure/Involved | Overhead | Transformer (OH) | Failed/Faulted | 2024 | Tier 2 | Transformer only |  |  |  | 2422228 | Sus |  | EquipmentFailureInvolved¦Overhead¦Transformer(OH)¦FailedFaulted
24-0041097 | Wildfire Mitigation | Planned - WSIP/System Hardening |  |  | 2024 | Tier 2 | Distribution Circuit |  |  |  | 2422319 | Sus |  | WildfireMitigation¦PlannedWSIPSystemHardening¦¦
24-0050974 | Vegetation | Tree - fell into line | Fuse | Failed/Faulted | 2024 | Tier 2 | Distribution Circuit |  |  |  | 2422627 | Sus |  | Vegetation¦Treefellintoline¦Fuse¦FailedFaulted
24-0050914 | Equipment Failure/Involved | Overhead | Conductor- Overhead | Broken- wire on ground | 2024 | Tier 2 | Transmission line |  |  |  | 2422723 | Sus |  | EquipmentFailureInvolved¦Overhead¦ConductorOverhead¦Brokenwireonground
24-0051004 | Unknown Cause | Patrol - not conducted |  |  | 2024 | Tier 2 | Distribution Circuit |  |  |  | 2422896 | Sus |  | UnknownCause¦Patrolnotconducted¦¦
24-0051012 | Vegetation | Tree - fell into line | Conductor- Overhead | Normal | 2024 | Tier 3 | Distribution Circuit |  |  |  | 2422958 | Sus |  | Vegetation¦Treefellintoline¦ConductorOverhead¦Normal
24-0051106 | Vegetation | Tree - branch fell on line | Conductor- Overhead | Normal | 2024 | Tier 3 | Distribution Circuit |  |  |  | 2423358 | Sus |  | Vegetation¦Treebranchfellonline¦ConductorOverhead¦Normal
24-0051125 | Vegetation | Tree - branch fell on line | Conductor- Overhead | Normal | 2024 | Tier 3 | Distribution Circuit |  |  |  | 2423359 | Sus |  | Vegetation¦Treebranchfellonline¦ConductorOverhead¦Normal
24-0051483 | Vegetation | Tree - fell into line | Pole-Wood | Broken- wire on ground | 2024 | Tier 2 | Distribution Circuit |  |  |  | 2424239 | Sus |  | Vegetation¦Treefellintoline¦PoleWood¦Brokenwireonground
24-0051174 | Vegetation | Tree - branch fell on line | Conductor- Overhead | Broken- wire on ground | 2024 | Tier 2 | Distribution Circuit |  |  |  | 2423513 | Sus |  | Vegetation¦Treebranchfellonline¦ConductorOverhead¦Brokenwireonground
24-0051444 | Vegetation | Tree - fell into line | Secondary | Normal | 2024 | Tier 2 | Distribution Circuit |  |  |  | 2424162 | Sus |  | Vegetation¦Treefellintoline¦Secondary¦Normal
24-0051143 | Vegetation | Tree - fell into line | Pole-Wood | Broken- wire on ground | 2024 | Tier 2 | Distribution Circuit |  |  |  | 2423450 | Sus |  | Vegetation¦Treefellintoline¦PoleWood¦Brokenwireonground
24-0051204 | Equipment Failure/Involved | Overhead | Insulator | Broken- wire on ground | 2024 | Tier 3 | Distribution Circuit |  |  |  | 2423530 | Sus |  | EquipmentFailureInvolved¦Overhead¦Insulator¦Brokenwireonground
24-0051222 | Unknown Cause | Patrol - found nothing |  |  | 2024 | Tier 2 | Distribution Circuit |  |  |  | 2423549 | Sus |  | UnknownCause¦Patrolfoundnothing¦¦
24-0051200 | Vegetation | Tree - fell into line | Conductor- Overhead | Broken- wire on ground | 2024 | Tier 2 | Distribution Circuit |  |  |  | 2423756 | Sus |  | Vegetation¦Treefellintoline¦ConductorOverhead¦Brokenwireonground
24-0051254 | Vegetation | Tree - fell into line | Conductor- Overhead | Broken- wire on ground | 2024 | Tier 2 | Distribution Circuit |  |  |  | 2423544 | Sus |  | Vegetation¦Treefellintoline¦ConductorOverhead¦Brokenwireonground
24-0051422 | Vegetation | Tree - fell into line | Pole-Wood | Broken- wire on ground | 2024 | Tier 2 | Distribution Circuit |  |  |  | 2423703 | Sus |  | Vegetation¦Treefellintoline¦PoleWood¦Brokenwireonground
24-0051451 | Unknown Cause | Patrol - found nothing |  |  | 2024 | Tier 2 | Distribution Circuit |  |  |  | 2423744 | Sus |  | UnknownCause¦Patrolfoundnothing¦¦
24-0051307 | Unknown Cause | Patrol - found nothing |  |  | 2024 | Tier 3 | Distribution Circuit |  |  |  | 2423771 | Sus |  | UnknownCause¦Patrolfoundnothing¦¦
24-0051404 | Vegetation | Tree - fell into line | Secondary | Broken | 2024 | Tier 2 | Transformer only |  |  |  | 2424108 | Sus |  | Vegetation¦Treefellintoline¦Secondary¦Broken
24-0051579 | Vegetation | Tree - fell into line | Crossarm- Wood | Broken | 2024 | Tier 2 | Distribution Circuit |  |  |  | 2424716 | Sus |  | Vegetation¦Treefellintoline¦CrossarmWood¦Broken
24-0051735 | Vegetation | Tree - branch fell on line | Conductor- Overhead | Deteriorated | 2024 | Tier 2 | Distribution Circuit |  |  |  | 2425217 | Sus |  | Vegetation¦Treebranchfellonline¦ConductorOverhead¦Deteriorated
24-0051886 | Vegetation | Tree - branch fell on line | Bushing | Broken | 2024 | Tier 2 | Transformer only |  |  |  | 2425539 | Sus |  | Vegetation¦Treebranchfellonline¦Bushing¦Broken
24-0047728 | Wildfire Mitigation | Planned - WSIP/System Hardening |  |  | 2024 | Tier 2 | Distribution Circuit |  |  |  | 2425986 | Sus |  | WildfireMitigation¦PlannedWSIPSystemHardening¦¦
24-0047689 | Wildfire Mitigation | Planned - WSIP/System Hardening |  |  | 2024 | Tier 2 | Transformer only |  |  |  | 2426641 | Sus |  | WildfireMitigation¦PlannedWSIPSystemHardening¦¦
24-0047612 | Wildfire Mitigation | Planned - WSIP/System Hardening |  |  | 2024 | Tier 3 | Transformer only |  |  |  | 2426805 | Sus |  | WildfireMitigation¦PlannedWSIPSystemHardening¦¦
24-0052508 | Equipment Failure/Involved | Overhead | Cutout- fuse holder | Broken | 2024 | Tier 2 | Transformer only |  |  |  | 2426876 | Sus |  | EquipmentFailureInvolved¦Overhead¦Cutoutfuseholder¦Broken
24-0042612 | Company Initiated | Planned- maintenance |  |  | 2024 | Tier 2 | Distribution Circuit |  |  |  | 2427571 | Sus |  | CompanyInitiated¦Plannedmaintenance¦¦
24-0047918 | Wildfire Mitigation | Planned - WSIP/System Hardening |  |  | 2024 | Tier 2 | Distribution Circuit |  |  |  | 2427639 | Sus |  | WildfireMitigation¦PlannedWSIPSystemHardening¦¦
24-0047339 | Company Initiated | Planned- maintenance |  |  | 2024 | Tier 3 | Transformer only |  |  |  | 2427602 | Sus |  | CompanyInitiated¦Plannedmaintenance¦¦
24-0047828 | Company Initiated | Planned- maintenance |  |  | 2024 | Tier 2 | Transformer only |  |  |  | 2427608 | Sus |  | CompanyInitiated¦Plannedmaintenance¦¦
24-0048397 | Company Initiated | Planned- maintenance |  |  | 2024 | Tier 3 | Transformer only |  |  |  | 2427670 | Sus |  | CompanyInitiated¦Plannedmaintenance¦¦
24-0042798 | Company Initiated | Planned- maintenance |  |  | 2024 | Tier 2 | Distribution Circuit |  |  |  | 2427705 | Sus |  | CompanyInitiated¦Plannedmaintenance¦¦
24-0047947 | Wildfire Mitigation | Planned - WSIP/System Hardening |  |  | 2024 | Tier 2 | Transformer only |  |  |  | 2427789 | Sus |  | WildfireMitigation¦PlannedWSIPSystemHardening¦¦
24-0047341 | Wildfire Mitigation | Planned - WSIP/System Hardening |  |  | 2024 | Tier 2 | Transformer only |  |  |  | 2427974 | Sus |  | WildfireMitigation¦PlannedWSIPSystemHardening¦¦
24-0047730 | Company Initiated | Planned- maintenance |  |  | 2024 | Tier 3 | Transformer only |  |  |  | 2427978 | Sus |  | CompanyInitiated¦Plannedmaintenance¦¦
24-0053348 | Unknown Cause | Patrol - not conducted |  |  | 2024 | Tier 2 | Distribution Circuit |  |  |  | 2428181 | Sus |  | UnknownCause¦Patrolnotconducted¦¦
24-0048082 | Company Initiated | Planned- maintenance |  |  | 2024 | Tier 3 | Distribution Circuit |  |  |  | 2428261 | Sus |  | CompanyInitiated¦Plannedmaintenance¦¦
24-0034109 | Company Initiated | Planned- capital |  |  | 2024 | Tier 2 | Distribution Circuit |  |  |  | 2428271 | Sus |  | CompanyInitiated¦Plannedcapital¦¦
24-0047932 | Wildfire Mitigation | Planned - WSIP/System Hardening |  |  | 2024 | Tier 2 | Transformer only |  |  |  | 2428331 | Sus |  | WildfireMitigation¦PlannedWSIPSystemHardening¦¦
24-0047919 | Wildfire Mitigation | Planned - WSIP/System Hardening |  |  | 2024 | Tier 2 | Distribution Circuit |  |  |  | 2428327 | Sus |  | WildfireMitigation¦PlannedWSIPSystemHardening¦¦
24-0010296 | Company Initiated | Planned- capital |  |  | 2024 | Tier 2 | Distribution Circuit |  |  |  | 2428655 | Sus |  | CompanyInitiated¦Plannedcapital¦¦
24-0053758 | Equipment Failure/Involved | Overhead | Crossarm- Wood | Broken | 2024 | Tier 2 | Distribution Circuit |  |  |  | 2428834 | Sus |  | EquipmentFailureInvolved¦Overhead¦CrossarmWood¦Broken
24-0034118 | Company Initiated | Planned- capital |  |  | 2024 | Tier 2 | Distribution Circuit |  |  |  | 2429152 | Sus |  | CompanyInitiated¦Plannedcapital¦¦
24-0053922 | Vegetation | Tree - fell into line | Secondary | Normal | 2024 | Tier 2 | Transformer only |  |  |  | 2429197 | Sus |  | Vegetation¦Treefellintoline¦Secondary¦Normal
24-0044088 | Company Initiated | Planned- maintenance |  |  | 2024 | Tier 2 | Distribution Circuit |  |  |  | 2429216 | Sus |  | CompanyInitiated¦Plannedmaintenance¦¦
24-0054527 | Unknown Cause | Patrol - found nothing |  |  | 2024 | Tier 2 | Distribution Circuit |  |  |  | 2430449 | Sus |  | UnknownCause¦Patrolfoundnothing¦¦
24-0034605 | Company Initiated | Planned- capital |  |  | 2024 | Tier 2 | Distribution Circuit |  |  |  | 2431606 | Sus |  | CompanyInitiated¦Plannedcapital¦¦
24-0052557 | Company Initiated | Planned- maintenance |  |  | 2024 | Tier 2 | Distribution Circuit |  |  |  | 2431660 | Sus |  | CompanyInitiated¦Plannedmaintenance¦¦
24-0055005 | Equipment Failure/Involved | Overhead | Transformer (OH) | Broken | 2024 | Tier 2 | Distribution Circuit |  |  |  | 2431659 | Sus |  | EquipmentFailureInvolved¦Overhead¦Transformer(OH)¦Broken
24-0042765 | Company Initiated | Planned- maintenance |  |  | 2024 | Tier 2 | Transformer only |  |  |  | 2432110 | Sus |  | CompanyInitiated¦Plannedmaintenance¦¦
24-0054913 | Company Initiated | Operating error | Conductor- Overhead | Normal | 2024 | Tier 2 | Distribution Circuit |  |  |  | 2431961 | Sus |  | CompanyInitiated¦Operatingerror¦ConductorOverhead¦Normal
24-0054913 | Equipment Failure/Involved | Overhead | Pole-Wood | Broken | 2024 | Tier 2 | Distribution Circuit |  |  |  | 2431981 | Sus |  | EquipmentFailureInvolved¦Overhead¦PoleWood¦Broken
24-0055125 | Unknown Cause | Patrol - found nothing |  |  | 2024 | Tier 2 | Transformer only |  |  |  | 2432040 | Sus |  | UnknownCause¦Patrolfoundnothing¦¦
24-0050852 | Company Initiated | Planned- maintenance |  |  | 2024 | Tier 2 | Transformer only |  |  |  | 2432394 | Sus |  | CompanyInitiated¦Plannedmaintenance¦¦
24-0034609 | Company Initiated | Planned- capital |  |  | 2024 | Tier 2 | Distribution Circuit |  |  |  | 2432461 | Sus |  | CompanyInitiated¦Plannedcapital¦¦
24-0055305 | Equipment Failure/Involved | Overhead | Pole-Wood | Deteriorated | 2024 | Tier 2 | Distribution Circuit |  |  |  | 2432463 | Sus |  | EquipmentFailureInvolved¦Overhead¦PoleWood¦Deteriorated
24-0055353 | Vegetation | Tree - fell into line | Connector or Splice (OH) | Broken | 2024 | Tier 2 | Distribution Circuit |  |  |  | 2432601 | Sus |  | Vegetation¦Treefellintoline¦ConnectororSplice(OH)¦Broken
24-0018541 | Company Initiated | Planned- capital |  |  | 2024 | Tier 2 | Distribution Circuit |  |  |  | 2432694 | Sus |  | CompanyInitiated¦Plannedcapital¦¦
24-0055600 | Equipment Failure/Involved | Overhead | Transformer (OH) | Failed/Faulted | 2024 | Tier 3 | Transformer only |  |  |  | 2432871 | Sus |  | EquipmentFailureInvolved¦Overhead¦Transformer(OH)¦FailedFaulted
24-0045791 | Company Initiated | Planned- maintenance |  |  | 2024 | Tier 2 | Transformer only |  |  |  | 2433654 | Sus |  | CompanyInitiated¦Plannedmaintenance¦¦
24-0047968 | Wildfire Mitigation | Planned - WSIP/System Hardening |  |  | 2024 | Tier 2 | Transformer only |  |  |  | 2433190 | Sus |  | WildfireMitigation¦PlannedWSIPSystemHardening¦¦
24-0042489 | Company Initiated | Planned- capital |  |  | 2024 | Tier 2 | Distribution Circuit |  |  |  | 2433214 | Sus |  | CompanyInitiated¦Plannedcapital¦¦
24-0047935 | Wildfire Mitigation | Planned - WSIP/System Hardening |  |  | 2024 | Tier 2 | Transformer only |  |  |  | 2434118 | Sus |  | WildfireMitigation¦PlannedWSIPSystemHardening¦¦
24-0047928 | Wildfire Mitigation | Planned - WSIP/System Hardening |  |  | 2024 | Tier 2 | Distribution Circuit |  |  |  | 2434119 | Sus |  | WildfireMitigation¦PlannedWSIPSystemHardening¦¦
24-0056570 | Equipment Failure/Involved | Overhead | Conductor- Overhead | Deteriorated | 2024 | Tier 3 | Distribution Circuit |  |  |  | 2434325 | Sus |  | EquipmentFailureInvolved¦Overhead¦ConductorOverhead¦Deteriorated
24-0056605 | Equipment Failure/Involved | Overhead | Jumper | Broken | 2024 | Tier 2 | Distribution Circuit |  |  |  | 2434359 | Sus |  | EquipmentFailureInvolved¦Overhead¦Jumper¦Broken
24-0056669 | Unknown Cause | Patrol - not conducted |  |  | 2024 | Tier 2 | Distribution Circuit |  |  |  | 2434440 | Sus |  | UnknownCause¦Patrolnotconducted¦¦
24-0046160 | Company Initiated | Planned- maintenance |  |  | 2024 | Tier 2 | Transformer only |  |  |  | 2434637 | Sus |  | CompanyInitiated¦Plannedmaintenance¦¦
24-0034913 | Company Initiated | Planned- capital |  |  | 2024 | Tier 2 | Distribution Circuit |  |  |  | 2434721 | Sus |  | CompanyInitiated¦Plannedcapital¦¦
24-0047535 | Company Initiated | Planned- capital |  |  | 2024 | Tier 2 | Distribution Circuit |  |  |  | 2435788 | Sus |  | CompanyInitiated¦Plannedcapital¦¦
24-0057290 | Equipment Failure/Involved | Overhead | Other | Broken- wire on object | 2024 | Tier 2 | Distribution Circuit |  |  |  | 2435808 | Sus |  | EquipmentFailureInvolved¦Overhead¦Other¦Brokenwireonobject
24-0045783 | Company Initiated | Planned- maintenance |  |  | 2024 | Tier 2 | Distribution Circuit |  |  |  | 2436300 | Sus |  | CompanyInitiated¦Plannedmaintenance¦¦
24-0050115 | Wildfire Mitigation | Planned - WSIP/System Hardening |  |  | 2024 | Tier 2 | Transformer only |  |  |  | 2436312 | Sus |  | WildfireMitigation¦PlannedWSIPSystemHardening¦¦
24-0045746 | Wildfire Mitigation | Planned - WSIP/System Hardening |  |  | 2024 | Tier 3 | Transformer only |  |  |  | 2436325 | Sus |  | WildfireMitigation¦PlannedWSIPSystemHardening¦¦
24-0050561 | Wildfire Mitigation | Planned - WSIP/System Hardening |  |  | 2024 | Tier 2 | Transformer only |  |  |  | 2436334 | Sus |  | WildfireMitigation¦PlannedWSIPSystemHardening¦¦
24-0050134 | Wildfire Mitigation | Planned - WSIP/System Hardening |  |  | 2024 | Tier 2 | Transformer only |  |  |  | 2436550 | Sus |  | WildfireMitigation¦PlannedWSIPSystemHardening¦¦
24-0057655 | Equipment Failure/Involved | Overhead | Transformer (OH) | Failed/Faulted | 2024 | Tier 3 | Transformer only |  |  |  | 2436614 | Sus |  | EquipmentFailureInvolved¦Overhead¦Transformer(OH)¦FailedFaulted
24-0057864 | Animal | Bird found | Conductor- Underground | Normal | 2024 | Tier 2 | Distribution Circuit |  |  |  | 2437101 | Sus |  | Animal¦Birdfound¦ConductorUnderground¦Normal
24-0046165 | Company Initiated | Planned- maintenance |  |  | 2024 | Tier 2 | Distribution Circuit |  |  |  | 2437143 | Sus |  | CompanyInitiated¦Plannedmaintenance¦¦
24-0034533 | Company Initiated | Planned- capital |  |  | 2024 | Tier 2 | Distribution Circuit |  |  |  | 2437170 | Sus |  | CompanyInitiated¦Plannedcapital¦¦
24-0048502 | Company Initiated | Planned- customer |  |  | 2024 | Tier 2 | Distribution Circuit |  |  |  | 2437367 | Sus |  | CompanyInitiated¦Plannedcustomer¦¦
24-0050249 | Wildfire Mitigation | Planned - WSIP/System Hardening |  |  | 2024 | Tier 2 | Transformer only |  |  |  | 2438088 | Sus |  | WildfireMitigation¦PlannedWSIPSystemHardening¦¦
24-0053423 | Wildfire Mitigation | Planned - WSIP/System Hardening |  |  | 2024 | Tier 3 | Transformer only |  |  |  | 2437926 | Sus |  | WildfireMitigation¦PlannedWSIPSystemHardening¦¦
24-0053956 | Company Initiated | Planned- maintenance |  |  | 2024 | Tier 2 | Transformer only |  |  |  | 2437998 | Sus |  | CompanyInitiated¦Plannedmaintenance¦¦
24-0050283 | Wildfire Mitigation | Planned - WSIP/System Hardening |  |  | 2024 | Tier 2 | Transformer only |  |  |  | 2438051 | Sus |  | WildfireMitigation¦PlannedWSIPSystemHardening¦¦
24-0050175 | Company Initiated | Planned- maintenance |  |  | 2024 | Tier 2 | Distribution Circuit |  |  |  | 2438067 | Sus |  | CompanyInitiated¦Plannedmaintenance¦¦
24-0046314 | Company Initiated | Planned- maintenance |  |  | 2024 | Tier 2 | Transformer only |  |  |  | 2438887 | Sus |  | CompanyInitiated¦Plannedmaintenance¦¦
24-0053593 | Company Initiated | Planned- maintenance |  |  | 2024 | Tier 3 | Distribution Circuit |  |  |  | 2438675 | Sus |  | CompanyInitiated¦Plannedmaintenance¦¦
24-0053596 | Wildfire Mitigation | Planned - WSIP/System Hardening |  |  | 2024 | Tier 2 | Transformer only |  |  |  | 2438977 | Sus |  | WildfireMitigation¦PlannedWSIPSystemHardening¦¦
24-0058914 | Equipment Failure/Involved | Overhead | Crossarm- Wood | Broken | 2024 | Tier 3 | Distribution Circuit |  |  |  | 2438988 | Sus |  | EquipmentFailureInvolved¦Overhead¦CrossarmWood¦Broken
24-0046326 | Company Initiated | Planned- maintenance |  |  | 2024 | Tier 2 | Transformer only |  |  |  | 2439511 | Sus |  | CompanyInitiated¦Plannedmaintenance¦¦
24-0054201 | Company Initiated | Planned- maintenance |  |  | 2024 | Tier 3 | Transformer only |  |  |  | 2439553 | Sus |  | CompanyInitiated¦Plannedmaintenance¦¦
24-0047089 | Company Initiated | Planned- maintenance |  |  | 2024 | Tier 3 | Distribution Circuit |  |  |  | 2439627 | Sus |  | CompanyInitiated¦Plannedmaintenance¦¦
24-0059215 | Equipment Failure/Involved | Overhead | Secondary | Deteriorated | 2024 | Tier 3 | Transformer only |  |  |  | 2439595 | Sus |  | EquipmentFailureInvolved¦Overhead¦Secondary¦Deteriorated
24-0059327 | Equipment Failure/Involved | Overhead | Secondary | Broken | 2024 | Tier 3 | Transformer only |  |  |  | 2439834 | Sus |  | EquipmentFailureInvolved¦Overhead¦Secondary¦Broken
24-0059573 | Unknown Cause | Patrol - not conducted |  |  | 2024 | Tier 2 | Distribution Circuit |  |  |  | 2440210 | Sus |  | UnknownCause¦Patrolnotconducted¦¦
24-0059569 | Unknown Cause | Patrol - found nothing |  |  | 2024 | Tier 2 | Distribution Circuit |  |  |  | 2440224 | Sus |  | UnknownCause¦Patrolfoundnothing¦¦
24-0059602 | Environmental/External | Lightning | Transformer (OH) | Failed/Faulted | 2024 | Tier 3 | Transformer only |  |  |  | 2440350 | Sus |  | EnvironmentalExternal¦Lightning¦Transformer(OH)¦FailedFaulted
24-0059605 | Environmental/External | Lightning | Transformer (OH) | Failed/Faulted | 2024 | Tier 3 | Transformer only |  |  |  | 2440390 | Sus |  | EnvironmentalExternal¦Lightning¦Transformer(OH)¦FailedFaulted
24-0059670 | Equipment Failure/Involved | Overhead | Transformer | Failed/Faulted | 2024 | Tier 2 | Transformer only |  |  |  | 2440553 | Sus |  | EquipmentFailureInvolved¦Overhead¦Transformer¦FailedFaulted
24-0059682 | Equipment Failure/Involved | Overhead | Secondary | Broken | 2024 | Tier 3 | Transformer only |  |  |  | 2440757 | Sus |  | EquipmentFailureInvolved¦Overhead¦Secondary¦Broken
24-0059693 | Environmental/External | Lightning | Transformer | Failed/Faulted | 2024 | Tier 2 | Transformer only |  |  |  | 2440769 | Sus |  | EnvironmentalExternal¦Lightning¦Transformer¦FailedFaulted
24-0059724 | Unknown Cause | Patrol - found nothing |  |  | 2024 | Tier 2 | Distribution Circuit |  |  |  | 2440818 | Sus |  | UnknownCause¦Patrolfoundnothing¦¦
24-0059799 | Animal | Other | Circuit Breaker | Normal | 2024 | Tier 2 | Substation - Transmission |  |  |  | 2441192 | Sus |  | Animal¦Other¦CircuitBreaker¦Normal
24-0047474 | Company Initiated | Planned- maintenance |  |  | 2024 | Tier 2 | Distribution Circuit |  |  |  | 2441343 | Sus |  | CompanyInitiated¦Plannedmaintenance¦¦
24-0055909 | Wildfire Mitigation | Planned - WSIP/System Hardening |  |  | 2024 | Tier 3 | Transformer only |  |  |  | 2441406 | Sus |  | WildfireMitigation¦PlannedWSIPSystemHardening¦¦
24-0052961 | Wildfire Mitigation | Planned - WSIP/System Hardening |  |  | 2024 | Tier 3 | Transformer only |  |  |  | 2441755 | Sus |  | WildfireMitigation¦PlannedWSIPSystemHardening¦¦
24-0051580 | Company Initiated | Planned- maintenance |  |  | 2024 | Tier 2 | Transformer only |  |  |  | 2441592 | Sus |  | CompanyInitiated¦Plannedmaintenance¦¦
24-0052969 | Wildfire Mitigation | Planned - WSIP/System Hardening |  |  | 2024 | Tier 2 | Transformer only |  |  |  | 2441757 | Sus |  | WildfireMitigation¦PlannedWSIPSystemHardening¦¦
24-0047497 | Company Initiated | Planned- maintenance |  |  | 2024 | Tier 2 | Transformer only |  |  |  | 2442542 | Sus |  | CompanyInitiated¦Plannedmaintenance¦¦
24-0055449 | Wildfire Mitigation | Planned - WSIP/System Hardening |  |  | 2024 | Tier 3 | Transformer only |  |  |  | 2442321 | Sus |  | WildfireMitigation¦PlannedWSIPSystemHardening¦¦
24-0055445 | Wildfire Mitigation | Planned - WSIP/System Hardening |  |  | 2024 | Tier 3 | Distribution Circuit |  |  |  | 2442354 | Sus |  | WildfireMitigation¦PlannedWSIPSystemHardening¦¦
24-0056109 | Wildfire Mitigation | Planned - WSIP/System Hardening |  |  | 2024 | Tier 2 | Transformer only |  |  |  | 2442369 | Sus |  | WildfireMitigation¦PlannedWSIPSystemHardening¦¦
24-0049531 | Wildfire Mitigation | Planned - WSIP/System Hardening |  |  | 2024 | Tier 3 | Distribution Circuit |  |  |  | 2442469 | Sus |  | WildfireMitigation¦PlannedWSIPSystemHardening¦¦
24-0049562 | Wildfire Mitigation | Planned - WSIP/System Hardening |  |  | 2024 | Tier 2 | Distribution Circuit |  |  |  | 2442698 | Sus |  | WildfireMitigation¦PlannedWSIPSystemHardening¦¦
24-0060574 | Equipment Failure/Involved | Overhead | Transformer | Failed/Faulted | 2024 | Tier 2 | Transformer only |  |  |  | 2442844 | Sus |  | EquipmentFailureInvolved¦Overhead¦Transformer¦FailedFaulted
24-0047554 | Company Initiated | Planned- maintenance |  |  | 2024 | Tier 2 | Transformer only |  |  |  | 2443101 | Sus |  | CompanyInitiated¦Plannedmaintenance¦¦
24-0055992 | Company Initiated | Planned- maintenance |  |  | 2024 | Tier 3 | Distribution Circuit |  |  |  | 2443151 | Sus |  | CompanyInitiated¦Plannedmaintenance¦¦
24-0051568 | Wildfire Mitigation | Planned - WSIP/System Hardening |  |  | 2024 | Tier 2 | Transformer only |  |  |  | 2443190 | Sus |  | WildfireMitigation¦PlannedWSIPSystemHardening¦¦
24-0056587 | Wildfire Mitigation | Planned - WSIP/System Hardening |  |  | 2024 | Tier 2 | Distribution Circuit |  |  |  | 2443377 | Sus |  | WildfireMitigation¦PlannedWSIPSystemHardening¦¦
24-0061052 | Equipment Failure/Involved | Overhead | Crossarm- Wood | Broken | 2024 | Tier 3 | Distribution Circuit |  |  |  | 2443712 | Sus |  | EquipmentFailureInvolved¦Overhead¦CrossarmWood¦Broken
24-0056341 | Wildfire Mitigation | Planned - WSIP/System Hardening |  |  | 2024 | Tier 2 | Transformer only |  |  |  | 2443929 | Sus |  | WildfireMitigation¦PlannedWSIPSystemHardening¦¦
24-0056694 | Company Initiated | Planned- maintenance |  |  | 2024 | Tier 3 | Transformer only |  |  |  | 2443967 | Sus |  | CompanyInitiated¦Plannedmaintenance¦¦
24-0051783 | Company Initiated | Planned- maintenance |  |  | 2024 | Tier 2 | Transformer only |  |  |  | 2443971 | Sus |  | CompanyInitiated¦Plannedmaintenance¦¦
24-0056712 | Wildfire Mitigation | Planned - WSIP/System Hardening |  |  | 2024 | Tier 2 | Distribution Circuit |  |  |  | 2443968 | Sus |  | WildfireMitigation¦PlannedWSIPSystemHardening¦¦
24-0056797 | Wildfire Mitigation | Planned - WSIP/System Hardening |  |  | 2024 | Tier 2 | Transformer only |  |  |  | 2444198 | Sus |  | WildfireMitigation¦PlannedWSIPSystemHardening¦¦
24-0047629 | Company Initiated | Planned- maintenance |  |  | 2024 | Tier 2 | Distribution Circuit |  |  |  | 2443989 | Sus |  | CompanyInitiated¦Plannedmaintenance¦¦
24-0046749 | Wildfire Mitigation | Planned - WSIP/System Hardening |  |  | 2024 | Tier 2 | Transformer only |  |  |  | 2444076 | Sus |  | WildfireMitigation¦PlannedWSIPSystemHardening¦¦
24-0046747 | Wildfire Mitigation | Planned - WSIP/System Hardening |  |  | 2024 | Tier 2 | Distribution Circuit |  |  |  | 2444068 | Sus |  | WildfireMitigation¦PlannedWSIPSystemHardening¦¦
24-0052276 | Company Initiated | Planned- maintenance |  |  | 2024 | Tier 2 | Transformer only |  |  |  | 2444098 | Sus |  | CompanyInitiated¦Plannedmaintenance¦¦
24-0056117 | Wildfire Mitigation | Planned - WSIP/System Hardening |  |  | 2024 | Tier 3 | Transformer only |  |  |  | 2444345 | Sus |  | WildfireMitigation¦PlannedWSIPSystemHardening¦¦
24-0047641 | Company Initiated | Planned- maintenance |  |  | 2024 | Tier 2 | Transformer only |  |  |  | 2445040 | Sus |  | CompanyInitiated¦Plannedmaintenance¦¦
24-0051750 | Company Initiated | Planned- maintenance |  |  | 2024 | Tier 2 | Distribution Circuit |  |  |  | 2444875 | Sus |  | CompanyInitiated¦Plannedmaintenance¦¦
24-0061862 | Equipment Failure/Involved | Overhead | Transformer (OH) | Leaking | 2024 | Tier 3 | Transformer only |  |  |  | 2445230 | Sus |  | EquipmentFailureInvolved¦Overhead¦Transformer(OH)¦Leaking
24-0062225 | Unknown Cause | Patrol - found nothing |  |  | 2024 | Tier 3 | Distribution Circuit |  |  |  | 2446129 | Sus |  | UnknownCause¦Patrolfoundnothing¦¦
24-0062327 | Equipment Failure/Involved | Overhead | Transformer (OH) | Failed/Faulted | 2024 | Tier 2 | Transformer only |  |  |  | 2446299 | Sus |  | EquipmentFailureInvolved¦Overhead¦Transformer(OH)¦FailedFaulted
24-0058154 | Company Initiated | Planned- maintenance |  |  | 2024 | Tier 2 | Distribution Circuit |  |  |  | 2446749 | Sus |  | CompanyInitiated¦Plannedmaintenance¦¦
24-0053479 | Wildfire Mitigation | Planned - WSIP/System Hardening |  |  | 2024 | Tier 2 | Distribution Circuit |  |  |  | 2447160 | Sus |  | WildfireMitigation¦PlannedWSIPSystemHardening¦¦
24-0062523 | Equipment Failure/Involved | Overhead | Crossarm- Wood | Broken | 2024 | Tier 2 | Distribution Circuit |  |  |  | 2446989 | Sus |  | EquipmentFailureInvolved¦Overhead¦CrossarmWood¦Broken
24-0055401 | Company Initiated | Planned- capital |  |  | 2024 | Tier 2 | Distribution Circuit |  |  |  | 2447146 | Sus |  | CompanyInitiated¦Plannedcapital¦¦
24-0051803 | Company Initiated | Planned- maintenance |  |  | 2024 | Tier 2 | Transformer only |  |  |  | 2447734 | Sus |  | CompanyInitiated¦Plannedmaintenance¦¦
24-0052009 | Company Initiated | Planned- maintenance |  |  | 2024 | Tier 2 | Distribution Circuit |  |  |  | 2447736 | Sus |  | CompanyInitiated¦Plannedmaintenance¦¦
24-0051806 | Company Initiated | Planned- maintenance |  |  | 2024 | Tier 2 | Distribution Circuit |  |  |  | 2448412 | Sus |  | CompanyInitiated¦Plannedmaintenance¦¦
24-0053484 | Wildfire Mitigation | Planned - WSIP/System Hardening |  |  | 2024 | Tier 3 | Transformer only |  |  |  | 2448503 | Sus |  | WildfireMitigation¦PlannedWSIPSystemHardening¦¦
24-0052002 | Company Initiated | Planned- capital |  |  | 2024 | Tier 2 | Distribution Circuit |  |  |  | 2448451 | Sus |  | CompanyInitiated¦Plannedcapital¦¦
24-0058402 | Wildfire Mitigation | Planned - WSIP/System Hardening |  |  | 2024 | Tier 2 | Distribution Circuit |  |  |  | 2448568 | Sus |  | WildfireMitigation¦PlannedWSIPSystemHardening¦¦
24-0063445 | Equipment Failure/Involved | Overhead | Pole-Wood | Broken | 2024 | Tier 3 | Distribution Circuit |  |  |  | 2448460 | Sus |  | EquipmentFailureInvolved¦Overhead¦PoleWood¦Broken
24-0058747 | Wildfire Mitigation | Planned - WSIP/System Hardening |  |  | 2024 | Tier 3 | Transformer only |  |  |  | 2449021 | Sus |  | WildfireMitigation¦PlannedWSIPSystemHardening¦¦
24-0053904 | Company Initiated | Planned- maintenance |  |  | 2024 | Tier 3 | Transformer only |  |  |  | 2449595 | Sus |  | CompanyInitiated¦Plannedmaintenance¦¦
24-0054020 | Company Initiated | Planned- maintenance |  |  | 2024 | Tier 2 | Distribution Circuit |  |  |  | 2449625 | Sus |  | CompanyInitiated¦Plannedmaintenance¦¦
24-0054027 | Company Initiated | Planned- maintenance |  |  | 2024 | Tier 2 | Transformer only |  |  |  | 2449633 | Sus |  | CompanyInitiated¦Plannedmaintenance¦¦
24-0064476 | Unknown Cause | Patrol - found nothing |  |  | 2024 | Tier 3 | Distribution Circuit |  |  |  | 2450171 | Sus |  | UnknownCause¦Patrolfoundnothing¦¦
24-0064662 | Unknown Cause | Patrol - found nothing |  |  | 2024 | Tier 2 | Distribution Circuit |  |  |  | 2450394 | Sus |  | UnknownCause¦Patrolfoundnothing¦¦
24-0054043 | Wildfire Mitigation | Planned - WSIP/System Hardening |  |  | 2024 | Tier 3 | Transformer only |  |  |  | 2450460 | Sus |  | WildfireMitigation¦PlannedWSIPSystemHardening¦¦
24-0059727 | Company Initiated | Planned- maintenance |  |  | 2024 | Tier 3 | Transformer only |  |  |  | 2450462 | Sus |  | CompanyInitiated¦Plannedmaintenance¦¦
24-0053410 | Wildfire Mitigation | Planned - WSIP/System Hardening |  |  | 2024 | Tier 3 | Transformer only |  |  |  | 2450529 | Sus |  | WildfireMitigation¦PlannedWSIPSystemHardening¦¦
24-0053859 | Company Initiated | Planned- maintenance |  |  | 2024 | Tier 3 | Transformer only |  |  |  | 2450546 | Sus |  | CompanyInitiated¦Plannedmaintenance¦¦
24-0056350 | Company Initiated | Planned- maintenance |  |  | 2024 | Tier 2 | Transformer only |  |  |  | 2450630 | Sus |  | CompanyInitiated¦Plannedmaintenance¦¦
24-0054052 | Wildfire Mitigation | Planned - WSIP/System Hardening |  |  | 2024 | Tier 3 | Transformer only |  |  |  | 2450783 | Sus |  | WildfireMitigation¦PlannedWSIPSystemHardening¦¦
24-0054056 | Wildfire Mitigation | Planned - WSIP/System Hardening |  |  | 2024 | Tier 3 | Transformer only |  |  |  | 2450860 | Sus |  | WildfireMitigation¦PlannedWSIPSystemHardening¦¦
24-0064754 | Equipment Failure/Involved | Overhead | Cutout- fuse holder | Broken | 2024 | Tier 3 | Transformer only |  |  |  | 2450918 | Sus |  | EquipmentFailureInvolved¦Overhead¦Cutoutfuseholder¦Broken
24-0054060 | Wildfire Mitigation | Planned - WSIP/System Hardening |  |  | 2024 | Tier 3 | Transformer only |  |  |  | 2450950 | Sus |  | WildfireMitigation¦PlannedWSIPSystemHardening¦¦
24-0042506 | Company Initiated | Planned- capital |  |  | 2024 | Tier 2 | Distribution Circuit |  |  |  | 2451315 | Sus |  | CompanyInitiated¦Plannedcapital¦¦
24-0042510 | Company Initiated | Planned- capital |  |  | 2024 | Tier 2 | Distribution Circuit |  |  |  | 2452309 | Sus |  | CompanyInitiated¦Plannedcapital¦¦
24-0060903 | Company Initiated | Planned- maintenance |  |  | 2024 | Tier 2 | Distribution Circuit |  |  |  | 2452373 | Sus |  | CompanyInitiated¦Plannedmaintenance¦¦
24-0055365 | Wildfire Mitigation | Planned - WSIP/System Hardening |  |  | 2024 | Tier 2 | Transformer only |  |  |  | 2452413 | Sus |  | WildfireMitigation¦PlannedWSIPSystemHardening¦¦
24-0058744 | Company Initiated | Planned- maintenance |  |  | 2024 | Tier 2 | Distribution Circuit |  |  |  | 2452466 | Sus |  | CompanyInitiated¦Plannedmaintenance¦¦
24-0059882 | Wildfire Mitigation | Planned - WSIP/System Hardening |  |  | 2024 | Tier 3 | Transformer only |  |  |  | 2452560 | Sus |  | WildfireMitigation¦PlannedWSIPSystemHardening¦¦
24-0065371 | Equipment Failure/Involved | Overhead | Lightning Arrestor | Broken | 2024 | Tier 2 | Transformer only |  |  |  | 2452623 | Sus |  | EquipmentFailureInvolved¦Overhead¦LightningArrestor¦Broken
24-0065530 | Unknown Cause | Patrol - found nothing |  |  | 2024 | Tier 2 | Transformer only |  |  |  | 2452705 | Sus |  | UnknownCause¦Patrolfoundnothing¦¦
24-0065627 | Equipment Failure/Involved | Overhead | Fuse | Broken | 2024 | Tier 2 | Distribution Circuit |  |  |  | 2453124 | Sus |  | EquipmentFailureInvolved¦Overhead¦Fuse¦Broken
24-0056229 | Wildfire Mitigation | Planned - WSIP/System Hardening |  |  | 2024 | Tier 3 | Transformer only |  |  |  | 2453351 | Sus |  | WildfireMitigation¦PlannedWSIPSystemHardening¦¦
24-0061266 | Company Initiated | Planned- maintenance |  |  | 2024 | Tier 3 | Distribution Circuit |  |  |  | 2453346 | Sus |  | CompanyInitiated¦Plannedmaintenance¦¦
24-0061276 | Company Initiated | Planned- maintenance |  |  | 2024 | Tier 3 | Transformer only |  |  |  | 2453357 | Sus |  | CompanyInitiated¦Plannedmaintenance¦¦
24-0058837 | Company Initiated | Planned- maintenance |  |  | 2024 | Tier 3 | Transformer only |  |  |  | 2453422 | Sus |  | CompanyInitiated¦Plannedmaintenance¦¦
24-0058835 | Company Initiated | Planned- maintenance |  |  | 2024 | Tier 3 | Distribution Circuit |  |  |  | 2453406 | Sus |  | CompanyInitiated¦Plannedmaintenance¦¦
24-0066018 | Equipment Failure/Involved | Overhead | Transformer (OH) | Leaking | 2024 | Tier 3 | Transformer only |  |  |  | 2453836 | Sus |  | EquipmentFailureInvolved¦Overhead¦Transformer(OH)¦Leaking
24-0066043 | Equipment Failure/Involved | Overhead | Secondary | Broken | 2024 | Tier 2 | Transformer only |  |  |  | 2453915 | Sus |  | EquipmentFailureInvolved¦Overhead¦Secondary¦Broken
24-0061690 | Company Initiated | Planned- maintenance |  |  | 2024 | Tier 2 | Distribution Circuit |  |  |  | 2454160 | Sus |  | CompanyInitiated¦Plannedmaintenance¦¦
24-0058894 | Company Initiated | Planned- maintenance |  |  | 2024 | Tier 2 | Transformer only |  |  |  | 2454463 | Sus |  | CompanyInitiated¦Plannedmaintenance¦¦
24-0056925 | Wildfire Mitigation | Planned - WSIP/System Hardening |  |  | 2024 | Tier 2 | Distribution Circuit |  |  |  | 2454394 | Sus |  | WildfireMitigation¦PlannedWSIPSystemHardening¦¦
24-0058979 | Company Initiated | Planned- maintenance |  |  | 2024 | Tier 3 | Distribution Circuit |  |  |  | 2454205 | Sus |  | CompanyInitiated¦Plannedmaintenance¦¦
24-0058983 | Company Initiated | Planned- maintenance |  |  | 2024 | Tier 3 | Transformer only |  |  |  | 2454540 | Sus |  | CompanyInitiated¦Plannedmaintenance¦¦
24-0057122 | Wildfire Mitigation | Planned - WSIP/System Hardening |  |  | 2024 | Tier 2 | Transformer only |  |  |  | 2454455 | Sus |  | WildfireMitigation¦PlannedWSIPSystemHardening¦¦
24-0066776 | Equipment Failure/Involved | Overhead | Crossarm- Wood | Broken | 2024 | Tier 2 | Distribution Circuit |  |  |  | 2460607 | Sus |  | EquipmentFailureInvolved¦Overhead¦CrossarmWood¦Broken
24-0066888 | Equipment Failure/Involved | Overhead | Transformer (OH) | Leaking | 2024 | Tier 2 | Transformer only |  |  |  | 2460765 | Sus |  | EquipmentFailureInvolved¦Overhead¦Transformer(OH)¦Leaking
24-0066897 | Equipment Failure/Involved | Overhead | Secondary | Deteriorated | 2024 | Tier 2 | Transformer only |  |  |  | 2460778 | Sus |  | EquipmentFailureInvolved¦Overhead¦Secondary¦Deteriorated
24-0066973 | Equipment Failure/Involved | Overhead | Other | Failed/Faulted | 2024 | Tier 3 | Transformer only |  |  |  | 2460833 | Sus |  | EquipmentFailureInvolved¦Overhead¦Other¦FailedFaulted
24-0067086 | Animal | Bird found | Conductor- Overhead | Normal | 2024 | Tier 2 | Transmission line |  |  |  | 2461271 | Sus |  | Animal¦Birdfound¦ConductorOverhead¦Normal
24-0056980 | Company Initiated | Planned- capital |  |  | 2024 | Tier 2 | Distribution Circuit |  |  |  | 2461300 | Sus |  | CompanyInitiated¦Plannedcapital¦¦
24-0059516 | Company Initiated | Planned- maintenance |  |  | 2024 | Tier 2 | Distribution Circuit |  |  |  | 2461433 | Sus |  | CompanyInitiated¦Plannedmaintenance¦¦
24-0056537 | Wildfire Mitigation | Planned - WSIP/System Hardening |  |  | 2024 | Tier 2 | Distribution Circuit |  |  |  | 2461647 | Sus |  | WildfireMitigation¦PlannedWSIPSystemHardening¦¦
24-0058564 | Company Initiated | Planned- maintenance |  |  | 2024 | Tier 3 | Transformer only |  |  |  | 2461410 | Sus |  | CompanyInitiated¦Plannedmaintenance¦¦
24-0060231 | Wildfire Mitigation | Planned - WSIP/System Hardening |  |  | 2024 | Tier 2 | Distribution Circuit |  |  |  | 2461459 | Sus |  | WildfireMitigation¦PlannedWSIPSystemHardening¦¦
24-0060610 | Company Initiated | Planned- maintenance |  |  | 2024 | Tier 2 | Transformer only |  |  |  | 2463037 | Sus |  | CompanyInitiated¦Plannedmaintenance¦¦
24-0060484 | Company Initiated | Planned- maintenance |  |  | 2024 | Tier 2 | Distribution Circuit |  |  |  | 2463047 | Sus |  | CompanyInitiated¦Plannedmaintenance¦¦
24-0067796 | Animal | Bird found | Pole-Wood | Normal | 2024 | Tier 2 | Distribution Circuit |  |  |  | 2463103 | Sus |  | Animal¦Birdfound¦PoleWood¦Normal
24-0033938 | Company Initiated | Planned- maintenance |  |  | 2024 | Tier 2 | Distribution Circuit |  |  |  | 2464018 | Sus |  | CompanyInitiated¦Plannedmaintenance¦¦
24-0058542 | Company Initiated | Planned- maintenance |  |  | 2024 | Tier 2 | Transformer only |  |  |  | 2464039 | Sus |  | CompanyInitiated¦Plannedmaintenance¦¦
24-0068228 | Unknown Cause | Patrol - found nothing |  |  | 2024 | Tier 2 | Distribution Circuit |  |  |  | 2464111 | Sus |  | UnknownCause¦Patrolfoundnothing¦¦
24-0060337 | Company Initiated | Planned- maintenance |  |  | 2024 | Tier 2 | Distribution Circuit |  |  |  | 2464131 | Sus |  | CompanyInitiated¦Plannedmaintenance¦¦
24-0068401 | Equipment Failure/Involved | Overhead | Other | Broken | 2024 | Tier 3 | Transformer only |  |  |  | 2464404 | Sus |  | EquipmentFailureInvolved¦Overhead¦Other¦Broken
24-0058952 | Company Initiated | Planned- maintenance |  |  | 2024 | Tier 3 | Transformer only |  |  |  | 2465081 | Sus |  | CompanyInitiated¦Plannedmaintenance¦¦
24-0064561 | Wildfire Mitigation | Planned - WSIP/System Hardening |  |  | 2024 | Tier 2 | Transformer only |  |  |  | 2464884 | Sus |  | WildfireMitigation¦PlannedWSIPSystemHardening¦¦
24-0060592 | Wildfire Mitigation | Planned - WSIP/System Hardening |  |  | 2024 | Tier 2 | Transformer only |  |  |  | 2464951 | Sus |  | WildfireMitigation¦PlannedWSIPSystemHardening¦¦
24-0058960 | Company Initiated | Planned- capital |  |  | 2024 | Tier 3 | Distribution Circuit |  |  |  | 2464948 | Sus |  | CompanyInitiated¦Plannedcapital¦¦
24-0056894 | Company Initiated | Planned- capital |  |  | 2024 | Tier 2 | Distribution Circuit |  |  |  | 2465039 | Sus |  | CompanyInitiated¦Plannedcapital¦¦
24-0068976 | Equipment Failure/Involved | Overhead | Pole-Wood | Broken | 2024 | Tier 2 | Distribution Circuit |  |  |  | 2465408 | Sus |  | EquipmentFailureInvolved¦Overhead¦PoleWood¦Broken
24-0069022 | Equipment Failure/Involved | Overhead | Jumper | Broken | 2024 | Tier 2 | Transformer only |  |  |  | 2465469 | Sus |  | EquipmentFailureInvolved¦Overhead¦Jumper¦Broken
24-0069022 | Equipment Failure/Involved | Overhead | Jumper | Broken | 2024 | Tier 2 | Transformer only |  |  |  | 2465469 | Sus |  | EquipmentFailureInvolved¦Overhead¦Jumper¦Broken
24-0064592 | Company Initiated | Planned- maintenance |  |  | 2024 | Tier 2 | Distribution Circuit |  |  |  | 2465593 | Sus |  | CompanyInitiated¦Plannedmaintenance¦¦
24-0058971 | Company Initiated | Planned- maintenance |  |  | 2024 | Tier 3 | Transformer only |  |  |  | 2465611 | Sus |  | CompanyInitiated¦Plannedmaintenance¦¦
24-0069449 | Unknown Cause | Patrol - found nothing |  |  | 2024 | Tier 2 | Distribution Circuit |  |  |  | 2466227 | Sus |  | UnknownCause¦Patrolfoundnothing¦¦
24-0065498 | Company Initiated | Planned- maintenance |  |  | 2024 | Tier 2 | Distribution Circuit |  |  |  | 2466404 | Sus |  | CompanyInitiated¦Plannedmaintenance¦¦
24-0064666 | Company Initiated | Planned- maintenance |  |  | 2024 | Tier 2 | Distribution Circuit |  |  |  | 2466406 | Sus |  | CompanyInitiated¦Plannedmaintenance¦¦
24-0057521 | Wildfire Mitigation | Planned - WSIP/System Hardening |  |  | 2024 | Tier 2 | Distribution Circuit |  |  |  | 2466444 | Sus |  | WildfireMitigation¦PlannedWSIPSystemHardening¦¦
24-0060745 | Company Initiated | Planned- maintenance |  |  | 2024 | Tier 2 | Transformer only |  |  |  | 2466491 | Sus |  | CompanyInitiated¦Plannedmaintenance¦¦
24-0069902 | Unknown Cause | Patrol - found nothing |  |  | 2024 | Tier 2 | Transformer only |  |  |  | 2466784 | Sus |  | UnknownCause¦Patrolfoundnothing¦¦
24-0066649 | Company Initiated | Planned- maintenance |  |  | 2024 | Tier 2 | Distribution Circuit |  |  |  | 2468540 | Sus |  | CompanyInitiated¦Plannedmaintenance¦¦
24-0060729 | Company Initiated | Planned- maintenance |  |  | 2024 | Tier 2 | Distribution Circuit |  |  |  | 2468535 | Sus |  | CompanyInitiated¦Plannedmaintenance¦¦
24-0065511 | Company Initiated | Planned- maintenance |  |  | 2024 | Tier 3 | Distribution Circuit |  |  |  | 2468613 | Sus |  | CompanyInitiated¦Plannedmaintenance¦¦
24-0065795 | Company Initiated | Planned- maintenance |  |  | 2024 | Tier 2 | Distribution Circuit |  |  |  | 2468616 | Sus |  | CompanyInitiated¦Plannedmaintenance¦¦
24-0065538 | Wildfire Mitigation | Planned - WSIP/System Hardening |  |  | 2024 | Tier 3 | Distribution Circuit |  |  |  | 2468625 | Sus |  | WildfireMitigation¦PlannedWSIPSystemHardening¦¦
24-0066562 | Company Initiated | Planned- maintenance |  |  | 2024 | Tier 3 | Distribution Circuit |  |  |  | 2468664 | Sus |  | CompanyInitiated¦Plannedmaintenance¦¦
24-0070399 | Animal | Other | Transformer (OH) | Failed/Faulted | 2024 | Tier 2 | Distribution Circuit |  |  |  | 2468702 | Sus |  | Animal¦Other¦Transformer(OH)¦FailedFaulted
24-0061404 | Company Initiated | Planned- capital |  |  | 2024 | Tier 2 | Distribution Circuit |  |  |  | 2468684 | Sus |  | CompanyInitiated¦Plannedcapital¦¦
24-0065763 | Wildfire Mitigation | Planned - WSIP/System Hardening |  |  | 2024 | Tier 3 | Transformer only |  |  |  | 2468808 | Sus |  | WildfireMitigation¦PlannedWSIPSystemHardening¦¦
24-0065541 | Company Initiated | Planned- maintenance |  |  | 2024 | Tier 3 | Transformer only |  |  |  | 2469098 | Sus |  | CompanyInitiated¦Plannedmaintenance¦¦
24-0065520 | Company Initiated | Planned- maintenance |  |  | 2024 | Tier 3 | Transformer only |  |  |  | 2469008 | Sus |  | CompanyInitiated¦Plannedmaintenance¦¦
24-0061615 | Company Initiated | Planned- capital |  |  | 2024 | Tier 2 | Distribution Circuit |  |  |  | 2469086 | Sus |  | CompanyInitiated¦Plannedcapital¦¦
24-0067239 | Company Initiated | Planned- maintenance |  |  | 2024 | Tier 2 | Transformer only |  |  |  | 2469506 | Sus |  | CompanyInitiated¦Plannedmaintenance¦¦
24-0067240 | Company Initiated | Planned- maintenance |  |  | 2024 | Tier 2 | Distribution Circuit |  |  |  | 2469505 | Sus |  | CompanyInitiated¦Plannedmaintenance¦¦
24-0067257 | Company Initiated | Planned- maintenance |  |  | 2024 | Tier 2 | Distribution Circuit |  |  |  | 2469512 | Sus |  | CompanyInitiated¦Plannedmaintenance¦¦
24-0067241 | Company Initiated | Planned- maintenance |  |  | 2024 | Tier 2 | Distribution Circuit |  |  |  | 2469537 | Sus |  | CompanyInitiated¦Plannedmaintenance¦¦
24-0065652 | Company Initiated | Planned- maintenance |  |  | 2024 | Tier 2 | Distribution Circuit |  |  |  | 2469607 | Sus |  | CompanyInitiated¦Plannedmaintenance¦¦
24-0066172 | Company Initiated | Planned- maintenance |  |  | 2024 | Tier 3 | Transformer only |  |  |  | 2469589 | Sus |  | CompanyInitiated¦Plannedmaintenance¦¦
24-0061231 | Company Initiated | Planned- maintenance |  |  | 2024 | Tier 2 | Transformer only |  |  |  | 2469861 | Sus |  | CompanyInitiated¦Plannedmaintenance¦¦
24-0014542 | Company Initiated | Planned- capital |  |  | 2024 | Tier 2 | Distribution Circuit |  |  |  | 2469631 | Sus |  | CompanyInitiated¦Plannedcapital¦¦
24-0063982 | Company Initiated | Planned- maintenance |  |  | 2024 | Tier 3 | Transformer only |  |  |  | 2469641 | Sus |  | CompanyInitiated¦Plannedmaintenance¦¦
24-0061559 | Wildfire Mitigation | Planned - WSIP/System Hardening |  |  | 2024 | Tier 3 | Transformer only |  |  |  | 2469671 | Sus |  | WildfireMitigation¦PlannedWSIPSystemHardening¦¦
24-0061561 | Wildfire Mitigation | Planned - WSIP/System Hardening |  |  | 2024 | Tier 3 | Transformer only |  |  |  | 2469795 | Sus |  | WildfireMitigation¦PlannedWSIPSystemHardening¦¦
24-0071010 | Company Initiated | Coordination failure | Circuit Breaker | Normal | 2024 | Tier 2 | Distribution Circuit |  |  |  | 2470023 | Sus |  | CompanyInitiated¦Coordinationfailure¦CircuitBreaker¦Normal
24-0071137 | Unknown Cause | Patrol - found nothing |  |  | 2024 | Tier 2 | Transformer only |  |  |  | 2470268 | Sus |  | UnknownCause¦Patrolfoundnothing¦¦
24-0067310 | Company Initiated | Planned- maintenance |  |  | 2024 | Tier 2 | Transformer only |  |  |  | 2470551 | Sus |  | CompanyInitiated¦Plannedmaintenance¦¦
24-0067309 | Company Initiated | Planned- maintenance |  |  | 2024 | Tier 2 | Transformer only |  |  |  | 2470562 | Sus |  | CompanyInitiated¦Plannedmaintenance¦¦
24-0067307 | Company Initiated | Planned- maintenance |  |  | 2024 | Tier 2 | Transformer only |  |  |  | 2470651 | Sus |  | CompanyInitiated¦Plannedmaintenance¦¦
24-0065783 | Company Initiated | Planned- maintenance |  |  | 2024 | Tier 2 | Transformer only |  |  |  | 2470636 | Sus |  | CompanyInitiated¦Plannedmaintenance¦¦
24-0066196 | Wildfire Mitigation | Planned - WSIP/System Hardening |  |  | 2024 | Tier 3 | Transformer only |  |  |  | 2470637 | Sus |  | WildfireMitigation¦PlannedWSIPSystemHardening¦¦
24-0063478 | Company Initiated | Planned- maintenance |  |  | 2024 | Tier 2 | Distribution Circuit |  |  |  | 2470716 | Sus |  | CompanyInitiated¦Plannedmaintenance¦¦
24-0071310 | Equipment Failure/Involved | Overhead | Pole-Wood | Broken | 2024 | Tier 2 | Distribution Circuit |  |  |  | 2470761 | Sus |  | EquipmentFailureInvolved¦Overhead¦PoleWood¦Broken
24-0066187 | Wildfire Mitigation | Planned - WSIP/System Hardening |  |  | 2024 | Tier 3 | Transformer only |  |  |  | 2470974 | Sus |  | WildfireMitigation¦PlannedWSIPSystemHardening¦¦
24-0071608 | Unknown Cause | Patrol - found nothing |  |  | 2024 | Tier 2 | Distribution Circuit |  |  |  | 2471213 | Sus |  | UnknownCause¦Patrolfoundnothing¦¦
24-0067361 | Company Initiated | Planned- maintenance |  |  | 2024 | Tier 2 | Transformer only |  |  |  | 2471499 | Sus |  | CompanyInitiated¦Plannedmaintenance¦¦
24-0067364 | Company Initiated | Planned- maintenance |  |  | 2024 | Tier 2 | Distribution Circuit |  |  |  | 2471481 | Sus |  | CompanyInitiated¦Plannedmaintenance¦¦
24-0067362 | Company Initiated | Planned- maintenance |  |  | 2024 | Tier 2 | Distribution Circuit |  |  |  | 2471483 | Sus |  | CompanyInitiated¦Plannedmaintenance¦¦
24-0067371 | Company Initiated | Planned- maintenance |  |  | 2024 | Tier 2 | Distribution Circuit |  |  |  | 2471494 | Sus |  | CompanyInitiated¦Plannedmaintenance¦¦
24-0062492 | Company Initiated | Planned- maintenance |  |  | 2024 | Tier 2 | Transformer only |  |  |  | 2471551 | Sus |  | CompanyInitiated¦Plannedmaintenance¦¦
24-0063141 | Wildfire Mitigation | Planned - WSIP/System Hardening |  |  | 2024 | Tier 3 | Transformer only |  |  |  | 2471639 | Sus |  | WildfireMitigation¦PlannedWSIPSystemHardening¦¦
24-0063144 | Wildfire Mitigation | Planned - WSIP/System Hardening |  |  | 2024 | Tier 3 | Transformer only |  |  |  | 2471790 | Sus |  | WildfireMitigation¦PlannedWSIPSystemHardening¦¦
24-0067363 | Wildfire Mitigation | Planned - WSIP/System Hardening |  |  | 2024 | Tier 2 | Transformer only |  |  |  | 2471901 | Sus |  | WildfireMitigation¦PlannedWSIPSystemHardening¦¦
24-0062513 | Company Initiated | Planned- maintenance |  |  | 2024 | Tier 2 | Transformer only |  |  |  | 2471902 | Sus |  | CompanyInitiated¦Plannedmaintenance¦¦
24-0072046 | Unknown Cause | Patrol - found nothing |  |  | 2024 | Tier 2 | Distribution Circuit |  |  |  | 2472044 | Sus |  | UnknownCause¦Patrolfoundnothing¦¦
24-0072126 | Unknown Cause | Patrol - found nothing |  |  | 2024 | Tier 2 | Distribution Circuit |  |  |  | 2472320 | Sus |  | UnknownCause¦Patrolfoundnothing¦¦
24-0066433 | Company Initiated | Planned- maintenance |  |  | 2024 | Tier 2 | Distribution Circuit |  |  |  | 2472383 | Sus |  | CompanyInitiated¦Plannedmaintenance¦¦
24-0072442 | Unknown Cause | Patrol - found nothing |  |  | 2024 | Tier 2 | Distribution Circuit |  |  |  | 2473636 | Sus |  | UnknownCause¦Patrolfoundnothing¦¦
24-0069230 | Company Initiated | Planned- maintenance |  |  | 2024 | Tier 2 | Distribution Circuit |  |  |  | 2473675 | Sus |  | CompanyInitiated¦Plannedmaintenance¦¦
24-0068549 | Company Initiated | Planned- maintenance |  |  | 2024 | Tier 2 | Transformer only |  |  |  | 2473676 | Sus |  | CompanyInitiated¦Plannedmaintenance¦¦
24-0068557 | Company Initiated | Planned- maintenance |  |  | 2024 | Tier 2 | Distribution Circuit |  |  |  | 2473747 | Sus |  | CompanyInitiated¦Plannedmaintenance¦¦
24-0066633 | Company Initiated | Planned- maintenance |  |  | 2024 | Tier 2 | Transformer only |  |  |  | 2473787 | Sus |  | CompanyInitiated¦Plannedmaintenance¦¦
24-0066773 | Wildfire Mitigation | Planned - WSIP/System Hardening |  |  | 2024 | Tier 3 | Transformer only |  |  |  | 2473885 | Sus |  | WildfireMitigation¦PlannedWSIPSystemHardening¦¦
24-0063162 | Wildfire Mitigation | Planned - WSIP/System Hardening |  |  | 2024 | Tier 3 | Transformer only |  |  |  | 2473882 | Sus |  | WildfireMitigation¦PlannedWSIPSystemHardening¦¦
24-0057104 | Company Initiated | Planned- maintenance |  |  | 2024 | Tier 3 | Distribution Circuit |  |  |  | 2473927 | Sus |  | CompanyInitiated¦Plannedmaintenance¦¦
24-0068282 | Company Initiated | Planned- maintenance |  |  | 2024 | Tier 3 | Transformer only |  |  |  | 2474043 | Sus |  | CompanyInitiated¦Plannedmaintenance¦¦
24-0063171 | Wildfire Mitigation | Planned - WSIP/System Hardening |  |  | 2024 | Tier 3 | Transformer only |  |  |  | 2474078 | Sus |  | WildfireMitigation¦PlannedWSIPSystemHardening¦¦
24-0063174 | Wildfire Mitigation | Planned - WSIP/System Hardening |  |  | 2024 | Tier 3 | Transformer only |  |  |  | 2474216 | Sus |  | WildfireMitigation¦PlannedWSIPSystemHardening¦¦
24-0069477 | Company Initiated | Planned- maintenance |  |  | 2024 | Tier 2 | Distribution Circuit |  |  |  | 2474642 | Sus |  | CompanyInitiated¦Plannedmaintenance¦¦
24-0068553 | Company Initiated | Planned- maintenance |  |  | 2024 | Tier 2 | Distribution Circuit |  |  |  | 2474696 | Sus |  | CompanyInitiated¦Plannedmaintenance¦¦
24-0068008 | Company Initiated | Planned- maintenance |  |  | 2024 | Tier 2 | Distribution Circuit |  |  |  | 2474740 | Sus |  | CompanyInitiated¦Plannedmaintenance¦¦
24-0063233 | Company Initiated | Planned- maintenance |  |  | 2024 | Tier 3 | Transformer only |  |  |  | 2474780 | Sus |  | CompanyInitiated¦Plannedmaintenance¦¦
24-0064096 | Company Initiated | Planned- maintenance |  |  | 2024 | Tier 3 | Distribution Circuit |  |  |  | 2474742 | Sus |  | CompanyInitiated¦Plannedmaintenance¦¦
24-0063236 | Company Initiated | Planned- maintenance |  |  | 2024 | Tier 3 | Transformer only |  |  |  | 2475138 | Sus |  | CompanyInitiated¦Plannedmaintenance¦¦
24-0069440 | Wildfire Mitigation | Planned - WSIP/System Hardening |  |  | 2024 | Tier 3 | Transformer only |  |  |  | 2475178 | Sus |  | WildfireMitigation¦PlannedWSIPSystemHardening¦¦
24-0073230 | Unknown Cause | Patrol - found nothing |  |  | 2024 | Tier 2 | Transformer only |  |  |  | 2475257 | Sus |  | UnknownCause¦Patrolfoundnothing¦¦
24-0069479 | Company Initiated | Planned- maintenance |  |  | 2024 | Tier 3 | Transformer only |  |  |  | 2475864 | Sus |  | CompanyInitiated¦Plannedmaintenance¦¦
24-0055057 | Company Initiated | Planned- capital |  |  | 2024 | Tier 2 | Distribution Circuit |  |  |  | 2475879 | Sus |  | CompanyInitiated¦Plannedcapital¦¦
24-0069532 | Company Initiated | Planned- maintenance |  |  | 2024 | Tier 2 | Distribution Circuit |  |  |  | 2475889 | Sus |  | CompanyInitiated¦Plannedmaintenance¦¦
24-0068438 | Company Initiated | Planned- maintenance |  |  | 2024 | Tier 2 | Distribution Circuit |  |  |  | 2475940 | Sus |  | CompanyInitiated¦Plannedmaintenance¦¦
24-0067004 | Company Initiated | Planned- maintenance |  |  | 2024 | Tier 2 | Transformer only |  |  |  | 2475944 | Sus |  | CompanyInitiated¦Plannedmaintenance¦¦
24-0068318 | Company Initiated | Planned- maintenance |  |  | 2024 | Tier 2 | Distribution Circuit |  |  |  | 2475963 | Sus |  | CompanyInitiated¦Plannedmaintenance¦¦
24-0068432 | Wildfire Mitigation | Planned - WSIP/System Hardening |  |  | 2024 | Tier 2 | Transformer only |  |  |  | 2476279 | Sus |  | WildfireMitigation¦PlannedWSIPSystemHardening¦¦
24-0073639 | Equipment Failure/Involved | Overhead | Crossarm- Wood | Broken | 2024 | Tier 3 | Distribution Circuit |  |  |  | 2476293 | Sus |  | EquipmentFailureInvolved¦Overhead¦CrossarmWood¦Broken
24-0068322 | Wildfire Mitigation | Planned - WSIP/System Hardening |  |  | 2024 | Tier 2 | Transformer only |  |  |  | 2476349 | Sus |  | WildfireMitigation¦PlannedWSIPSystemHardening¦¦
24-0073843 | Equipment Failure/Involved | Overhead | Regulator | Malfunctioning | 2024 | Tier 2 | Distribution Circuit |  |  |  | 2477009 | Sus |  | EquipmentFailureInvolved¦Overhead¦Regulator¦Malfunctioning
24-0073906 | Equipment Failure/Involved | Overhead | Transformer (OH) | Failed/Faulted | 2024 | Tier 2 | Transformer only |  |  |  | 2477124 | Sus |  | EquipmentFailureInvolved¦Overhead¦Transformer(OH)¦FailedFaulted
24-0073933 | Equipment Failure/Involved | Overhead | Transformer (OH) | Normal | 2024 | Tier 3 | Transformer only |  |  |  | 2477291 | Sus |  | EquipmentFailureInvolved¦Overhead¦Transformer(OH)¦Normal
24-0073965 | Unknown Cause | Patrol - found nothing |  |  | 2024 | Tier 2 | Distribution Circuit |  |  |  | 2477387 | Sus |  | UnknownCause¦Patrolfoundnothing¦¦
24-0069483 | Company Initiated | Planned- maintenance |  |  | 2024 | Tier 3 | Distribution Circuit |  |  |  | 2477449 | Sus |  | CompanyInitiated¦Plannedmaintenance¦¦
24-0069487 | Company Initiated | Planned- maintenance |  |  | 2024 | Tier 2 | Transformer only |  |  |  | 2477458 | Sus |  | CompanyInitiated¦Plannedmaintenance¦¦
24-0069486 | Company Initiated | Planned- maintenance |  |  | 2024 | Tier 2 | Transformer only |  |  |  | 2477459 | Sus |  | CompanyInitiated¦Plannedmaintenance¦¦
24-0069485 | Company Initiated | Planned- maintenance |  |  | 2024 | Tier 2 | Distribution Circuit |  |  |  | 2477462 | Sus |  | CompanyInitiated¦Plannedmaintenance¦¦
24-0055076 | Company Initiated | Planned- capital |  |  | 2024 | Tier 2 | Distribution Circuit |  |  |  | 2477430 | Sus |  | CompanyInitiated¦Plannedcapital¦¦
24-0065720 | Company Initiated | Planned- maintenance |  |  | 2024 | Tier 2 | Distribution Circuit |  |  |  | 2477590 | Sus |  | CompanyInitiated¦Plannedmaintenance¦¦
24-0064668 | Company Initiated | Planned- maintenance |  |  | 2024 | Tier 3 | Transformer only |  |  |  | 2477611 | Sus |  | CompanyInitiated¦Plannedmaintenance¦¦
24-0069050 | Company Initiated | Planned- maintenance |  |  | 2024 | Tier 2 | Distribution Circuit |  |  |  | 2477659 | Sus |  | CompanyInitiated¦Plannedmaintenance¦¦
24-0074239 | Equipment Failure/Involved | Overhead | Transformer | Failed/Faulted | 2024 | Tier 2 | Transformer only |  |  |  | 2477931 | Sus |  | EquipmentFailureInvolved¦Overhead¦Transformer¦FailedFaulted
24-0074326 | Vegetation | Tree - fell into line | Transformer | Failed/Faulted | 2024 | Tier 3 | Transformer only |  |  |  | 2477983 | Sus |  | Vegetation¦Treefellintoline¦Transformer¦FailedFaulted
24-0074334 | Equipment Failure/Involved | Overhead | Transformer (OH) | Broken | 2024 | Tier 2 | Distribution Circuit |  |  |  | 2478147 | Sus |  | EquipmentFailureInvolved¦Overhead¦Transformer(OH)¦Broken
24-0074390 | Unknown Cause | Patrol - found nothing |  |  | 2024 | Tier 2 | Distribution Circuit |  |  |  | 2478520 | Sus |  | UnknownCause¦Patrolfoundnothing¦¦
24-0074409 | Equipment Failure/Involved | Overhead | Transformer (OH) | Failed/Faulted | 2024 | Tier 3 | Transformer only |  |  |  | 2478393 | Sus |  | EquipmentFailureInvolved¦Overhead¦Transformer(OH)¦FailedFaulted
24-0074441 | Equipment Failure/Involved | Overhead | Transformer (OH) | Failed/Faulted | 2024 | Tier 2 | Distribution Circuit |  |  |  | 2478695 | Sus |  | EquipmentFailureInvolved¦Overhead¦Transformer(OH)¦FailedFaulted
24-0074495 | Equipment Failure/Involved | Overhead | Transformer (OH) | Failed/Faulted | 2024 | Tier 2 | Distribution Circuit |  |  |  | 2478843 | Sus |  | EquipmentFailureInvolved¦Overhead¦Transformer(OH)¦FailedFaulted
24-0068718 | Company Initiated | Planned- maintenance |  |  | 2024 | Tier 2 | Transformer only |  |  |  | 2479026 | Sus |  | CompanyInitiated¦Plannedmaintenance¦¦
24-0055110 | Company Initiated | Planned- capital |  |  | 2024 | Tier 2 | Distribution Circuit |  |  |  | 2479168 | Sus |  | CompanyInitiated¦Plannedcapital¦¦
24-0074916 | Vegetation | Tree - fell into line | Conductor- Overhead | Broken- wire on ground | 2024 | Tier 2 | Distribution Circuit |  |  |  | 2479865 | Sus |  | Vegetation¦Treefellintoline¦ConductorOverhead¦Brokenwireonground
24-0075008 | Animal | Other | Cutout- fuse holder | Normal | 2024 | Tier 2 | Distribution Circuit |  |  |  | 2480289 | Sus |  | Animal¦Other¦Cutoutfuseholder¦Normal
24-0060763 | Company Initiated | Planned- maintenance |  |  | 2024 | Tier 2 | Distribution Circuit |  |  |  | 2480707 | Sus |  | CompanyInitiated¦Plannedmaintenance¦¦
24-0071175 | Company Initiated | Planned- maintenance |  |  | 2024 | Tier 2 | Distribution Circuit |  |  |  | 2481001 | Sus |  | CompanyInitiated¦Plannedmaintenance¦¦
24-0071174 | Company Initiated | Planned- maintenance |  |  | 2024 | Tier 2 | Distribution Circuit |  |  |  | 2481024 | Sus |  | CompanyInitiated¦Plannedmaintenance¦¦
24-0068700 | Company Initiated | Planned- maintenance |  |  | 2024 | Tier 3 | Distribution Circuit |  |  |  | 2481063 | Sus |  | CompanyInitiated¦Plannedmaintenance¦¦
24-0067052 | Company Initiated | Planned- maintenance |  |  | 2024 | Tier 2 | Distribution Circuit |  |  |  | 2481119 | Sus |  | CompanyInitiated¦Plannedmaintenance¦¦
24-0075418 | Unknown Cause | Patrol - not conducted |  |  | 2024 | Zone 1 | Distribution Circuit |  |  |  | 2481434 | Sus |  | UnknownCause¦Patrolnotconducted¦¦
24-0066232 | Company Initiated | Planned- maintenance |  |  | 2024 | Tier 2 | Distribution Circuit |  |  |  | 2482010 | Sus |  | CompanyInitiated¦Plannedmaintenance¦¦
24-0071178 | Company Initiated | Planned- maintenance |  |  | 2024 | Tier 2 | Distribution Circuit |  |  |  | 2482006 | Sus |  | CompanyInitiated¦Plannedmaintenance¦¦
24-0067106 | Company Initiated | Planned- maintenance |  |  | 2024 | Tier 2 | Transformer only |  |  |  | 2482103 | Sus |  | CompanyInitiated¦Plannedmaintenance¦¦
24-0067071 | Company Initiated | Planned- maintenance |  |  | 2024 | Tier 2 | Distribution Circuit |  |  |  | 2482121 | Sus |  | CompanyInitiated¦Plannedmaintenance¦¦
24-0075739 | Vegetation | Tree - fell into line | Conductor- Overhead | Deteriorated | 2024 | Tier 3 | Distribution Circuit |  |  |  | 2482225 | Sus |  | Vegetation¦Treefellintoline¦ConductorOverhead¦Deteriorated
24-0071591 | Company Initiated | Planned- maintenance |  |  | 2024 | Tier 2 | Distribution Circuit |  |  |  | 2483255 | Sus |  | CompanyInitiated¦Plannedmaintenance¦¦
24-0071597 | Wildfire Mitigation | Planned - WSIP/System Hardening |  |  | 2024 | Tier 3 | Transformer only |  |  |  | 2483254 | Sus |  | WildfireMitigation¦PlannedWSIPSystemHardening¦¦
24-0063798 | Company Initiated | Planned- capital |  |  | 2024 | Tier 2 | Distribution Circuit |  |  |  | 2483242 | Sus |  | CompanyInitiated¦Plannedcapital¦¦
24-0071636 | Company Initiated | Planned- maintenance |  |  | 2024 | Tier 3 | Distribution Circuit |  |  |  | 2483302 | Sus |  | CompanyInitiated¦Plannedmaintenance¦¦
24-0064839 | Company Initiated | Planned- capital |  |  | 2024 | Tier 2 | Distribution Circuit |  |  |  | 2483297 | Sus |  | CompanyInitiated¦Plannedcapital¦¦
24-0068850 | Company Initiated | Planned- maintenance |  |  | 2024 | Tier 2 | Distribution Circuit |  |  |  | 2483367 | Sus |  | CompanyInitiated¦Plannedmaintenance¦¦
24-0064518 | Company Initiated | Planned- capital |  |  | 2024 | Tier 2 | Distribution Circuit |  |  |  | 2483362 | Sus |  | CompanyInitiated¦Plannedcapital¦¦
24-0071565 | Company Initiated | Planned- maintenance |  |  | 2024 | Tier 2 | Distribution Circuit |  |  |  | 2483393 | Sus |  | CompanyInitiated¦Plannedmaintenance¦¦
24-0071658 | Company Initiated | Planned- maintenance |  |  | 2024 | Tier 2 | Distribution Circuit |  |  |  | 2484179 | Sus |  | CompanyInitiated¦Plannedmaintenance¦¦
24-0071657 | Company Initiated | Planned- maintenance |  |  | 2024 | Tier 2 | Distribution Circuit |  |  |  | 2484180 | Sus |  | CompanyInitiated¦Plannedmaintenance¦¦
24-0055164 | Company Initiated | Planned- capital |  |  | 2024 | Tier 2 | Distribution Circuit |  |  |  | 2484224 | Sus |  | CompanyInitiated¦Plannedcapital¦¦
24-0071659 | Company Initiated | Planned- maintenance |  |  | 2024 | Tier 2 | Distribution Circuit |  |  |  | 2484248 | Sus |  | CompanyInitiated¦Plannedmaintenance¦¦
24-0069172 | Company Initiated | Planned- maintenance |  |  | 2024 | Tier 2 | Distribution Circuit |  |  |  | 2484349 | Sus |  | CompanyInitiated¦Plannedmaintenance¦¦
24-0071654 | Wildfire Mitigation | Planned - WSIP/System Hardening |  |  | 2024 | Tier 2 | Transformer only |  |  |  | 2484346 | Sus |  | WildfireMitigation¦PlannedWSIPSystemHardening¦¦
24-0071308 | Company Initiated | Planned- maintenance |  |  | 2024 | Tier 3 | Distribution Circuit |  |  |  | 2484384 | Sus |  | CompanyInitiated¦Plannedmaintenance¦¦
24-0076647 | 3rd Party | Vehicle | Anchor or Guy | Broken | 2024 | Tier 2 | Distribution Circuit |  |  |  | 2484517 | Sus |  | 3rdParty¦Vehicle¦AnchororGuy¦Broken
24-0071331 | Wildfire Mitigation | Planned - WSIP/System Hardening |  |  | 2024 | Tier 3 | Transformer only |  |  |  | 2484670 | Sus |  | WildfireMitigation¦PlannedWSIPSystemHardening¦¦
24-0076802 | Vegetation | Tree - fell into line | Conductor- Overhead | Broken | 2024 | Tier 2 | Distribution Circuit |  |  |  | 2484777 | Sus |  | Vegetation¦Treefellintoline¦ConductorOverhead¦Broken
24-0076800 | Company Initiated | Personnel- company | Conductor- Overhead | Normal | 2024 | Tier 2 | Distribution Circuit |  |  |  | 2484773 | Sus |  | CompanyInitiated¦Personnelcompany¦ConductorOverhead¦Normal
24-0076901 | Equipment Failure/Involved | Overhead | Transformer (OH) | Failed/Faulted | 2024 | Tier 2 | Distribution Circuit |  |  |  | 2484849 | Sus |  | EquipmentFailureInvolved¦Overhead¦Transformer(OH)¦FailedFaulted
24-0065957 | Company Initiated | Planned- capital |  |  | 2024 | Tier 2 | Distribution Circuit |  |  |  | 2485217 | Sus |  | CompanyInitiated¦Plannedcapital¦¦
24-0076993 | Company Initiated | Improper Construction | Pole-Wood | Normal | 2024 | Tier 2 | Distribution Circuit |  |  |  | 2485246 | Sus |  | CompanyInitiated¦ImproperConstruction¦PoleWood¦Normal
24-0070631 | Wildfire Mitigation | Planned - WSIP/System Hardening |  |  | 2024 | Tier 3 | Transformer only |  |  |  | 2485561 | Sus |  | WildfireMitigation¦PlannedWSIPSystemHardening¦¦
24-0077028 | Unknown Cause | Patrol - found nothing |  |  | 2024 | Tier 2 | Distribution Circuit |  |  |  | 2485409 | Sus |  | UnknownCause¦Patrolfoundnothing¦¦
24-0060776 | Company Initiated | Planned- maintenance |  |  | 2024 | Tier 2 | Distribution Circuit |  |  |  | 2486272 | Sus |  | CompanyInitiated¦Plannedmaintenance¦¦
24-0077442 | Unknown Cause | Patrol - found nothing |  |  | 2024 | Tier 2 | Distribution Circuit |  |  |  | 2486832 | Sus |  | UnknownCause¦Patrolfoundnothing¦¦
24-0072918 | Company Initiated | Planned- maintenance |  |  | 2024 | Tier 2 | Distribution Circuit |  |  |  | 2487401 | Sus |  | CompanyInitiated¦Plannedmaintenance¦¦
24-0073327 | Wildfire Mitigation | Planned - WSIP/System Hardening |  |  | 2024 | Tier 2 | Transformer only |  |  |  | 2487453 | Sus |  | WildfireMitigation¦PlannedWSIPSystemHardening¦¦
24-0072974 | Wildfire Mitigation | Planned - WSIP/System Hardening |  |  | 2024 | Tier 3 | Transformer only |  |  |  | 2487456 | Sus |  | WildfireMitigation¦PlannedWSIPSystemHardening¦¦
24-0074008 | Wildfire Mitigation | Planned - WSIP/System Hardening |  |  | 2024 | Tier 3 | Transformer only |  |  |  | 2487464 | Sus |  | WildfireMitigation¦PlannedWSIPSystemHardening¦¦
24-0072860 | Company Initiated | Planned- maintenance |  |  | 2024 | Tier 2 | Distribution Circuit |  |  |  | 2487468 | Sus |  | CompanyInitiated¦Plannedmaintenance¦¦
24-0072858 | Company Initiated | Planned- maintenance |  |  | 2024 | Tier 3 | Transformer only |  |  |  | 2487490 | Sus |  | CompanyInitiated¦Plannedmaintenance¦¦
24-0070666 | Wildfire Mitigation | Planned - WSIP/System Hardening |  |  | 2024 | Tier 2 | Transformer only |  |  |  | 2487594 | Sus |  | WildfireMitigation¦PlannedWSIPSystemHardening¦¦
24-0069968 | Company Initiated | Planned- maintenance |  |  | 2024 | Tier 2 | Distribution Circuit |  |  |  | 2487593 | Sus |  | CompanyInitiated¦Plannedmaintenance¦¦
24-0070507 | Company Initiated | Planned- maintenance |  |  | 2024 | Tier 2 | Distribution Circuit |  |  |  | 2487582 | Sus |  | CompanyInitiated¦Plannedmaintenance¦¦
24-0070686 | Wildfire Mitigation | Planned - WSIP/System Hardening |  |  | 2024 | Tier 2 | Transformer only |  |  |  | 2487724 | Sus |  | WildfireMitigation¦PlannedWSIPSystemHardening¦¦
24-0074010 | Wildfire Mitigation | Planned - WSIP/System Hardening |  |  | 2024 | Tier 3 | Transformer only |  |  |  | 2487760 | Sus |  | WildfireMitigation¦PlannedWSIPSystemHardening¦¦
24-0077803 | Equipment Failure/Involved | Overhead | Transformer (OH) | Broken | 2024 | Tier 2 | Transformer only |  |  |  | 2488119 | Sus |  | EquipmentFailureInvolved¦Overhead¦Transformer(OH)¦Broken
24-0077834 | Company Initiated | Coordination failure | Recloser | Normal | 2024 | Tier 2 | Distribution Circuit |  |  |  | 2488369 | Sus |  | CompanyInitiated¦Coordinationfailure¦Recloser¦Normal
24-0077829 | Company Initiated | Coordination failure | Recloser | Normal | 2024 | Tier 3 | Distribution Circuit |  |  |  | 2488301 | Sus |  | CompanyInitiated¦Coordinationfailure¦Recloser¦Normal
24-0077830 | Company Initiated | Coordination failure | Recloser | Normal | 2024 | Tier 3 | Distribution Circuit |  |  |  | 2488321 | Sus |  | CompanyInitiated¦Coordinationfailure¦Recloser¦Normal
24-0072927 | Company Initiated | Personnel- company |  |  | 2024 | Tier 2 | Distribution Circuit |  |  |  | 2488613 | Sus |  | CompanyInitiated¦Personnelcompany¦¦
24-0073188 | Company Initiated | Planned- maintenance |  |  | 2024 | Tier 3 | Distribution Circuit |  |  |  | 2488895 | Sus |  | CompanyInitiated¦Plannedmaintenance¦¦
24-0073251 | Wildfire Mitigation | Planned - WSIP/System Hardening |  |  | 2024 | Tier 3 | Transformer only |  |  |  | 2488963 | Sus |  | WildfireMitigation¦PlannedWSIPSystemHardening¦¦
24-0073098 | Company Initiated | Planned- maintenance |  |  | 2024 | Tier 3 | Distribution Circuit |  |  |  | 2488966 | Sus |  | CompanyInitiated¦Plannedmaintenance¦¦
24-0073240 | Wildfire Mitigation | Planned - WSIP/System Hardening |  |  | 2024 | Tier 3 | Distribution Circuit |  |  |  | 2488970 | Sus |  | WildfireMitigation¦PlannedWSIPSystemHardening¦¦
24-0073161 | Company Initiated | Planned- maintenance |  |  | 2024 | Tier 2 | Transformer only |  |  |  | 2488984 | Sus |  | CompanyInitiated¦Plannedmaintenance¦¦
24-0073345 | Wildfire Mitigation | Planned - WSIP/System Hardening |  |  | 2024 | Tier 3 | Transformer only |  |  |  | 2488985 | Sus |  | WildfireMitigation¦PlannedWSIPSystemHardening¦¦
24-0073150 | Company Initiated | Planned- maintenance |  |  | 2024 | Tier 3 | Transformer only |  |  |  | 2489004 | Sus |  | CompanyInitiated¦Plannedmaintenance¦¦
24-0072916 | Company Initiated | Planned- maintenance |  |  | 2024 | Zone 1 | Transformer only |  |  |  | 2489473 | Sus |  | CompanyInitiated¦Plannedmaintenance¦¦
24-0069972 | Company Initiated | Planned- maintenance |  |  | 2024 | Tier 2 | Distribution Circuit |  |  |  | 2489079 | Sus |  | CompanyInitiated¦Plannedmaintenance¦¦
24-0069981 | Company Initiated | Planned- maintenance |  |  | 2024 | Tier 2 | Transformer only |  |  |  | 2489087 | Sus |  | CompanyInitiated¦Plannedmaintenance¦¦
24-0069979 | Company Initiated | Planned- maintenance |  |  | 2024 | Tier 2 | Distribution Circuit |  |  |  | 2489095 | Sus |  | CompanyInitiated¦Plannedmaintenance¦¦
24-0073152 | Company Initiated | Planned- maintenance |  |  | 2024 | Tier 2 | Distribution Circuit |  |  |  | 2489354 | Sus |  | CompanyInitiated¦Plannedmaintenance¦¦
24-0073703 | Company Initiated | Planned- maintenance |  |  | 2024 | Tier 2 | Distribution Circuit |  |  |  | 2489772 | Sus |  | CompanyInitiated¦Plannedmaintenance¦¦
24-0073704 | Company Initiated | Planned- maintenance |  |  | 2024 | Tier 2 | Distribution Circuit |  |  |  | 2489777 | Sus |  | CompanyInitiated¦Plannedmaintenance¦¦
24-0073426 | Company Initiated | Planned- maintenance |  |  | 2024 | Tier 3 | Distribution Circuit |  |  |  | 2489828 | Sus |  | CompanyInitiated¦Plannedmaintenance¦¦
24-0074583 | Company Initiated | Planned- maintenance |  |  | 2024 | Tier 3 | Distribution Circuit |  |  |  | 2489827 | Sus |  | CompanyInitiated¦Plannedmaintenance¦¦
24-0072909 | Wildfire Mitigation | Planned - WSIP/System Hardening |  |  | 2024 | Tier 3 | Transformer only |  |  |  | 2489834 | Sus |  | WildfireMitigation¦PlannedWSIPSystemHardening¦¦
24-0074123 | Wildfire Mitigation | Planned - WSIP/System Hardening |  |  | 2024 | Tier 3 | Transformer only |  |  |  | 2489835 | Sus |  | WildfireMitigation¦PlannedWSIPSystemHardening¦¦
24-0072897 | Wildfire Mitigation | Planned - WSIP/System Hardening |  |  | 2024 | Tier 3 | Transformer only |  |  |  | 2490009 | Sus |  | WildfireMitigation¦PlannedWSIPSystemHardening¦¦
24-0074118 | Wildfire Mitigation | Planned - WSIP/System Hardening |  |  | 2024 | Tier 3 | Transformer only |  |  |  | 2490007 | Sus |  | WildfireMitigation¦PlannedWSIPSystemHardening¦¦
24-0072904 | Wildfire Mitigation | Planned - WSIP/System Hardening |  |  | 2024 | Tier 3 | Transformer only |  |  |  | 2490095 | Sus |  | WildfireMitigation¦PlannedWSIPSystemHardening¦¦
24-0073754 | Company Initiated | Planned- maintenance |  |  | 2024 | Tier 2 | Distribution Circuit |  |  |  | 2490684 | Sus |  | CompanyInitiated¦Plannedmaintenance¦¦
24-0074025 | Wildfire Mitigation | Planned - WSIP/System Hardening |  |  | 2024 | Tier 3 | Transformer only |  |  |  | 2490783 | Sus |  | WildfireMitigation¦PlannedWSIPSystemHardening¦¦
24-0073887 | Wildfire Mitigation | Planned - WSIP/System Hardening |  |  | 2024 | Tier 3 | Transformer only |  |  |  | 2490933 | Sus |  | WildfireMitigation¦PlannedWSIPSystemHardening¦¦
24-0074460 | Company Initiated | Planned- maintenance |  |  | 2024 | Tier 2 | Distribution Circuit |  |  |  | 2491360 | Sus |  | CompanyInitiated¦Plannedmaintenance¦¦
24-0074459 | Company Initiated | Planned- maintenance |  |  | 2024 | Tier 2 | Distribution Circuit |  |  |  | 2491374 | Sus |  | CompanyInitiated¦Plannedmaintenance¦¦
24-0074458 | Company Initiated | Planned- maintenance |  |  | 2024 | Tier 2 | Distribution Circuit |  |  |  | 2491395 | Sus |  | CompanyInitiated¦Plannedmaintenance¦¦
24-0073888 | Company Initiated | Planned- maintenance |  |  | 2024 | Tier 3 | Distribution Circuit |  |  |  | 2491397 | Sus |  | CompanyInitiated¦Plannedmaintenance¦¦
24-0074093 | Wildfire Mitigation | Planned - WSIP/System Hardening |  |  | 2024 | Tier 3 | Transformer only |  |  |  | 2491477 | Sus |  | WildfireMitigation¦PlannedWSIPSystemHardening¦¦
24-0070518 | Company Initiated | Planned- maintenance |  |  | 2024 | Tier 2 | Distribution Circuit |  |  |  | 2491532 | Sus |  | CompanyInitiated¦Plannedmaintenance¦¦
24-0071042 | Company Initiated | Planned- maintenance |  |  | 2024 | Tier 3 | Distribution Circuit |  |  |  | 2491543 | Sus |  | CompanyInitiated¦Plannedmaintenance¦¦
24-0074085 | Company Initiated | Planned- maintenance |  |  | 2024 | Zone 1 | Transformer only |  |  |  | 2491594 | Sus |  | CompanyInitiated¦Plannedmaintenance¦¦
24-0075523 | Company Initiated | Planned- maintenance |  |  | 2024 | Tier 2 | Distribution Circuit |  |  |  | 2493416 | Sus |  | CompanyInitiated¦Plannedmaintenance¦¦
24-0076412 | Wildfire Mitigation | Planned - WSIP/System Hardening |  |  | 2024 | Tier 3 | Distribution Circuit |  |  |  | 2493485 | Sus |  | WildfireMitigation¦PlannedWSIPSystemHardening¦¦
24-0076421 | Company Initiated | Planned- maintenance |  |  | 2024 | Tier 3 | Transformer only |  |  |  | 2493875 | Sus |  | CompanyInitiated¦Plannedmaintenance¦¦
24-0075524 | Wildfire Mitigation | Planned - WSIP/System Hardening |  |  | 2024 | Tier 3 | Transformer only |  |  |  | 2493827 | Sus |  | WildfireMitigation¦PlannedWSIPSystemHardening¦¦
24-0075525 | Wildfire Mitigation | Planned - WSIP/System Hardening |  |  | 2024 | Tier 3 | Transformer only |  |  |  | 2494045 | Sus |  | WildfireMitigation¦PlannedWSIPSystemHardening¦¦
24-0075752 | Wildfire Mitigation | Planned - WSIP/System Hardening |  |  | 2024 | Tier 2 | Distribution Circuit |  |  |  | 2495360 | Sus |  | WildfireMitigation¦PlannedWSIPSystemHardening¦¦
24-0075621 | Wildfire Mitigation | Planned - WSIP/System Hardening |  |  | 2024 | Tier 2 | Distribution Circuit |  |  |  | 2495031 | Sus |  | WildfireMitigation¦PlannedWSIPSystemHardening¦¦
24-0070977 | Company Initiated | Planned- maintenance |  |  | 2024 | Tier 2 | Transformer only |  |  |  | 2495044 | Sus |  | CompanyInitiated¦Plannedmaintenance¦¦
24-0075554 | Company Initiated | Planned- maintenance |  |  | 2024 | Tier 2 | Distribution Circuit |  |  |  | 2495058 | Sus |  | CompanyInitiated¦Plannedmaintenance¦¦
24-0070981 | Company Initiated | Planned- maintenance |  |  | 2024 | Tier 2 | Distribution Circuit |  |  |  | 2495045 | Sus |  | CompanyInitiated¦Plannedmaintenance¦¦
24-0075624 | Company Initiated | Planned- maintenance |  |  | 2024 | Tier 3 | Distribution Circuit |  |  |  | 2495062 | Sus |  | CompanyInitiated¦Plannedmaintenance¦¦
24-0072606 | Company Initiated | Planned- maintenance |  |  | 2024 | Tier 2 | Transformer only |  |  |  | 2495087 | Sus |  | CompanyInitiated¦Plannedmaintenance¦¦
24-0076419 | Wildfire Mitigation | Planned - WSIP/System Hardening |  |  | 2024 | Tier 3 | Transformer only |  |  |  | 2495092 | Sus |  | WildfireMitigation¦PlannedWSIPSystemHardening¦¦
24-0076423 | Company Initiated | Planned- maintenance |  |  | 2024 | Tier 2 | Transformer only |  |  |  | 2495482 | Sus |  | CompanyInitiated¦Plannedmaintenance¦¦
24-0071562 | Wildfire Mitigation | Planned - WSIP/System Hardening |  |  | 2024 | Tier 3 | Transformer only |  |  |  | 2495173 | Sus |  | WildfireMitigation¦PlannedWSIPSystemHardening¦¦
24-0080233 | Equipment Failure/Involved | Overhead | Secondary | Broken | 2024 | Tier 3 | Transformer only |  |  |  | 2495190 | Sus |  | EquipmentFailureInvolved¦Overhead¦Secondary¦Broken
24-0075627 | Wildfire Mitigation | Planned - WSIP/System Hardening |  |  | 2024 | Tier 3 | Transformer only |  |  |  | 2495413 | Sus |  | WildfireMitigation¦PlannedWSIPSystemHardening¦¦
24-0075786 | Wildfire Mitigation | Planned - WSIP/System Hardening |  |  | 2024 | Tier 2 | Transformer only |  |  |  | 2495656 | Sus |  | WildfireMitigation¦PlannedWSIPSystemHardening¦¦
24-0071567 | Wildfire Mitigation | Planned - WSIP/System Hardening |  |  | 2024 | Tier 3 | Transformer only |  |  |  | 2495412 | Sus |  | WildfireMitigation¦PlannedWSIPSystemHardening¦¦
24-0075623 | Wildfire Mitigation | Planned - WSIP/System Hardening |  |  | 2024 | Tier 3 | Transformer only |  |  |  | 2495490 | Sus |  | WildfireMitigation¦PlannedWSIPSystemHardening¦¦
24-0075678 | Wildfire Mitigation | Planned - WSIP/System Hardening |  |  | 2024 | Tier 2 | Transformer only |  |  |  | 2496368 | Sus |  | WildfireMitigation¦PlannedWSIPSystemHardening¦¦
24-0076035 | Company Initiated | Planned- maintenance |  |  | 2024 | Tier 3 | Distribution Circuit |  |  |  | 2496373 | Sus |  | CompanyInitiated¦Plannedmaintenance¦¦
24-0070996 | Company Initiated | Planned- maintenance |  |  | 2024 | Tier 2 | Transformer only |  |  |  | 2496384 | Sus |  | CompanyInitiated¦Plannedmaintenance¦¦
24-0075661 | Company Initiated | Planned- maintenance |  |  | 2024 | Tier 2 | Distribution Circuit |  |  |  | 2496391 | Sus |  | CompanyInitiated¦Plannedmaintenance¦¦
24-0072648 | Company Initiated | Planned- maintenance |  |  | 2024 | Tier 2 | Distribution Circuit |  |  |  | 2496413 | Sus |  | CompanyInitiated¦Plannedmaintenance¦¦
24-0076636 | Company Initiated | Planned- maintenance |  |  | 2024 | Tier 3 | Transformer only |  |  |  | 2496457 | Sus |  | CompanyInitiated¦Plannedmaintenance¦¦
24-0072735 | Company Initiated | Planned- maintenance |  |  | 2024 | Tier 3 | Transformer only |  |  |  | 2496472 | Sus |  | CompanyInitiated¦Plannedmaintenance¦¦
24-0081047 | Equipment Failure/Involved | Overhead | Other | Broken | 2024 | Tier 2 | Distribution Circuit |  |  |  | 2497124 | Sus |  | EquipmentFailureInvolved¦Overhead¦Other¦Broken
24-0074643 | Company Initiated | Planned- maintenance |  |  | 2024 | Tier 2 | Distribution Circuit |  |  |  | 2497436 | Sus |  | CompanyInitiated¦Plannedmaintenance¦¦
24-0074649 | Company Initiated | Planned- maintenance |  |  | 2024 | Tier 2 | Transformer only |  |  |  | 2497779 | Sus |  | CompanyInitiated¦Plannedmaintenance¦¦
24-0076454 | Company Initiated | Planned- maintenance |  |  | 2024 | Tier 3 | Distribution Circuit |  |  |  | 2497400 | Sus |  | CompanyInitiated¦Plannedmaintenance¦¦
24-0076071 | Company Initiated | Planned- maintenance |  |  | 2024 | Tier 2 | Distribution Circuit |  |  |  | 2497420 | Sus |  | CompanyInitiated¦Plannedmaintenance¦¦
24-0081535 | Equipment Failure/Involved | Overhead | Transformer (OH) | Failed/Faulted | 2024 | Tier 2 | Transformer only |  |  |  | 2497747 | Sus |  | EquipmentFailureInvolved¦Overhead¦Transformer(OH)¦FailedFaulted
24-0073231 | Company Initiated | Planned- maintenance |  |  | 2024 | Tier 2 | Distribution Circuit |  |  |  | 2497500 | Sus |  | CompanyInitiated¦Plannedmaintenance¦¦
24-0072692 | Wildfire Mitigation | Planned - WSIP/System Hardening |  |  | 2024 | Tier 3 | Transformer only |  |  |  | 2497521 | Sus |  | WildfireMitigation¦PlannedWSIPSystemHardening¦¦
24-0072717 | Company Initiated | Planned- maintenance |  |  | 2024 | Tier 3 | Transformer only |  |  |  | 2497548 | Sus |  | CompanyInitiated¦Plannedmaintenance¦¦
24-0076416 | Company Initiated | Planned- maintenance |  |  | 2024 | Tier 2 | Transformer only |  |  |  | 2497558 | Sus |  | CompanyInitiated¦Plannedmaintenance¦¦
24-0076682 | Wildfire Mitigation | Planned - WSIP/System Hardening |  |  | 2024 | Tier 3 | Transformer only |  |  |  | 2497689 | Sus |  | WildfireMitigation¦PlannedWSIPSystemHardening¦¦
24-0081631 | 3rd Party | Fire- house or bldg. | Conductor- Overhead | Burned/flashed | 2024 | Tier 2 | Transformer only |  |  |  | 2498196 | Sus |  | 3rdParty¦Firehouseorbldg¦ConductorOverhead¦Burnedflashed
24-0076484 | Company Initiated | Planned- maintenance |  |  | 2024 | Tier 2 | Distribution Circuit |  |  |  | 2498285 | Sus |  | CompanyInitiated¦Plannedmaintenance¦¦
24-0074664 | Company Initiated | Planned- maintenance |  |  | 2024 | Tier 2 | Transformer only |  |  |  | 2498509 | Sus |  | CompanyInitiated¦Plannedmaintenance¦¦
24-0076458 | Company Initiated | Planned- maintenance |  |  | 2024 | Tier 3 | Transformer only |  |  |  | 2498602 | Sus |  | CompanyInitiated¦Plannedmaintenance¦¦
24-0072851 | Company Initiated | Planned- maintenance |  |  | 2024 | Tier 2 | Transformer only |  |  |  | 2498398 | Sus |  | CompanyInitiated¦Plannedmaintenance¦¦
24-0072815 | Company Initiated | Planned- maintenance |  |  | 2024 | Tier 2 | Distribution Circuit |  |  |  | 2498722 | Sus |  | CompanyInitiated¦Plannedmaintenance¦¦
24-0081963 | Equipment Failure/Involved | Overhead | Transformer (OH) | Failed/Faulted | 2024 | Tier 2 | Distribution Circuit |  |  |  | 2498832 | Sus |  | EquipmentFailureInvolved¦Overhead¦Transformer(OH)¦FailedFaulted
24-0079273 | Company Initiated | Planned- maintenance |  |  | 2024 | Tier 2 | Distribution Circuit |  |  |  | 2499140 | Sus |  | CompanyInitiated¦Plannedmaintenance¦¦
24-0082054 | Equipment Failure/Involved | Overhead | Conductor- Overhead | Broken | 2024 | Tier 2 | Distribution Circuit |  |  |  | 2499286 | Sus |  | EquipmentFailureInvolved¦Overhead¦ConductorOverhead¦Broken
24-0082274 | Equipment Failure/Involved | Overhead | Regulator | Malfunctioning | 2024 | Tier 2 | Distribution Circuit |  |  |  | 2500286 | Sus |  | EquipmentFailureInvolved¦Overhead¦Regulator¦Malfunctioning
24-0082342 | Vegetation | Tree - grew into line | Conductor- Overhead | Normal | 2024 | Tier 2 | Distribution Circuit |  |  |  | 2500559 | Sus |  | Vegetation¦Treegrewintoline¦ConductorOverhead¦Normal
24-0077968 | Company Initiated | Planned- maintenance |  |  | 2024 | Tier 2 | Transformer only |  |  |  | 2500585 | Sus |  | CompanyInitiated¦Plannedmaintenance¦¦
24-0073671 | Wildfire Mitigation | Planned - WSIP/System Hardening |  |  | 2024 | Tier 2 | Transformer only |  |  |  | 2500683 | Sus |  | WildfireMitigation¦PlannedWSIPSystemHardening¦¦
24-0073682 | Wildfire Mitigation | Planned - WSIP/System Hardening |  |  | 2024 | Tier 2 | Transformer only |  |  |  | 2500799 | Sus |  | WildfireMitigation¦PlannedWSIPSystemHardening¦¦
24-0082704 | Equipment Failure/Involved | Electrical Overload | Fuse | Normal | 2024 | Tier 2 | Distribution Circuit |  |  |  | 2501150 | Sus |  | EquipmentFailureInvolved¦ElectricalOverload¦Fuse¦Normal
24-0077123 | Company Initiated | Planned- maintenance |  |  | 2024 | Tier 3 | Distribution Circuit |  |  |  | 2501623 | Sus |  | CompanyInitiated¦Plannedmaintenance¦¦
24-0075228 | Company Initiated | Planned- maintenance |  |  | 2024 | Tier 2 | Distribution Circuit |  |  |  | 2501777 | Sus |  | CompanyInitiated¦Plannedmaintenance¦¦
24-0083398 | Animal | Other | Recloser | Normal | 2024 | Tier 2 | Distribution Circuit |  |  |  | 2503448 | Sus |  | Animal¦Other¦Recloser¦Normal
24-0083681 | Equipment Failure/Involved | Overhead | Transformer | Failed/Faulted | 2024 | Tier 2 | Transformer only |  |  |  | 2503876 | Sus |  | EquipmentFailureInvolved¦Overhead¦Transformer¦FailedFaulted
24-0083769 | Unknown Cause | Patrol - found nothing |  |  | 2024 | Tier 2 | Transformer only |  |  |  | 2504167 | Sus |  | UnknownCause¦Patrolfoundnothing¦¦
24-0083929 | Unknown Cause | Patrol - found nothing |  |  | 2024 | Tier 2 | Distribution Circuit |  |  |  | 2504747 | Sus |  | UnknownCause¦Patrolfoundnothing¦¦
24-0084387 | Equipment Failure/Involved | Overhead | Fuse | Failed/Faulted | 2024 | Tier 2 | Transformer only |  |  |  | 2506169 | Sus |  | EquipmentFailureInvolved¦Overhead¦Fuse¦FailedFaulted
24-0084432 | 3rd Party | Metallic Balloon | Conductor- Overhead | Together | 2024 | Tier 2 | Distribution Circuit |  |  |  | 2506556 | Sus |  | 3rdParty¦MetallicBalloon¦ConductorOverhead¦Together
24-0084675 | Equipment Failure/Involved | Overhead | Recloser | Normal | 2024 | Tier 2 | Distribution Circuit |  |  |  | 2507967 | Sus |  | EquipmentFailureInvolved¦Overhead¦Recloser¦Normal
24-0084675 | Equipment Failure/Involved | Overhead | Recloser | Normal | 2024 | Tier 2 | Distribution Circuit |  |  |  | 2508150 | Sus |  | EquipmentFailureInvolved¦Overhead¦Recloser¦Normal
24-0084735 | Equipment Failure/Involved | Underground | Transformer (UG) | Failed/Faulted | 2024 | Tier 2 | Distribution Circuit |  |  |  | 2508340 | Sus |  | EquipmentFailureInvolved¦Underground¦Transformer(UG)¦FailedFaulted
24-0084901 | Unknown Cause | Patrol - found nothing |  |  | 2024 | Tier 2 | Distribution Circuit |  |  |  | 2509082 | Sus |  | UnknownCause¦Patrolfoundnothing¦¦
24-0079815 | Company Initiated | Planned- maintenance |  |  | 2024 | Tier 2 | Distribution Circuit |  |  |  | 2509871 | Sus |  | CompanyInitiated¦Plannedmaintenance¦¦
24-0076148 | Company Initiated | Planned- maintenance |  |  | 2024 | Tier 2 | Transformer only |  |  |  | 2510178 | Sus |  | CompanyInitiated¦Plannedmaintenance¦¦
24-0079813 | Wildfire Mitigation | Planned - WSIP/System Hardening |  |  | 2024 | Tier 3 | Distribution Circuit |  |  |  | 2509876 | Sus |  | WildfireMitigation¦PlannedWSIPSystemHardening¦¦
24-0079762 | Company Initiated | Planned- maintenance |  |  | 2024 | Tier 2 | Distribution Circuit |  |  |  | 2509891 | Sus |  | CompanyInitiated¦Plannedmaintenance¦¦
24-0079765 | Company Initiated | Planned- maintenance |  |  | 2024 | Tier 2 | Distribution Circuit |  |  |  | 2509890 | Sus |  | CompanyInitiated¦Plannedmaintenance¦¦
24-0079764 | Company Initiated | Planned- maintenance |  |  | 2024 | Tier 2 | Distribution Circuit |  |  |  | 2509895 | Sus |  | CompanyInitiated¦Plannedmaintenance¦¦
24-0079763 | Company Initiated | Planned- maintenance |  |  | 2024 | Tier 2 | Distribution Circuit |  |  |  | 2509934 | Sus |  | CompanyInitiated¦Plannedmaintenance¦¦
24-0074639 | Company Initiated | Planned- maintenance |  |  | 2024 | Tier 3 | Transformer only |  |  |  | 2510200 | Sus |  | CompanyInitiated¦Plannedmaintenance¦¦
24-0079814 | Wildfire Mitigation | Planned - WSIP/System Hardening |  |  | 2024 | Tier 3 | Distribution Circuit |  |  |  | 2510389 | Sus |  | WildfireMitigation¦PlannedWSIPSystemHardening¦¦
24-0085450 | Equipment Failure/Involved | Overhead | Secondary | Normal | 2024 | Tier 2 | Distribution Circuit |  |  |  | 2511083 | Sus |  | EquipmentFailureInvolved¦Overhead¦Secondary¦Normal
24-0080045 | Company Initiated | Planned- maintenance |  |  | 2024 | Tier 2 | Distribution Circuit |  |  |  | 2511245 | Sus |  | CompanyInitiated¦Plannedmaintenance¦¦
24-0077259 | Wildfire Mitigation | Planned - WSIP/System Hardening |  |  | 2024 | Tier 3 | Distribution Circuit |  |  |  | 2511262 | Sus |  | WildfireMitigation¦PlannedWSIPSystemHardening¦¦
24-0076739 | Wildfire Mitigation | Planned - WSIP/System Hardening |  |  | 2024 | Tier 3 | Transformer only |  |  |  | 2511470 | Sus |  | WildfireMitigation¦PlannedWSIPSystemHardening¦¦
24-0077373 | Company Initiated | Planned- maintenance |  |  | 2024 | Tier 3 | Transformer only |  |  |  | 2512154 | Sus |  | CompanyInitiated¦Plannedmaintenance¦¦
24-0080054 | Company Initiated | Planned- maintenance |  |  | 2024 | Tier 2 | Distribution Circuit |  |  |  | 2512153 | Sus |  | CompanyInitiated¦Plannedmaintenance¦¦
24-0077266 | Wildfire Mitigation | Planned - WSIP/System Hardening |  |  | 2024 | Tier 3 | Transformer only |  |  |  | 2512196 | Sus |  | WildfireMitigation¦PlannedWSIPSystemHardening¦¦
24-0077262 | Wildfire Mitigation | Planned - WSIP/System Hardening |  |  | 2024 | Tier 3 | Transformer only |  |  |  | 2512198 | Sus |  | WildfireMitigation¦PlannedWSIPSystemHardening¦¦
24-0076177 | Company Initiated | Planned- maintenance |  |  | 2024 | Tier 2 | Distribution Circuit |  |  |  | 2512278 | Sus |  | CompanyInitiated¦Plannedmaintenance¦¦
24-0074057 | Wildfire Mitigation | Planned - WSIP/System Hardening |  |  | 2024 | Tier 2 | Distribution Circuit |  |  |  | 2512306 | Sus |  | WildfireMitigation¦PlannedWSIPSystemHardening¦¦
24-0081078 | Company Initiated | Planned- maintenance |  |  | 2024 | Tier 2 | Distribution Circuit |  |  |  | 2513299 | Sus |  | CompanyInitiated¦Plannedmaintenance¦¦
24-0081106 | Wildfire Mitigation | Planned - WSIP/System Hardening |  |  | 2024 | Tier 2 | Transformer only |  |  |  | 2513316 | Sus |  | WildfireMitigation¦PlannedWSIPSystemHardening¦¦
24-0080308 | Wildfire Mitigation | Planned - WSIP/System Hardening |  |  | 2024 | Tier 2 | Transformer only |  |  |  | 2513322 | Sus |  | WildfireMitigation¦PlannedWSIPSystemHardening¦¦
24-0077579 | Company Initiated | Planned- maintenance |  |  | 2024 | Tier 3 | Transformer only |  |  |  | 2513319 | Sus |  | CompanyInitiated¦Plannedmaintenance¦¦
24-0080938 | Wildfire Mitigation | Planned - WSIP/System Hardening |  |  | 2024 | Tier 3 | Distribution Circuit |  |  |  | 2513255 | Sus |  | WildfireMitigation¦PlannedWSIPSystemHardening¦¦
24-0081077 | Company Initiated | Planned- maintenance |  |  | 2024 | Tier 2 | Distribution Circuit |  |  |  | 2513196 | Sus |  | CompanyInitiated¦Plannedmaintenance¦¦
24-0080937 | Wildfire Mitigation | Planned - WSIP/System Hardening |  |  | 2024 | Tier 3 | Transformer only |  |  |  | 2513601 | Sus |  | WildfireMitigation¦PlannedWSIPSystemHardening¦¦
24-0077825 | Company Initiated | Planned- maintenance |  |  | 2024 | Tier 3 | Distribution Circuit |  |  |  | 2513486 | Sus |  | CompanyInitiated¦Plannedmaintenance¦¦
24-0081107 | Wildfire Mitigation | Planned - WSIP/System Hardening |  |  | 2024 | Tier 2 | Transformer only |  |  |  | 2513666 | Sus |  | WildfireMitigation¦PlannedWSIPSystemHardening¦¦
24-0080335 | Wildfire Mitigation | Planned - WSIP/System Hardening |  |  | 2024 | Tier 2 | Transformer only |  |  |  | 2513639 | Sus |  | WildfireMitigation¦PlannedWSIPSystemHardening¦¦
24-0081108 | Wildfire Mitigation | Planned - WSIP/System Hardening |  |  | 2024 | Tier 2 | Transformer only |  |  |  | 2513803 | Sus |  | WildfireMitigation¦PlannedWSIPSystemHardening¦¦
24-0086941 | Equipment Failure/Involved | Overhead | Other | Leaking | 2024 | Tier 3 | Transformer only |  |  |  | 2514265 | Sus |  | EquipmentFailureInvolved¦Overhead¦Other¦Leaking
24-0078685 | Company Initiated | Planned- maintenance |  |  | 2024 | Tier 2 | Transformer only |  |  |  | 2514752 | Sus |  | CompanyInitiated¦Plannedmaintenance¦¦
24-0081611 | Company Initiated | Planned- maintenance |  |  | 2024 | Tier 2 | Distribution Circuit |  |  |  | 2514756 | Sus |  | CompanyInitiated¦Plannedmaintenance¦¦
24-0077620 | Wildfire Mitigation | Planned - WSIP/System Hardening |  |  | 2024 | Tier 2 | Transformer only |  |  |  | 2514755 | Sus |  | WildfireMitigation¦PlannedWSIPSystemHardening¦¦
24-0081864 | Company Initiated | Planned- maintenance |  |  | 2024 | Tier 2 | Distribution Circuit |  |  |  | 2514758 | Sus |  | CompanyInitiated¦Plannedmaintenance¦¦
24-0087136 | Vegetation | Tree - fell into line | Fuse | Broken | 2024 | Tier 3 | Transformer only |  |  |  | 2514757 | Sus |  | Vegetation¦Treefellintoline¦Fuse¦Broken
24-0080342 | Wildfire Mitigation | Planned - WSIP/System Hardening |  |  | 2024 | Tier 3 | Distribution Circuit |  |  |  | 2514799 | Sus |  | WildfireMitigation¦PlannedWSIPSystemHardening¦¦
24-0080459 | Wildfire Mitigation | Planned - WSIP/System Hardening |  |  | 2024 | Tier 2 | Distribution Circuit |  |  |  | 2514802 | Sus |  | WildfireMitigation¦PlannedWSIPSystemHardening¦¦
24-0078008 | Company Initiated | Planned- maintenance |  |  | 2024 | Tier 2 | Transformer only |  |  |  | 2515044 | Sus |  | CompanyInitiated¦Plannedmaintenance¦¦
24-0081608 | Wildfire Mitigation | Planned - WSIP/System Hardening |  |  | 2024 | Tier 2 | Transformer only |  |  |  | 2515043 | Sus |  | WildfireMitigation¦PlannedWSIPSystemHardening¦¦
24-0078011 | Wildfire Mitigation | Planned - WSIP/System Hardening |  |  | 2024 | Tier 2 | Transformer only |  |  |  | 2514985 | Sus |  | WildfireMitigation¦PlannedWSIPSystemHardening¦¦
24-0081612 | Wildfire Mitigation | Planned - WSIP/System Hardening |  |  | 2024 | Tier 2 | Distribution Circuit |  |  |  | 2515228 | Sus |  | WildfireMitigation¦PlannedWSIPSystemHardening¦¦
24-0087607 | Animal | Bird found | Fuse | Failed/Faulted | 2024 | Tier 2 | Distribution Circuit |  |  |  | 2516213 | Sus |  | Animal¦Birdfound¦Fuse¦FailedFaulted
24-0046927 | Company Initiated | Planned- maintenance |  |  | 2024 | Tier 2 | Transformer only |  |  |  | 2516346 | Sus |  | CompanyInitiated¦Plannedmaintenance¦¦
24-0082543 | Company Initiated | Planned- maintenance |  |  | 2024 | Tier 2 | Distribution Circuit |  |  |  | 2517000 | Sus |  | CompanyInitiated¦Plannedmaintenance¦¦
24-0082542 | Company Initiated | Planned- maintenance |  |  | 2024 | Tier 2 | Distribution Circuit |  |  |  | 2516988 | Sus |  | CompanyInitiated¦Plannedmaintenance¦¦
24-0082605 | Company Initiated | Planned- maintenance |  |  | 2024 | Tier 2 | Distribution Circuit |  |  |  | 2517087 | Sus |  | CompanyInitiated¦Plannedmaintenance¦¦
24-0086762 | Company Initiated | Planned- maintenance |  |  | 2024 | Tier 2 | Distribution Circuit |  |  |  | 2517010 | Sus |  | CompanyInitiated¦Plannedmaintenance¦¦
24-0080471 | Company Initiated | Planned- maintenance |  |  | 2024 | Tier 2 | Distribution Circuit |  |  |  | 2517046 | Sus |  | CompanyInitiated¦Plannedmaintenance¦¦
24-0077808 | Company Initiated | Planned- capital |  |  | 2024 | Tier 3 | Distribution Circuit |  |  |  | 2517055 | Sus |  | CompanyInitiated¦Plannedcapital¦¦
24-0080474 | Company Initiated | Planned- maintenance |  |  | 2024 | Tier 2 | Distribution Circuit |  |  |  | 2517056 | Sus |  | CompanyInitiated¦Plannedmaintenance¦¦
24-0079788 | Company Initiated | Planned- maintenance |  |  | 2024 | Tier 2 | Distribution Circuit |  |  |  | 2517085 | Sus |  | CompanyInitiated¦Plannedmaintenance¦¦
24-0082606 | Company Initiated | Planned- maintenance |  |  | 2024 | Tier 2 | Distribution Circuit |  |  |  | 2517100 | Sus |  | CompanyInitiated¦Plannedmaintenance¦¦
24-0078776 | Company Initiated | Planned- maintenance |  |  | 2024 | Tier 3 | Transformer only |  |  |  | 2517108 | Sus |  | CompanyInitiated¦Plannedmaintenance¦¦
24-0079924 | Wildfire Mitigation | Planned - WSIP/System Hardening |  |  | 2024 | Tier 2 | Transformer only |  |  |  | 2517400 | Sus |  | WildfireMitigation¦PlannedWSIPSystemHardening¦¦
24-0080154 | Wildfire Mitigation | Planned - WSIP/System Hardening |  |  | 2024 | Tier 2 | Distribution Circuit |  |  |  | 2517396 | Sus |  | WildfireMitigation¦PlannedWSIPSystemHardening¦¦
24-0082747 | Company Initiated | Planned- maintenance |  |  | 2024 | Tier 2 | Transformer only |  |  |  | 2517946 | Sus |  | CompanyInitiated¦Plannedmaintenance¦¦
24-0080202 | Wildfire Mitigation | Planned - WSIP/System Hardening |  |  | 2024 | Tier 2 | Distribution Circuit |  |  |  | 2517952 | Sus |  | WildfireMitigation¦PlannedWSIPSystemHardening¦¦
24-0083023 | Company Initiated | Planned- maintenance |  |  | 2024 | Tier 2 | Distribution Circuit |  |  |  | 2517953 | Sus |  | CompanyInitiated¦Plannedmaintenance¦¦
24-0082749 | Company Initiated | Planned- maintenance |  |  | 2024 | Tier 3 | Distribution Circuit |  |  |  | 2517976 | Sus |  | CompanyInitiated¦Plannedmaintenance¦¦
24-0082748 | Company Initiated | Planned- maintenance |  |  | 2024 | Tier 2 | Distribution Circuit |  |  |  | 2517987 | Sus |  | CompanyInitiated¦Plannedmaintenance¦¦
24-0082755 | Wildfire Mitigation | Planned - WSIP/System Hardening |  |  | 2024 | Tier 2 | Transformer only |  |  |  | 2517999 | Sus |  | WildfireMitigation¦PlannedWSIPSystemHardening¦¦
24-0080483 | Wildfire Mitigation | Planned - WSIP/System Hardening |  |  | 2024 | Tier 3 | Transformer only |  |  |  | 2518622 | Sus |  | WildfireMitigation¦PlannedWSIPSystemHardening¦¦
24-0078366 | Wildfire Mitigation | Planned - WSIP/System Hardening |  |  | 2024 | Tier 2 | Transformer only |  |  |  | 2518043 | Sus |  | WildfireMitigation¦PlannedWSIPSystemHardening¦¦
24-0080343 | Company Initiated | Planned- maintenance |  |  | 2024 | Tier 2 | Transformer only |  |  |  | 2518064 | Sus |  | CompanyInitiated¦Plannedmaintenance¦¦
24-0078295 | Company Initiated | Planned- maintenance |  |  | 2024 | Tier 2 | Distribution Circuit |  |  |  | 2518087 | Sus |  | CompanyInitiated¦Plannedmaintenance¦¦
24-0081464 | Company Initiated | Planned- maintenance |  |  | 2024 | Tier 2 | Distribution Circuit |  |  |  | 2518116 | Sus |  | CompanyInitiated¦Plannedmaintenance¦¦
24-0082746 | Company Initiated | Planned- maintenance |  |  | 2024 | Tier 2 | Transformer only |  |  |  | 2518167 | Sus |  | CompanyInitiated¦Plannedmaintenance¦¦
24-0080485 | Wildfire Mitigation | Planned - WSIP/System Hardening |  |  | 2024 | Tier 3 | Transformer only |  |  |  | 2518195 | Sus |  | WildfireMitigation¦PlannedWSIPSystemHardening¦¦
24-0080814 | Wildfire Mitigation | Planned - WSIP/System Hardening |  |  | 2024 | Tier 2 | Transformer only |  |  |  | 2518197 | Sus |  | WildfireMitigation¦PlannedWSIPSystemHardening¦¦
24-0082756 | Wildfire Mitigation | Planned - WSIP/System Hardening |  |  | 2024 | Tier 2 | Transformer only |  |  |  | 2518244 | Sus |  | WildfireMitigation¦PlannedWSIPSystemHardening¦¦
24-0083327 | Wildfire Mitigation | Planned - WSIP/System Hardening |  |  | 2024 | Tier 2 | Distribution Circuit |  |  |  | 2519080 | Sus |  | WildfireMitigation¦PlannedWSIPSystemHardening¦¦
24-0083487 | Company Initiated | Planned- maintenance |  |  | 2024 | Tier 3 | Distribution Circuit |  |  |  | 2519097 | Sus |  | CompanyInitiated¦Plannedmaintenance¦¦
24-0083353 | Company Initiated | Planned- maintenance |  |  | 2024 | Tier 2 | Distribution Circuit |  |  |  | 2519104 | Sus |  | CompanyInitiated¦Plannedmaintenance¦¦
24-0083445 | Company Initiated | Planned- maintenance |  |  | 2024 | Tier 3 | Distribution Circuit |  |  |  | 2519126 | Sus |  | CompanyInitiated¦Plannedmaintenance¦¦
24-0083356 | Company Initiated | Planned- maintenance |  |  | 2024 | Tier 2 | Distribution Circuit |  |  |  | 2519139 | Sus |  | CompanyInitiated¦Plannedmaintenance¦¦
24-0078301 | Company Initiated | Planned- maintenance |  |  | 2024 | Tier 2 | Distribution Circuit |  |  |  | 2519440 | Sus |  | CompanyInitiated¦Plannedmaintenance¦¦
24-0077992 | Company Initiated | Planned- maintenance |  |  | 2024 | Tier 2 | Distribution Circuit |  |  |  | 2519283 | Sus |  | CompanyInitiated¦Plannedmaintenance¦¦
24-0083328 | Wildfire Mitigation | Planned - WSIP/System Hardening |  |  | 2024 | Tier 2 | Transformer only |  |  |  | 2519381 | Sus |  | WildfireMitigation¦PlannedWSIPSystemHardening¦¦
24-0083582 | Company Initiated | Planned- maintenance |  |  | 2024 | Tier 2 | Distribution Circuit |  |  |  | 2520080 | Sus |  | CompanyInitiated¦Plannedmaintenance¦¦
24-0083583 | Company Initiated | Planned- maintenance |  |  | 2024 | Tier 2 | Distribution Circuit |  |  |  | 2520084 | Sus |  | CompanyInitiated¦Plannedmaintenance¦¦
24-0074468 | Wildfire Mitigation | Planned - WSIP/System Hardening |  |  | 2024 | Tier 3 | Distribution Circuit |  |  |  | 2520096 | Sus |  | WildfireMitigation¦PlannedWSIPSystemHardening¦¦
24-0083564 | Company Initiated | Planned- maintenance |  |  | 2024 | Tier 3 | Distribution Circuit |  |  |  | 2520104 | Sus |  | CompanyInitiated¦Plannedmaintenance¦¦
24-0083692 | Company Initiated | Planned- maintenance |  |  | 2024 | Tier 3 | Distribution Circuit |  |  |  | 2520101 | Sus |  | CompanyInitiated¦Plannedmaintenance¦¦
24-0074470 | Wildfire Mitigation | Planned - WSIP/System Hardening |  |  | 2024 | Tier 3 | Transformer only |  |  |  | 2520131 | Sus |  | WildfireMitigation¦PlannedWSIPSystemHardening¦¦
24-0083571 | Wildfire Mitigation | Planned - WSIP/System Hardening |  |  | 2024 | Tier 3 | Distribution Circuit |  |  |  | 2520339 | Sus |  | WildfireMitigation¦PlannedWSIPSystemHardening¦¦
24-0089562 | Equipment Failure/Involved | Overhead | Transformer | Failed/Faulted | 2024 | Tier 2 | Transformer only |  |  |  | 2520722 | Sus |  | EquipmentFailureInvolved¦Overhead¦Transformer¦FailedFaulted
24-0083685 | Company Initiated | Planned- maintenance |  |  | 2024 | Tier 2 | Distribution Circuit |  |  |  | 2520818 | Sus |  | CompanyInitiated¦Plannedmaintenance¦¦
24-0079410 | Company Initiated | Planned- maintenance |  |  | 2024 | Tier 3 | Transformer only |  |  |  | 2521443 | Sus |  | CompanyInitiated¦Plannedmaintenance¦¦
24-0083684 | Company Initiated | Planned- maintenance |  |  | 2024 | Tier 2 | Distribution Circuit |  |  |  | 2520887 | Sus |  | CompanyInitiated¦Plannedmaintenance¦¦
24-0083510 | Company Initiated | Planned- maintenance |  |  | 2024 | Tier 2 | Distribution Circuit |  |  |  | 2520848 | Sus |  | CompanyInitiated¦Plannedmaintenance¦¦
24-0074473 | Wildfire Mitigation | Planned - WSIP/System Hardening |  |  | 2024 | Tier 3 | Distribution Circuit |  |  |  | 2520844 | Sus |  | WildfireMitigation¦PlannedWSIPSystemHardening¦¦
24-0074471 | Wildfire Mitigation | Planned - WSIP/System Hardening |  |  | 2024 | Tier 3 | Distribution Circuit |  |  |  | 2520849 | Sus |  | WildfireMitigation¦PlannedWSIPSystemHardening¦¦
24-0080659 | Wildfire Mitigation | Planned - WSIP/System Hardening |  |  | 2024 | Tier 3 | Transformer only |  |  |  | 2520864 | Sus |  | WildfireMitigation¦PlannedWSIPSystemHardening¦¦
24-0080661 | Wildfire Mitigation | Planned - WSIP/System Hardening |  |  | 2024 | Tier 3 | Transformer only |  |  |  | 2520865 | Sus |  | WildfireMitigation¦PlannedWSIPSystemHardening¦¦
24-0078782 | Wildfire Mitigation | Planned - WSIP/System Hardening |  |  | 2024 | Tier 2 | Distribution Circuit |  |  |  | 2520858 | Sus |  | WildfireMitigation¦PlannedWSIPSystemHardening¦¦
24-0083064 | Wildfire Mitigation | Planned - WSIP/System Hardening |  |  | 2024 | Tier 3 | Transformer only |  |  |  | 2520905 | Sus |  | WildfireMitigation¦PlannedWSIPSystemHardening¦¦
24-0079718 | Company Initiated | Planned- maintenance |  |  | 2024 | Tier 2 | Distribution Circuit |  |  |  | 2521164 | Sus |  | CompanyInitiated¦Plannedmaintenance¦¦
24-0080493 | Wildfire Mitigation | Planned - WSIP/System Hardening |  |  | 2024 | Tier 3 | Transformer only |  |  |  | 2520922 | Sus |  | WildfireMitigation¦PlannedWSIPSystemHardening¦¦
24-0083066 | Wildfire Mitigation | Planned - WSIP/System Hardening |  |  | 2024 | Tier 3 | Transformer only |  |  |  | 2520933 | Sus |  | WildfireMitigation¦PlannedWSIPSystemHardening¦¦
24-0089750 | Equipment Failure/Involved | Overhead | Secondary | Broken | 2024 | Tier 2 | Transformer only |  |  |  | 2521103 | Sus |  | EquipmentFailureInvolved¦Overhead¦Secondary¦Broken
24-0083541 | Wildfire Mitigation | Planned - WSIP/System Hardening |  |  | 2024 | Tier 2 | Distribution Circuit |  |  |  | 2521224 | Sus |  | WildfireMitigation¦PlannedWSIPSystemHardening¦¦
24-0089979 | 3rd Party | Vehicle | Pole-Wood | Broken | 2024 | Tier 2 | Distribution Circuit |  |  |  | 2521591 | Sus |  | 3rdParty¦Vehicle¦PoleWood¦Broken
24-0079299 | Company Initiated | Planned- maintenance |  |  | 2024 | Tier 2 | Distribution Circuit |  |  |  | 2521600 | Sus |  | CompanyInitiated¦Plannedmaintenance¦¦
24-0090171 | Unknown Cause | Patrol - found nothing |  |  | 2024 | Tier 2 | Distribution Circuit |  |  |  | 2522377 | Sus |  | UnknownCause¦Patrolfoundnothing¦¦
24-0090222 | Equipment Failure/Involved | Fire- pole | Pole-Wood | Burned/flashed | 2024 | Tier 2 | Distribution Circuit |  |  |  | 2522665 | Sus |  | EquipmentFailureInvolved¦Firepole¦PoleWood¦Burnedflashed
24-0090273 | Unknown Cause | Patrol - found nothing |  |  | 2024 | Tier 2 | Distribution Circuit |  |  |  | 2522816 | Sus |  | UnknownCause¦Patrolfoundnothing¦¦
24-0085609 | Company Initiated | Planned- maintenance |  |  | 2024 | Tier 2 | Transformer only |  |  |  | 2522877 | Sus |  | CompanyInitiated¦Plannedmaintenance¦¦
24-0083732 | Company Initiated | Planned- maintenance |  |  | 2024 | Tier 2 | Distribution Circuit |  |  |  | 2522869 | Sus |  | CompanyInitiated¦Plannedmaintenance¦¦
24-0085592 | Wildfire Mitigation | Planned - WSIP/System Hardening |  |  | 2024 | Tier 2 | Distribution Circuit |  |  |  | 2522890 | Sus |  | WildfireMitigation¦PlannedWSIPSystemHardening¦¦
24-0083722 | Company Initiated | Planned- maintenance |  |  | 2024 | Tier 3 | Distribution Circuit |  |  |  | 2522880 | Sus |  | CompanyInitiated¦Plannedmaintenance¦¦
24-0074475 | Wildfire Mitigation | Planned - WSIP/System Hardening |  |  | 2024 | Tier 3 | Transformer only |  |  |  | 2522913 | Sus |  | WildfireMitigation¦PlannedWSIPSystemHardening¦¦
24-0075096 | Company Initiated | Planned- capital |  |  | 2024 | Tier 2 | Distribution Circuit |  |  |  | 2522940 | Sus |  | CompanyInitiated¦Plannedcapital¦¦
24-0080238 | Company Initiated | Planned- maintenance |  |  | 2024 | Tier 2 | Distribution Circuit |  |  |  | 2523014 | Sus |  | CompanyInitiated¦Plannedmaintenance¦¦
24-0085582 | Wildfire Mitigation | Planned - WSIP/System Hardening |  |  | 2024 | Tier 2 | Transformer only |  |  |  | 2523243 | Sus |  | WildfireMitigation¦PlannedWSIPSystemHardening¦¦
24-0085574 | Wildfire Mitigation | Planned - WSIP/System Hardening |  |  | 2024 | Tier 2 | Transformer only |  |  |  | 2523453 | Sus |  | WildfireMitigation¦PlannedWSIPSystemHardening¦¦
24-0085596 | Wildfire Mitigation | Planned - WSIP/System Hardening |  |  | 2024 | Tier 2 | Transformer only |  |  |  | 2523378 | Sus |  | WildfireMitigation¦PlannedWSIPSystemHardening¦¦
24-0085707 | Company Initiated | Planned- maintenance |  |  | 2024 | Tier 2 | Distribution Circuit |  |  |  | 2523963 | Sus |  | CompanyInitiated¦Plannedmaintenance¦¦
24-0079680 | Company Initiated | Planned- maintenance |  |  | 2024 | Tier 3 | Distribution Circuit |  |  |  | 2524009 | Sus |  | CompanyInitiated¦Plannedmaintenance¦¦
24-0087030 | Company Initiated | Planned- maintenance |  |  | 2024 | Tier 3 | Transformer only |  |  |  | 2524416 | Sus |  | CompanyInitiated¦Plannedmaintenance¦¦
24-0085478 | Company Initiated | Planned- maintenance |  |  | 2024 | Tier 2 | Distribution Circuit |  |  |  | 2523980 | Sus |  | CompanyInitiated¦Plannedmaintenance¦¦
24-0085658 | Company Initiated | Planned- maintenance |  |  | 2024 | Tier 3 | Distribution Circuit |  |  |  | 2523992 | Sus |  | CompanyInitiated¦Plannedmaintenance¦¦
24-0086710 | Wildfire Mitigation | Planned - WSIP/System Hardening |  |  | 2024 | Tier 3 | Transformer only |  |  |  | 2524210 | Sus |  | WildfireMitigation¦PlannedWSIPSystemHardening¦¦
24-0081741 | Company Initiated | Planned- maintenance |  |  | 2024 | Tier 2 | Distribution Circuit |  |  |  | 2524154 | Sus |  | CompanyInitiated¦Plannedmaintenance¦¦
24-0081017 | Company Initiated | Planned- maintenance |  |  | 2024 | Tier 3 | Transformer only |  |  |  | 2524166 | Sus |  | CompanyInitiated¦Plannedmaintenance¦¦
24-0078422 | Company Initiated | Planned- maintenance |  |  | 2024 | Tier 2 | Transformer only |  |  |  | 2524204 | Sus |  | CompanyInitiated¦Plannedmaintenance¦¦
24-0085689 | Company Initiated | Planned- maintenance |  |  | 2024 | Tier 3 | Distribution Circuit |  |  |  | 2524408 | Sus |  | CompanyInitiated¦Plannedmaintenance¦¦
24-0079686 | Company Initiated | Planned- maintenance |  |  | 2024 | Tier 3 | Transformer only |  |  |  | 2524464 | Sus |  | CompanyInitiated¦Plannedmaintenance¦¦
24-0085933 | Wildfire Mitigation | Planned - WSIP/System Hardening |  |  | 2024 | Tier 2 | Distribution Circuit |  |  |  | 2525271 | Sus |  | WildfireMitigation¦PlannedWSIPSystemHardening¦¦
24-0085949 | Company Initiated | Planned- maintenance |  |  | 2024 | Tier 2 | Distribution Circuit |  |  |  | 2525290 | Sus |  | CompanyInitiated¦Plannedmaintenance¦¦
24-0085418 | Wildfire Mitigation | Planned - WSIP/System Hardening |  |  | 2024 | Tier 3 | Distribution Circuit |  |  |  | 2525264 | Sus |  | WildfireMitigation¦PlannedWSIPSystemHardening¦¦
24-0085948 | Company Initiated | Planned- maintenance |  |  | 2024 | Tier 2 | Distribution Circuit |  |  |  | 2525274 | Sus |  | CompanyInitiated¦Plannedmaintenance¦¦
24-0081497 | Company Initiated | Planned- maintenance |  |  | 2024 | Tier 3 | Transformer only |  |  |  | 2525330 | Sus |  | CompanyInitiated¦Plannedmaintenance¦¦
24-0078374 | Wildfire Mitigation | Planned - WSIP/System Hardening |  |  | 2024 | Tier 3 | Distribution Circuit |  |  |  | 2525342 | Sus |  | WildfireMitigation¦PlannedWSIPSystemHardening¦¦
24-0081913 | Company Initiated | Planned- maintenance |  |  | 2024 | Tier 2 | Distribution Circuit |  |  |  | 2525396 | Sus |  | CompanyInitiated¦Plannedmaintenance¦¦
24-0081858 | Company Initiated | Planned- maintenance |  |  | 2024 | Tier 3 | Distribution Circuit |  |  |  | 2525411 | Sus |  | CompanyInitiated¦Plannedmaintenance¦¦
24-0081832 | Company Initiated | Planned- maintenance |  |  | 2024 | Tier 2 | Distribution Circuit |  |  |  | 2525413 | Sus |  | CompanyInitiated¦Plannedmaintenance¦¦
24-0086010 | Company Initiated | Planned- maintenance |  |  | 2024 | Tier 2 | Distribution Circuit |  |  |  | 2526374 | Sus |  | CompanyInitiated¦Plannedmaintenance¦¦
24-0082109 | Company Initiated | Planned- maintenance |  |  | 2024 | Tier 3 | Transformer only |  |  |  | 2526381 | Sus |  | CompanyInitiated¦Plannedmaintenance¦¦
24-0083640 | Wildfire Mitigation | Planned - WSIP/System Hardening |  |  | 2024 | Tier 3 | Transformer only |  |  |  | 2526498 | Sus |  | WildfireMitigation¦PlannedWSIPSystemHardening¦¦
24-0087268 | Company Initiated | Planned- maintenance |  |  | 2024 | Tier 2 | Distribution Circuit |  |  |  | 2526373 | Sus |  | CompanyInitiated¦Plannedmaintenance¦¦
24-0087256 | Company Initiated | Planned- maintenance |  |  | 2024 | Tier 2 | Distribution Circuit |  |  |  | 2526403 | Sus |  | CompanyInitiated¦Plannedmaintenance¦¦
24-0086048 | Company Initiated | Planned- maintenance |  |  | 2024 | Tier 3 | Distribution Circuit |  |  |  | 2526416 | Sus |  | CompanyInitiated¦Plannedmaintenance¦¦
24-0081934 | Company Initiated | Planned- maintenance |  |  | 2024 | Tier 2 | Distribution Circuit |  |  |  | 2526490 | Sus |  | CompanyInitiated¦Plannedmaintenance¦¦
24-0082519 | Company Initiated | Planned- maintenance |  |  | 2024 | Tier 2 | Distribution Circuit |  |  |  | 2526499 | Sus |  | CompanyInitiated¦Plannedmaintenance¦¦
24-0086504 | Company Initiated | Planned- maintenance |  |  | 2024 | Tier 2 | Transformer only |  |  |  | 2526509 | Sus |  | CompanyInitiated¦Plannedmaintenance¦¦
24-0083635 | Wildfire Mitigation | Planned - WSIP/System Hardening |  |  | 2024 | Tier 2 | Transformer only |  |  |  | 2526605 | Sus |  | WildfireMitigation¦PlannedWSIPSystemHardening¦¦
24-0078609 | Wildfire Mitigation | Planned - WSIP/System Hardening |  |  | 2024 | Tier 3 | Transformer only |  |  |  | 2526619 | Sus |  | WildfireMitigation¦PlannedWSIPSystemHardening¦¦
24-0078625 | Wildfire Mitigation | Planned - WSIP/System Hardening |  |  | 2024 | Tier 2 | Distribution Circuit |  |  |  | 2526737 | Sus |  | WildfireMitigation¦PlannedWSIPSystemHardening¦¦
24-0082593 | Wildfire Mitigation | Planned - WSIP/System Hardening |  |  | 2024 | Tier 3 | Transformer only |  |  |  | 2528143 | Sus |  | WildfireMitigation¦PlannedWSIPSystemHardening¦¦
24-0082602 | Wildfire Mitigation | Planned - WSIP/System Hardening |  |  | 2024 | Tier 2 | Transformer only |  |  |  | 2527539 | Sus |  | WildfireMitigation¦PlannedWSIPSystemHardening¦¦
24-0092638 | Unknown Cause | Patrol - found nothing |  |  | 2024 | Tier 2 | Distribution Circuit |  |  |  | 2527977 | Sus |  | UnknownCause¦Patrolfoundnothing¦¦
24-0087360 | Company Initiated | Planned- maintenance |  |  | 2024 | Tier 2 | Distribution Circuit |  |  |  | 2528586 | Sus |  | CompanyInitiated¦Plannedmaintenance¦¦
24-0087361 | Company Initiated | Planned- maintenance |  |  | 2024 | Tier 2 | Transformer only |  |  |  | 2528590 | Sus |  | CompanyInitiated¦Plannedmaintenance¦¦
24-0087362 | Company Initiated | Planned- maintenance |  |  | 2024 | Tier 2 | Distribution Circuit |  |  |  | 2528588 | Sus |  | CompanyInitiated¦Plannedmaintenance¦¦
24-0092897 | Equipment Failure/Involved | Overhead | Transformer (OH) | Failed/Faulted | 2024 | Tier 2 | Transformer only |  |  |  | 2528701 | Sus |  | EquipmentFailureInvolved¦Overhead¦Transformer(OH)¦FailedFaulted
24-0092907 | 3rd Party | Vehicle | Pole-Wood | Normal | 2024 | Tier 2 | Distribution Circuit |  |  |  | 2528744 | Sus |  | 3rdParty¦Vehicle¦PoleWood¦Normal
24-0092969 | Unknown Cause | Patrol - found nothing |  |  | 2024 | Tier 2 | Distribution Circuit |  |  |  | 2528877 | Sus |  | UnknownCause¦Patrolfoundnothing¦¦
24-0082149 | Company Initiated | Planned- maintenance |  |  | 2024 | Tier 2 | Transformer only |  |  |  | 2528923 | Sus |  | CompanyInitiated¦Plannedmaintenance¦¦
24-0088245 | Company Initiated | Planned- maintenance |  |  | 2024 | Tier 2 | Distribution Circuit |  |  |  | 2528936 | Sus |  | CompanyInitiated¦Plannedmaintenance¦¦
24-0087207 | Company Initiated | Planned- maintenance |  |  | 2024 | Tier 3 | Distribution Circuit |  |  |  | 2528941 | Sus |  | CompanyInitiated¦Plannedmaintenance¦¦
24-0087210 | Company Initiated | Planned- maintenance |  |  | 2024 | Tier 3 | Transformer only |  |  |  | 2529310 | Sus |  | CompanyInitiated¦Plannedmaintenance¦¦
24-0092050 | Company Initiated | Planned- maintenance |  |  | 2024 | Tier 2 | Distribution Circuit |  |  |  | 2528951 | Sus |  | CompanyInitiated¦Plannedmaintenance¦¦
24-0088243 | Company Initiated | Planned- maintenance |  |  | 2024 | Tier 2 | Distribution Circuit |  |  |  | 2528950 | Sus |  | CompanyInitiated¦Plannedmaintenance¦¦
24-0087189 | Company Initiated | Planned- maintenance |  |  | 2024 | Tier 2 | Distribution Circuit |  |  |  | 2528961 | Sus |  | CompanyInitiated¦Plannedmaintenance¦¦
24-0083948 | Company Initiated | Planned- maintenance |  |  | 2024 | Tier 2 | Distribution Circuit |  |  |  | 2529049 | Sus |  | CompanyInitiated¦Plannedmaintenance¦¦
24-0083164 | Company Initiated | Planned- maintenance |  |  | 2024 | Tier 2 | Distribution Circuit |  |  |  | 2529031 | Sus |  | CompanyInitiated¦Plannedmaintenance¦¦
24-0082337 | Company Initiated | Planned- maintenance |  |  | 2024 | Tier 2 | Distribution Circuit |  |  |  | 2529086 | Sus |  | CompanyInitiated¦Plannedmaintenance¦¦
24-0093302 | 3rd Party | Tree - cutting- 3rd party | Pole-Wood | Broken- wire on ground | 2024 | Tier 2 | Distribution Circuit |  |  |  | 2529367 | Sus |  | 3rdParty¦Treecutting3rdparty¦PoleWood¦Brokenwireonground
24-0087225 | Wildfire Mitigation | Planned - WSIP/System Hardening |  |  | 2024 | Tier 2 | Transformer only |  |  |  | 2529455 | Sus |  | WildfireMitigation¦PlannedWSIPSystemHardening¦¦
24-0093342 | Company Initiated | Personnel- company | Jumper | Normal | 2024 | Tier 2 | Distribution Circuit |  |  |  | 2529397 | Sus |  | CompanyInitiated¦Personnelcompany¦Jumper¦Normal
24-0087231 | Wildfire Mitigation | Planned - WSIP/System Hardening |  |  | 2024 | Tier 2 | Distribution Circuit |  |  |  | 2529405 | Sus |  | WildfireMitigation¦PlannedWSIPSystemHardening¦¦
24-0088668 | Company Initiated | Planned- maintenance |  |  | 2024 | Tier 2 | Distribution Circuit |  |  |  | 2530036 | Sus |  | CompanyInitiated¦Plannedmaintenance¦¦
24-0088401 | Company Initiated | Planned- maintenance |  |  | 2024 | Tier 3 | Transformer only |  |  |  | 2530032 | Sus |  | CompanyInitiated¦Plannedmaintenance¦¦
24-0088166 | Company Initiated | Planned- maintenance |  |  | 2024 | Tier 3 | Transformer only |  |  |  | 2530221 | Sus |  | CompanyInitiated¦Plannedmaintenance¦¦
24-0088397 | Company Initiated | Planned- maintenance |  |  | 2024 | Tier 3 | Distribution Circuit |  |  |  | 2530038 | Sus |  | CompanyInitiated¦Plannedmaintenance¦¦
24-0088424 | Wildfire Mitigation | Planned - WSIP/System Hardening |  |  | 2024 | Tier 2 | Transformer only |  |  |  | 2530235 | Sus |  | WildfireMitigation¦PlannedWSIPSystemHardening¦¦
24-0087250 | Company Initiated | Planned- maintenance |  |  | 2024 | Tier 3 | Transformer only |  |  |  | 2530057 | Sus |  | CompanyInitiated¦Plannedmaintenance¦¦
24-0082799 | Wildfire Mitigation | Planned - WSIP/System Hardening |  |  | 2024 | Tier 3 | Transformer only |  |  |  | 2530055 | Sus |  | WildfireMitigation¦PlannedWSIPSystemHardening¦¦
24-0082153 | Company Initiated | Planned- maintenance |  |  | 2024 | Tier 3 | Transformer only |  |  |  | 2530075 | Sus |  | CompanyInitiated¦Plannedmaintenance¦¦
24-0080423 | Wildfire Mitigation | Planned - WSIP/System Hardening |  |  | 2024 | Tier 3 | Distribution Circuit |  |  |  | 2530084 | Sus |  | WildfireMitigation¦PlannedWSIPSystemHardening¦¦
24-0083172 | Company Initiated | Planned- maintenance |  |  | 2024 | Tier 2 | Distribution Circuit |  |  |  | 2530165 | Sus |  | CompanyInitiated¦Plannedmaintenance¦¦
24-0082659 | Company Initiated | Planned- maintenance |  |  | 2024 | Tier 2 | Transformer only |  |  |  | 2530186 | Sus |  | CompanyInitiated¦Plannedmaintenance¦¦
24-0082815 | Wildfire Mitigation | Planned - WSIP/System Hardening |  |  | 2024 | Tier 3 | Transformer only |  |  |  | 2530200 | Sus |  | WildfireMitigation¦PlannedWSIPSystemHardening¦¦
24-0082805 | Wildfire Mitigation | Planned - WSIP/System Hardening |  |  | 2024 | Tier 3 | Distribution Circuit |  |  |  | 2530201 | Sus |  | WildfireMitigation¦PlannedWSIPSystemHardening¦¦
24-0088174 | Wildfire Mitigation | Planned - WSIP/System Hardening |  |  | 2024 | Tier 3 | Transformer only |  |  |  | 2530395 | Sus |  | WildfireMitigation¦PlannedWSIPSystemHardening¦¦
24-0082832 | Wildfire Mitigation | Planned - WSIP/System Hardening |  |  | 2024 | Tier 3 | Distribution Circuit |  |  |  | 2530314 | Sus |  | WildfireMitigation¦PlannedWSIPSystemHardening¦¦
24-0087260 | Wildfire Mitigation | Planned - WSIP/System Hardening |  |  | 2024 | Tier 3 | Transformer only |  |  |  | 2530501 | Sus |  | WildfireMitigation¦PlannedWSIPSystemHardening¦¦
24-0082837 | Wildfire Mitigation | Planned - WSIP/System Hardening |  |  | 2024 | Tier 3 | Transformer only |  |  |  | 2530385 | Sus |  | WildfireMitigation¦PlannedWSIPSystemHardening¦¦
24-0087246 | Wildfire Mitigation | Planned - WSIP/System Hardening |  |  | 2024 | Tier 3 | Distribution Circuit |  |  |  | 2530415 | Sus |  | WildfireMitigation¦PlannedWSIPSystemHardening¦¦
24-0088419 | Wildfire Mitigation | Planned - WSIP/System Hardening |  |  | 2024 | Tier 2 | Transformer only |  |  |  | 2530503 | Sus |  | WildfireMitigation¦PlannedWSIPSystemHardening¦¦
24-0088711 | Company Initiated | Planned- maintenance |  |  | 2024 | Tier 2 | Distribution Circuit |  |  |  | 2530852 | Sus |  | CompanyInitiated¦Plannedmaintenance¦¦
24-0087455 | Company Initiated | Planned- capital |  |  | 2024 | Tier 3 | Distribution Circuit |  |  |  | 2530837 | Sus |  | CompanyInitiated¦Plannedcapital¦¦
24-0088595 | Company Initiated | Planned- maintenance |  |  | 2024 | Tier 2 | Distribution Circuit |  |  |  | 2530868 | Sus |  | CompanyInitiated¦Plannedmaintenance¦¦
24-0088633 | Company Initiated | Planned- maintenance |  |  | 2024 | Tier 2 | Distribution Circuit |  |  |  | 2530863 | Sus |  | CompanyInitiated¦Plannedmaintenance¦¦
24-0082937 | Wildfire Mitigation | Planned - WSIP/System Hardening |  |  | 2024 | Tier 2 | Distribution Circuit |  |  |  | 2530919 | Sus |  | WildfireMitigation¦PlannedWSIPSystemHardening¦¦
24-0082154 | Company Initiated | Planned- maintenance |  |  | 2024 | Tier 3 | Transformer only |  |  |  | 2530888 | Sus |  | CompanyInitiated¦Plannedmaintenance¦¦
24-0092214 | Company Initiated | Planned- maintenance |  |  | 2024 | Tier 2 | Distribution Circuit |  |  |  | 2530900 | Sus |  | CompanyInitiated¦Plannedmaintenance¦¦
24-0082909 | Wildfire Mitigation | Planned - WSIP/System Hardening |  |  | 2024 | Tier 3 | Transformer only |  |  |  | 2530918 | Sus |  | WildfireMitigation¦PlannedWSIPSystemHardening¦¦
24-0080463 | Wildfire Mitigation | Planned - WSIP/System Hardening |  |  | 2024 | Tier 3 | Distribution Circuit |  |  |  | 2530939 | Sus |  | WildfireMitigation¦PlannedWSIPSystemHardening¦¦
24-0085289 | Wildfire Mitigation | Planned - WSIP/System Hardening |  |  | 2024 | Tier 2 | Distribution Circuit |  |  |  | 2531015 | Sus |  | WildfireMitigation¦PlannedWSIPSystemHardening¦¦
24-0085314 | Company Initiated | Planned- maintenance |  |  | 2024 | Tier 2 | Distribution Circuit |  |  |  | 2531061 | Sus |  | CompanyInitiated¦Plannedmaintenance¦¦
24-0082921 | Wildfire Mitigation | Planned - WSIP/System Hardening |  |  | 2024 | Tier 3 | Transformer only |  |  |  | 2531132 | Sus |  | WildfireMitigation¦PlannedWSIPSystemHardening¦¦
24-0085759 | Company Initiated | Planned- maintenance |  |  | 2024 | Tier 2 | Distribution Circuit |  |  |  | 2531142 | Sus |  | CompanyInitiated¦Plannedmaintenance¦¦
24-0082159 | Wildfire Mitigation | Planned - WSIP/System Hardening |  |  | 2024 | Tier 3 | Transformer only |  |  |  | 2531403 | Sus |  | WildfireMitigation¦PlannedWSIPSystemHardening¦¦
24-0082926 | Wildfire Mitigation | Planned - WSIP/System Hardening |  |  | 2024 | Tier 3 | Transformer only |  |  |  | 2531436 | Sus |  | WildfireMitigation¦PlannedWSIPSystemHardening¦¦
24-0092199 | Company Initiated | Planned- maintenance |  |  | 2024 | Tier 2 | Distribution Circuit |  |  |  | 2531707 | Sus |  | CompanyInitiated¦Plannedmaintenance¦¦
24-0088641 | Company Initiated | Planned- capital |  |  | 2024 | Tier 3 | Distribution Circuit |  |  |  | 2531700 | Sus |  | CompanyInitiated¦Plannedcapital¦¦
24-0088798 | Company Initiated | Planned- maintenance |  |  | 2024 | Tier 2 | Distribution Circuit |  |  |  | 2531729 | Sus |  | CompanyInitiated¦Plannedmaintenance¦¦
24-0088783 | Company Initiated | Planned- maintenance |  |  | 2024 | Tier 2 | Distribution Circuit |  |  |  | 2531744 | Sus |  | CompanyInitiated¦Plannedmaintenance¦¦
24-0092200 | Company Initiated | Planned- maintenance |  |  | 2024 | Tier 2 | Distribution Circuit |  |  |  | 2531748 | Sus |  | CompanyInitiated¦Plannedmaintenance¦¦
24-0081729 | Wildfire Mitigation | Planned - WSIP/System Hardening |  |  | 2024 | Tier 2 | Transformer only |  |  |  | 2531803 | Sus |  | WildfireMitigation¦PlannedWSIPSystemHardening¦¦
24-0083992 | Company Initiated | Planned- maintenance |  |  | 2024 | Tier 2 | Distribution Circuit |  |  |  | 2531812 | Sus |  | CompanyInitiated¦Plannedmaintenance¦¦
24-0086150 | Wildfire Mitigation | Planned - WSIP/System Hardening |  |  | 2024 | Tier 3 | Distribution Circuit |  |  |  | 2531902 | Sus |  | WildfireMitigation¦PlannedWSIPSystemHardening¦¦
24-0094687 | Equipment Failure/Involved | Overhead | Transformer (OH) | Failed/Faulted | 2024 | Tier 3 | Transformer only |  |  |  | 2531897 | Sus |  | EquipmentFailureInvolved¦Overhead¦Transformer(OH)¦FailedFaulted
24-0086171 | Wildfire Mitigation | Planned - WSIP/System Hardening |  |  | 2024 | Tier 2 | Transformer only |  |  |  | 2532023 | Sus |  | WildfireMitigation¦PlannedWSIPSystemHardening¦¦
24-0088748 | Wildfire Mitigation | Planned - WSIP/System Hardening |  |  | 2024 | Tier 2 | Transformer only |  |  |  | 2532112 | Sus |  | WildfireMitigation¦PlannedWSIPSystemHardening¦¦
24-0088641 | Company Initiated | Return Circuit Normal | Conductor- Underground | Normal | 2024 | Tier 3 | Distribution Circuit |  |  |  | 2532146 | Sus |  | CompanyInitiated¦ReturnCircuitNormal¦ConductorUnderground¦Normal
24-0094957 | Unknown Cause | Patrol - found nothing |  |  | 2024 | Tier 2 | Distribution Circuit |  |  |  | 2532577 | Sus |  | UnknownCause¦Patrolfoundnothing¦¦
24-0088895 | Wildfire Mitigation | Planned - WSIP/System Hardening |  |  | 2024 | Tier 3 | Distribution Circuit |  |  |  | 2532727 | Sus |  | WildfireMitigation¦PlannedWSIPSystemHardening¦¦
24-0089768 | Company Initiated | Planned- maintenance |  |  | 2024 | Tier 2 | Distribution Circuit |  |  |  | 2532736 | Sus |  | CompanyInitiated¦Plannedmaintenance¦¦
24-0089410 | Wildfire Mitigation | Planned - WSIP/System Hardening |  |  | 2024 | Tier 3 | Distribution Circuit |  |  |  | 2532754 | Sus |  | WildfireMitigation¦PlannedWSIPSystemHardening¦¦
24-0082161 | Wildfire Mitigation | Planned - WSIP/System Hardening |  |  | 2024 | Tier 3 | Transformer only |  |  |  | 2532807 | Sus |  | WildfireMitigation¦PlannedWSIPSystemHardening¦¦
24-0084003 | Company Initiated | Planned- maintenance |  |  | 2024 | Tier 2 | Transformer only |  |  |  | 2532817 | Sus |  | CompanyInitiated¦Plannedmaintenance¦¦
24-0090259 | Company Initiated | Planned- maintenance |  |  | 2024 | Tier 2 | Transformer only |  |  |  | 2532820 | Sus |  | CompanyInitiated¦Plannedmaintenance¦¦
24-0086273 | Wildfire Mitigation | Planned - WSIP/System Hardening |  |  | 2024 | Tier 2 | Transformer only |  |  |  | 2532889 | Sus |  | WildfireMitigation¦PlannedWSIPSystemHardening¦¦
24-0088905 | Wildfire Mitigation | Planned - WSIP/System Hardening |  |  | 2024 | Tier 2 | Transformer only |  |  |  | 2532962 | Sus |  | WildfireMitigation¦PlannedWSIPSystemHardening¦¦
24-0088907 | Wildfire Mitigation | Planned - WSIP/System Hardening |  |  | 2024 | Tier 3 | Transformer only |  |  |  | 2533078 | Sus |  | WildfireMitigation¦PlannedWSIPSystemHardening¦¦
24-0095215 | Vegetation | Tree - branch fell on line | Conductor- Overhead | Broken- wire on ground | 2024 | Tier 2 | Distribution Circuit |  |  |  | 2533060 | Sus |  | Vegetation¦Treebranchfellonline¦ConductorOverhead¦Brokenwireonground
24-0088928 | Wildfire Mitigation | Planned - WSIP/System Hardening |  |  | 2024 | Tier 2 | Distribution Circuit |  |  |  | 2533144 | Sus |  | WildfireMitigation¦PlannedWSIPSystemHardening¦¦
24-0088932 | Wildfire Mitigation | Planned - WSIP/System Hardening |  |  | 2024 | Tier 3 | Distribution Circuit |  |  |  | 2533194 | Sus |  | WildfireMitigation¦PlannedWSIPSystemHardening¦¦
24-0089035 | Company Initiated | Planned- maintenance |  |  | 2024 | Tier 2 | Distribution Circuit |  |  |  | 2534660 | Sus |  | CompanyInitiated¦Plannedmaintenance¦¦
24-0090645 | Company Initiated | Planned- maintenance |  |  | 2024 | Tier 2 | Distribution Circuit |  |  |  | 2534667 | Sus |  | CompanyInitiated¦Plannedmaintenance¦¦
24-0089022 | Company Initiated | Planned- maintenance |  |  | 2024 | Tier 3 | Distribution Circuit |  |  |  | 2534665 | Sus |  | CompanyInitiated¦Plannedmaintenance¦¦
24-0085579 | Company Initiated | Planned- maintenance |  |  | 2024 | Tier 2 | Transformer only |  |  |  | 2535063 | Sus |  | CompanyInitiated¦Plannedmaintenance¦¦
24-0083237 | Wildfire Mitigation | Planned - WSIP/System Hardening |  |  | 2024 | Tier 2 | Transformer only |  |  |  | 2534759 | Sus |  | WildfireMitigation¦PlannedWSIPSystemHardening¦¦
24-0083766 | Wildfire Mitigation | Planned - WSIP/System Hardening |  |  | 2024 | Tier 2 | Distribution Circuit |  |  |  | 2534754 | Sus |  | WildfireMitigation¦PlannedWSIPSystemHardening¦¦
24-0089403 | Wildfire Mitigation | Planned - WSIP/System Hardening | Transformer (OH) |  | 2024 | Tier 3 | Transformer only |  |  |  | 2534871 | Sus |  | WildfireMitigation¦PlannedWSIPSystemHardening¦Transformer(OH)¦
24-0083254 | Wildfire Mitigation | Planned - WSIP/System Hardening |  |  | 2024 | Tier 2 | Distribution Circuit |  |  |  | 2534939 | Sus |  | WildfireMitigation¦PlannedWSIPSystemHardening¦¦
24-0082164 | Company Initiated | Planned- maintenance |  |  | 2024 | Tier 3 | Transformer only |  |  |  | 2535549 | Sus |  | CompanyInitiated¦Plannedmaintenance¦¦
24-0092106 | Wildfire Mitigation | Planned - WSIP/System Hardening |  |  | 2024 | Tier 2 | Transformer only |  |  |  | 2535552 | Sus |  | WildfireMitigation¦PlannedWSIPSystemHardening¦¦
24-0091606 | Company Initiated | Planned- maintenance |  |  | 2024 | Tier 3 | Transformer only |  |  |  | 2535556 | Sus |  | CompanyInitiated¦Plannedmaintenance¦¦
24-0090693 | Company Initiated | Planned- maintenance |  |  | 2024 | Tier 2 | Distribution Circuit |  |  |  | 2535578 | Sus |  | CompanyInitiated¦Plannedmaintenance¦¦
24-0083770 | Company Initiated | Planned- maintenance |  |  | 2024 | Tier 3 | Distribution Circuit |  |  |  | 2535614 | Sus |  | CompanyInitiated¦Plannedmaintenance¦¦
24-0083206 | Wildfire Mitigation | Planned - WSIP/System Hardening |  |  | 2024 | Tier 3 | Distribution Circuit |  |  |  | 2535624 | Sus |  | WildfireMitigation¦PlannedWSIPSystemHardening¦¦
24-0083471 | Company Initiated | Planned- maintenance |  |  | 2024 | Tier 2 | Transformer only |  |  |  | 2535667 | Sus |  | CompanyInitiated¦Plannedmaintenance¦¦
24-0092046 | Wildfire Mitigation | Planned - WSIP/System Hardening |  |  | 2024 | Tier 2 | Transformer only |  |  |  | 2535748 | Sus |  | WildfireMitigation¦PlannedWSIPSystemHardening¦¦
24-0091610 | Company Initiated | Planned- maintenance |  |  | 2024 | Tier 3 | Transformer only |  |  |  | 2535857 | Sus |  | CompanyInitiated¦Plannedmaintenance¦¦
24-0090833 | Wildfire Mitigation | Planned - WSIP/System Hardening |  |  | 2024 | Tier 2 | Distribution Circuit |  |  |  | 2535911 | Sus |  | WildfireMitigation¦PlannedWSIPSystemHardening¦¦
24-0090834 | Wildfire Mitigation | Planned - WSIP/System Hardening |  |  | 2024 | Tier 2 | Transformer only |  |  |  | 2535998 | Sus |  | WildfireMitigation¦PlannedWSIPSystemHardening¦¦
24-0091527 | Company Initiated | Planned- capital |  |  | 2024 | Tier 3 | Distribution Circuit |  |  |  | 2536403 | Sus |  | CompanyInitiated¦Plannedcapital¦¦
24-0091394 | Company Initiated | Planned- maintenance |  |  | 2024 | Tier 3 | Distribution Circuit |  |  |  | 2536433 | Sus |  | CompanyInitiated¦Plannedmaintenance¦¦
24-0091657 | Company Initiated | Planned- maintenance |  |  | 2024 | Tier 2 | Distribution Circuit |  |  |  | 2536463 | Sus |  | CompanyInitiated¦Plannedmaintenance¦¦
24-0082171 | Company Initiated | Planned- maintenance |  |  | 2024 | Tier 3 | Transformer only |  |  |  | 2536464 | Sus |  | CompanyInitiated¦Plannedmaintenance¦¦
24-0092370 | Company Initiated | Planned- maintenance |  |  | 2024 | Tier 3 | Transformer only |  |  |  | 2536465 | Sus |  | CompanyInitiated¦Plannedmaintenance¦¦
24-0092345 | Company Initiated | Planned- maintenance |  |  | 2024 | Tier 2 | Distribution Circuit |  |  |  | 2536468 | Sus |  | CompanyInitiated¦Plannedmaintenance¦¦
24-0092352 | Company Initiated | Planned- maintenance |  |  | 2024 | Tier 3 | Distribution Circuit |  |  |  | 2536482 | Sus |  | CompanyInitiated¦Plannedmaintenance¦¦
24-0091681 | Company Initiated | Planned- maintenance |  |  | 2024 | Tier 2 | Distribution Circuit |  |  |  | 2536475 | Sus |  | CompanyInitiated¦Plannedmaintenance¦¦
24-0096654 | Equipment Failure/Involved | Overhead | Conductor- Overhead | Normal | 2024 | Tier 2 | Distribution Circuit |  |  |  | 2536484 | Sus |  | EquipmentFailureInvolved¦Overhead¦ConductorOverhead¦Normal
24-0083222 | Wildfire Mitigation | Planned - WSIP/System Hardening |  |  | 2024 | Tier 2 | Distribution Circuit |  |  |  | 2536497 | Sus |  | WildfireMitigation¦PlannedWSIPSystemHardening¦¦
24-0086351 | Company Initiated | Planned- maintenance |  |  | 2024 | Tier 2 | Transformer only |  |  |  | 2536716 | Sus |  | CompanyInitiated¦Plannedmaintenance¦¦
24-0091692 | Wildfire Mitigation | Planned - WSIP/System Hardening |  |  | 2024 | Tier 2 | Distribution Circuit |  |  |  | 2536553 | Sus |  | WildfireMitigation¦PlannedWSIPSystemHardening¦¦
24-0084013 | Company Initiated | Planned- maintenance |  |  | 2024 | Tier 2 | Transformer only |  |  |  | 2536563 | Sus |  | CompanyInitiated¦Plannedmaintenance¦¦
24-0082173 | Company Initiated | Planned- maintenance |  |  | 2024 | Tier 3 | Transformer only |  |  |  | 2536769 | Sus |  | CompanyInitiated¦Plannedmaintenance¦¦
24-0097086 | Company Initiated | Other Circuits | Conductor- Overhead | Normal | 2024 | Tier 2 | Distribution Circuit |  |  |  | 2537342 | Sus |  | CompanyInitiated¦OtherCircuits¦ConductorOverhead¦Normal
24-0092406 | Company Initiated | Planned- maintenance |  |  | 2024 | Tier 2 | Distribution Circuit |  |  |  | 2537398 | Sus |  | CompanyInitiated¦Plannedmaintenance¦¦
24-0091539 | Wildfire Mitigation | Planned - WSIP/System Hardening |  |  | 2024 | Tier 3 | Transformer only |  |  |  | 2537401 | Sus |  | WildfireMitigation¦PlannedWSIPSystemHardening¦¦
24-0092422 | Wildfire Mitigation | Planned - WSIP/System Hardening |  |  | 2024 | Tier 2 | Distribution Circuit |  |  |  | 2537415 | Sus |  | WildfireMitigation¦PlannedWSIPSystemHardening¦¦
24-0091442 | Company Initiated | Planned- maintenance |  |  | 2024 | Tier 3 | Transformer only |  |  |  | 2537420 | Sus |  | CompanyInitiated¦Plannedmaintenance¦¦
24-0083754 | Company Initiated | Planned- maintenance |  |  | 2024 | Tier 3 | Transformer only |  |  |  | 2537471 | Sus |  | CompanyInitiated¦Plannedmaintenance¦¦
24-0073469 | Company Initiated | Planned- capital |  |  | 2024 | Tier 2 | Distribution Circuit |  |  |  | 2537499 | Sus |  | CompanyInitiated¦Plannedcapital¦¦
24-0097184 | Equipment Failure/Involved | Overhead | Pole-Wood | Deteriorated | 2024 | Tier 2 | Distribution Circuit |  |  |  | 2537604 | Sus |  | EquipmentFailureInvolved¦Overhead¦PoleWood¦Deteriorated
24-0095219 | Company Initiated | Planned- maintenance |  |  | 2024 | Tier 2 | Distribution Circuit |  |  |  | 2538493 | Sus |  | CompanyInitiated¦Plannedmaintenance¦¦
24-0092405 | Company Initiated | Planned- capital |  |  | 2024 | Tier 2 | Distribution Circuit |  |  |  | 2538497 | Sus |  | CompanyInitiated¦Plannedcapital¦¦
24-0097559 | Company Initiated | Personnel- company | Conductor- Overhead | Normal | 2024 | Tier 2 | Distribution Circuit |  |  |  | 2538517 | Sus |  | CompanyInitiated¦Personnelcompany¦ConductorOverhead¦Normal
24-0092550 | Company Initiated | Planned- maintenance |  |  | 2024 | Tier 3 | Distribution Circuit |  |  |  | 2538540 | Sus |  | CompanyInitiated¦Plannedmaintenance¦¦
24-0092552 | Company Initiated | Planned- maintenance |  |  | 2024 | Tier 3 | Transformer only |  |  |  | 2538524 | Sus |  | CompanyInitiated¦Plannedmaintenance¦¦
24-0091630 | Company Initiated | Planned- maintenance |  |  | 2024 | Tier 2 | Distribution Circuit |  |  |  | 2538544 | Sus |  | CompanyInitiated¦Plannedmaintenance¦¦
24-0086874 | Wildfire Mitigation | Planned - WSIP/System Hardening |  |  | 2024 | Tier 2 | Transformer only |  |  |  | 2538860 | Sus |  | WildfireMitigation¦PlannedWSIPSystemHardening¦¦
24-0092536 | Company Initiated | Planned- maintenance |  |  | 2024 | Tier 2 | Distribution Circuit |  |  |  | 2539211 | Sus |  | CompanyInitiated¦Plannedmaintenance¦¦
24-0098026 | Equipment Failure/Involved | Overhead | Transformer (OH) | Failed/Faulted | 2024 | Tier 2 | Transformer only |  |  |  | 2539467 | Sus |  | EquipmentFailureInvolved¦Overhead¦Transformer(OH)¦FailedFaulted
24-0092560 | Company Initiated | Planned- maintenance |  |  | 2024 | Tier 2 | Distribution Circuit |  |  |  | 2540110 | Sus |  | CompanyInitiated¦Plannedmaintenance¦¦
24-0092576 | Company Initiated | Planned- maintenance |  |  | 2024 | Tier 2 | Distribution Circuit |  |  |  | 2540106 | Sus |  | CompanyInitiated¦Plannedmaintenance¦¦
24-0093195 | Wildfire Mitigation | Planned - WSIP/System Hardening |  |  | 2024 | Tier 2 | Distribution Circuit |  |  |  | 2540119 | Sus |  | WildfireMitigation¦PlannedWSIPSystemHardening¦¦
24-0090465 | Company Initiated | Planned- capital |  |  | 2024 | Tier 2 | Distribution Circuit |  |  |  | 2540096 | Sus |  | CompanyInitiated¦Plannedcapital¦¦
24-0093293 | Company Initiated | Planned- maintenance |  |  | 2024 | Tier 2 | Transformer only |  |  |  | 2540135 | Sus |  | CompanyInitiated¦Plannedmaintenance¦¦
24-0093181 | Company Initiated | Planned- maintenance |  |  | 2024 | Tier 3 | Distribution Circuit |  |  |  | 2540225 | Sus |  | CompanyInitiated¦Plannedmaintenance¦¦
24-0084072 | Wildfire Mitigation | Planned - WSIP/System Hardening |  |  | 2024 | Tier 3 | Transformer only |  |  |  | 2540298 | Sus |  | WildfireMitigation¦PlannedWSIPSystemHardening¦¦
24-0087551 | Wildfire Mitigation | Planned - WSIP/System Hardening |  |  | 2024 | Tier 2 | Transformer only |  |  |  | 2540248 | Sus |  | WildfireMitigation¦PlannedWSIPSystemHardening¦¦
24-0093207 | Company Initiated | Planned- maintenance |  |  | 2024 | Tier 2 | Distribution Circuit |  |  |  | 2540474 | Sus |  | CompanyInitiated¦Plannedmaintenance¦¦
24-0093732 | Company Initiated | Planned- maintenance |  |  | 2024 | Tier 3 | Distribution Circuit |  |  |  | 2540932 | Sus |  | CompanyInitiated¦Plannedmaintenance¦¦
24-0095192 | Company Initiated | Planned- maintenance |  |  | 2024 | Tier 2 | Distribution Circuit |  |  |  | 2540942 | Sus |  | CompanyInitiated¦Plannedmaintenance¦¦
24-0093699 | Company Initiated | Planned- maintenance |  |  | 2024 | Tier 2 | Distribution Circuit |  |  |  | 2540952 | Sus |  | CompanyInitiated¦Plannedmaintenance¦¦
24-0081303 | Company Initiated | Planned- capital |  |  | 2024 | Tier 2 | Distribution Circuit |  |  |  | 2540913 | Sus |  | CompanyInitiated¦Plannedcapital¦¦
24-0095184 | Company Initiated | Planned- maintenance |  |  | 2024 | Tier 2 | Transformer only |  |  |  | 2541215 | Sus |  | CompanyInitiated¦Plannedmaintenance¦¦
24-0091273 | Company Initiated | Planned- capital |  |  | 2024 | Tier 3 | Distribution Circuit |  |  |  | 2540905 | Sus |  | CompanyInitiated¦Plannedcapital¦¦
24-0085244 | Company Initiated | Planned- maintenance |  |  | 2024 | Tier 2 | Distribution Circuit |  |  |  | 2541055 | Sus |  | CompanyInitiated¦Plannedmaintenance¦¦
24-0090452 | Company Initiated | Planned- maintenance |  |  | 2024 | Tier 2 | Distribution Circuit |  |  |  | 2541069 | Sus |  | CompanyInitiated¦Plannedmaintenance¦¦
24-0084087 | Company Initiated | Planned- maintenance |  |  | 2024 | Tier 3 | Distribution Circuit |  |  |  | 2541089 | Sus |  | CompanyInitiated¦Plannedmaintenance¦¦
24-0084628 | Wildfire Mitigation | Planned - WSIP/System Hardening |  |  | 2024 | Tier 2 | Transformer only |  |  |  | 2541187 | Sus |  | WildfireMitigation¦PlannedWSIPSystemHardening¦¦
24-0095174 | Company Initiated | Planned- maintenance |  |  | 2024 | Tier 2 | Transformer only |  |  |  | 2541512 | Sus |  | CompanyInitiated¦Plannedmaintenance¦¦
24-0093703 | Wildfire Mitigation | Planned - WSIP/System Hardening |  |  | 2024 | Tier 2 | Transformer only |  |  |  | 2541386 | Sus |  | WildfireMitigation¦PlannedWSIPSystemHardening¦¦
24-0093815 | Wildfire Mitigation | Planned - WSIP/System Hardening |  |  | 2024 | Tier 3 | Transformer only |  |  |  | 2541395 | Sus |  | WildfireMitigation¦PlannedWSIPSystemHardening¦¦
24-0083614 | Company Initiated | Planned- maintenance |  |  | 2024 | Tier 3 | Distribution Circuit |  |  |  | 2541709 | Sus |  | CompanyInitiated¦Plannedmaintenance¦¦
24-0081328 | Company Initiated | Planned- capital |  |  | 2024 | Tier 3 | Distribution Circuit |  |  |  | 2541736 | Sus |  | CompanyInitiated¦Plannedcapital¦¦
24-0081328 | Company Initiated | Planned- capital |  |  | 2024 | Tier 3 | Distribution Circuit |  |  |  | 2541745 | Sus |  | CompanyInitiated¦Plannedcapital¦¦
24-0093205 | Company Initiated | Planned- maintenance |  |  | 2024 | Tier 3 | Distribution Circuit |  |  |  | 2541753 | Sus |  | CompanyInitiated¦Plannedmaintenance¦¦
24-0093758 | Company Initiated | Planned- maintenance |  |  | 2024 | Tier 2 | Distribution Circuit |  |  |  | 2541764 | Sus |  | CompanyInitiated¦Plannedmaintenance¦¦
24-0093125 | Company Initiated | Planned- maintenance |  |  | 2024 | Tier 2 | Distribution Circuit |  |  |  | 2541974 | Sus |  | CompanyInitiated¦Plannedmaintenance¦¦
24-0093635 | Company Initiated | Planned- maintenance |  |  | 2024 | Tier 2 | Distribution Circuit |  |  |  | 2541758 | Sus |  | CompanyInitiated¦Plannedmaintenance¦¦
24-0085944 | Wildfire Mitigation | Planned - WSIP/System Hardening |  |  | 2024 | Tier 2 | Distribution Circuit |  |  |  | 2541823 | Sus |  | WildfireMitigation¦PlannedWSIPSystemHardening¦¦
24-0093386 | Wildfire Mitigation | Planned - WSIP/System Hardening |  |  | 2024 | Tier 2 | Transformer only |  |  |  | 2541888 | Sus |  | WildfireMitigation¦PlannedWSIPSystemHardening¦¦
24-0093159 | Wildfire Mitigation | Planned - WSIP/System Hardening |  |  | 2024 | Tier 2 | Transformer only |  |  |  | 2542176 | Sus |  | WildfireMitigation¦PlannedWSIPSystemHardening¦¦
24-0081328 | Company Initiated | Planned- capital |  |  | 2024 | Tier 2 | Distribution Circuit |  |  |  | 2542234 | Sus |  | CompanyInitiated¦Plannedcapital¦¦
24-0093173 | Wildfire Mitigation | Planned - WSIP/System Hardening |  |  | 2024 | Tier 3 | Transformer only |  |  |  | 2542252 | Sus |  | WildfireMitigation¦PlannedWSIPSystemHardening¦¦
24-0081352 | Company Initiated | Planned- maintenance |  |  | 2024 | Tier 3 | Distribution Circuit |  |  |  | 2542751 | Sus |  | CompanyInitiated¦Plannedmaintenance¦¦
24-0093596 | Company Initiated | Planned- maintenance |  |  | 2024 | Tier 2 | Distribution Circuit |  |  |  | 2542804 | Sus |  | CompanyInitiated¦Plannedmaintenance¦¦
24-0093561 | Company Initiated | Planned- maintenance |  |  | 2024 | Tier 3 | Transformer only |  |  |  | 2542808 | Sus |  | CompanyInitiated¦Plannedmaintenance¦¦
24-0093607 | Wildfire Mitigation | Planned - WSIP/System Hardening |  |  | 2024 | Tier 2 | Distribution Circuit |  |  |  | 2542881 | Sus |  | WildfireMitigation¦PlannedWSIPSystemHardening¦¦
24-0093570 | Wildfire Mitigation | Planned - WSIP/System Hardening |  |  | 2024 | Tier 2 | Distribution Circuit |  |  |  | 2542957 | Sus |  | WildfireMitigation¦PlannedWSIPSystemHardening¦¦
24-0094232 | Company Initiated | Planned- maintenance |  |  | 2024 | Tier 2 | Distribution Circuit |  |  |  | 2543450 | Sus |  | CompanyInitiated¦Plannedmaintenance¦¦
24-0094207 | Company Initiated | Planned- maintenance |  |  | 2024 | Tier 2 | Distribution Circuit |  |  |  | 2543456 | Sus |  | CompanyInitiated¦Plannedmaintenance¦¦
24-0094195 | Wildfire Mitigation | Planned - WSIP/System Hardening |  |  | 2024 | Tier 2 | Distribution Circuit |  |  |  | 2543441 | Sus |  | WildfireMitigation¦PlannedWSIPSystemHardening¦¦
24-0093663 | Company Initiated | Planned- maintenance |  |  | 2024 | Tier 2 | Distribution Circuit |  |  |  | 2543455 | Sus |  | CompanyInitiated¦Plannedmaintenance¦¦
24-0088617 | Wildfire Mitigation | Planned - WSIP/System Hardening |  |  | 2024 | Tier 3 | Transformer only |  |  |  | 2543520 | Sus |  | WildfireMitigation¦PlannedWSIPSystemHardening¦¦
24-0084079 | Wildfire Mitigation | Planned - WSIP/System Hardening |  |  | 2024 | Tier 3 | Distribution Circuit |  |  |  | 2543513 | Sus |  | WildfireMitigation¦PlannedWSIPSystemHardening¦¦
24-0084412 | Company Initiated | Planned- maintenance |  |  | 2024 | Tier 2 | Distribution Circuit |  |  |  | 2543562 | Sus |  | CompanyInitiated¦Plannedmaintenance¦¦
24-0088624 | Wildfire Mitigation | Planned - WSIP/System Hardening |  |  | 2024 | Tier 3 | Transformer only |  |  |  | 2543716 | Sus |  | WildfireMitigation¦PlannedWSIPSystemHardening¦¦
24-0100437 | Unknown Cause | Patrol - found nothing |  |  | 2024 | Tier 2 | Distribution Circuit |  |  |  | 2544945 | Sus |  | UnknownCause¦Patrolfoundnothing¦¦
24-0094231 | Company Initiated | Planned- maintenance |  |  | 2024 | Tier 2 | Distribution Circuit |  |  |  | 2545110 | Sus |  | CompanyInitiated¦Plannedmaintenance¦¦
24-0093765 | Company Initiated | Planned- capital |  |  | 2024 | Tier 3 | Distribution Circuit |  |  |  | 2545129 | Sus |  | CompanyInitiated¦Plannedcapital¦¦
24-0094209 | Company Initiated | Planned- maintenance |  |  | 2024 | Tier 2 | Distribution Circuit |  |  |  | 2545114 | Sus |  | CompanyInitiated¦Plannedmaintenance¦¦
24-0088778 | Company Initiated | Planned- maintenance |  |  | 2024 | Tier 2 | Distribution Circuit |  |  |  | 2545238 | Sus |  | CompanyInitiated¦Plannedmaintenance¦¦
24-0091639 | Wildfire Mitigation | Planned - WSIP/System Hardening |  |  | 2024 | Tier 2 | Transformer only |  |  |  | 2545265 | Sus |  | WildfireMitigation¦PlannedWSIPSystemHardening¦¦
24-0094663 | Wildfire Mitigation | Planned - WSIP/System Hardening |  |  | 2024 | Tier 2 | Transformer only |  |  |  | 2545436 | Sus |  | WildfireMitigation¦PlannedWSIPSystemHardening¦¦
24-0100656 | Equipment Failure/Involved | Overhead | Insulator | Burned/flashed | 2024 | Tier 3 | Distribution Circuit |  |  |  | 2545452 | Sus |  | EquipmentFailureInvolved¦Overhead¦Insulator¦Burnedflashed
24-0094349 | Company Initiated | Planned- maintenance |  |  | 2024 | Tier 2 | Transformer only |  |  |  | 2545761 | Sus |  | CompanyInitiated¦Plannedmaintenance¦¦
24-0090745 | Company Initiated | Planned- maintenance |  |  | 2024 | Tier 2 | Distribution Circuit |  |  |  | 2546095 | Sus |  | CompanyInitiated¦Plannedmaintenance¦¦
24-0093858 | Company Initiated | Planned- maintenance |  |  | 2024 | Tier 2 | Distribution Circuit |  |  |  | 2546121 | Sus |  | CompanyInitiated¦Plannedmaintenance¦¦
24-0097703 | Company Initiated | Planned- maintenance |  |  | 2024 | Tier 2 | Distribution Circuit |  |  |  | 2546107 | Sus |  | CompanyInitiated¦Plannedmaintenance¦¦
24-0095035 | Company Initiated | Planned- maintenance |  |  | 2024 | Tier 3 | Distribution Circuit |  |  |  | 2546120 | Sus |  | CompanyInitiated¦Plannedmaintenance¦¦
24-0093835 | Company Initiated | Planned- maintenance |  |  | 2024 | Tier 2 | Distribution Circuit |  |  |  | 2546125 | Sus |  | CompanyInitiated¦Plannedmaintenance¦¦
24-0094992 | Company Initiated | Planned- maintenance |  |  | 2024 | Tier 3 | Distribution Circuit |  |  |  | 2546136 | Sus |  | CompanyInitiated¦Plannedmaintenance¦¦
24-0093870 | Company Initiated | Planned- maintenance |  |  | 2024 | Tier 2 | Transformer only |  |  |  | 2546142 | Sus |  | CompanyInitiated¦Plannedmaintenance¦¦
24-0086594 | Wildfire Mitigation | Planned - WSIP/System Hardening |  |  | 2024 | Tier 2 | Distribution Circuit |  |  |  | 2546223 | Sus |  | WildfireMitigation¦PlannedWSIPSystemHardening¦¦
24-0092605 | Wildfire Mitigation | Planned - WSIP/System Hardening |  |  | 2024 | Tier 3 | Distribution Circuit |  |  |  | 2546244 | Sus |  | WildfireMitigation¦PlannedWSIPSystemHardening¦¦
24-0091347 | Company Initiated | Planned- maintenance |  |  | 2024 | Tier 3 | Transformer only |  |  |  | 2546245 | Sus |  | CompanyInitiated¦Plannedmaintenance¦¦
24-0095052 | Wildfire Mitigation | Planned - WSIP/System Hardening |  |  | 2024 | Tier 3 | Transformer only |  |  |  | 2546590 | Sus |  | WildfireMitigation¦PlannedWSIPSystemHardening¦¦
24-0095012 | Wildfire Mitigation | Planned - WSIP/System Hardening |  |  | 2024 | Tier 3 | Distribution Circuit |  |  |  | 2546609 | Sus |  | WildfireMitigation¦PlannedWSIPSystemHardening¦¦
24-0096379 | Company Initiated | Planned- maintenance |  |  | 2024 | Tier 2 | Transformer only |  |  |  | 2547347 | Sus |  | CompanyInitiated¦Plannedmaintenance¦¦
24-0096210 | Company Initiated | Planned- maintenance |  |  | 2024 | Tier 2 | Distribution Circuit |  |  |  | 2546970 | Sus |  | CompanyInitiated¦Plannedmaintenance¦¦
24-0095792 | Company Initiated | Planned- maintenance |  |  | 2024 | Tier 2 | Distribution Circuit |  |  |  | 2546974 | Sus |  | CompanyInitiated¦Plannedmaintenance¦¦
24-0093787 | Company Initiated | Planned- maintenance |  |  | 2024 | Tier 2 | Distribution Circuit |  |  |  | 2546988 | Sus |  | CompanyInitiated¦Plannedmaintenance¦¦
24-0095834 | Company Initiated | Planned- maintenance |  |  | 2024 | Tier 2 | Distribution Circuit |  |  |  | 2547031 | Sus |  | CompanyInitiated¦Plannedmaintenance¦¦
24-0091241 | Wildfire Mitigation | Planned - WSIP/System Hardening |  |  | 2024 | Tier 2 | Distribution Circuit |  |  |  | 2547097 | Sus |  | WildfireMitigation¦PlannedWSIPSystemHardening¦¦
24-0101585 | Company Initiated | Planned- capital |  |  | 2024 | Tier 2 | Distribution Circuit |  |  |  | 2547432 | Sus |  | CompanyInitiated¦Plannedcapital¦¦
24-0082396 | Company Initiated | Planned- capital |  |  | 2024 | Tier 2 | Distribution Circuit |  |  |  | 2547487 | Sus |  | CompanyInitiated¦Plannedcapital¦¦
24-0094786 | Wildfire Mitigation | Planned - WSIP/System Hardening |  |  | 2024 | Tier 2 | Distribution Circuit |  |  |  | 2547847 | Sus |  | WildfireMitigation¦PlannedWSIPSystemHardening¦¦
24-0094331 | Company Initiated | Planned- maintenance |  |  | 2024 | Tier 2 | Distribution Circuit |  |  |  | 2547852 | Sus |  | CompanyInitiated¦Plannedmaintenance¦¦
24-0094833 | Company Initiated | Planned- maintenance |  |  | 2024 | Tier 2 | Distribution Circuit |  |  |  | 2547859 | Sus |  | CompanyInitiated¦Plannedmaintenance¦¦
24-0091615 | Wildfire Mitigation | Planned - WSIP/System Hardening |  |  | 2024 | Tier 2 | Transformer only |  |  |  | 2547966 | Sus |  | WildfireMitigation¦PlannedWSIPSystemHardening¦¦
24-0101982 | Animal | Other | Transformer (UG) | Normal | 2024 | Tier 2 | Distribution Circuit |  |  |  | 2548236 | Sus |  | Animal¦Other¦Transformer(UG)¦Normal
24-0102118 | Vegetation | Tree - cutting- PG&E contractor | Conductor- Overhead | Broken- wire on ground | 2024 | Tier 3 | Distribution Circuit |  |  |  | 2548497 | Sus |  | Vegetation¦TreecuttingPG&Econtractor¦ConductorOverhead¦Brokenwireonground
24-0095759 | Wildfire Mitigation | Planned - WSIP/System Hardening |  |  | 2024 | Tier 2 | Transformer only |  |  |  | 2548344 | Sus |  | WildfireMitigation¦PlannedWSIPSystemHardening¦¦
24-0096627 | Company Initiated | Planned- maintenance |  |  | 2024 | Tier 2 | Distribution Circuit |  |  |  | 2548905 | Sus |  | CompanyInitiated¦Plannedmaintenance¦¦
24-0095914 | Company Initiated | Planned- maintenance |  |  | 2024 | Tier 2 | Transformer only |  |  |  | 2548916 | Sus |  | CompanyInitiated¦Plannedmaintenance¦¦
24-0095941 | Company Initiated | Planned- maintenance |  |  | 2024 | Tier 2 | Transformer only |  |  |  | 2548919 | Sus |  | CompanyInitiated¦Plannedmaintenance¦¦
24-0095898 | Company Initiated | Planned- maintenance |  |  | 2024 | Tier 2 | Transformer only |  |  |  | 2549336 | Sus |  | CompanyInitiated¦Plannedmaintenance¦¦
24-0096679 | Company Initiated | Planned- maintenance |  |  | 2024 | Tier 2 | Distribution Circuit |  |  |  | 2548922 | Sus |  | CompanyInitiated¦Plannedmaintenance¦¦
24-0095926 | Company Initiated | Planned- maintenance |  |  | 2024 | Tier 2 | Transformer only |  |  |  | 2548937 | Sus |  | CompanyInitiated¦Plannedmaintenance¦¦
24-0096051 | Company Initiated | Planned- maintenance | Other | Normal | 2024 | Tier 2 | Distribution Circuit |  |  |  | 2548979 | Sus |  | CompanyInitiated¦Plannedmaintenance¦Other¦Normal
24-0088767 | Company Initiated | Planned- maintenance |  |  | 2024 | Tier 2 | Distribution Circuit |  |  |  | 2549023 | Sus |  | CompanyInitiated¦Plannedmaintenance¦¦
24-0096688 | Wildfire Mitigation | Planned - WSIP/System Hardening |  |  | 2024 | Tier 2 | Distribution Circuit |  |  |  | 2549351 | Sus |  | WildfireMitigation¦PlannedWSIPSystemHardening¦¦
24-0096643 | Wildfire Mitigation | Planned - WSIP/System Hardening |  |  | 2024 | Tier 2 | Distribution Circuit |  |  |  | 2549371 | Sus |  | WildfireMitigation¦PlannedWSIPSystemHardening¦¦
24-0102664 | Unknown Cause | Patrol - not conducted |  |  | 2024 | Tier 3 | Transformer only |  |  |  | 2549468 | Sus |  | UnknownCause¦Patrolnotconducted¦¦
24-0097776 | Company Initiated | Planned- maintenance |  |  | 2024 | Tier 2 | Distribution Circuit |  |  |  | 2551170 | Sus |  | CompanyInitiated¦Plannedmaintenance¦¦
24-0082560 | Company Initiated | Planned- maintenance |  |  | 2024 | Tier 2 | Distribution Circuit |  |  |  | 2551144 | Sus |  | CompanyInitiated¦Plannedmaintenance¦¦
24-0097301 | Company Initiated | Planned- maintenance |  |  | 2024 | Tier 2 | Distribution Circuit |  |  |  | 2551166 | Sus |  | CompanyInitiated¦Plannedmaintenance¦¦
24-0095992 | Company Initiated | Planned- maintenance |  |  | 2024 | Tier 2 | Distribution Circuit |  |  |  | 2551171 | Sus |  | CompanyInitiated¦Plannedmaintenance¦¦
24-0097410 | Company Initiated | Planned- maintenance |  |  | 2024 | Tier 2 | Distribution Circuit |  |  |  | 2551189 | Sus |  | CompanyInitiated¦Plannedmaintenance¦¦
24-0097280 | Company Initiated | Planned- capital |  |  | 2024 | Tier 2 | Distribution Circuit |  |  |  | 2551136 | Sus |  | CompanyInitiated¦Plannedcapital¦¦
24-0087494 | Wildfire Mitigation | Planned - WSIP/System Hardening |  |  | 2024 | Tier 2 | Transformer only |  |  |  | 2551269 | Sus |  | WildfireMitigation¦PlannedWSIPSystemHardening¦¦
24-0095287 | Company Initiated | Planned- maintenance |  |  | 2024 | Tier 2 | Transformer only |  |  |  | 2551450 | Sus |  | CompanyInitiated¦Plannedmaintenance¦¦
24-0095676 | Wildfire Mitigation | Planned - WSIP/System Hardening |  |  | 2024 | Tier 3 | Distribution Circuit |  |  |  | 2551320 | Sus |  | WildfireMitigation¦PlannedWSIPSystemHardening¦¦
24-0097860 | Wildfire Mitigation | Planned - WSIP/System Hardening |  |  | 2024 | Tier 3 | Transformer only |  |  |  | 2551331 | Sus |  | WildfireMitigation¦PlannedWSIPSystemHardening¦¦
24-0087500 | Wildfire Mitigation | Planned - WSIP/System Hardening |  |  | 2024 | Tier 2 | Transformer only |  |  |  | 2551447 | Sus |  | WildfireMitigation¦PlannedWSIPSystemHardening¦¦
24-0103169 | 3rd Party | Other | Conductor- Overhead | Normal | 2024 | Tier 2 | Distribution Circuit |  |  |  | 2551595 | Sus |  | 3rdParty¦Other¦ConductorOverhead¦Normal
24-0091658 | Company Initiated | Planned- maintenance |  |  | 2024 | Tier 2 | Distribution Circuit |  |  |  | 2552231 | Sus |  | CompanyInitiated¦Plannedmaintenance¦¦
24-0097402 | Wildfire Mitigation | Planned - WSIP/System Hardening |  |  | 2024 | Tier 2 | Distribution Circuit |  |  |  | 2552212 | Sus |  | WildfireMitigation¦PlannedWSIPSystemHardening¦¦
24-0097729 | Company Initiated | Planned- maintenance |  |  | 2024 | Tier 2 | Distribution Circuit |  |  |  | 2552234 | Sus |  | CompanyInitiated¦Plannedmaintenance¦¦
24-0097751 | Company Initiated | Planned- maintenance |  |  | 2024 | Tier 2 | Distribution Circuit |  |  |  | 2552237 | Sus |  | CompanyInitiated¦Plannedmaintenance¦¦
24-0097375 | Company Initiated | Planned- maintenance |  |  | 2024 | Tier 2 | Transformer only |  |  |  | 2552250 | Sus |  | CompanyInitiated¦Plannedmaintenance¦¦
24-0097737 | Wildfire Mitigation | Planned - WSIP/System Hardening |  |  | 2024 | Tier 2 | Distribution Circuit |  |  |  | 2552327 | Sus |  | WildfireMitigation¦PlannedWSIPSystemHardening¦¦
24-0097814 | Company Initiated | Planned- maintenance |  |  | 2024 | Tier 2 | Distribution Circuit |  |  |  | 2552347 | Sus |  | CompanyInitiated¦Plannedmaintenance¦¦
24-0095298 | Wildfire Mitigation | Planned - WSIP/System Hardening |  |  | 2024 | Tier 2 | Transformer only |  |  |  | 2552422 | Sus |  | WildfireMitigation¦PlannedWSIPSystemHardening¦¦
24-0096650 | Wildfire Mitigation | Planned - WSIP/System Hardening |  |  | 2024 | Tier 3 | Transformer only |  |  |  | 2552446 | Sus |  | WildfireMitigation¦PlannedWSIPSystemHardening¦¦
24-0097622 | Wildfire Mitigation | Planned - WSIP/System Hardening |  |  | 2024 | Tier 2 | Distribution Circuit |  |  |  | 2552693 | Sus |  | WildfireMitigation¦PlannedWSIPSystemHardening¦¦
24-0000532 | Company Initiated | Planned- maintenance |  |  | 2024 | Tier 2 | Transmission line |  |  |  | 2553046 | Sus |  | CompanyInitiated¦Plannedmaintenance¦¦
24-0000532 | Company Initiated | Planned- maintenance |  |  | 2024 | Tier 3 | Transmission line |  |  |  | 2553088 | Sus |  | CompanyInitiated¦Plannedmaintenance¦¦
24-0098465 | Company Initiated | Planned- maintenance |  |  | 2024 | Tier 2 | Distribution Circuit |  |  |  | 2553433 | Sus |  | CompanyInitiated¦Plannedmaintenance¦¦
24-0097296 | Company Initiated | Planned- maintenance |  |  | 2024 | Tier 2 | Distribution Circuit |  |  |  | 2553420 | Sus |  | CompanyInitiated¦Plannedmaintenance¦¦
24-0097849 | Company Initiated | Planned- maintenance |  |  | 2024 | Tier 3 | Distribution Circuit |  |  |  | 2553484 | Sus |  | CompanyInitiated¦Plannedmaintenance¦¦
24-0097115 | Company Initiated | Planned- maintenance |  |  | 2024 | Tier 2 | Transformer only |  |  |  | 2553880 | Sus |  | CompanyInitiated¦Plannedmaintenance¦¦
24-0097171 | Company Initiated | Planned- maintenance |  |  | 2024 | Tier 2 | Distribution Circuit |  |  |  | 2553493 | Sus |  | CompanyInitiated¦Plannedmaintenance¦¦
24-0092272 | Company Initiated | Planned- maintenance |  |  | 2024 | Tier 2 | Transformer only |  |  |  | 2553521 | Sus |  | CompanyInitiated¦Plannedmaintenance¦¦
24-0096299 | Wildfire Mitigation | Planned - WSIP/System Hardening |  |  | 2024 | Tier 2 | Distribution Circuit |  |  |  | 2553506 | Sus |  | WildfireMitigation¦PlannedWSIPSystemHardening¦¦
24-0095232 | Company Initiated | Planned- capital |  |  | 2024 | Tier 2 | Distribution Circuit |  |  |  | 2553671 | Sus |  | CompanyInitiated¦Plannedcapital¦¦
24-0104425 | Unknown Cause | Patrol - found nothing |  |  | 2024 | Tier 2 | Distribution Circuit |  |  |  | 2554216 | Sus |  | UnknownCause¦Patrolfoundnothing¦¦
24-0097793 | Company Initiated | Planned- maintenance |  |  | 2024 | Tier 2 | Transformer only |  |  |  | 2554520 | Sus |  | CompanyInitiated¦Plannedmaintenance¦¦
24-0098799 | Company Initiated | Planned- maintenance |  |  | 2024 | Tier 2 | Distribution Circuit |  |  |  | 2554525 | Sus |  | CompanyInitiated¦Plannedmaintenance¦¦
24-0097719 | Company Initiated | Planned- maintenance |  |  | 2024 | Tier 2 | Distribution Circuit |  |  |  | 2554535 | Sus |  | CompanyInitiated¦Plannedmaintenance¦¦
24-0099904 | Company Initiated | Planned- maintenance |  |  | 2024 | Tier 2 | Transformer only |  |  |  | 2554537 | Sus |  | CompanyInitiated¦Plannedmaintenance¦¦
24-0099909 | Wildfire Mitigation | Planned - WSIP/System Hardening |  |  | 2024 | Tier 2 | Transformer only |  |  |  | 2554887 | Sus |  | WildfireMitigation¦PlannedWSIPSystemHardening¦¦
24-0097883 | Wildfire Mitigation | Planned - WSIP/System Hardening |  |  | 2024 | Tier 2 | Distribution Circuit |  |  |  | 2554526 | Sus |  | WildfireMitigation¦PlannedWSIPSystemHardening¦¦
24-0097869 | Company Initiated | Planned- maintenance |  |  | 2024 | Tier 2 | Distribution Circuit |  |  |  | 2554557 | Sus |  | CompanyInitiated¦Plannedmaintenance¦¦
24-0099912 | Company Initiated | Planned- maintenance |  |  | 2024 | Tier 3 | Distribution Circuit |  |  |  | 2554620 | Sus |  | CompanyInitiated¦Plannedmaintenance¦¦
24-0097371 | Company Initiated | Planned- maintenance |  |  | 2024 | Tier 2 | Transformer only |  |  |  | 2554675 | Sus |  | CompanyInitiated¦Plannedmaintenance¦¦
24-0096942 | Wildfire Mitigation | Planned - WSIP/System Hardening |  |  | 2024 | Tier 2 | Distribution Circuit |  |  |  | 2554663 | Sus |  | WildfireMitigation¦PlannedWSIPSystemHardening¦¦
24-0099672 | Wildfire Mitigation | Planned - WSIP/System Hardening |  |  | 2024 | Tier 3 | Transformer only |  |  |  | 2554737 | Sus |  | WildfireMitigation¦PlannedWSIPSystemHardening¦¦
24-0104983 | Unknown Cause | Patrol - found nothing |  |  | 2024 | Tier 2 | Distribution Circuit |  |  |  | 2555249 | Sus |  | UnknownCause¦Patrolfoundnothing¦¦
24-0105042 | Unknown Cause | Patrol - not conducted |  |  | 2024 | Tier 2 | Distribution Circuit |  |  |  | 2555397 | Sus |  | UnknownCause¦Patrolnotconducted¦¦
24-0101336 | Company Initiated | Planned- maintenance |  |  | 2024 | Tier 2 | Transformer only |  |  |  | 2555703 | Sus |  | CompanyInitiated¦Plannedmaintenance¦¦
24-0098422 | Wildfire Mitigation | Planned - WSIP/System Hardening |  |  | 2024 | Tier 2 | Transformer only |  |  |  | 2555725 | Sus |  | WildfireMitigation¦PlannedWSIPSystemHardening¦¦
24-0099641 | Company Initiated | Planned- maintenance |  |  | 2024 | Tier 2 | Distribution Circuit |  |  |  | 2555684 | Sus |  | CompanyInitiated¦Plannedmaintenance¦¦
24-0096155 | Company Initiated | Planned- maintenance |  |  | 2024 | Tier 3 | Distribution Circuit |  |  |  | 2555781 | Sus |  | CompanyInitiated¦Plannedmaintenance¦¦
24-0098432 | Wildfire Mitigation | Planned - WSIP/System Hardening |  |  | 2024 | Tier 2 | Transformer only |  |  |  | 2555817 | Sus |  | WildfireMitigation¦PlannedWSIPSystemHardening¦¦
24-0105344 | Vegetation | Tree - grew into line | Conductor- Overhead | Normal | 2024 | Tier 3 | Distribution Circuit |  |  |  | 2555980 | Sus |  | Vegetation¦Treegrewintoline¦ConductorOverhead¦Normal
24-0105585 | Unknown Cause | Patrol - found nothing |  |  | 2024 | Tier 2 | Distribution Circuit |  |  |  | 2556530 | Sus |  | UnknownCause¦Patrolfoundnothing¦¦
24-0105852 | Equipment Failure/Involved | Overhead | Transformer (OH) | Failed/Faulted | 2024 | Tier 3 | Transformer only |  |  |  | 2557645 | Sus |  | EquipmentFailureInvolved¦Overhead¦Transformer(OH)¦FailedFaulted
24-0100669 | Company Initiated | Planned- maintenance |  |  | 2024 | Tier 3 | Distribution Circuit |  |  |  | 2557919 | Sus |  | CompanyInitiated¦Plannedmaintenance¦¦
24-0092583 | Company Initiated | Planned- capital |  |  | 2024 | Tier 2 | Distribution Circuit |  |  |  | 2557880 | Sus |  | CompanyInitiated¦Plannedcapital¦¦
24-0096676 | Company Initiated | Planned- maintenance |  |  | 2024 | Tier 2 | Distribution Circuit |  |  |  | 2557998 | Sus |  | CompanyInitiated¦Plannedmaintenance¦¦
24-0097835 | Wildfire Mitigation | Planned - WSIP/System Hardening |  |  | 2024 | Tier 2 | Transformer only |  |  |  | 2558061 | Sus |  | WildfireMitigation¦PlannedWSIPSystemHardening¦¦
24-0097682 | Company Initiated | Planned- maintenance |  |  | 2024 | Tier 3 | Transformer only |  |  |  | 2558398 | Sus |  | CompanyInitiated¦Plannedmaintenance¦¦
24-0097716 | Wildfire Mitigation | Planned - WSIP/System Hardening |  |  | 2024 | Tier 2 | Transformer only |  |  |  | 2558419 | Sus |  | WildfireMitigation¦PlannedWSIPSystemHardening¦¦
24-0097957 | Company Initiated | Planned- capital |  |  | 2024 | Tier 2 | Distribution Circuit |  |  |  | 2558988 | Sus |  | CompanyInitiated¦Plannedcapital¦¦
24-0100789 | Company Initiated | Planned- maintenance |  |  | 2024 | Tier 2 | Distribution Circuit |  |  |  | 2559017 | Sus |  | CompanyInitiated¦Plannedmaintenance¦¦
24-0096641 | Wildfire Mitigation | Planned - WSIP/System Hardening |  |  | 2024 | Tier 3 | Distribution Circuit |  |  |  | 2559054 | Sus |  | WildfireMitigation¦PlannedWSIPSystemHardening¦¦
24-0098419 | Company Initiated | Planned- maintenance |  |  | 2024 | Tier 2 | Transformer only |  |  |  | 2559481 | Sus |  | CompanyInitiated¦Plannedmaintenance¦¦
24-0100260 | Wildfire Mitigation | Planned - WSIP/System Hardening |  |  | 2024 | Tier 3 | Distribution Circuit |  |  |  | 2559893 | Sus |  | WildfireMitigation¦PlannedWSIPSystemHardening¦¦
24-0100255 | Company Initiated | Planned- maintenance |  |  | 2024 | Tier 3 | Distribution Circuit |  |  |  | 2559898 | Sus |  | CompanyInitiated¦Plannedmaintenance¦¦
24-0100937 | Company Initiated | Planned- maintenance |  |  | 2024 | Tier 2 | Distribution Circuit |  |  |  | 2559910 | Sus |  | CompanyInitiated¦Plannedmaintenance¦¦
24-0100766 | Wildfire Mitigation | Planned - WSIP/System Hardening |  |  | 2024 | Tier 2 | Distribution Circuit |  |  |  | 2559913 | Sus |  | WildfireMitigation¦PlannedWSIPSystemHardening¦¦
24-0100252 | Company Initiated | Planned- maintenance |  |  | 2024 | Tier 3 | Distribution Circuit |  |  |  | 2560023 | Sus |  | CompanyInitiated¦Plannedmaintenance¦¦
24-0098511 | Wildfire Mitigation | Planned - WSIP/System Hardening |  |  | 2024 | Tier 2 | Distribution Circuit |  |  |  | 2560089 | Sus |  | WildfireMitigation¦PlannedWSIPSystemHardening¦¦
24-0100258 | Wildfire Mitigation | Planned - WSIP/System Hardening |  |  | 2024 | Tier 3 | Transformer only |  |  |  | 2560428 | Sus |  | WildfireMitigation¦PlannedWSIPSystemHardening¦¦
24-0107507 | Equipment Failure/Involved | Fire- pole | Street Light Equipment | Burned/flashed | 2024 | Tier 2 | Distribution Circuit |  |  |  | 2560445 | Sus |  | EquipmentFailureInvolved¦Firepole¦StreetLightEquipment¦Burnedflashed
24-0107544 | Company Initiated | Personnel- company | Recloser | Normal | 2024 | Tier 2 | Distribution Circuit |  |  |  | 2560550 | Sus |  | CompanyInitiated¦Personnelcompany¦Recloser¦Normal
24-0107655 | Unknown Cause | Patrol - found nothing |  |  | 2024 | Tier 2 | Distribution Circuit |  |  |  | 2560754 | Sus |  | UnknownCause¦Patrolfoundnothing¦¦
24-0102411 | Company Initiated | Planned- maintenance |  |  | 2024 | Tier 3 | Transformer only |  |  |  | 2560824 | Sus |  | CompanyInitiated¦Plannedmaintenance¦¦
24-0102351 | Company Initiated | Planned- maintenance |  |  | 2024 | Tier 3 | Distribution Circuit |  |  |  | 2560828 | Sus |  | CompanyInitiated¦Plannedmaintenance¦¦
24-0102374 | Company Initiated | Planned- maintenance |  |  | 2024 | Tier 3 | Distribution Circuit |  |  |  | 2560820 | Sus |  | CompanyInitiated¦Plannedmaintenance¦¦
24-0101007 | Company Initiated | Planned- maintenance |  |  | 2024 | Tier 2 | Distribution Circuit |  |  |  | 2560817 | Sus |  | CompanyInitiated¦Plannedmaintenance¦¦
24-0100976 | Wildfire Mitigation | Planned - WSIP/System Hardening |  |  | 2024 | Tier 2 | Transformer only |  |  |  | 2560836 | Sus |  | WildfireMitigation¦PlannedWSIPSystemHardening¦¦
24-0101038 | Company Initiated | Planned- maintenance |  |  | 2024 | Tier 2 | Distribution Circuit |  |  |  | 2560858 | Sus |  | CompanyInitiated¦Plannedmaintenance¦¦
24-0101055 | Company Initiated | Planned- maintenance |  |  | 2024 | Tier 2 | Transformer only |  |  |  | 2560876 | Sus |  | CompanyInitiated¦Plannedmaintenance¦¦
24-0100966 | Company Initiated | Planned- maintenance |  |  | 2024 | Tier 2 | Distribution Circuit |  |  |  | 2560883 | Sus |  | CompanyInitiated¦Plannedmaintenance¦¦
24-0098456 | Wildfire Mitigation | Planned - WSIP/System Hardening |  |  | 2024 | Tier 2 | Distribution Circuit |  |  |  | 2560782 | Sus |  | WildfireMitigation¦PlannedWSIPSystemHardening¦¦
24-0100089 | Wildfire Mitigation | Planned - WSIP/System Hardening |  |  | 2024 | Tier 2 | Transformer only |  |  |  | 2560939 | Sus |  | WildfireMitigation¦PlannedWSIPSystemHardening¦¦
24-0100086 | Wildfire Mitigation | Planned - WSIP/System Hardening |  |  | 2024 | Tier 2 | Distribution Circuit |  |  |  | 2560949 | Sus |  | WildfireMitigation¦PlannedWSIPSystemHardening¦¦
24-0102359 | Wildfire Mitigation | Planned - WSIP/System Hardening |  |  | 2024 | Tier 3 | Transformer only |  |  |  | 2561375 | Sus |  | WildfireMitigation¦PlannedWSIPSystemHardening¦¦
24-0102401 | Wildfire Mitigation | Planned - WSIP/System Hardening |  |  | 2024 | Tier 3 | Distribution Circuit |  |  |  | 2561379 | Sus |  | WildfireMitigation¦PlannedWSIPSystemHardening¦¦
24-0108238 | Equipment Failure/Involved | Overhead | Pole-Wood | Deteriorated | 2024 | Tier 2 | Distribution Circuit |  |  |  | 2562005 | Sus |  | EquipmentFailureInvolved¦Overhead¦PoleWood¦Deteriorated
24-0102573 | Wildfire Mitigation | Planned - WSIP/System Hardening |  |  | 2024 | Tier 2 | Distribution Circuit |  |  |  | 2563044 | Sus |  | WildfireMitigation¦PlannedWSIPSystemHardening¦¦
24-0102423 | Company Initiated | Planned- maintenance |  |  | 2024 | Tier 3 | Transformer only |  |  |  | 2563099 | Sus |  | CompanyInitiated¦Plannedmaintenance¦¦
24-0102449 | Company Initiated | Planned- maintenance |  |  | 2024 | Tier 3 | Transformer only |  |  |  | 2563374 | Sus |  | CompanyInitiated¦Plannedmaintenance¦¦
24-0102460 | Company Initiated | Planned- maintenance |  |  | 2024 | Tier 3 | Distribution Circuit |  |  |  | 2563096 | Sus |  | CompanyInitiated¦Plannedmaintenance¦¦
24-0100699 | Company Initiated | Planned- maintenance |  |  | 2024 | Tier 2 | Transformer only |  |  |  | 2563144 | Sus |  | CompanyInitiated¦Plannedmaintenance¦¦
24-0101907 | Company Initiated | Planned- capital |  |  | 2024 | Tier 2 | Distribution Circuit |  |  |  | 2563152 | Sus |  | CompanyInitiated¦Plannedcapital¦¦
24-0097650 | Wildfire Mitigation | Planned - WSIP/System Hardening |  |  | 2024 | Tier 2 | Distribution Circuit |  |  |  | 2563237 | Sus |  | WildfireMitigation¦PlannedWSIPSystemHardening¦¦
24-0102612 | Company Initiated | Planned- maintenance |  |  | 2024 | Tier 2 | Distribution Circuit |  |  |  | 2563467 | Sus |  | CompanyInitiated¦Plannedmaintenance¦¦
24-0108962 | Unknown Cause | Patrol - found nothing |  |  | 2024 | Tier 2 | Distribution Circuit |  |  |  | 2564015 | Sus |  | UnknownCause¦Patrolfoundnothing¦¦
24-0103574 | Company Initiated | Planned- maintenance |  |  | 2024 | Tier 2 | Distribution Circuit |  |  |  | 2564156 | Sus |  | CompanyInitiated¦Plannedmaintenance¦¦
24-0102533 | Company Initiated | Planned- maintenance |  |  | 2024 | Tier 2 | Transformer only |  |  |  | 2564144 | Sus |  | CompanyInitiated¦Plannedmaintenance¦¦
24-0103582 | Company Initiated | Planned- maintenance |  |  | 2024 | Tier 2 | Distribution Circuit |  |  |  | 2564150 | Sus |  | CompanyInitiated¦Plannedmaintenance¦¦
24-0103541 | Company Initiated | Planned- maintenance |  |  | 2024 | Tier 2 | Transformer only |  |  |  | 2564162 | Sus |  | CompanyInitiated¦Plannedmaintenance¦¦
24-0097876 | Wildfire Mitigation | Planned - WSIP/System Hardening |  |  | 2024 | Tier 2 | Distribution Circuit |  |  |  | 2564205 | Sus |  | WildfireMitigation¦PlannedWSIPSystemHardening¦¦
24-0109082 | Equipment Failure/Involved | Overhead | Crossarm- Wood | Broken- wire on object | 2024 | Tier 2 | Distribution Circuit |  |  |  | 2564370 | Sus |  | EquipmentFailureInvolved¦Overhead¦CrossarmWood¦Brokenwireonobject
24-0099754 | Company Initiated | Planned- maintenance |  |  | 2024 | Tier 3 | Transformer only |  |  |  | 2564341 | Sus |  | CompanyInitiated¦Plannedmaintenance¦¦
24-0098591 | Company Initiated | Planned- maintenance |  |  | 2024 | Zone 1 | Transformer only |  |  |  | 2564364 | Sus |  | CompanyInitiated¦Plannedmaintenance¦¦
24-0097882 | Company Initiated | Planned- maintenance |  |  | 2024 | Tier 2 | Transformer only |  |  |  | 2564405 | Sus |  | CompanyInitiated¦Plannedmaintenance¦¦
24-0109451 | Unknown Cause | Patrol - found nothing |  |  | 2024 | Tier 2 | Distribution Circuit |  |  |  | 2565044 | Sus |  | UnknownCause¦Patrolfoundnothing¦¦
24-0104071 | Company Initiated | Planned- maintenance |  |  | 2024 | Tier 2 | Distribution Circuit |  |  |  | 2565097 | Sus |  | CompanyInitiated¦Plannedmaintenance¦¦
24-0099941 | Company Initiated | Planned- maintenance |  |  | 2024 | Tier 2 | Distribution Circuit |  |  |  | 2565100 | Sus |  | CompanyInitiated¦Plannedmaintenance¦¦
24-0104028 | Company Initiated | Planned- maintenance |  |  | 2024 | Tier 2 | Distribution Circuit |  |  |  | 2565132 | Sus |  | CompanyInitiated¦Plannedmaintenance¦¦
24-0099629 | Company Initiated | Planned- maintenance |  |  | 2024 | Tier 3 | Transformer only |  |  |  | 2565251 | Sus |  | CompanyInitiated¦Plannedmaintenance¦¦
24-0103513 | Company Initiated | Planned- maintenance |  |  | 2024 | Tier 2 | Distribution Circuit |  |  |  | 2565260 | Sus |  | CompanyInitiated¦Plannedmaintenance¦¦
24-0109600 | Company Initiated | Contact with High Voltage- company | Conductor- Overhead | Broken- wire on ground | 2024 | Tier 2 | Distribution Circuit |  |  |  | 2565348 | Sus |  | CompanyInitiated¦ContactwithHighVoltagecompany¦ConductorOverhead¦Brokenwireonground
24-0109889 | Company Initiated | Personnel- company | Fuse | Normal | 2024 | Tier 2 | Distribution Circuit |  |  |  | 2565773 | Sus |  | CompanyInitiated¦Personnelcompany¦Fuse¦Normal
24-0109975 | Equipment Failure/Involved | Overhead | Jumper | Normal | 2024 | Tier 2 | Distribution Circuit |  |  |  | 2565898 | Sus |  | EquipmentFailureInvolved¦Overhead¦Jumper¦Normal
24-0103687 | Company Initiated | Planned- maintenance |  |  | 2024 | Tier 2 | Distribution Circuit |  |  |  | 2566243 | Sus |  | CompanyInitiated¦Plannedmaintenance¦¦
24-0103592 | Company Initiated | Planned- maintenance |  |  | 2024 | Tier 2 | Transformer only |  |  |  | 2566254 | Sus |  | CompanyInitiated¦Plannedmaintenance¦¦
24-0103659 | Company Initiated | Planned- maintenance |  |  | 2024 | Tier 2 | Distribution Circuit |  |  |  | 2566279 | Sus |  | CompanyInitiated¦Plannedmaintenance¦¦
24-0104297 | Company Initiated | Planned- capital |  |  | 2024 | Tier 2 | Distribution Circuit |  |  |  | 2566241 | Sus |  | CompanyInitiated¦Plannedcapital¦¦
24-0103589 | Wildfire Mitigation | Planned - WSIP/System Hardening |  |  | 2024 | Tier 2 | Transformer only |  |  |  | 2566284 | Sus |  | WildfireMitigation¦PlannedWSIPSystemHardening¦¦
24-0100552 | Wildfire Mitigation | Planned - WSIP/System Hardening |  |  | 2024 | Tier 2 | Transformer only |  |  |  | 2566377 | Sus |  | WildfireMitigation¦PlannedWSIPSystemHardening¦¦
24-0100538 | Wildfire Mitigation | Planned - WSIP/System Hardening |  |  | 2024 | Tier 2 | Distribution Circuit |  |  |  | 2566359 | Sus |  | WildfireMitigation¦PlannedWSIPSystemHardening¦¦
24-0100604 | Company Initiated | Planned- maintenance |  |  | 2024 | Tier 2 | Transformer only |  |  |  | 2566593 | Sus |  | CompanyInitiated¦Plannedmaintenance¦¦
24-0100899 | Company Initiated | Planned- maintenance |  |  | 2024 | Tier 3 | Distribution Circuit |  |  |  | 2567135 | Sus |  | CompanyInitiated¦Plannedmaintenance¦¦
24-0103293 | Company Initiated | Planned- maintenance |  |  | 2024 | Tier 2 | Transformer only |  |  |  | 2567395 | Sus |  | CompanyInitiated¦Plannedmaintenance¦¦
24-0104277 | Company Initiated | Planned- maintenance |  |  | 2024 | Tier 2 | Distribution Circuit |  |  |  | 2567174 | Sus |  | CompanyInitiated¦Plannedmaintenance¦¦
24-0104086 | Company Initiated | Planned- maintenance |  |  | 2024 | Tier 2 | Distribution Circuit |  |  |  | 2567192 | Sus |  | CompanyInitiated¦Plannedmaintenance¦¦
24-0104556 | Company Initiated | Planned- maintenance |  |  | 2024 | Tier 3 | Distribution Circuit |  |  |  | 2567239 | Sus |  | CompanyInitiated¦Plannedmaintenance¦¦
24-0105430 | Company Initiated | Planned- capital | Elbow | Normal | 2024 | Tier 2 | Distribution Circuit |  |  |  | 2567250 | Sus |  | CompanyInitiated¦Plannedcapital¦Elbow¦Normal
24-0099743 | Company Initiated | Planned- maintenance |  |  | 2024 | Tier 3 | Transformer only |  |  |  | 2567302 | Sus |  | CompanyInitiated¦Plannedmaintenance¦¦
24-0101920 | Wildfire Mitigation | Planned - WSIP/System Hardening |  |  | 2024 | Tier 2 | Distribution Circuit |  |  |  | 2567309 | Sus |  | WildfireMitigation¦PlannedWSIPSystemHardening¦¦
24-0104606 | Wildfire Mitigation | Planned - WSIP/System Hardening |  |  | 2024 | Tier 3 | Transformer only |  |  |  | 2568033 | Sus |  | WildfireMitigation¦PlannedWSIPSystemHardening¦¦
24-0104605 | Wildfire Mitigation | Planned - WSIP/System Hardening |  |  | 2024 | Tier 3 | Distribution Circuit |  |  |  | 2568036 | Sus |  | WildfireMitigation¦PlannedWSIPSystemHardening¦¦
24-0104592 | Wildfire Mitigation | Planned - WSIP/System Hardening |  |  | 2024 | Tier 3 | Distribution Circuit |  |  |  | 2568059 | Sus |  | WildfireMitigation¦PlannedWSIPSystemHardening¦¦
24-0104773 | Company Initiated | Planned- maintenance |  |  | 2024 | Tier 3 | Distribution Circuit |  |  |  | 2568061 | Sus |  | CompanyInitiated¦Plannedmaintenance¦¦
24-0104650 | Company Initiated | Planned- maintenance |  |  | 2024 | Tier 3 | Distribution Circuit |  |  |  | 2568068 | Sus |  | CompanyInitiated¦Plannedmaintenance¦¦
24-0104824 | Wildfire Mitigation | Planned - WSIP/System Hardening |  |  | 2024 | Tier 3 | Transformer only |  |  |  | 2568276 | Sus |  | WildfireMitigation¦PlannedWSIPSystemHardening¦¦
24-0111193 | Unknown Cause | Patrol - found nothing |  |  | 2024 | Tier 3 | Distribution Circuit |  |  |  | 2568867 | Sus |  | UnknownCause¦Patrolfoundnothing¦¦
24-0100902 | Company Initiated | Planned- maintenance |  |  | 2024 | Tier 3 | Distribution Circuit |  |  |  | 2569240 | Sus |  | CompanyInitiated¦Plannedmaintenance¦¦
24-0104645 | Company Initiated | Planned- maintenance |  |  | 2024 | Tier 3 | Distribution Circuit |  |  |  | 2569320 | Sus |  | CompanyInitiated¦Plannedmaintenance¦¦
24-0104104 | Company Initiated | Planned- maintenance |  |  | 2024 | Tier 2 | Transformer only |  |  |  | 2569392 | Sus |  | CompanyInitiated¦Plannedmaintenance¦¦
24-0100851 | Company Initiated | Planned- maintenance |  |  | 2024 | Tier 2 | Transformer only |  |  |  | 2569462 | Sus |  | CompanyInitiated¦Plannedmaintenance¦¦
24-0105262 | Wildfire Mitigation | Planned - WSIP/System Hardening |  |  | 2024 | Tier 3 | Transformer only |  |  |  | 2569627 | Sus |  | WildfireMitigation¦PlannedWSIPSystemHardening¦¦
24-0104115 | Wildfire Mitigation | Planned - WSIP/System Hardening |  |  | 2024 | Tier 2 | Transformer only |  |  |  | 2569815 | Sus |  | WildfireMitigation¦PlannedWSIPSystemHardening¦¦
24-0106040 | Company Initiated | Planned- maintenance |  |  | 2024 | Tier 2 | Transformer only |  |  |  | 2569818 | Sus |  | CompanyInitiated¦Plannedmaintenance¦¦
24-0105322 | Wildfire Mitigation | Planned - WSIP/System Hardening |  |  | 2024 | Tier 2 | Distribution Circuit |  |  |  | 2569843 | Sus |  | WildfireMitigation¦PlannedWSIPSystemHardening¦¦
24-0106220 | Wildfire Mitigation | Planned - WSIP/System Hardening |  |  | 2024 | Tier 3 | Transformer only |  |  |  | 2570284 | Sus |  | WildfireMitigation¦PlannedWSIPSystemHardening¦¦
24-0106126 | Company Initiated | Planned- maintenance |  |  | 2024 | Tier 2 | Distribution Circuit |  |  |  | 2570307 | Sus |  | CompanyInitiated¦Plannedmaintenance¦¦
24-0110115 | Company Initiated | Planned- maintenance |  |  | 2024 | Tier 2 | Transformer only |  |  |  | 2570320 | Sus |  | CompanyInitiated¦Plannedmaintenance¦¦
24-0100928 | Company Initiated | Planned- maintenance |  |  | 2024 | Tier 3 | Distribution Circuit |  |  |  | 2570380 | Sus |  | CompanyInitiated¦Plannedmaintenance¦¦
24-0100926 | Company Initiated | Planned- maintenance |  |  | 2024 | Tier 3 | Transformer only |  |  |  | 2570431 | Sus |  | CompanyInitiated¦Plannedmaintenance¦¦
24-0102021 | Company Initiated | Planned- maintenance |  |  | 2024 | Tier 2 | Distribution Circuit |  |  |  | 2570426 | Sus |  | CompanyInitiated¦Plannedmaintenance¦¦
24-0100862 | Company Initiated | Planned- maintenance |  |  | 2024 | Tier 2 | Distribution Circuit |  |  |  | 2570304 | Sus |  | CompanyInitiated¦Plannedmaintenance¦¦
24-0103538 | Company Initiated | Planned- maintenance |  |  | 2024 | Tier 3 | Transformer only |  |  |  | 2570539 | Sus |  | CompanyInitiated¦Plannedmaintenance¦¦
24-0106239 | Wildfire Mitigation | Planned - WSIP/System Hardening |  |  | 2024 | Tier 3 | Transformer only |  |  |  | 2570762 | Sus |  | WildfireMitigation¦PlannedWSIPSystemHardening¦¦
24-0100913 | Company Initiated | Planned- maintenance |  |  | 2024 | Tier 3 | Transformer only |  |  |  | 2570677 | Sus |  | CompanyInitiated¦Plannedmaintenance¦¦
24-0100915 | Company Initiated | Planned- maintenance |  |  | 2024 | Tier 3 | Transformer only |  |  |  | 2570713 | Sus |  | CompanyInitiated¦Plannedmaintenance¦¦
24-0100919 | Company Initiated | Planned- maintenance |  |  | 2024 | Tier 2 | Transformer only |  |  |  | 2570682 | Sus |  | CompanyInitiated¦Plannedmaintenance¦¦
24-0106256 | Wildfire Mitigation | Planned - WSIP/System Hardening |  |  | 2024 | Tier 3 | Transformer only |  |  |  | 2570904 | Sus |  | WildfireMitigation¦PlannedWSIPSystemHardening¦¦
24-0112022 | Unknown Cause | Patrol - found nothing |  |  | 2024 | Tier 2 | Distribution Circuit |  |  |  | 2570765 | Sus |  | UnknownCause¦Patrolfoundnothing¦¦
24-0112249 | Unknown Cause | Patrol - found nothing |  |  | 2024 | Tier 2 | Distribution Circuit |  |  |  | 2571184 | Sus |  | UnknownCause¦Patrolfoundnothing¦¦
24-0075675 | Company Initiated | Planned- maintenance |  |  | 2024 | Tier 2 | Distribution Circuit |  |  |  | 2571230 | Sus |  | CompanyInitiated¦Plannedmaintenance¦¦
24-0110177 | Wildfire Mitigation | Planned - WSIP/System Hardening |  |  | 2024 | Tier 2 | Transformer only |  |  |  | 2571257 | Sus |  | WildfireMitigation¦PlannedWSIPSystemHardening¦¦
24-0106356 | Company Initiated | Planned- maintenance |  |  | 2024 | Tier 2 | Distribution Circuit |  |  |  | 2571260 | Sus |  | CompanyInitiated¦Plannedmaintenance¦¦
24-0100947 | Company Initiated | Planned- maintenance |  |  | 2024 | Tier 3 | Distribution Circuit |  |  |  | 2571266 | Sus |  | CompanyInitiated¦Plannedmaintenance¦¦
24-0104081 | Company Initiated | Planned- maintenance |  |  | 2024 | Tier 2 | Distribution Circuit |  |  |  | 2571339 | Sus |  | CompanyInitiated¦Plannedmaintenance¦¦
24-0106280 | Wildfire Mitigation | Planned - WSIP/System Hardening |  |  | 2024 | Tier 3 | Transformer only |  |  |  | 2571364 | Sus |  | WildfireMitigation¦PlannedWSIPSystemHardening¦¦
24-0101179 | Company Initiated | Planned- maintenance |  |  | 2024 | Tier 2 | Distribution Circuit |  |  |  | 2571212 | Sus |  | CompanyInitiated¦Plannedmaintenance¦¦
24-0103475 | Company Initiated | Planned- maintenance |  |  | 2024 | Tier 2 | Distribution Circuit |  |  |  | 2571471 | Sus |  | CompanyInitiated¦Plannedmaintenance¦¦
24-0110688 | Wildfire Mitigation | Planned - WSIP/System Hardening |  |  | 2024 | Tier 2 | Transformer only |  |  |  | 2571707 | Sus |  | WildfireMitigation¦PlannedWSIPSystemHardening¦¦
24-0112407 | Equipment Failure/Involved | Overhead | Conductor- Overhead | Normal | 2024 | Tier 2 | Distribution Circuit |  |  |  | 2571607 | Sus |  | EquipmentFailureInvolved¦Overhead¦ConductorOverhead¦Normal
24-0112654 | Equipment Failure/Involved | Overhead | Pole-Wood | Broken | 2024 | Tier 2 | Distribution Circuit |  |  |  | 2571829 | Sus |  | EquipmentFailureInvolved¦Overhead¦PoleWood¦Broken
24-0112860 | Unknown Cause | Patrol - found nothing |  |  | 2024 | Tier 3 | Distribution Circuit |  |  |  | 2572238 | Sus |  | UnknownCause¦Patrolfoundnothing¦¦
24-0075686 | Company Initiated | Planned- maintenance |  |  | 2024 | Tier 2 | Distribution Circuit |  |  |  | 2572281 | Sus |  | CompanyInitiated¦Plannedmaintenance¦¦
24-0107722 | Company Initiated | Planned- maintenance |  |  | 2024 | Tier 2 | Distribution Circuit |  |  |  | 2572353 | Sus |  | CompanyInitiated¦Plannedmaintenance¦¦
24-0107495 | Company Initiated | Planned- maintenance |  |  | 2024 | Tier 3 | Distribution Circuit |  |  |  | 2572367 | Sus |  | CompanyInitiated¦Plannedmaintenance¦¦
24-0107505 | Company Initiated | Planned- maintenance |  |  | 2024 | Tier 3 | Distribution Circuit |  |  |  | 2572373 | Sus |  | CompanyInitiated¦Plannedmaintenance¦¦
24-0106781 | Company Initiated | Planned- maintenance |  |  | 2024 | Tier 3 | Distribution Circuit |  |  |  | 2572588 | Sus |  | CompanyInitiated¦Plannedmaintenance¦¦
24-0107769 | Company Initiated | Planned- maintenance |  |  | 2024 | Tier 3 | Distribution Circuit |  |  |  | 2573151 | Sus |  | CompanyInitiated¦Plannedmaintenance¦¦
24-0106318 | Wildfire Mitigation | Planned - WSIP/System Hardening |  |  | 2024 | Tier 2 | Transformer only |  |  |  | 2573205 | Sus |  | WildfireMitigation¦PlannedWSIPSystemHardening¦¦
24-0107648 | Wildfire Mitigation | Planned - WSIP/System Hardening |  |  | 2024 | Tier 2 | Distribution Circuit |  |  |  | 2573252 | Sus |  | WildfireMitigation¦PlannedWSIPSystemHardening¦¦
24-0107795 | Company Initiated | Planned- maintenance |  |  | 2024 | Tier 3 | Transformer only |  |  |  | 2573275 | Sus |  | CompanyInitiated¦Plannedmaintenance¦¦
24-0104473 | Wildfire Mitigation | Planned - WSIP/System Hardening |  |  | 2024 | Tier 2 | Transformer only |  |  |  | 2573281 | Sus |  | WildfireMitigation¦PlannedWSIPSystemHardening¦¦
24-0101435 | Wildfire Mitigation | Planned - WSIP/System Hardening |  |  | 2024 | Tier 3 | Transformer only |  |  |  | 2573296 | Sus |  | WildfireMitigation¦PlannedWSIPSystemHardening¦¦
24-0113676 | Equipment Failure/Involved | Overhead | Transformer | Broken | 2024 | Tier 3 | Transformer only |  |  |  | 2573331 | Sus |  | EquipmentFailureInvolved¦Overhead¦Transformer¦Broken
24-0106349 | Wildfire Mitigation | Planned - WSIP/System Hardening |  |  | 2024 | Tier 2 | Transformer only |  |  |  | 2573564 | Sus |  | WildfireMitigation¦PlannedWSIPSystemHardening¦¦
24-0107524 | Company Initiated | Planned- maintenance |  |  | 2024 | Tier 2 | Distribution Circuit |  |  |  | 2574987 | Sus |  | CompanyInitiated¦Plannedmaintenance¦¦
24-0107534 | Company Initiated | Planned- maintenance |  |  | 2024 | Tier 2 | Distribution Circuit |  |  |  | 2575000 | Sus |  | CompanyInitiated¦Plannedmaintenance¦¦
24-0108682 | Company Initiated | Planned- maintenance |  |  | 2024 | Tier 2 | Distribution Circuit |  |  |  | 2575010 | Sus |  | CompanyInitiated¦Plannedmaintenance¦¦
24-0108707 | Company Initiated | Planned- maintenance |  |  | 2024 | Tier 2 | Distribution Circuit |  |  |  | 2575015 | Sus |  | CompanyInitiated¦Plannedmaintenance¦¦
24-0107926 | Company Initiated | Planned- maintenance |  |  | 2024 | Tier 3 | Transformer only |  |  |  | 2575077 | Sus |  | CompanyInitiated¦Plannedmaintenance¦¦
24-0107918 | Company Initiated | Planned- maintenance |  |  | 2024 | Tier 3 | Distribution Circuit |  |  |  | 2575073 | Sus |  | CompanyInitiated¦Plannedmaintenance¦¦
24-0107952 | Company Initiated | Planned- maintenance |  |  | 2024 | Tier 3 | Distribution Circuit |  |  |  | 2575088 | Sus |  | CompanyInitiated¦Plannedmaintenance¦¦
24-0107975 | Wildfire Mitigation | Planned - WSIP/System Hardening |  |  | 2024 | Tier 2 | Distribution Circuit |  |  |  | 2575041 | Sus |  | WildfireMitigation¦PlannedWSIPSystemHardening¦¦
24-0114527 | Company Initiated | Personnel- company | Transformer (OH) | Normal | 2024 | Tier 2 | Distribution Circuit |  |  |  | 2575583 | Sus |  | CompanyInitiated¦Personnelcompany¦Transformer(OH)¦Normal
24-0114695 | Equipment Failure/Involved | Overhead | Pole-Wood | Deteriorated | 2024 | Tier 2 | Distribution Circuit |  |  |  | 2575992 | Sus |  | EquipmentFailureInvolved¦Overhead¦PoleWood¦Deteriorated
24-0107536 | Company Initiated | Planned- maintenance |  |  | 2024 | Tier 2 | Distribution Circuit |  |  |  | 2575945 | Sus |  | CompanyInitiated¦Plannedmaintenance¦¦
24-0107858 | Company Initiated | Planned- maintenance |  |  | 2024 | Tier 3 | Distribution Circuit |  |  |  | 2576097 | Sus |  | CompanyInitiated¦Plannedmaintenance¦¦
24-0107847 | Company Initiated | Planned- maintenance |  |  | 2024 | Tier 2 | Distribution Circuit |  |  |  | 2576117 | Sus |  | CompanyInitiated¦Plannedmaintenance¦¦
24-0107865 | Company Initiated | Planned- maintenance |  |  | 2024 | Tier 2 | Transformer only |  |  |  | 2576463 | Sus |  | CompanyInitiated¦Plannedmaintenance¦¦
24-0106643 | Company Initiated | Planned- maintenance |  |  | 2024 | Tier 2 | Distribution Circuit |  |  |  | 2576133 | Sus |  | CompanyInitiated¦Plannedmaintenance¦¦
24-0106369 | Wildfire Mitigation | Planned - WSIP/System Hardening |  |  | 2024 | Tier 3 | Transformer only |  |  |  | 2576149 | Sus |  | WildfireMitigation¦PlannedWSIPSystemHardening¦¦
24-0108442 | Wildfire Mitigation | Planned - WSIP/System Hardening |  |  | 2024 | Tier 2 | Distribution Circuit |  |  |  | 2576185 | Sus |  | WildfireMitigation¦PlannedWSIPSystemHardening¦¦
24-0109049 | Wildfire Mitigation | Planned - WSIP/System Hardening |  |  | 2024 | Tier 2 | Transformer only |  |  |  | 2576201 | Sus |  | WildfireMitigation¦PlannedWSIPSystemHardening¦¦
24-0114868 | Unknown Cause | Patrol - found nothing |  |  | 2024 | Tier 2 | Distribution Circuit |  |  |  | 2576344 | Sus |  | UnknownCause¦Patrolfoundnothing¦¦
24-0115219 | Animal | Other | Conductor- Overhead | Normal | 2024 | Tier 2 | Distribution Circuit |  |  |  | 2577003 | Sus |  | Animal¦Other¦ConductorOverhead¦Normal
24-0115226 | Animal | Squirrel | Transformer (OH) | Normal | 2024 | Tier 2 | Distribution Circuit |  |  |  | 2577012 | Sus |  | Animal¦Squirrel¦Transformer(OH)¦Normal
24-0110434 | Company Initiated | Planned- maintenance |  |  | 2024 | Tier 2 | Transformer only |  |  |  | 2577645 | Sus |  | CompanyInitiated¦Plannedmaintenance¦¦
24-0109260 | Company Initiated | Planned- maintenance |  |  | 2024 | Tier 3 | Transformer only |  |  |  | 2577038 | Sus |  | CompanyInitiated¦Plannedmaintenance¦¦
24-0109128 | Company Initiated | Planned- maintenance |  |  | 2024 | Tier 2 | Distribution Circuit |  |  |  | 2577029 | Sus |  | CompanyInitiated¦Plannedmaintenance¦¦
24-0109136 | Company Initiated | Planned- maintenance |  |  | 2024 | Tier 2 | Distribution Circuit |  |  |  | 2577030 | Sus |  | CompanyInitiated¦Plannedmaintenance¦¦
24-0109198 | Company Initiated | Planned- maintenance |  |  | 2024 | Tier 3 | Distribution Circuit |  |  |  | 2577060 | Sus |  | CompanyInitiated¦Plannedmaintenance¦¦
24-0096693 | Company Initiated | Planned- maintenance |  |  | 2024 | Tier 2 | Distribution Circuit |  |  |  | 2577134 | Sus |  | CompanyInitiated¦Plannedmaintenance¦¦
24-0109238 | Wildfire Mitigation | Planned - WSIP/System Hardening |  |  | 2024 | Tier 3 | Transformer only |  |  |  | 2577591 | Sus |  | WildfireMitigation¦PlannedWSIPSystemHardening¦¦
24-0108872 | Company Initiated | Planned- maintenance |  |  | 2024 | Tier 3 | Distribution Circuit |  |  |  | 2577977 | Sus |  | CompanyInitiated¦Plannedmaintenance¦¦
24-0109836 | Company Initiated | Planned- maintenance |  |  | 2024 | Tier 3 | Distribution Circuit |  |  |  | 2578240 | Sus |  | CompanyInitiated¦Plannedmaintenance¦¦
24-0115044 | Company Initiated | Planned- capital |  |  | 2024 | Tier 2 | Distribution Circuit |  |  |  | 2578017 | Sus |  | CompanyInitiated¦Plannedcapital¦¦
24-0108876 | Company Initiated | Planned- maintenance |  |  | 2024 | Tier 3 | Transformer only |  |  |  | 2578145 | Sus |  | CompanyInitiated¦Plannedmaintenance¦¦
24-0108531 | Wildfire Mitigation | Planned - WSIP/System Hardening |  |  | 2024 | Tier 3 | Transformer only |  |  |  | 2578250 | Sus |  | WildfireMitigation¦PlannedWSIPSystemHardening¦¦
24-0096096 | Company Initiated | Planned- capital |  |  | 2024 | Tier 2 | Distribution Circuit |  |  |  | 2579153 | Sus |  | CompanyInitiated¦Plannedcapital¦¦
24-0110979 | Company Initiated | Planned- maintenance |  |  | 2024 | Tier 2 | Transformer only |  |  |  | 2579139 | Sus |  | CompanyInitiated¦Plannedmaintenance¦¦
24-0104762 | Company Initiated | Planned- capital |  |  | 2024 | Tier 2 | Distribution Circuit |  |  |  | 2579127 | Sus |  | CompanyInitiated¦Plannedcapital¦¦
24-0110481 | Wildfire Mitigation | Planned - WSIP/System Hardening |  |  | 2024 | Tier 3 | Transformer only |  |  |  | 2579186 | Sus |  | WildfireMitigation¦PlannedWSIPSystemHardening¦¦
24-0116474 | Equipment Failure/Involved | Overhead | Secondary | Deteriorated | 2024 | Tier 2 | Transformer only |  |  |  | 2579333 | Sus |  | EquipmentFailureInvolved¦Overhead¦Secondary¦Deteriorated
24-0012512 | Company Initiated | Planned- capital |  |  | 2024 | Tier 2 | Distribution Circuit |  |  |  | 2579723 | Sus |  | CompanyInitiated¦Plannedcapital¦¦
24-0110359 | Company Initiated | Planned- maintenance |  |  | 2024 | Tier 3 | Distribution Circuit |  |  |  | 2579863 | Sus |  | CompanyInitiated¦Plannedmaintenance¦¦
24-0110378 | Company Initiated | Planned- maintenance |  |  | 2024 | Tier 2 | Distribution Circuit |  |  |  | 2579871 | Sus |  | CompanyInitiated¦Plannedmaintenance¦¦
24-0111558 | Wildfire Mitigation | Planned - WSIP/System Hardening |  |  | 2024 | Tier 2 | Distribution Circuit |  |  |  | 2581050 | Sus |  | WildfireMitigation¦PlannedWSIPSystemHardening¦¦
24-0109794 | Company Initiated | Planned- capital |  |  | 2024 | Tier 2 | Distribution Circuit |  |  |  | 2581946 | Sus |  | CompanyInitiated¦Plannedcapital¦¦
24-0112095 | Company Initiated | Planned- maintenance |  |  | 2024 | Tier 3 | Distribution Circuit |  |  |  | 2581970 | Sus |  | CompanyInitiated¦Plannedmaintenance¦¦
24-0111604 | Company Initiated | Planned- maintenance |  |  | 2024 | Tier 2 | Distribution Circuit |  |  |  | 2581977 | Sus |  | CompanyInitiated¦Plannedmaintenance¦¦
24-0112715 | Company Initiated | Planned- maintenance |  |  | 2024 | Tier 2 | Distribution Circuit |  |  |  | 2581998 | Sus |  | CompanyInitiated¦Plannedmaintenance¦¦
24-0113280 | Company Initiated | Planned- maintenance |  |  | 2024 | Tier 2 | Distribution Circuit |  |  |  | 2581980 | Sus |  | CompanyInitiated¦Plannedmaintenance¦¦
24-0111595 | Company Initiated | Planned- maintenance |  |  | 2024 | Tier 2 | Distribution Circuit |  |  |  | 2582009 | Sus |  | CompanyInitiated¦Plannedmaintenance¦¦
24-0106374 | Wildfire Mitigation | Planned - WSIP/System Hardening |  |  | 2024 | Tier 3 | Distribution Circuit |  |  |  | 2581930 | Sus |  | WildfireMitigation¦PlannedWSIPSystemHardening¦¦
24-0108807 | Company Initiated | Planned- capital |  |  | 2024 | Tier 3 | Distribution Circuit |  |  |  | 2582147 | Sus |  | CompanyInitiated¦Plannedcapital¦¦
24-0110140 | Wildfire Mitigation | Planned - WSIP/System Hardening |  |  | 2024 | Tier 3 | Distribution Circuit |  |  |  | 2582368 | Sus |  | WildfireMitigation¦PlannedWSIPSystemHardening¦¦
24-0112725 | Company Initiated | Planned- maintenance |  |  | 2024 | Tier 2 | Transformer only |  |  |  | 2582492 | Sus |  | CompanyInitiated¦Plannedmaintenance¦¦
24-0112332 | Company Initiated | Planned- maintenance |  |  | 2024 | Tier 3 | Transformer only |  |  |  | 2583064 | Sus |  | CompanyInitiated¦Plannedmaintenance¦¦
24-0112351 | Wildfire Mitigation | Planned - WSIP/System Hardening |  |  | 2024 | Tier 3 | Transformer only |  |  |  | 2583086 | Sus |  | WildfireMitigation¦PlannedWSIPSystemHardening¦¦
24-0112363 | Wildfire Mitigation | Planned - WSIP/System Hardening |  |  | 2024 | Tier 3 | Distribution Circuit |  |  |  | 2583440 | Sus |  | WildfireMitigation¦PlannedWSIPSystemHardening¦¦
24-0112370 | Wildfire Mitigation | Planned - WSIP/System Hardening |  |  | 2024 | Tier 3 | Distribution Circuit |  |  |  | 2583616 | Sus |  | WildfireMitigation¦PlannedWSIPSystemHardening¦¦
24-0110418 | Company Initiated | Planned- capital |  |  | 2024 | Tier 2 | Distribution Circuit |  |  |  | 2584255 | Sus |  | CompanyInitiated¦Plannedcapital¦¦
24-0113544 | Company Initiated | Planned- maintenance |  |  | 2024 | Tier 3 | Transformer only |  |  |  | 2584980 | Sus |  | CompanyInitiated¦Plannedmaintenance¦¦
24-0110445 | Wildfire Mitigation | Planned - WSIP/System Hardening |  |  | 2024 | Tier 2 | Transformer only |  |  |  | 2584434 | Sus |  | WildfireMitigation¦PlannedWSIPSystemHardening¦¦
24-0109663 | Company Initiated | Planned- capital |  |  | 2024 | Tier 3 | Distribution Circuit |  |  |  | 2584431 | Sus |  | CompanyInitiated¦Plannedcapital¦¦
24-0111638 | Company Initiated | Planned- maintenance |  |  | 2024 | Tier 2 | Transformer only |  |  |  | 2584522 | Sus |  | CompanyInitiated¦Plannedmaintenance¦¦
24-0118802 | Equipment Failure/Involved | Overhead | Pole-Wood | Deteriorated | 2024 | Tier 2 | Distribution Circuit |  |  |  | 2584499 | Sus |  | EquipmentFailureInvolved¦Overhead¦PoleWood¦Deteriorated
24-0112432 | Wildfire Mitigation | Planned - WSIP/System Hardening |  |  | 2024 | Tier 2 | Transformer only |  |  |  | 2584981 | Sus |  | WildfireMitigation¦PlannedWSIPSystemHardening¦¦
24-0119135 | Equipment Failure/Involved | Overhead | Transformer (OH) | Leaking | 2024 | Tier 2 | Transformer only |  |  |  | 2585005 | Sus |  | EquipmentFailureInvolved¦Overhead¦Transformer(OH)¦Leaking
24-0119243 | Unknown Cause | Patrol - not conducted |  |  | 2024 | Tier 2 | Distribution Circuit |  |  |  | 2585246 | Sus |  | UnknownCause¦Patrolnotconducted¦¦
24-0110924 | Company Initiated | Planned- capital |  |  | 2024 | Tier 2 | Distribution Circuit |  |  |  | 2585445 | Sus |  | CompanyInitiated¦Plannedcapital¦¦
24-0113621 | Company Initiated | Planned- maintenance |  |  | 2024 | Tier 3 | Distribution Circuit |  |  |  | 2585479 | Sus |  | CompanyInitiated¦Plannedmaintenance¦¦
24-0113642 | Company Initiated | Planned- maintenance |  |  | 2024 | Tier 2 | Distribution Circuit |  |  |  | 2586583 | Sus |  | CompanyInitiated¦Plannedmaintenance¦¦
24-0113631 | Company Initiated | Planned- maintenance |  |  | 2024 | Tier 2 | Distribution Circuit |  |  |  | 2586596 | Sus |  | CompanyInitiated¦Plannedmaintenance¦¦
24-0113638 | Company Initiated | Planned- maintenance |  |  | 2024 | Tier 2 | Distribution Circuit |  |  |  | 2586807 | Sus |  | CompanyInitiated¦Plannedmaintenance¦¦
24-0119968 | Equipment Failure/Involved | Overhead | Transformer (OH) | Failed/Faulted | 2024 | Tier 2 | Distribution Circuit |  |  |  | 2587465 | Sus |  | EquipmentFailureInvolved¦Overhead¦Transformer(OH)¦FailedFaulted
24-0114980 | Company Initiated | Planned- maintenance |  |  | 2024 | Tier 2 | Distribution Circuit |  |  |  | 2588002 | Sus |  | CompanyInitiated¦Plannedmaintenance¦¦
24-0115223 | Company Initiated | Planned- maintenance |  |  | 2024 | Tier 2 | Distribution Circuit |  |  |  | 2587997 | Sus |  | CompanyInitiated¦Plannedmaintenance¦¦
24-0114504 | Company Initiated | Planned- maintenance |  |  | 2024 | Tier 2 | Distribution Circuit |  |  |  | 2588024 | Sus |  | CompanyInitiated¦Plannedmaintenance¦¦
24-0115296 | Wildfire Mitigation | Planned - WSIP/System Hardening |  |  | 2024 | Tier 3 | Transformer only |  |  |  | 2588036 | Sus |  | WildfireMitigation¦PlannedWSIPSystemHardening¦¦
24-0115389 | Company Initiated | Planned- maintenance |  |  | 2024 | Tier 2 | Transformer only |  |  |  | 2588052 | Sus |  | CompanyInitiated¦Plannedmaintenance¦¦
24-0115013 | Company Initiated | Planned- maintenance |  |  | 2024 | Tier 2 | Distribution Circuit |  |  |  | 2588072 | Sus |  | CompanyInitiated¦Plannedmaintenance¦¦
24-0114501 | Company Initiated | Planned- maintenance |  |  | 2024 | Tier 2 | Transformer only |  |  |  | 2588093 | Sus |  | CompanyInitiated¦Plannedmaintenance¦¦
24-0120100 | Equipment Failure/Involved | Overhead | Service conductor | Broken | 2024 | Tier 2 | Transformer only |  |  |  | 2588060 | Sus |  | EquipmentFailureInvolved¦Overhead¦Serviceconductor¦Broken
24-0111686 | Wildfire Mitigation | Planned - WSIP/System Hardening |  |  | 2024 | Tier 2 | Transformer only |  |  |  | 2588490 | Sus |  | WildfireMitigation¦PlannedWSIPSystemHardening¦¦
24-0120194 | Equipment Failure/Involved | Overhead | Secondary | Broken | 2024 | Tier 2 | Transformer only |  |  |  | 2588271 | Sus |  | EquipmentFailureInvolved¦Overhead¦Secondary¦Broken
24-0115288 | Company Initiated | Planned- maintenance |  |  | 2024 | Tier 2 | Distribution Circuit |  |  |  | 2588360 | Sus |  | CompanyInitiated¦Plannedmaintenance¦¦
24-0114992 | Company Initiated | Planned- maintenance |  |  | 2024 | Tier 2 | Transformer only |  |  |  | 2588365 | Sus |  | CompanyInitiated¦Plannedmaintenance¦¦
24-0111696 | Wildfire Mitigation | Planned - WSIP/System Hardening |  |  | 2024 | Tier 3 | Transformer only |  |  |  | 2588401 | Sus |  | WildfireMitigation¦PlannedWSIPSystemHardening¦¦
24-0114494 | Company Initiated | Planned- maintenance |  |  | 2024 | Tier 2 | Transformer only |  |  |  | 2588460 | Sus |  | CompanyInitiated¦Plannedmaintenance¦¦
24-0120397 | Equipment Failure/Involved | Overhead | Transformer (OH) | Normal | 2024 | Tier 2 | Transformer only |  |  |  | 2588650 | Sus |  | EquipmentFailureInvolved¦Overhead¦Transformer(OH)¦Normal
24-0114970 | Company Initiated | Planned- maintenance |  |  | 2024 | Tier 2 | Distribution Circuit |  |  |  | 2589157 | Sus |  | CompanyInitiated¦Plannedmaintenance¦¦
24-0114543 | Company Initiated | Planned- maintenance |  |  | 2024 | Tier 2 | Distribution Circuit |  |  |  | 2589145 | Sus |  | CompanyInitiated¦Plannedmaintenance¦¦
24-0114538 | Company Initiated | Planned- maintenance |  |  | 2024 | Tier 2 | Distribution Circuit |  |  |  | 2589168 | Sus |  | CompanyInitiated¦Plannedmaintenance¦¦
24-0114937 | Company Initiated | Planned- maintenance |  |  | 2024 | Tier 2 | Distribution Circuit |  |  |  | 2589147 | Sus |  | CompanyInitiated¦Plannedmaintenance¦¦
24-0114838 | Wildfire Mitigation | Planned - WSIP/System Hardening |  |  | 2024 | Tier 2 | Distribution Circuit |  |  |  | 2589154 | Sus |  | WildfireMitigation¦PlannedWSIPSystemHardening¦¦
24-0115619 | Company Initiated | Planned- maintenance |  |  | 2024 | Tier 2 | Distribution Circuit |  |  |  | 2589173 | Sus |  | CompanyInitiated¦Plannedmaintenance¦¦
24-0115365 | Company Initiated | Planned- maintenance |  |  | 2024 | Tier 2 | Distribution Circuit |  |  |  | 2589182 | Sus |  | CompanyInitiated¦Plannedmaintenance¦¦
24-0114528 | Company Initiated | Planned- maintenance |  |  | 2024 | Tier 2 | Transformer only |  |  |  | 2589794 | Sus |  | CompanyInitiated¦Plannedmaintenance¦¦
24-0119060 | Company Initiated | Planned- maintenance |  |  | 2024 | Tier 3 | Transformer only |  |  |  | 2589317 | Sus |  | CompanyInitiated¦Plannedmaintenance¦¦
24-0113128 | Company Initiated | Planned- maintenance |  |  | 2024 | Tier 3 | Distribution Circuit |  |  |  | 2589365 | Sus |  | CompanyInitiated¦Plannedmaintenance¦¦
24-0120684 | Equipment Failure/Involved | Overhead | Transformer (OH) | Broken | 2024 | Tier 2 | Transformer only |  |  |  | 2589547 | Sus |  | EquipmentFailureInvolved¦Overhead¦Transformer(OH)¦Broken
24-0115932 | Company Initiated | Planned- maintenance |  |  | 2024 | Tier 2 | Transformer only |  |  |  | 2589585 | Sus |  | CompanyInitiated¦Plannedmaintenance¦¦
24-0115541 | Company Initiated | Planned- maintenance |  |  | 2024 | Tier 2 | Transformer only |  |  |  | 2589605 | Sus |  | CompanyInitiated¦Plannedmaintenance¦¦
24-0115077 | Company Initiated | Planned- maintenance |  |  | 2024 | Tier 2 | Distribution Circuit |  |  |  | 2589658 | Sus |  | CompanyInitiated¦Plannedmaintenance¦¦
24-0114954 | Wildfire Mitigation | Planned - WSIP/System Hardening |  |  | 2024 | Tier 2 | Distribution Circuit |  |  |  | 2589688 | Sus |  | WildfireMitigation¦PlannedWSIPSystemHardening¦¦
24-0115607 | Company Initiated | Planned- maintenance |  |  | 2024 | Tier 2 | Transformer only |  |  |  | 2589706 | Sus |  | CompanyInitiated¦Plannedmaintenance¦¦
24-0114496 | Company Initiated | Planned- maintenance |  |  | 2024 | Tier 2 | Distribution Circuit |  |  |  | 2590229 | Sus |  | CompanyInitiated¦Plannedmaintenance¦¦
24-0116231 | Company Initiated | Planned- maintenance |  |  | 2024 | Tier 2 | Distribution Circuit |  |  |  | 2590260 | Sus |  | CompanyInitiated¦Plannedmaintenance¦¦
24-0116603 | Company Initiated | Planned- maintenance |  |  | 2024 | Tier 2 | Distribution Circuit |  |  |  | 2590267 | Sus |  | CompanyInitiated¦Plannedmaintenance¦¦
24-0115668 | Company Initiated | Planned- maintenance |  |  | 2024 | Tier 2 | Distribution Circuit |  |  |  | 2590281 | Sus |  | CompanyInitiated¦Plannedmaintenance¦¦
24-0116213 | Company Initiated | Planned- maintenance |  |  | 2024 | Tier 2 | Transformer only |  |  |  | 2590286 | Sus |  | CompanyInitiated¦Plannedmaintenance¦¦
24-0116612 | Company Initiated | Planned- maintenance |  |  | 2024 | Tier 2 | Distribution Circuit |  |  |  | 2590295 | Sus |  | CompanyInitiated¦Plannedmaintenance¦¦
24-0116024 | Wildfire Mitigation | Planned - WSIP/System Hardening |  |  | 2024 | Tier 2 | Transformer only |  |  |  | 2590325 | Sus |  | WildfireMitigation¦PlannedWSIPSystemHardening¦¦
24-0115289 | Wildfire Mitigation | Planned - WSIP/System Hardening |  |  | 2024 | Tier 3 | Distribution Circuit |  |  |  | 2590444 | Sus |  | WildfireMitigation¦PlannedWSIPSystemHardening¦¦
24-0121437 | Equipment Failure/Involved | Overhead | Pole-Wood | Deteriorated | 2024 | Tier 3 | Transformer only |  |  |  | 2590615 | Sus |  | EquipmentFailureInvolved¦Overhead¦PoleWood¦Deteriorated
24-0121179 | Equipment Failure/Involved | Overhead | Pole-Wood | Broken | 2024 | Tier 3 | Transformer only |  |  |  | 2590543 | Sus |  | EquipmentFailureInvolved¦Overhead¦PoleWood¦Broken
24-0116206 | Company Initiated | Planned- maintenance |  |  | 2024 | Tier 2 | Transformer only |  |  |  | 2590581 | Sus |  | CompanyInitiated¦Plannedmaintenance¦¦
24-0115855 | Company Initiated | Planned- maintenance |  |  | 2024 | Tier 2 | Transformer only |  |  |  | 2590617 | Sus |  | CompanyInitiated¦Plannedmaintenance¦¦
24-0116577 | Company Initiated | Planned- maintenance |  |  | 2024 | Tier 2 | Distribution Circuit |  |  |  | 2590666 | Sus |  | CompanyInitiated¦Plannedmaintenance¦¦
24-0121305 | Animal | Other | Conductor- Overhead | Normal | 2024 | Tier 2 | Distribution Circuit |  |  |  | 2590720 | Sus |  | Animal¦Other¦ConductorOverhead¦Normal
24-0116193 | Wildfire Mitigation | Planned - WSIP/System Hardening |  |  | 2024 | Tier 2 | Transformer only |  |  |  | 2590740 | Sus |  | WildfireMitigation¦PlannedWSIPSystemHardening¦¦
24-0116465 | Company Initiated | Planned- maintenance |  |  | 2024 | Tier 2 | Distribution Circuit |  |  |  | 2591296 | Sus |  | CompanyInitiated¦Plannedmaintenance¦¦
24-0112987 | Company Initiated | Planned- maintenance |  |  | 2024 | Tier 2 | Transformer only |  |  |  | 2591330 | Sus |  | CompanyInitiated¦Plannedmaintenance¦¦
24-0113419 | Company Initiated | Planned- maintenance |  |  | 2024 | Tier 3 | Distribution Circuit |  |  |  | 2591655 | Sus |  | CompanyInitiated¦Plannedmaintenance¦¦
24-0122047 | Animal | Squirrel | Transformer (OH) | Normal | 2024 | Tier 2 | Distribution Circuit |  |  |  | 2591978 | Sus |  | Animal¦Squirrel¦Transformer(OH)¦Normal
24-0115985 | Equipment Failure/Involved | Overhead | Regulator | Malfunctioning | 2024 | Tier 3 | Distribution Circuit |  |  |  | 2592025 | Sus |  | EquipmentFailureInvolved¦Overhead¦Regulator¦Malfunctioning
24-0116545 | Company Initiated | Planned- maintenance |  |  | 2024 | Tier 2 | Distribution Circuit |  |  |  | 2592048 | Sus |  | CompanyInitiated¦Plannedmaintenance¦¦
24-0116083 | Company Initiated | Planned- capital |  |  | 2024 | Tier 3 | Distribution Circuit |  |  |  | 2592080 | Sus |  | CompanyInitiated¦Plannedcapital¦¦
24-0116162 | Company Initiated | Planned- maintenance |  |  | 2024 | Tier 3 | Distribution Circuit |  |  |  | 2592058 | Sus |  | CompanyInitiated¦Plannedmaintenance¦¦
24-0115985 | Company Initiated | Planned- capital |  |  | 2024 | Tier 3 | Distribution Circuit |  |  |  | 2592245 | Sus |  | CompanyInitiated¦Plannedcapital¦¦
24-0116192 | Wildfire Mitigation | Planned - WSIP/System Hardening |  |  | 2024 | Tier 3 | Transformer only |  |  |  | 2592417 | Sus |  | WildfireMitigation¦PlannedWSIPSystemHardening¦¦
24-0116135 | Wildfire Mitigation | Planned - WSIP/System Hardening |  |  | 2024 | Tier 3 | Transformer only |  |  |  | 2592457 | Sus |  | WildfireMitigation¦PlannedWSIPSystemHardening¦¦
24-0116148 | Wildfire Mitigation | Planned - WSIP/System Hardening |  |  | 2024 | Tier 3 | Transformer only |  |  |  | 2592587 | Sus |  | WildfireMitigation¦PlannedWSIPSystemHardening¦¦
24-0116116 | Company Initiated | Planned- maintenance |  |  | 2024 | Tier 2 | Distribution Circuit |  |  |  | 2592776 | Sus |  | CompanyInitiated¦Plannedmaintenance¦¦
24-0116445 | Company Initiated | Planned- maintenance |  |  | 2024 | Tier 2 | Distribution Circuit |  |  |  | 2592750 | Sus |  | CompanyInitiated¦Plannedmaintenance¦¦
24-0116589 | Company Initiated | Planned- maintenance |  |  | 2024 | Tier 2 | Distribution Circuit |  |  |  | 2592756 | Sus |  | CompanyInitiated¦Plannedmaintenance¦¦
24-0115016 | Company Initiated | Planned- capital |  |  | 2024 | Tier 2 | Distribution Circuit |  |  |  | 2593785 | Sus |  | CompanyInitiated¦Plannedcapital¦¦
24-0122776 | Company Initiated | Personnel- company | Fuse | Normal | 2024 | Tier 2 | Distribution Circuit |  |  |  | 2593902 | Sus |  | CompanyInitiated¦Personnelcompany¦Fuse¦Normal
24-0117349 | Company Initiated | Planned- maintenance |  |  | 2024 | Tier 3 | Distribution Circuit |  |  |  | 2593935 | Sus |  | CompanyInitiated¦Plannedmaintenance¦¦
24-0118385 | Company Initiated | Planned- maintenance |  |  | 2024 | Tier 2 | Distribution Circuit |  |  |  | 2593938 | Sus |  | CompanyInitiated¦Plannedmaintenance¦¦
24-0118877 | Company Initiated | Planned- maintenance |  |  | 2024 | Tier 2 | Distribution Circuit |  |  |  | 2593949 | Sus |  | CompanyInitiated¦Plannedmaintenance¦¦
24-0117360 | Company Initiated | Planned- maintenance |  |  | 2024 | Tier 2 | Distribution Circuit |  |  |  | 2593950 | Sus |  | CompanyInitiated¦Plannedmaintenance¦¦
24-0118204 | Company Initiated | Planned- maintenance |  |  | 2024 | Tier 2 | Transformer only |  |  |  | 2594264 | Sus |  | CompanyInitiated¦Plannedmaintenance¦¦
24-0115355 | Wildfire Mitigation | Planned - WSIP/System Hardening |  |  | 2024 | Tier 3 | Distribution Circuit |  |  |  | 2594017 | Sus |  | WildfireMitigation¦PlannedWSIPSystemHardening¦¦
24-0115992 | Company Initiated | Planned- maintenance |  |  | 2024 | Tier 2 | Distribution Circuit |  |  |  | 2594088 | Sus |  | CompanyInitiated¦Plannedmaintenance¦¦
24-0122889 | Equipment Failure/Involved | Overhead | Transformer (OH) | Deteriorated | 2024 | Tier 3 | Transformer only |  |  |  | 2594273 | Sus |  | EquipmentFailureInvolved¦Overhead¦Transformer(OH)¦Deteriorated
24-0118508 | Company Initiated | Planned- maintenance |  |  | 2024 | Tier 2 | Distribution Circuit |  |  |  | 2594371 | Sus |  | CompanyInitiated¦Plannedmaintenance¦¦
24-0118399 | Company Initiated | Planned- maintenance |  |  | 2024 | Tier 2 | Distribution Circuit |  |  |  | 2594437 | Sus |  | CompanyInitiated¦Plannedmaintenance¦¦
24-0118521 | Company Initiated | Planned- maintenance |  |  | 2024 | Tier 2 | Distribution Circuit |  |  |  | 2594806 | Sus |  | CompanyInitiated¦Plannedmaintenance¦¦
24-0116809 | Company Initiated | Planned- maintenance |  |  | 2024 | Tier 3 | Distribution Circuit |  |  |  | 2594912 | Sus |  | CompanyInitiated¦Plannedmaintenance¦¦
24-0117222 | Company Initiated | Planned- maintenance |  |  | 2024 | Tier 3 | Distribution Circuit |  |  |  | 2594926 | Sus |  | CompanyInitiated¦Plannedmaintenance¦¦
24-0117225 | Wildfire Mitigation | Planned - WSIP/System Hardening |  |  | 2024 | Tier 3 | Transformer only |  |  |  | 2594963 | Sus |  | WildfireMitigation¦PlannedWSIPSystemHardening¦¦
24-0118426 | Company Initiated | Planned- maintenance |  |  | 2024 | Tier 2 | Distribution Circuit |  |  |  | 2594970 | Sus |  | CompanyInitiated¦Plannedmaintenance¦¦
24-0113242 | Company Initiated | Planned- capital |  |  | 2024 | Tier 2 | Distribution Circuit |  |  |  | 2595004 | Sus |  | CompanyInitiated¦Plannedcapital¦¦
24-0116808 | Company Initiated | Planned- maintenance |  |  | 2024 | Tier 3 | Distribution Circuit |  |  |  | 2595335 | Sus |  | CompanyInitiated¦Plannedmaintenance¦¦
24-0118623 | Company Initiated | Planned- maintenance |  |  | 2024 | Tier 2 | Distribution Circuit |  |  |  | 2595807 | Sus |  | CompanyInitiated¦Plannedmaintenance¦¦
24-0118525 | Company Initiated | Planned- maintenance |  |  | 2024 | Tier 2 | Distribution Circuit |  |  |  | 2595812 | Sus |  | CompanyInitiated¦Plannedmaintenance¦¦
24-0117322 | Company Initiated | Planned- maintenance |  |  | 2024 | Tier 3 | Distribution Circuit |  |  |  | 2595802 | Sus |  | CompanyInitiated¦Plannedmaintenance¦¦
24-0117336 | Company Initiated | Planned- maintenance |  |  | 2024 | Tier 2 | Distribution Circuit |  |  |  | 2595808 | Sus |  | CompanyInitiated¦Plannedmaintenance¦¦
24-0118527 | Company Initiated | Planned- maintenance |  |  | 2024 | Tier 2 | Transformer only |  |  |  | 2595834 | Sus |  | CompanyInitiated¦Plannedmaintenance¦¦
24-0117451 | Company Initiated | Planned- maintenance |  |  | 2024 | Tier 2 | Distribution Circuit |  |  |  | 2595827 | Sus |  | CompanyInitiated¦Plannedmaintenance¦¦
24-0117448 | Wildfire Mitigation | Planned - WSIP/System Hardening |  |  | 2024 | Tier 2 | Distribution Circuit |  |  |  | 2595880 | Sus |  | WildfireMitigation¦PlannedWSIPSystemHardening¦¦
24-0123775 | Equipment Failure/Involved | Overhead | Transformer (OH) | Failed/Faulted | 2024 | Tier 2 | Distribution Circuit |  |  |  | 2595886 | Sus |  | EquipmentFailureInvolved¦Overhead¦Transformer(OH)¦FailedFaulted
24-0118538 | Wildfire Mitigation | Planned - WSIP/System Hardening |  |  | 2024 | Tier 3 | Distribution Circuit |  |  |  | 2595964 | Sus |  | WildfireMitigation¦PlannedWSIPSystemHardening¦¦
24-0115679 | Company Initiated | Planned- maintenance |  |  | 2024 | Tier 2 | Distribution Circuit |  |  |  | 2595965 | Sus |  | CompanyInitiated¦Plannedmaintenance¦¦
24-0118629 | Wildfire Mitigation | Planned - WSIP/System Hardening |  |  | 2024 | Tier 2 | Transformer only |  |  |  | 2596198 | Sus |  | WildfireMitigation¦PlannedWSIPSystemHardening¦¦
24-0112891 | Company Initiated | Planned- capital |  |  | 2024 | Tier 2 | Distribution Circuit |  |  |  | 2596665 | Sus |  | CompanyInitiated¦Plannedcapital¦¦
24-0118532 | Company Initiated | Planned- maintenance |  |  | 2024 | Tier 2 | Distribution Circuit |  |  |  | 2596857 | Sus |  | CompanyInitiated¦Plannedmaintenance¦¦
24-0117380 | Company Initiated | Planned- maintenance |  |  | 2024 | Tier 2 | Distribution Circuit |  |  |  | 2596907 | Sus |  | CompanyInitiated¦Plannedmaintenance¦¦
24-0112890 | Company Initiated | Planned- capital |  |  | 2024 | Tier 2 | Distribution Circuit |  |  |  | 2598025 | Sus |  | CompanyInitiated¦Plannedcapital¦¦
24-0118599 | Company Initiated | Planned- maintenance |  |  | 2024 | Tier 2 | Distribution Circuit |  |  |  | 2598298 | Sus |  | CompanyInitiated¦Plannedmaintenance¦¦
24-0118534 | Company Initiated | Planned- maintenance |  |  | 2024 | Tier 2 | Distribution Circuit |  |  |  | 2598337 | Sus |  | CompanyInitiated¦Plannedmaintenance¦¦
24-0118348 | Company Initiated | Planned- maintenance |  |  | 2024 | Tier 2 | Distribution Circuit |  |  |  | 2598322 | Sus |  | CompanyInitiated¦Plannedmaintenance¦¦
24-0121260 | Company Initiated | Planned- maintenance |  |  | 2024 | Tier 2 | Distribution Circuit |  |  |  | 2598325 | Sus |  | CompanyInitiated¦Plannedmaintenance¦¦
24-0119513 | Wildfire Mitigation | Planned - WSIP/System Hardening |  |  | 2024 | Tier 2 | Transformer only |  |  |  | 2598415 | Sus |  | WildfireMitigation¦PlannedWSIPSystemHardening¦¦
24-0118367 | Company Initiated | Planned- capital |  |  | 2024 | Tier 3 | Distribution Circuit |  |  |  | 2598404 | Sus |  | CompanyInitiated¦Plannedcapital¦¦
24-0115300 | Wildfire Mitigation | Planned - WSIP/System Hardening |  |  | 2024 | Tier 2 | Distribution Circuit |  |  |  | 2598516 | Sus |  | WildfireMitigation¦PlannedWSIPSystemHardening¦¦
24-0124994 | Animal | Squirrel | Switch (OH) | Normal | 2024 | Tier 2 | Distribution Circuit |  |  |  | 2598530 | Sus |  | Animal¦Squirrel¦Switch(OH)¦Normal
24-0119518 | Wildfire Mitigation | Planned - WSIP/System Hardening |  |  | 2024 | Tier 2 | Transformer only |  |  |  | 2598551 | Sus |  | WildfireMitigation¦PlannedWSIPSystemHardening¦¦
24-0118347 | Company Initiated | Planned- maintenance |  |  | 2024 | Tier 2 | Distribution Circuit |  |  |  | 2598642 | Sus |  | CompanyInitiated¦Plannedmaintenance¦¦
24-0119634 | Company Initiated | Planned- maintenance |  |  | 2024 | Tier 2 | Transformer only |  |  |  | 2598657 | Sus |  | CompanyInitiated¦Plannedmaintenance¦¦
24-0119108 | Wildfire Mitigation | Planned - WSIP/System Hardening |  |  | 2024 | Tier 2 | Distribution Circuit |  |  |  | 2598693 | Sus |  | WildfireMitigation¦PlannedWSIPSystemHardening¦¦
24-0121273 | Wildfire Mitigation | Planned - WSIP/System Hardening |  |  | 2024 | Tier 2 | Distribution Circuit |  |  |  | 2598754 | Sus |  | WildfireMitigation¦PlannedWSIPSystemHardening¦¦
24-0125276 | Unknown Cause | Patrol - found nothing |  |  | 2024 | Tier 3 | Transformer only |  |  |  | 2598909 | Sus |  | UnknownCause¦Patrolfoundnothing¦¦
24-0125261 | Unknown Cause | Patrol - found nothing |  |  | 2024 | Tier 2 | Distribution Circuit |  |  |  | 2598952 | Sus |  | UnknownCause¦Patrolfoundnothing¦¦
24-0118542 | Company Initiated | Planned- maintenance |  |  | 2024 | Tier 2 | Distribution Circuit |  |  |  | 2599150 | Sus |  | CompanyInitiated¦Plannedmaintenance¦¦
24-0119494 | Company Initiated | Planned- maintenance |  |  | 2024 | Tier 2 | Transformer only |  |  |  | 2599152 | Sus |  | CompanyInitiated¦Plannedmaintenance¦¦
24-0118537 | Company Initiated | Planned- maintenance |  |  | 2024 | Tier 2 | Distribution Circuit |  |  |  | 2599151 | Sus |  | CompanyInitiated¦Plannedmaintenance¦¦
24-0118543 | Company Initiated | Planned- maintenance |  |  | 2024 | Tier 2 | Distribution Circuit |  |  |  | 2599153 | Sus |  | CompanyInitiated¦Plannedmaintenance¦¦
24-0119612 | Wildfire Mitigation | Planned - WSIP/System Hardening |  |  | 2024 | Tier 3 | Distribution Circuit |  |  |  | 2599157 | Sus |  | WildfireMitigation¦PlannedWSIPSystemHardening¦¦
24-0119613 | Wildfire Mitigation | Planned - WSIP/System Hardening |  |  | 2024 | Tier 3 | Transformer only |  |  |  | 2599181 | Sus |  | WildfireMitigation¦PlannedWSIPSystemHardening¦¦
24-0118578 | Company Initiated | Planned- maintenance |  |  | 2024 | Tier 2 | Distribution Circuit |  |  |  | 2599159 | Sus |  | CompanyInitiated¦Plannedmaintenance¦¦
24-0118606 | Company Initiated | Planned- maintenance |  |  | 2024 | Tier 2 | Distribution Circuit |  |  |  | 2599182 | Sus |  | CompanyInitiated¦Plannedmaintenance¦¦
24-0117745 | Company Initiated | Planned- capital |  |  | 2024 | Tier 2 | Distribution Circuit |  |  |  | 2599183 | Sus |  | CompanyInitiated¦Plannedcapital¦¦
24-0122322 | Company Initiated | Planned- maintenance |  |  | 2024 | Tier 2 | Distribution Circuit |  |  |  | 2599203 | Sus |  | CompanyInitiated¦Plannedmaintenance¦¦
24-0119530 | Company Initiated | Planned- maintenance |  |  | 2024 | Tier 2 | Transformer only |  |  |  | 2599337 | Sus |  | CompanyInitiated¦Plannedmaintenance¦¦
24-0119593 | Wildfire Mitigation | Planned - WSIP/System Hardening |  |  | 2024 | Tier 3 | Transformer only |  |  |  | 2599338 | Sus |  | WildfireMitigation¦PlannedWSIPSystemHardening¦¦
24-0118613 | Wildfire Mitigation | Planned - WSIP/System Hardening |  |  | 2024 | Tier 2 | Distribution Circuit |  |  |  | 2599404 | Sus |  | WildfireMitigation¦PlannedWSIPSystemHardening¦¦
24-0118590 | Wildfire Mitigation | Planned - WSIP/System Hardening |  |  | 2024 | Tier 2 | Distribution Circuit |  |  |  | 2599435 | Sus |  | WildfireMitigation¦PlannedWSIPSystemHardening¦¦
24-0125481 | Unknown Cause | Patrol - found nothing |  |  | 2024 | Tier 3 | Distribution Circuit |  |  |  | 2599556 | Sus |  | UnknownCause¦Patrolfoundnothing¦¦
24-0125482 | Equipment Failure/Involved | Overhead | Other | Broken | 2024 | Tier 2 | Distribution Circuit |  |  |  | 2599595 | Sus |  | EquipmentFailureInvolved¦Overhead¦Other¦Broken
24-0125160 | Wildfire Mitigation | Planned - WSIP/System Hardening |  |  | 2024 | Tier 2 | Transformer only |  |  |  | 2599723 | Sus |  | WildfireMitigation¦PlannedWSIPSystemHardening¦¦
24-0119609 | Company Initiated | Planned- maintenance |  |  | 2024 | Tier 2 | Transformer only |  |  |  | 2600050 | Sus |  | CompanyInitiated¦Plannedmaintenance¦¦
24-0121202 | Company Initiated | Planned- maintenance |  |  | 2024 | Tier 3 | Transformer only |  |  |  | 2600315 | Sus |  | CompanyInitiated¦Plannedmaintenance¦¦
24-0119604 | Company Initiated | Planned- maintenance |  |  | 2024 | Tier 2 | Distribution Circuit |  |  |  | 2600057 | Sus |  | CompanyInitiated¦Plannedmaintenance¦¦
24-0119292 | Company Initiated | Planned- capital |  |  | 2024 | Tier 2 | Distribution Circuit |  |  |  | 2600095 | Sus |  | CompanyInitiated¦Plannedcapital¦¦
24-0120654 | Company Initiated | Planned- maintenance |  |  | 2024 | Tier 3 | Distribution Circuit |  |  |  | 2600124 | Sus |  | CompanyInitiated¦Plannedmaintenance¦¦
24-0119596 | Company Initiated | Planned- maintenance |  |  | 2024 | Tier 2 | Distribution Circuit |  |  |  | 2600559 | Sus |  | CompanyInitiated¦Plannedmaintenance¦¦
24-0121212 | Wildfire Mitigation | Planned - WSIP/System Hardening |  |  | 2024 | Tier 3 | Transformer only |  |  |  | 2600439 | Sus |  | WildfireMitigation¦PlannedWSIPSystemHardening¦¦
24-0121290 | Wildfire Mitigation | Planned - WSIP/System Hardening |  |  | 2024 | Tier 3 | Distribution Circuit |  |  |  | 2600893 | Sus |  | WildfireMitigation¦PlannedWSIPSystemHardening¦¦
24-0120090 | Company Initiated | Planned- maintenance |  |  | 2024 | Tier 2 | Distribution Circuit |  |  |  | 2600881 | Sus |  | CompanyInitiated¦Plannedmaintenance¦¦
24-0121262 | Company Initiated | Planned- maintenance |  |  | 2024 | Tier 3 | Distribution Circuit |  |  |  | 2600885 | Sus |  | CompanyInitiated¦Plannedmaintenance¦¦
24-0120092 | Wildfire Mitigation | Planned - WSIP/System Hardening |  |  | 2024 | Tier 3 | Transformer only |  |  |  | 2600994 | Sus |  | WildfireMitigation¦PlannedWSIPSystemHardening¦¦
24-0120086 | Company Initiated | Planned- maintenance |  |  | 2024 | Tier 2 | Distribution Circuit |  |  |  | 2600908 | Sus |  | CompanyInitiated¦Plannedmaintenance¦¦
24-0111885 | Company Initiated | Planned- maintenance |  |  | 2024 | Tier 2 | Distribution Circuit |  |  |  | 2600982 | Sus |  | CompanyInitiated¦Plannedmaintenance¦¦
24-0126139 | Equipment Failure/Involved | Overhead | Pole-Wood | Broken | 2024 | Tier 2 | Distribution Circuit |  |  |  | 2601018 | Sus |  | EquipmentFailureInvolved¦Overhead¦PoleWood¦Broken
24-0121282 | Wildfire Mitigation | Planned - WSIP/System Hardening |  |  | 2024 | Tier 3 | Distribution Circuit |  |  |  | 2601234 | Sus |  | WildfireMitigation¦PlannedWSIPSystemHardening¦¦
24-0120094 | Wildfire Mitigation | Planned - WSIP/System Hardening |  |  | 2024 | Tier 3 | Transformer only |  |  |  | 2601417 | Sus |  | WildfireMitigation¦PlannedWSIPSystemHardening¦¦
24-0121267 | Wildfire Mitigation | Planned - WSIP/System Hardening |  |  | 2024 | Tier 3 | Distribution Circuit |  |  |  | 2601384 | Sus |  | WildfireMitigation¦PlannedWSIPSystemHardening¦¦
24-0126661 | Equipment Failure/Involved | Overhead | Switch (OH) | Broken | 2024 | Zone 1 | Distribution Circuit |  |  |  | 2601794 | Sus |  | EquipmentFailureInvolved¦Overhead¦Switch(OH)¦Broken
24-0118007 | Company Initiated | Planned- maintenance |  |  | 2024 | Tier 2 | Distribution Circuit |  |  |  | 2601825 | Sus |  | CompanyInitiated¦Plannedmaintenance¦¦
24-0121021 | Company Initiated | Planned- maintenance |  |  | 2024 | Tier 3 | Transformer only |  |  |  | 2601835 | Sus |  | CompanyInitiated¦Plannedmaintenance¦¦
24-0121024 | Company Initiated | Planned- maintenance |  |  | 2024 | Tier 3 | Transformer only |  |  |  | 2601844 | Sus |  | CompanyInitiated¦Plannedmaintenance¦¦
24-0116716 | Company Initiated | Planned- maintenance |  |  | 2024 | Tier 2 | Transformer only |  |  |  | 2601973 | Sus |  | CompanyInitiated¦Plannedmaintenance¦¦
24-0116711 | Company Initiated | Planned- maintenance |  |  | 2024 | Tier 2 | Distribution Circuit |  |  |  | 2602004 | Sus |  | CompanyInitiated¦Plannedmaintenance¦¦
24-0116494 | Company Initiated | Planned- maintenance |  |  | 2024 | Tier 3 | Transformer only |  |  |  | 2601890 | Sus |  | CompanyInitiated¦Plannedmaintenance¦¦
24-0121018 | Company Initiated | Planned- maintenance |  |  | 2024 | Tier 3 | Transformer only |  |  |  | 2602205 | Sus |  | CompanyInitiated¦Plannedmaintenance¦¦
24-0121043 | Wildfire Mitigation | Planned - WSIP/System Hardening |  |  | 2024 | Tier 3 | Distribution Circuit |  |  |  | 2602213 | Sus |  | WildfireMitigation¦PlannedWSIPSystemHardening¦¦
24-0121020 | Wildfire Mitigation | Planned - WSIP/System Hardening |  |  | 2024 | Tier 3 | Transformer only |  |  |  | 2602322 | Sus |  | WildfireMitigation¦PlannedWSIPSystemHardening¦¦
24-0121081 | Wildfire Mitigation | Planned - WSIP/System Hardening |  |  | 2024 | Tier 3 | Distribution Circuit |  |  |  | 2602321 | Sus |  | WildfireMitigation¦PlannedWSIPSystemHardening¦¦
24-0117997 | Company Initiated | Planned- capital |  |  | 2024 | Tier 3 | Distribution Circuit |  |  |  | 2602726 | Sus |  | CompanyInitiated¦Plannedcapital¦¦
24-0121259 | Company Initiated | Planned- maintenance |  |  | 2024 | Tier 3 | Distribution Circuit |  |  |  | 2602724 | Sus |  | CompanyInitiated¦Plannedmaintenance¦¦
24-0121748 | Company Initiated | Planned- maintenance |  |  | 2024 | Tier 2 | Distribution Circuit |  |  |  | 2602742 | Sus |  | CompanyInitiated¦Plannedmaintenance¦¦
24-0127233 | Equipment Failure/Involved | Overhead | Pole-Wood | Broken | 2024 | Tier 2 | Distribution Circuit |  |  |  | 2602932 | Sus |  | EquipmentFailureInvolved¦Overhead¦PoleWood¦Broken
24-0118865 | Company Initiated | Planned- capital |  |  | 2024 | Tier 3 | Distribution Circuit |  |  |  | 2603007 | Sus |  | CompanyInitiated¦Plannedcapital¦¦
24-0121440 | Wildfire Mitigation | Planned - WSIP/System Hardening |  |  | 2024 | Tier 3 | Distribution Circuit |  |  |  | 2603076 | Sus |  | WildfireMitigation¦PlannedWSIPSystemHardening¦¦
24-0118922 | Company Initiated | Planned- maintenance |  |  | 2024 | Tier 2 | Distribution Circuit |  |  |  | 2603589 | Sus |  | CompanyInitiated¦Plannedmaintenance¦¦
24-0121310 | Company Initiated | Planned- maintenance |  |  | 2024 | Tier 3 | Distribution Circuit |  |  |  | 2603593 | Sus |  | CompanyInitiated¦Plannedmaintenance¦¦
24-0119541 | Company Initiated | Planned- maintenance |  |  | 2024 | Tier 2 | Transformer only |  |  |  | 2603613 | Sus |  | CompanyInitiated¦Plannedmaintenance¦¦
24-0119510 | Company Initiated | Planned- maintenance |  |  | 2024 | Tier 2 | Distribution Circuit |  |  |  | 2603609 | Sus |  | CompanyInitiated¦Plannedmaintenance¦¦
24-0121894 | Company Initiated | Planned- maintenance |  |  | 2024 | Tier 2 | Distribution Circuit |  |  |  | 2603621 | Sus |  | CompanyInitiated¦Plannedmaintenance¦¦
24-0120131 | Company Initiated | Planned- maintenance |  |  | 2024 | Tier 3 | Distribution Circuit |  |  |  | 2603700 | Sus |  | CompanyInitiated¦Plannedmaintenance¦¦
24-0121317 | Wildfire Mitigation | Planned - WSIP/System Hardening |  |  | 2024 | Tier 3 | Distribution Circuit |  |  |  | 2603886 | Sus |  | WildfireMitigation¦PlannedWSIPSystemHardening¦¦
24-0119523 | Company Initiated | Planned- maintenance |  |  | 2024 | Tier 2 | Distribution Circuit |  |  |  | 2603958 | Sus |  | CompanyInitiated¦Plannedmaintenance¦¦
24-0121326 | Wildfire Mitigation | Planned - WSIP/System Hardening |  |  | 2024 | Tier 3 | Distribution Circuit |  |  |  | 2603975 | Sus |  | WildfireMitigation¦PlannedWSIPSystemHardening¦¦
24-0128042 | Vegetation | Tree - fell into line | Pole-Wood | Broken | 2024 | Tier 2 | Distribution Circuit |  |  |  | 2604059 | Sus |  | Vegetation¦Treefellintoline¦PoleWood¦Broken
24-0121962 | Company Initiated | Planned- maintenance |  |  | 2024 | Tier 2 | Distribution Circuit |  |  |  | 2604572 | Sus |  | CompanyInitiated¦Plannedmaintenance¦¦
24-0121898 | Company Initiated | Planned- maintenance |  |  | 2024 | Tier 2 | Distribution Circuit |  |  |  | 2604563 | Sus |  | CompanyInitiated¦Plannedmaintenance¦¦
24-0120800 | Company Initiated | Planned- maintenance |  |  | 2024 | Tier 3 | Distribution Circuit |  |  |  | 2604586 | Sus |  | CompanyInitiated¦Plannedmaintenance¦¦
24-0121268 | Company Initiated | Planned- maintenance |  |  | 2024 | Tier 3 | Distribution Circuit |  |  |  | 2604600 | Sus |  | CompanyInitiated¦Plannedmaintenance¦¦
24-0128132 | Animal | Squirrel | Conductor- Overhead | Normal | 2024 | Tier 2 | Distribution Circuit |  |  |  | 2604646 | Sus |  | Animal¦Squirrel¦ConductorOverhead¦Normal
24-0128160 | Animal | Bird found | Conductor- Overhead | Normal | 2024 | Tier 2 | Distribution Circuit |  |  |  | 2604789 | Sus |  | Animal¦Birdfound¦ConductorOverhead¦Normal
24-0121276 | Company Initiated | Planned- maintenance |  |  | 2024 | Tier 3 | Transformer only |  |  |  | 2604907 | Sus |  | CompanyInitiated¦Plannedmaintenance¦¦
24-0128290 | Equipment Failure/Involved | Overhead | Crossarm- Wood | Broken | 2024 | Tier 3 | Distribution Circuit |  |  |  | 2605401 | Sus |  | EquipmentFailureInvolved¦Overhead¦CrossarmWood¦Broken
24-0121435 | Wildfire Mitigation | Planned - WSIP/System Hardening |  |  | 2024 | Tier 2 | Distribution Circuit |  |  |  | 2605800 | Sus |  | WildfireMitigation¦PlannedWSIPSystemHardening¦¦
24-0123106 | Company Initiated | Planned- maintenance |  |  | 2024 | Tier 2 | Distribution Circuit |  |  |  | 2605801 | Sus |  | CompanyInitiated¦Plannedmaintenance¦¦
24-0118990 | Company Initiated | Planned- capital |  |  | 2024 | Tier 2 | Distribution Circuit |  |  |  | 2605798 | Sus |  | CompanyInitiated¦Plannedcapital¦¦
24-0121501 | Company Initiated | Planned- maintenance |  |  | 2024 | Tier 3 | Distribution Circuit |  |  |  | 2605806 | Sus |  | CompanyInitiated¦Plannedmaintenance¦¦
24-0116513 | Company Initiated | Planned- capital |  |  | 2024 | Tier 2 | Distribution Circuit |  |  |  | 2605791 | Sus |  | CompanyInitiated¦Plannedcapital¦¦
24-0121235 | Company Initiated | Planned- maintenance |  |  | 2024 | Tier 3 | Transformer only |  |  |  | 2606441 | Sus |  | CompanyInitiated¦Plannedmaintenance¦¦
24-0121226 | Wildfire Mitigation | Planned - WSIP/System Hardening |  |  | 2024 | Tier 3 | Transformer only |  |  |  | 2605821 | Sus |  | WildfireMitigation¦PlannedWSIPSystemHardening¦¦
24-0121511 | Company Initiated | Planned- maintenance |  |  | 2024 | Tier 2 | Transformer only |  |  |  | 2605850 | Sus |  | CompanyInitiated¦Plannedmaintenance¦¦
24-0128413 | Equipment Failure/Involved | Overhead | Secondary | Deteriorated | 2024 | Tier 3 | Transformer only |  |  |  | 2605867 | Sus |  | EquipmentFailureInvolved¦Overhead¦Secondary¦Deteriorated
24-0121328 | Wildfire Mitigation | Planned - WSIP/System Hardening |  |  | 2024 | Tier 3 | Distribution Circuit |  |  |  | 2606011 | Sus |  | WildfireMitigation¦PlannedWSIPSystemHardening¦¦
24-0123523 | Company Initiated | Planned- maintenance |  |  | 2024 | Tier 3 | Transformer only |  |  |  | 2606045 | Sus |  | CompanyInitiated¦Plannedmaintenance¦¦
24-0122242 | Company Initiated | Planned- maintenance |  |  | 2024 | Tier 3 | Distribution Circuit |  |  |  | 2606239 | Sus |  | CompanyInitiated¦Plannedmaintenance¦¦
24-0124011 | Company Initiated | Planned- maintenance |  |  | 2024 | Tier 2 | Transformer only |  |  |  | 2606234 | Sus |  | CompanyInitiated¦Plannedmaintenance¦¦
24-0123015 | Company Initiated | Planned- maintenance |  |  | 2024 | Tier 3 | Transformer only |  |  |  | 2606383 | Sus |  | CompanyInitiated¦Plannedmaintenance¦¦
24-0122960 | Company Initiated | Planned- maintenance |  |  | 2024 | Tier 3 | Distribution Circuit |  |  |  | 2606386 | Sus |  | CompanyInitiated¦Plannedmaintenance¦¦
24-0116513 | Company Initiated | Return Circuit Normal | Conductor- Overhead | Normal | 2024 | Tier 3 | Distribution Circuit |  |  |  | 2606374 | Sus |  | CompanyInitiated¦ReturnCircuitNormal¦ConductorOverhead¦Normal
24-0128746 | Equipment Failure/Involved | Overhead | Transformer (OH) | Broken | 2024 | Tier 2 | Distribution Circuit |  |  |  | 2606543 | Sus |  | EquipmentFailureInvolved¦Overhead¦Transformer(OH)¦Broken
24-0121818 | Company Initiated | Planned- maintenance |  |  | 2024 | Tier 2 | Distribution Circuit |  |  |  | 2606910 | Sus |  | CompanyInitiated¦Plannedmaintenance¦¦
24-0128924 | Company Initiated | Construction Activity/equip- company | Conductor- Overhead | Normal | 2024 | Tier 3 | Distribution Circuit |  |  |  | 2606912 | Sus |  | CompanyInitiated¦ConstructionActivityequipcompany¦ConductorOverhead¦Normal
24-0123110 | Company Initiated | Planned- maintenance |  |  | 2024 | Tier 2 | Distribution Circuit |  |  |  | 2606899 | Sus |  | CompanyInitiated¦Plannedmaintenance¦¦
24-0123111 | Company Initiated | Planned- maintenance |  |  | 2024 | Tier 2 | Distribution Circuit |  |  |  | 2606901 | Sus |  | CompanyInitiated¦Plannedmaintenance¦¦
24-0121799 | Company Initiated | Planned- capital |  |  | 2024 | Tier 2 | Distribution Circuit |  |  |  | 2606924 | Sus |  | CompanyInitiated¦Plannedcapital¦¦
24-0123530 | Company Initiated | Planned- maintenance |  |  | 2024 | Tier 3 | Transformer only |  |  |  | 2606949 | Sus |  | CompanyInitiated¦Plannedmaintenance¦¦
24-0121971 | Company Initiated | Planned- maintenance |  |  | 2024 | Tier 3 | Distribution Circuit |  |  |  | 2606948 | Sus |  | CompanyInitiated¦Plannedmaintenance¦¦
24-0121957 | Wildfire Mitigation | Planned - WSIP/System Hardening |  |  | 2024 | Tier 2 | Distribution Circuit |  |  |  | 2607008 | Sus |  | WildfireMitigation¦PlannedWSIPSystemHardening¦¦
24-0121598 | Company Initiated | Planned- maintenance |  |  | 2024 | Tier 2 | Transformer only |  |  |  | 2607030 | Sus |  | CompanyInitiated¦Plannedmaintenance¦¦
24-0121725 | Company Initiated | Planned- maintenance |  |  | 2024 | Tier 2 | Distribution Circuit |  |  |  | 2607038 | Sus |  | CompanyInitiated¦Plannedmaintenance¦¦
24-0128930 | Company Initiated | Personnel- company | Conductor- Overhead | Normal | 2024 | Tier 2 | Distribution Circuit |  |  |  | 2607185 | Sus |  | CompanyInitiated¦Personnelcompany¦ConductorOverhead¦Normal
24-0122905 | Wildfire Mitigation | Planned - WSIP/System Hardening |  |  | 2024 | Tier 3 | Distribution Circuit |  |  |  | 2607402 | Sus |  | WildfireMitigation¦PlannedWSIPSystemHardening¦¦
24-0129143 | Company Initiated | Personnel- company | Conductor- Overhead | Normal | 2024 | Tier 2 | Distribution Circuit |  |  |  | 2607454 | Sus |  | CompanyInitiated¦Personnelcompany¦ConductorOverhead¦Normal
24-0129153 | 3rd Party | Vehicle | Pole-Wood | Broken | 2024 | Tier 2 | Transmission line |  |  |  | 2607549 | Sus |  | 3rdParty¦Vehicle¦PoleWood¦Broken
24-0129151 | 3rd Party | Vehicle | Pole-Wood | Broken | 2024 | Tier 2 | Transmission line |  |  |  | 2607558 | Sus |  | 3rdParty¦Vehicle¦PoleWood¦Broken
24-0129148 | 3rd Party | Vehicle | Pole-Wood | Broken | 2024 | Tier 3 | Transmission line |  |  |  | 2607480 | Sus |  | 3rdParty¦Vehicle¦PoleWood¦Broken
24-0123299 | Company Initiated | Planned- maintenance |  |  | 2024 | Tier 2 | Distribution Circuit |  |  |  | 2607937 | Sus |  | CompanyInitiated¦Plannedmaintenance¦¦
24-0124403 | Company Initiated | Planned- maintenance |  |  | 2024 | Tier 2 | Distribution Circuit |  |  |  | 2607969 | Sus |  | CompanyInitiated¦Plannedmaintenance¦¦
24-0123475 | Wildfire Mitigation | Planned - WSIP/System Hardening |  |  | 2024 | Tier 3 | Transformer only |  |  |  | 2607971 | Sus |  | WildfireMitigation¦PlannedWSIPSystemHardening¦¦
24-0123205 | Company Initiated | Planned- maintenance |  |  | 2024 | Tier 2 | Distribution Circuit |  |  |  | 2607994 | Sus |  | CompanyInitiated¦Plannedmaintenance¦¦
24-0125962 | Company Initiated | Planned- maintenance |  |  | 2024 | Tier 3 | Transformer only |  |  |  | 2608265 | Sus |  | CompanyInitiated¦Plannedmaintenance¦¦
24-0123503 | Wildfire Mitigation | Planned - WSIP/System Hardening |  |  | 2024 | Tier 3 | Distribution Circuit |  |  |  | 2607989 | Sus |  | WildfireMitigation¦PlannedWSIPSystemHardening¦¦
24-0124035 | Company Initiated | Planned- maintenance |  |  | 2024 | Tier 2 | Distribution Circuit |  |  |  | 2608021 | Sus |  | CompanyInitiated¦Plannedmaintenance¦¦
24-0123353 | Company Initiated | Planned- maintenance |  |  | 2024 | Tier 2 | Distribution Circuit |  |  |  | 2608038 | Sus |  | CompanyInitiated¦Plannedmaintenance¦¦
24-0122755 | Company Initiated | Planned- maintenance |  |  | 2024 | Tier 2 | Transformer only |  |  |  | 2608593 | Sus |  | CompanyInitiated¦Plannedmaintenance¦¦
24-0121942 | Wildfire Mitigation | Planned - WSIP/System Hardening |  |  | 2024 | Tier 2 | Distribution Circuit |  |  |  | 2608144 | Sus |  | WildfireMitigation¦PlannedWSIPSystemHardening¦¦
24-0123508 | Wildfire Mitigation | Planned - WSIP/System Hardening |  |  | 2024 | Tier 3 | Distribution Circuit |  |  |  | 2608367 | Sus |  | WildfireMitigation¦PlannedWSIPSystemHardening¦¦
24-0123355 | Company Initiated | Planned- maintenance |  |  | 2024 | Tier 2 | Transformer only |  |  |  | 2608618 | Sus |  | CompanyInitiated¦Plannedmaintenance¦¦
24-0123302 | Company Initiated | Planned- maintenance |  |  | 2024 | Tier 2 | Distribution Circuit |  |  |  | 2608396 | Sus |  | CompanyInitiated¦Plannedmaintenance¦¦
24-0129786 | Equipment Failure/Involved | Overhead | Transformer (OH) | Leaking | 2024 | Tier 2 | Transformer only |  |  |  | 2608785 | Sus |  | EquipmentFailureInvolved¦Overhead¦Transformer(OH)¦Leaking
24-0124050 | Company Initiated | Planned- maintenance |  |  | 2024 | Tier 2 | Transformer only |  |  |  | 2609133 | Sus |  | CompanyInitiated¦Plannedmaintenance¦¦
24-0122266 | Company Initiated | Planned- maintenance |  |  | 2024 | Tier 3 | Transformer only |  |  |  | 2609387 | Sus |  | CompanyInitiated¦Plannedmaintenance¦¦
24-0122271 | Unknown Cause | Patrol - not conducted |  |  | 2024 | Tier 3 | Transformer only |  |  |  | 2609189 | Sus |  | UnknownCause¦Patrolnotconducted¦¦
24-0123340 | Company Initiated | Planned- maintenance |  |  | 2024 | Tier 2 | Distribution Circuit |  |  |  | 2609191 | Sus |  | CompanyInitiated¦Plannedmaintenance¦¦
24-0122943 | Company Initiated | Planned- maintenance |  |  | 2024 | Tier 2 | Distribution Circuit |  |  |  | 2609344 | Sus |  | CompanyInitiated¦Plannedmaintenance¦¦
24-0123296 | Company Initiated | Planned- maintenance |  |  | 2024 | Tier 2 | Transformer only |  |  |  | 2609756 | Sus |  | CompanyInitiated¦Plannedmaintenance¦¦
24-0122276 | Wildfire Mitigation | Planned - WSIP/System Hardening |  |  | 2024 | Tier 2 | Transformer only |  |  |  | 2609580 | Sus |  | WildfireMitigation¦PlannedWSIPSystemHardening¦¦
24-0123307 | Wildfire Mitigation | Planned - WSIP/System Hardening |  |  | 2024 | Tier 2 | Transformer only |  |  |  | 2609721 | Sus |  | WildfireMitigation¦PlannedWSIPSystemHardening¦¦
24-0124522 | Company Initiated | Planned- maintenance |  |  | 2024 | Tier 2 | Distribution Circuit |  |  |  | 2610052 | Sus |  | CompanyInitiated¦Plannedmaintenance¦¦
24-0124887 | Company Initiated | Planned- maintenance |  |  | 2024 | Tier 3 | Transformer only |  |  |  | 2610224 | Sus |  | CompanyInitiated¦Plannedmaintenance¦¦
24-0123415 | Company Initiated | Planned- maintenance |  |  | 2024 | Tier 3 | Distribution Circuit |  |  |  | 2610038 | Sus |  | CompanyInitiated¦Plannedmaintenance¦¦
24-0124722 | Company Initiated | Planned- maintenance |  |  | 2024 | Tier 3 | Transformer only |  |  |  | 2610097 | Sus |  | CompanyInitiated¦Plannedmaintenance¦¦
24-0130575 | Unknown Cause | Patrol - found nothing |  |  | 2024 | Tier 3 | Distribution Circuit |  |  |  | 2610258 | Sus |  | UnknownCause¦Patrolfoundnothing¦¦
24-0125010 | Company Initiated | Planned- maintenance |  |  | 2024 | Tier 2 | Transformer only |  |  |  | 2610382 | Sus |  | CompanyInitiated¦Plannedmaintenance¦¦
24-0124515 | Company Initiated | Planned- maintenance |  |  | 2024 | Tier 2 | Distribution Circuit |  |  |  | 2610364 | Sus |  | CompanyInitiated¦Plannedmaintenance¦¦
24-0127588 | Company Initiated | Planned- maintenance |  |  | 2024 | Tier 2 | Transformer only |  |  |  | 2610374 | Sus |  | CompanyInitiated¦Plannedmaintenance¦¦
24-0123117 | Company Initiated | Planned- capital |  |  | 2024 | Tier 3 | Distribution Circuit |  |  |  | 2610558 | Sus |  | CompanyInitiated¦Plannedcapital¦¦
24-0123653 | Company Initiated | Planned- maintenance |  |  | 2024 | Tier 2 | Distribution Circuit |  |  |  | 2611399 | Sus |  | CompanyInitiated¦Plannedmaintenance¦¦
24-0123698 | Company Initiated | Planned- maintenance |  |  | 2024 | Tier 2 | Distribution Circuit |  |  |  | 2611415 | Sus |  | CompanyInitiated¦Plannedmaintenance¦¦
24-0124144 | Company Initiated | Planned- maintenance |  |  | 2024 | Tier 3 | Distribution Circuit |  |  |  | 2611411 | Sus |  | CompanyInitiated¦Plannedmaintenance¦¦
24-0123338 | Company Initiated | Planned- maintenance |  |  | 2024 | Tier 2 | Distribution Circuit |  |  |  | 2611424 | Sus |  | CompanyInitiated¦Plannedmaintenance¦¦
24-0125215 | Company Initiated | Planned- maintenance |  |  | 2024 | Tier 3 | Distribution Circuit |  |  |  | 2611487 | Sus |  | CompanyInitiated¦Plannedmaintenance¦¦
24-0124587 | Wildfire Mitigation | Planned - WSIP/System Hardening |  |  | 2024 | Tier 2 | Distribution Circuit |  |  |  | 2611708 | Sus |  | WildfireMitigation¦PlannedWSIPSystemHardening¦¦
24-0123679 | Company Initiated | Planned- maintenance |  |  | 2024 | Tier 2 | Distribution Circuit |  |  |  | 2611780 | Sus |  | CompanyInitiated¦Plannedmaintenance¦¦
24-0131054 | Unknown Cause | Patrol - found nothing |  |  | 2024 | Tier 2 | Distribution Circuit |  |  |  | 2612014 | Sus |  | UnknownCause¦Patrolfoundnothing¦¦
24-0123915 | Company Initiated | Planned- capital |  |  | 2024 | Tier 2 | Distribution Circuit |  |  |  | 2613000 | Sus |  | CompanyInitiated¦Plannedcapital¦¦
24-0125617 | Company Initiated | Planned- maintenance |  |  | 2024 | Tier 2 | Distribution Circuit |  |  |  | 2613543 | Sus |  | CompanyInitiated¦Plannedmaintenance¦¦
24-0125614 | Company Initiated | Planned- maintenance |  |  | 2024 | Tier 3 | Distribution Circuit |  |  |  | 2613046 | Sus |  | CompanyInitiated¦Plannedmaintenance¦¦
24-0120520 | Company Initiated | Planned- maintenance |  |  | 2024 | Tier 2 | Distribution Circuit |  |  |  | 2613089 | Sus |  | CompanyInitiated¦Plannedmaintenance¦¦
24-0131848 | Equipment Failure/Involved | Underground | Transformer (UG) | Failed/Faulted | 2024 | Tier 2 | Distribution Circuit |  |  |  | 2613921 | Sus |  | EquipmentFailureInvolved¦Underground¦Transformer(UG)¦FailedFaulted
24-0131814 | Unknown Cause | Patrol - found nothing |  |  | 2024 | Tier 3 | Distribution Circuit |  |  |  | 2613885 | Sus |  | UnknownCause¦Patrolfoundnothing¦¦
24-0124184 | Company Initiated | Planned- maintenance |  |  | 2024 | Tier 2 | Transformer only |  |  |  | 2614518 | Sus |  | CompanyInitiated¦Plannedmaintenance¦¦
24-0127007 | Company Initiated | Planned- maintenance |  |  | 2024 | Tier 2 | Transformer only |  |  |  | 2613984 | Sus |  | CompanyInitiated¦Plannedmaintenance¦¦
24-0124191 | Company Initiated | Planned- maintenance |  |  | 2024 | Tier 2 | Distribution Circuit |  |  |  | 2613975 | Sus |  | CompanyInitiated¦Plannedmaintenance¦¦
24-0126214 | Company Initiated | Planned- maintenance |  |  | 2024 | Tier 2 | Transformer only |  |  |  | 2614006 | Sus |  | CompanyInitiated¦Plannedmaintenance¦¦
24-0124174 | Company Initiated | Planned- maintenance |  |  | 2024 | Tier 2 | Transformer only |  |  |  | 2614014 | Sus |  | CompanyInitiated¦Plannedmaintenance¦¦
24-0125819 | Wildfire Mitigation | Planned - WSIP/System Hardening |  |  | 2024 | Tier 2 | Transformer only |  |  |  | 2614019 | Sus |  | WildfireMitigation¦PlannedWSIPSystemHardening¦¦
24-0122366 | Company Initiated | Planned- capital |  |  | 2024 | Tier 2 | Distribution Circuit |  |  |  | 2614068 | Sus |  | CompanyInitiated¦Plannedcapital¦¦
24-0132042 | Company Initiated | Planned- maintenance | Transformer | Normal | 2024 | Tier 2 | Transformer only |  |  |  | 2614222 | Sus |  | CompanyInitiated¦Plannedmaintenance¦Transformer¦Normal
24-0125821 | Company Initiated | Planned- maintenance |  |  | 2024 | Tier 2 | Transformer only |  |  |  | 2614464 | Sus |  | CompanyInitiated¦Plannedmaintenance¦¦
24-0126361 | Wildfire Mitigation | Planned - WSIP/System Hardening |  |  | 2024 | Tier 3 | Distribution Circuit |  |  |  | 2616039 | Sus |  | WildfireMitigation¦PlannedWSIPSystemHardening¦¦
24-0124919 | Company Initiated | Planned- maintenance |  |  | 2024 | Tier 2 | Distribution Circuit |  |  |  | 2615874 | Sus |  | CompanyInitiated¦Plannedmaintenance¦¦
24-0125123 | Company Initiated | Planned- capital |  |  | 2024 | Tier 3 | Distribution Circuit |  |  |  | 2615900 | Sus |  | CompanyInitiated¦Plannedcapital¦¦
24-0127469 | Wildfire Mitigation | Planned - WSIP/System Hardening |  |  | 2024 | Tier 2 | Distribution Circuit |  |  |  | 2616033 | Sus |  | WildfireMitigation¦PlannedWSIPSystemHardening¦¦
24-0126155 | Company Initiated | Planned- maintenance |  |  | 2024 | Tier 2 | Distribution Circuit |  |  |  | 2616049 | Sus |  | CompanyInitiated¦Plannedmaintenance¦¦
24-0124697 | Company Initiated | Planned- capital |  |  | 2024 | Tier 2 | Distribution Circuit |  |  |  | 2616035 | Sus |  | CompanyInitiated¦Plannedcapital¦¦
24-0125804 | Company Initiated | Planned- maintenance |  |  | 2024 | Tier 2 | Distribution Circuit |  |  |  | 2616123 | Sus |  | CompanyInitiated¦Plannedmaintenance¦¦
24-0126675 | Wildfire Mitigation | Planned - WSIP/System Hardening |  |  | 2024 | Tier 2 | Transformer only |  |  |  | 2616233 | Sus |  | WildfireMitigation¦PlannedWSIPSystemHardening¦¦
24-0126189 | Company Initiated | Planned- maintenance |  |  | 2024 | Tier 2 | Transformer only |  |  |  | 2616756 | Sus |  | CompanyInitiated¦Plannedmaintenance¦¦
24-0124923 | Company Initiated | Planned- maintenance |  |  | 2024 | Tier 2 | Distribution Circuit |  |  |  | 2616918 | Sus |  | CompanyInitiated¦Plannedmaintenance¦¦
24-0124949 | Company Initiated | Planned- maintenance |  |  | 2024 | Tier 2 | Transformer only |  |  |  | 2616957 | Sus |  | CompanyInitiated¦Plannedmaintenance¦¦
24-0132839 | Unknown Cause | Patrol - found nothing |  |  | 2024 | Tier 2 | Distribution Circuit |  |  |  | 2617083 | Sus |  | UnknownCause¦Patrolfoundnothing¦¦
24-0126471 | Company Initiated | Planned- maintenance |  |  | 2024 | Tier 2 | Transformer only |  |  |  | 2618054 | Sus |  | CompanyInitiated¦Plannedmaintenance¦¦
24-0125111 | Company Initiated | Planned- maintenance |  |  | 2024 | Tier 2 | Distribution Circuit |  |  |  | 2617517 | Sus |  | CompanyInitiated¦Plannedmaintenance¦¦
24-0125105 | Company Initiated | Planned- maintenance |  |  | 2024 | Tier 3 | Distribution Circuit |  |  |  | 2617513 | Sus |  | CompanyInitiated¦Plannedmaintenance¦¦
24-0126980 | Company Initiated | Planned- maintenance |  |  | 2024 | Tier 2 | Transformer only |  |  |  | 2617570 | Sus |  | CompanyInitiated¦Plannedmaintenance¦¦
24-0125078 | Company Initiated | Planned- capital |  |  | 2024 | Tier 2 | Distribution Circuit |  |  |  | 2617577 | Sus |  | CompanyInitiated¦Plannedcapital¦¦
24-0126404 | Wildfire Mitigation | Planned - WSIP/System Hardening |  |  | 2024 | Tier 2 | Transformer only |  |  |  | 2617653 | Sus |  | WildfireMitigation¦PlannedWSIPSystemHardening¦¦
24-0125034 | Company Initiated | Planned- maintenance |  |  | 2024 | Tier 2 | Distribution Circuit |  |  |  | 2617665 | Sus |  | CompanyInitiated¦Plannedmaintenance¦¦
24-0126989 | Company Initiated | Planned- maintenance |  |  | 2024 | Tier 2 | Transformer only |  |  |  | 2618211 | Sus |  | CompanyInitiated¦Plannedmaintenance¦¦
24-0127570 | Wildfire Mitigation | Planned - WSIP/System Hardening |  |  | 2024 | Tier 2 | Transformer only |  |  |  | 2618520 | Sus |  | WildfireMitigation¦PlannedWSIPSystemHardening¦¦
24-0127869 | Company Initiated | Planned- maintenance |  |  | 2024 | Tier 2 | Transformer only |  |  |  | 2618518 | Sus |  | CompanyInitiated¦Plannedmaintenance¦¦
24-0127597 | Company Initiated | Planned- maintenance |  |  | 2024 | Tier 2 | Distribution Circuit |  |  |  | 2618573 | Sus |  | CompanyInitiated¦Plannedmaintenance¦¦
24-0127875 | Company Initiated | Planned- maintenance |  |  | 2024 | Tier 2 | Transformer only |  |  |  | 2619069 | Sus |  | CompanyInitiated¦Plannedmaintenance¦¦
24-0128363 | Company Initiated | Planned- maintenance |  |  | 2024 | Tier 2 | Distribution Circuit |  |  |  | 2619671 | Sus |  | CompanyInitiated¦Plannedmaintenance¦¦
24-0129173 | Company Initiated | Planned- maintenance |  |  | 2024 | Tier 2 | Distribution Circuit |  |  |  | 2619540 | Sus |  | CompanyInitiated¦Plannedmaintenance¦¦
24-0127802 | Company Initiated | Planned- maintenance |  |  | 2024 | Tier 2 | Distribution Circuit |  |  |  | 2619541 | Sus |  | CompanyInitiated¦Plannedmaintenance¦¦
24-0133772 | Unknown Cause | Patrol - found nothing |  |  | 2024 | Tier 2 | Distribution Circuit |  |  |  | 2619561 | Sus |  | UnknownCause¦Patrolfoundnothing¦¦
24-0127908 | Company Initiated | Planned- maintenance |  |  | 2024 | Tier 2 | Distribution Circuit |  |  |  | 2619596 | Sus |  | CompanyInitiated¦Plannedmaintenance¦¦
24-0133973 | Equipment Failure/Involved | Overhead | Transformer (OH) | Failed/Faulted | 2024 | Tier 2 | Transformer only |  |  |  | 2620203 | Sus |  | EquipmentFailureInvolved¦Overhead¦Transformer(OH)¦FailedFaulted
24-0124986 | Company Initiated | Planned- capital |  |  | 2024 | Tier 2 | Distribution Circuit |  |  |  | 2620522 | Sus |  | CompanyInitiated¦Plannedcapital¦¦
24-0129223 | Company Initiated | Planned- maintenance |  |  | 2024 | Tier 2 | Distribution Circuit |  |  |  | 2620537 | Sus |  | CompanyInitiated¦Plannedmaintenance¦¦
24-0129211 | Company Initiated | Planned- maintenance |  |  | 2024 | Tier 3 | Distribution Circuit |  |  |  | 2620567 | Sus |  | CompanyInitiated¦Plannedmaintenance¦¦
24-0128575 | Company Initiated | Planned- maintenance |  |  | 2024 | Tier 3 | Transformer only |  |  |  | 2620550 | Sus |  | CompanyInitiated¦Plannedmaintenance¦¦
24-0129203 | Wildfire Mitigation | Planned - WSIP/System Hardening |  |  | 2024 | Tier 2 | Distribution Circuit |  |  |  | 2621288 | Sus |  | WildfireMitigation¦PlannedWSIPSystemHardening¦¦
24-0134170 | Unknown Cause | Patrol - found nothing |  |  | 2024 | Tier 2 | Distribution Circuit |  |  |  | 2621329 | Sus |  | UnknownCause¦Patrolfoundnothing¦¦
24-0129691 | Wildfire Mitigation | Planned - WSIP/System Hardening |  |  | 2024 | Tier 2 | Transformer only |  |  |  | 2622484 | Sus |  | WildfireMitigation¦PlannedWSIPSystemHardening¦¦
24-0129629 | Company Initiated | Planned- maintenance |  |  | 2024 | Tier 2 | Distribution Circuit |  |  |  | 2622499 | Sus |  | CompanyInitiated¦Plannedmaintenance¦¦
24-0128563 | Company Initiated | Planned- maintenance |  |  | 2024 | Tier 2 | Distribution Circuit |  |  |  | 2622531 | Sus |  | CompanyInitiated¦Plannedmaintenance¦¦
24-0128560 | Company Initiated | Planned- maintenance |  |  | 2024 | Tier 2 | Distribution Circuit |  |  |  | 2622540 | Sus |  | CompanyInitiated¦Plannedmaintenance¦¦
24-0128602 | Company Initiated | Planned- maintenance |  |  | 2024 | Tier 3 | Transformer only |  |  |  | 2623055 | Sus |  | CompanyInitiated¦Plannedmaintenance¦¦
24-0128446 | Wildfire Mitigation | Planned - WSIP/System Hardening |  |  | 2024 | Tier 2 | Distribution Circuit |  |  |  | 2622662 | Sus |  | WildfireMitigation¦PlannedWSIPSystemHardening¦¦
24-0129669 | Wildfire Mitigation | Planned - WSIP/System Hardening |  |  | 2024 | Tier 3 | Transformer only |  |  |  | 2622823 | Sus |  | WildfireMitigation¦PlannedWSIPSystemHardening¦¦
24-0130103 | Company Initiated | Planned- maintenance |  |  | 2024 | Tier 2 | Transformer only |  |  |  | 2624040 | Sus |  | CompanyInitiated¦Plannedmaintenance¦¦
24-0130036 | Company Initiated | Planned- maintenance |  |  | 2024 | Tier 2 | Distribution Circuit |  |  |  | 2623641 | Sus |  | CompanyInitiated¦Plannedmaintenance¦¦
24-0129998 | Company Initiated | Planned- maintenance |  |  | 2024 | Tier 3 | Transformer only |  |  |  | 2623650 | Sus |  | CompanyInitiated¦Plannedmaintenance¦¦
24-0128697 | Wildfire Mitigation | Planned - WSIP/System Hardening |  |  | 2024 | Tier 3 | Distribution Circuit |  |  |  | 2623658 | Sus |  | WildfireMitigation¦PlannedWSIPSystemHardening¦¦
24-0125179 | Company Initiated | Planned- capital |  |  | 2024 | Tier 2 | Distribution Circuit |  |  |  | 2623645 | Sus |  | CompanyInitiated¦Plannedcapital¦¦
24-0128419 | Company Initiated | Planned- maintenance |  |  | 2024 | Tier 3 | Distribution Circuit |  |  |  | 2623769 | Sus |  | CompanyInitiated¦Plannedmaintenance¦¦
24-0135063 | Equipment Failure/Involved | Overhead | Recloser | Broken | 2024 | Tier 2 | Distribution Circuit |  |  |  | 2623877 | Sus |  | EquipmentFailureInvolved¦Overhead¦Recloser¦Broken
24-0128714 | Wildfire Mitigation | Planned - WSIP/System Hardening |  |  | 2024 | Tier 3 | Transformer only |  |  |  | 2624819 | Sus |  | WildfireMitigation¦PlannedWSIPSystemHardening¦¦
24-0130055 | Wildfire Mitigation | Planned - WSIP/System Hardening |  |  | 2024 | Tier 2 | Transformer only |  |  |  | 2624851 | Sus |  | WildfireMitigation¦PlannedWSIPSystemHardening¦¦
24-0135440 | Equipment Failure/Involved | Overhead | Insulator | Broken | 2024 | Tier 2 | Distribution Circuit |  |  |  | 2624939 | Sus |  | EquipmentFailureInvolved¦Overhead¦Insulator¦Broken
24-0130178 | Company Initiated | Planned- maintenance |  |  | 2024 | Tier 3 | Transformer only |  |  |  | 2625744 | Sus |  | CompanyInitiated¦Plannedmaintenance¦¦
24-0130699 | Company Initiated | Planned- maintenance |  |  | 2024 | Tier 2 | Distribution Circuit |  |  |  | 2625793 | Sus |  | CompanyInitiated¦Plannedmaintenance¦¦
24-0136186 | Unknown Cause | Patrol - found nothing |  |  | 2024 | Tier 2 | Distribution Circuit |  |  |  | 2626545 | Sus |  | UnknownCause¦Patrolfoundnothing¦¦
24-0136208 | Equipment Failure/Involved | Overhead | Transformer (OH) | Broken | 2024 | Tier 3 | Distribution Circuit |  |  |  | 2626938 | Sus |  | EquipmentFailureInvolved¦Overhead¦Transformer(OH)¦Broken
24-0136304 | Animal | Other | Conductor- Overhead | Normal | 2024 | Tier 2 | Distribution Circuit |  |  |  | 2627393 | Sus |  | Animal¦Other¦ConductorOverhead¦Normal
24-0130266 | Company Initiated | Planned- maintenance |  |  | 2024 | Tier 2 | Distribution Circuit |  |  |  | 2627907 | Sus |  | CompanyInitiated¦Plannedmaintenance¦¦
24-0133690 | Company Initiated | Planned- maintenance |  |  | 2024 | Zone 1 | Transformer only |  |  |  | 2628320 | Sus |  | CompanyInitiated¦Plannedmaintenance¦¦
24-0136803 | Equipment Failure/Involved | Overhead | Transformer (OH) | Failed/Faulted | 2024 | Tier 2 | Transformer only |  |  |  | 2628493 | Sus |  | EquipmentFailureInvolved¦Overhead¦Transformer(OH)¦FailedFaulted
24-0137099 | Equipment Failure/Involved | Overhead | Pole-Wood | Deteriorated | 2024 | Tier 2 | Distribution Circuit |  |  |  | 2629281 | Sus |  | EquipmentFailureInvolved¦Overhead¦PoleWood¦Deteriorated
24-0137329 | Company Initiated | Planned- capital | Interrupter |  | 2024 | Tier 2 | Distribution Circuit |  |  |  | 2630204 | Sus |  | CompanyInitiated¦Plannedcapital¦Interrupter¦
24-0124462 | Company Initiated | Planned- maintenance |  |  | 2024 | Tier 2 | Transformer only |  |  |  | 2630241 | Sus |  | CompanyInitiated¦Plannedmaintenance¦¦
24-0130286 | Wildfire Mitigation | Planned - WSIP/System Hardening |  |  | 2024 | Tier 3 | Distribution Circuit |  |  |  | 2630228 | Sus |  | WildfireMitigation¦PlannedWSIPSystemHardening¦¦
24-0124456 | Company Initiated | Planned- maintenance |  |  | 2024 | Tier 2 | Transformer only |  |  |  | 2631585 | Sus |  | CompanyInitiated¦Plannedmaintenance¦¦
24-0124487 | Company Initiated | Planned- maintenance |  |  | 2024 | Tier 2 | Transformer only |  |  |  | 2630328 | Sus |  | CompanyInitiated¦Plannedmaintenance¦¦
24-0124505 | Company Initiated | Planned- maintenance |  |  | 2024 | Tier 2 | Transformer only |  |  |  | 2631094 | Sus |  | CompanyInitiated¦Plannedmaintenance¦¦
24-0124463 | Company Initiated | Planned- maintenance |  |  | 2024 | Tier 2 | Transformer only |  |  |  | 2630412 | Sus |  | CompanyInitiated¦Plannedmaintenance¦¦
24-0124499 | Company Initiated | Planned- maintenance |  |  | 2024 | Tier 2 | Transformer only |  |  |  | 2630416 | Sus |  | CompanyInitiated¦Plannedmaintenance¦¦
24-0124444 | Company Initiated | Planned- maintenance |  |  | 2024 | Tier 2 | Transformer only |  |  |  | 2630481 | Sus |  | CompanyInitiated¦Plannedmaintenance¦¦
24-0124607 | Company Initiated | Planned- maintenance |  |  | 2024 | Tier 2 | Transformer only |  |  |  | 2631386 | Sus |  | CompanyInitiated¦Plannedmaintenance¦¦
24-0124605 | Company Initiated | Planned- maintenance |  |  | 2024 | Tier 2 | Transformer only |  |  |  | 2630517 | Sus |  | CompanyInitiated¦Plannedmaintenance¦¦
24-0124514 | Company Initiated | Planned- maintenance |  |  | 2024 | Tier 2 | Transformer only |  |  |  | 2630539 | Sus |  | CompanyInitiated¦Plannedmaintenance¦¦
24-0124519 | Company Initiated | Planned- maintenance |  |  | 2024 | Tier 2 | Transformer only |  |  |  | 2630568 | Sus |  | CompanyInitiated¦Plannedmaintenance¦¦
24-0124540 | Company Initiated | Planned- maintenance |  |  | 2024 | Tier 2 | Transformer only |  |  |  | 2630613 | Sus |  | CompanyInitiated¦Plannedmaintenance¦¦
24-0124609 | Company Initiated | Planned- maintenance |  |  | 2024 | Tier 2 | Transformer only |  |  |  | 2630627 | Sus |  | CompanyInitiated¦Plannedmaintenance¦¦
24-0124542 | Company Initiated | Planned- maintenance |  |  | 2024 | Tier 2 | Transformer only |  |  |  | 2630640 | Sus |  | CompanyInitiated¦Plannedmaintenance¦¦
24-0124546 | Company Initiated | Planned- maintenance |  |  | 2024 | Tier 2 | Transformer only |  |  |  | 2630662 | Sus |  | CompanyInitiated¦Plannedmaintenance¦¦
24-0124549 | Company Initiated | Planned- maintenance |  |  | 2024 | Tier 2 | Transformer only |  |  |  | 2630672 | Sus |  | CompanyInitiated¦Plannedmaintenance¦¦
24-0124561 | Company Initiated | Planned- maintenance |  |  | 2024 | Tier 2 | Transformer only |  |  |  | 2630685 | Sus |  | CompanyInitiated¦Plannedmaintenance¦¦
24-0124611 | Company Initiated | Planned- maintenance |  |  | 2024 | Tier 2 | Transformer only |  |  |  | 2631646 | Sus |  | CompanyInitiated¦Plannedmaintenance¦¦
24-0137784 | Company Initiated | Construction Activity/equip- company | Conductor- Overhead | Normal | 2024 | Tier 2 | Distribution Circuit |  |  |  | 2631125 | Sus |  | CompanyInitiated¦ConstructionActivityequipcompany¦ConductorOverhead¦Normal
24-0124619 | Company Initiated | Planned- maintenance |  |  | 2024 | Tier 2 | Transformer only |  |  |  | 2632366 | Sus |  | CompanyInitiated¦Plannedmaintenance¦¦
24-0124624 | Company Initiated | Planned- maintenance |  |  | 2024 | Tier 2 | Transformer only |  |  |  | 2632368 | Sus |  | CompanyInitiated¦Plannedmaintenance¦¦
24-0124648 | Company Initiated | Planned- maintenance |  |  | 2024 | Tier 2 | Transformer only |  |  |  | 2632376 | Sus |  | CompanyInitiated¦Plannedmaintenance¦¦
24-0124660 | Company Initiated | Planned- maintenance |  |  | 2024 | Tier 2 | Transformer only |  |  |  | 2632390 | Sus |  | CompanyInitiated¦Plannedmaintenance¦¦
24-0124636 | Company Initiated | Planned- maintenance |  |  | 2024 | Tier 2 | Transformer only |  |  |  | 2632399 | Sus |  | CompanyInitiated¦Plannedmaintenance¦¦
24-0124668 | Company Initiated | Planned- maintenance |  |  | 2024 | Tier 2 | Transformer only |  |  |  | 2632927 | Sus |  | CompanyInitiated¦Plannedmaintenance¦¦
24-0124665 | Company Initiated | Planned- maintenance |  |  | 2024 | Tier 2 | Transformer only |  |  |  | 2632929 | Sus |  | CompanyInitiated¦Plannedmaintenance¦¦
24-0124626 | Company Initiated | Planned- maintenance |  |  | 2024 | Tier 2 | Transformer only |  |  |  | 2632406 | Sus |  | CompanyInitiated¦Plannedmaintenance¦¦
24-0124631 | Company Initiated | Planned- maintenance |  |  | 2024 | Tier 2 | Transformer only |  |  |  | 2632411 | Sus |  | CompanyInitiated¦Plannedmaintenance¦¦
24-0124662 | Company Initiated | Planned- maintenance |  |  | 2024 | Tier 2 | Transformer only |  |  |  | 2632432 | Sus |  | CompanyInitiated¦Plannedmaintenance¦¦
24-0124645 | Company Initiated | Planned- maintenance |  |  | 2024 | Tier 2 | Transformer only |  |  |  | 2632456 | Sus |  | CompanyInitiated¦Plannedmaintenance¦¦
24-0131540 | Company Initiated | Planned- maintenance |  |  | 2024 | Tier 3 | Distribution Circuit |  |  |  | 2632445 | Sus |  | CompanyInitiated¦Plannedmaintenance¦¦
24-0138856 | 3rd Party | Tree - cutting- 3rd party | Conductor- Overhead | Broken | 2024 | Tier 3 | Distribution Circuit |  |  |  | 2634142 | Sus |  | 3rdParty¦Treecutting3rdparty¦ConductorOverhead¦Broken
24-0139350 | Unknown Cause | Patrol - found nothing |  |  | 2024 | Tier 2 | Distribution Circuit |  |  |  | 2635553 | Sus |  | UnknownCause¦Patrolfoundnothing¦¦
24-0139333 | Unknown Cause | Patrol - not conducted |  |  | 2024 | Tier 2 | Distribution Circuit |  |  |  | 2635568 | Sus |  | UnknownCause¦Patrolnotconducted¦¦
24-0139397 | Unknown Cause | Patrol - found nothing |  |  | 2024 | Tier 2 | Distribution Circuit |  |  |  | 2635764 | Sus |  | UnknownCause¦Patrolfoundnothing¦¦
24-0139490 | Equipment Failure/Involved | Overhead | Transformer (OH) | Broken | 2024 | Tier 2 | Distribution Circuit |  |  |  | 2635958 | Sus |  | EquipmentFailureInvolved¦Overhead¦Transformer(OH)¦Broken
24-0139943 | Equipment Failure/Involved | Overhead | Cutout- fuse holder | Broken | 2024 | Zone 1 | Transformer only |  |  |  | 2637444 | Sus |  | EquipmentFailureInvolved¦Overhead¦Cutoutfuseholder¦Broken
24-0134617 | Wildfire Mitigation | Planned - WSIP/System Hardening |  |  | 2024 | Tier 3 | Transformer only |  |  |  | 2638606 | Sus |  | WildfireMitigation¦PlannedWSIPSystemHardening¦¦
24-0140312 | Equipment Failure/Involved | Underground | Transformer (UG) | Failed/Faulted | 2024 | Tier 2 | Distribution Circuit |  |  |  | 2638519 | Sus |  | EquipmentFailureInvolved¦Underground¦Transformer(UG)¦FailedFaulted
24-0140502 | Equipment Failure/Involved | Overhead | Secondary | Broken | 2024 | Tier 3 | Transformer only |  |  |  | 2638698 | Sus |  | EquipmentFailureInvolved¦Overhead¦Secondary¦Broken
24-0140956 | Equipment Failure/Involved | Overhead | Transformer (OH) | Failed/Faulted | 2024 | Tier 2 | Transformer only |  |  |  | 2639205 | Sus |  | EquipmentFailureInvolved¦Overhead¦Transformer(OH)¦FailedFaulted
24-0140876 | Equipment Failure/Involved | Overhead | Secondary | Broken | 2024 | Zone 1 | Transformer only |  |  |  | 2639291 | Sus |  | EquipmentFailureInvolved¦Overhead¦Secondary¦Broken
24-0141221 | 3rd Party | Tree - cutting- 3rd party | Transformer (OH) | Broken- wire on ground | 2024 | Tier 3 | Transformer only |  |  |  | 2639866 | Sus |  | 3rdParty¦Treecutting3rdparty¦Transformer(OH)¦Brokenwireonground
24-0141234 | 3rd Party | Vehicle | Pole-Wood | Broken | 2024 | Tier 3 | Distribution Circuit |  |  |  | 2639947 | Sus |  | 3rdParty¦Vehicle¦PoleWood¦Broken
24-0141486 | Unknown Cause | Patrol - found nothing |  |  | 2024 | Tier 3 | Distribution Circuit |  |  |  | 2640956 | Sus |  | UnknownCause¦Patrolfoundnothing¦¦
24-0133014 | Company Initiated | Planned- maintenance |  |  | 2024 | Tier 2 | Distribution Circuit |  |  |  | 2641395 | Sus |  | CompanyInitiated¦Plannedmaintenance¦¦
24-0135514 | Company Initiated | Planned- maintenance |  |  | 2024 | Tier 2 | Distribution Circuit |  |  |  | 2641398 | Sus |  | CompanyInitiated¦Plannedmaintenance¦¦
24-0134648 | Company Initiated | Planned- maintenance |  |  | 2024 | Tier 2 | Distribution Circuit |  |  |  | 2641394 | Sus |  | CompanyInitiated¦Plannedmaintenance¦¦
24-0134675 | Company Initiated | Planned- maintenance |  |  | 2024 | Tier 3 | Distribution Circuit |  |  |  | 2641422 | Sus |  | CompanyInitiated¦Plannedmaintenance¦¦
24-0132668 | Company Initiated | Planned- capital |  |  | 2024 | Tier 3 | Distribution Circuit |  |  |  | 2641380 | Sus |  | CompanyInitiated¦Plannedcapital¦¦
24-0135176 | Company Initiated | Planned- maintenance |  |  | 2024 | Tier 2 | Transformer only |  |  |  | 2641448 | Sus |  | CompanyInitiated¦Plannedmaintenance¦¦
24-0136658 | Company Initiated | Planned- maintenance |  |  | 2024 | Tier 2 | Transformer only |  |  |  | 2641895 | Sus |  | CompanyInitiated¦Plannedmaintenance¦¦
24-0136655 | Wildfire Mitigation | Planned - WSIP/System Hardening |  |  | 2024 | Tier 2 | Distribution Circuit |  |  |  | 2642074 | Sus |  | WildfireMitigation¦PlannedWSIPSystemHardening¦¦
24-0141955 | Unknown Cause | Patrol - found nothing |  |  | 2024 | Tier 2 | Transformer only |  |  |  | 2642286 | Sus |  | UnknownCause¦Patrolfoundnothing¦¦
24-0133080 | Company Initiated | Planned- maintenance |  |  | 2024 | Tier 2 | Distribution Circuit |  |  |  | 2642476 | Sus |  | CompanyInitiated¦Plannedmaintenance¦¦
24-0133297 | Company Initiated | Planned- maintenance |  |  | 2024 | Tier 2 | Distribution Circuit |  |  |  | 2643536 | Sus |  | CompanyInitiated¦Plannedmaintenance¦¦
24-0135770 | Company Initiated | Planned- maintenance |  |  | 2024 | Tier 2 | Distribution Circuit |  |  |  | 2643530 | Sus |  | CompanyInitiated¦Plannedmaintenance¦¦
24-0133296 | Company Initiated | Planned- maintenance |  |  | 2024 | Tier 2 | Distribution Circuit |  |  |  | 2643669 | Sus |  | CompanyInitiated¦Plannedmaintenance¦¦
24-0132750 | Company Initiated | Planned- maintenance |  |  | 2024 | Tier 2 | Distribution Circuit |  |  |  | 2643707 | Sus |  | CompanyInitiated¦Plannedmaintenance¦¦
24-0142754 | Equipment Failure/Involved | Underground | Transformer (UG) | Failed/Faulted | 2024 | Tier 2 | Transformer only |  |  |  | 2644316 | Sus |  | EquipmentFailureInvolved¦Underground¦Transformer(UG)¦FailedFaulted
24-0142840 | Animal | Squirrel | Fuse | Failed/Faulted | 2024 | Tier 3 | Transformer only |  |  |  | 2644405 | Sus |  | Animal¦Squirrel¦Fuse¦FailedFaulted
24-0136913 | Company Initiated | Planned- maintenance |  |  | 2024 | Tier 2 | Distribution Circuit |  |  |  | 2644486 | Sus |  | CompanyInitiated¦Plannedmaintenance¦¦
24-0135427 | Company Initiated | Planned- maintenance |  |  | 2024 | Tier 3 | Distribution Circuit |  |  |  | 2644428 | Sus |  | CompanyInitiated¦Plannedmaintenance¦¦
24-0136907 | Company Initiated | Planned- maintenance |  |  | 2024 | Tier 2 | Transformer only |  |  |  | 2644467 | Sus |  | CompanyInitiated¦Plannedmaintenance¦¦
24-0135500 | Company Initiated | Planned- capital |  |  | 2024 | Tier 3 | Distribution Circuit |  |  |  | 2644656 | Sus |  | CompanyInitiated¦Plannedcapital¦¦
24-0138938 | Company Initiated | Planned- maintenance |  |  | 2024 | Tier 2 | Distribution Circuit |  |  |  | 2645159 | Sus |  | CompanyInitiated¦Plannedmaintenance¦¦
24-0143063 | 3rd Party | Vehicle | Pole-Wood | Normal | 2024 | Tier 3 | Distribution Circuit |  |  |  | 2645207 | Sus |  | 3rdParty¦Vehicle¦PoleWood¦Normal
24-0133317 | Company Initiated | Return Circuit Normal | Conductor- Underground | Normal | 2024 | Tier 2 | Distribution Circuit |  |  |  | 2645487 | Sus |  | CompanyInitiated¦ReturnCircuitNormal¦ConductorUnderground¦Normal
24-0134794 | Company Initiated | Planned- maintenance |  |  | 2024 | Tier 2 | Distribution Circuit |  |  |  | 2645587 | Sus |  | CompanyInitiated¦Plannedmaintenance¦¦
24-0134791 | Company Initiated | Planned- maintenance |  |  | 2024 | Tier 3 | Distribution Circuit |  |  |  | 2645586 | Sus |  | CompanyInitiated¦Plannedmaintenance¦¦
24-0143343 | Equipment Failure/Involved | Overhead | Cutout- fuse holder | Broken | 2024 | Tier 3 | Transformer only |  |  |  | 2645971 | Sus |  | EquipmentFailureInvolved¦Overhead¦Cutoutfuseholder¦Broken
24-0135553 | Company Initiated | Planned- maintenance |  |  | 2024 | Tier 2 | Distribution Circuit |  |  |  | 2646365 | Sus |  | CompanyInitiated¦Plannedmaintenance¦¦
24-0135561 | Company Initiated | Planned- maintenance |  |  | 2024 | Tier 2 | Distribution Circuit |  |  |  | 2646372 | Sus |  | CompanyInitiated¦Plannedmaintenance¦¦
24-0136947 | Company Initiated | Planned- maintenance |  |  | 2024 | Tier 2 | Distribution Circuit |  |  |  | 2646373 | Sus |  | CompanyInitiated¦Plannedmaintenance¦¦
24-0140657 | Company Initiated | Planned- maintenance |  |  | 2024 | Tier 2 | Transformer only |  |  |  | 2646377 | Sus |  | CompanyInitiated¦Plannedmaintenance¦¦
24-0143587 | Unknown Cause | Patrol - not conducted |  |  | 2024 | Tier 3 | Distribution Circuit |  |  |  | 2646465 | Sus |  | UnknownCause¦Patrolnotconducted¦¦
24-0140649 | Company Initiated | Planned- maintenance |  |  | 2024 | Tier 3 | Transformer only |  |  |  | 2646639 | Sus |  | CompanyInitiated¦Plannedmaintenance¦¦
24-0133225 | Company Initiated | Planned- maintenance |  |  | 2024 | Tier 2 | Distribution Circuit |  |  |  | 2647384 | Sus |  | CompanyInitiated¦Plannedmaintenance¦¦
24-0135635 | Company Initiated | Planned- maintenance |  |  | 2024 | Tier 2 | Transformer only |  |  |  | 2647805 | Sus |  | CompanyInitiated¦Plannedmaintenance¦¦
24-0133228 | Company Initiated | Planned- maintenance |  |  | 2024 | Tier 2 | Distribution Circuit |  |  |  | 2647414 | Sus |  | CompanyInitiated¦Plannedmaintenance¦¦
24-0135636 | Company Initiated | Planned- maintenance |  |  | 2024 | Tier 2 | Transformer only |  |  |  | 2648041 | Sus |  | CompanyInitiated¦Plannedmaintenance¦¦
24-0135639 | Company Initiated | Planned- maintenance |  |  | 2024 | Tier 2 | Transformer only |  |  |  | 2647474 | Sus |  | CompanyInitiated¦Plannedmaintenance¦¦
24-0135607 | Company Initiated | Planned- maintenance |  |  | 2024 | Tier 2 | Distribution Circuit |  |  |  | 2647479 | Sus |  | CompanyInitiated¦Plannedmaintenance¦¦
24-0135283 | Company Initiated | Planned- maintenance |  |  | 2024 | Zone 1 | Transformer only |  |  |  | 2647482 | Sus |  | CompanyInitiated¦Plannedmaintenance¦¦
24-0139011 | Company Initiated | Planned- maintenance |  |  | 2024 | Tier 2 | Transformer only |  |  |  | 2647490 | Sus |  | CompanyInitiated¦Plannedmaintenance¦¦
24-0135642 | Company Initiated | Planned- maintenance |  |  | 2024 | Tier 2 | Transformer only |  |  |  | 2647507 | Sus |  | CompanyInitiated¦Plannedmaintenance¦¦
24-0135645 | Company Initiated | Planned- maintenance |  |  | 2024 | Tier 2 | Transformer only |  |  |  | 2647557 | Sus |  | CompanyInitiated¦Plannedmaintenance¦¦
24-0135646 | Company Initiated | Planned- maintenance |  |  | 2024 | Tier 2 | Transformer only |  |  |  | 2647587 | Sus |  | CompanyInitiated¦Plannedmaintenance¦¦
24-0135649 | Company Initiated | Planned- maintenance |  |  | 2024 | Tier 2 | Transformer only |  |  |  | 2647992 | Sus |  | CompanyInitiated¦Plannedmaintenance¦¦
24-0144107 | Unknown Cause | Patrol - not conducted |  |  | 2024 | Tier 2 | Distribution Circuit |  |  |  | 2648315 | Sus |  | UnknownCause¦Patrolnotconducted¦¦
24-0133268 | Company Initiated | Planned- maintenance |  |  | 2024 | Tier 2 | Distribution Circuit |  |  |  | 2648412 | Sus |  | CompanyInitiated¦Plannedmaintenance¦¦
24-0133267 | Company Initiated | Planned- maintenance |  |  | 2024 | Tier 2 | Transformer only |  |  |  | 2648427 | Sus |  | CompanyInitiated¦Plannedmaintenance¦¦
24-0133262 | Company Initiated | Planned- maintenance |  |  | 2024 | Tier 2 | Transformer only |  |  |  | 2648946 | Sus |  | CompanyInitiated¦Plannedmaintenance¦¦
24-0133261 | Company Initiated | Planned- maintenance |  |  | 2024 | Tier 2 | Transformer only |  |  |  | 2648950 | Sus |  | CompanyInitiated¦Plannedmaintenance¦¦
24-0133265 | Company Initiated | Planned- maintenance |  |  | 2024 | Tier 2 | Transformer only |  |  |  | 2648435 | Sus |  | CompanyInitiated¦Plannedmaintenance¦¦
24-0133269 | Company Initiated | Planned- maintenance |  |  | 2024 | Tier 2 | Distribution Circuit |  |  |  | 2648438 | Sus |  | CompanyInitiated¦Plannedmaintenance¦¦
24-0139247 | Wildfire Mitigation | Planned - WSIP/System Hardening |  |  | 2024 | Tier 3 | Distribution Circuit |  |  |  | 2648464 | Sus |  | WildfireMitigation¦PlannedWSIPSystemHardening¦¦
24-0138467 | Wildfire Mitigation | Planned - WSIP/System Hardening |  |  | 2024 | Tier 3 | Transformer only |  |  |  | 2648489 | Sus |  | WildfireMitigation¦PlannedWSIPSystemHardening¦¦
24-0138464 | Wildfire Mitigation | Planned - WSIP/System Hardening |  |  | 2024 | Tier 3 | Distribution Circuit |  |  |  | 2648776 | Sus |  | WildfireMitigation¦PlannedWSIPSystemHardening¦¦
24-0137215 | Company Initiated | Planned- maintenance |  |  | 2024 | Tier 2 | Distribution Circuit |  |  |  | 2648664 | Sus |  | CompanyInitiated¦Plannedmaintenance¦¦
24-0140062 | Company Initiated | Planned- maintenance |  |  | 2024 | Tier 2 | Distribution Circuit |  |  |  | 2648889 | Sus |  | CompanyInitiated¦Plannedmaintenance¦¦
24-0140490 | Company Initiated | Planned- maintenance |  |  | 2024 | Tier 2 | Transformer only |  |  |  | 2649322 | Sus |  | CompanyInitiated¦Plannedmaintenance¦¦
24-0142071 | Company Initiated | Planned- maintenance |  |  | 2024 | Tier 2 | Distribution Circuit |  |  |  | 2649351 | Sus |  | CompanyInitiated¦Plannedmaintenance¦¦
24-0143999 | Company Initiated | Planned- maintenance |  |  | 2024 | Tier 3 | Transformer only |  |  |  | 2649401 | Sus |  | CompanyInitiated¦Plannedmaintenance¦¦
24-0139240 | Wildfire Mitigation | Planned - WSIP/System Hardening |  |  | 2024 | Tier 2 | Distribution Circuit |  |  |  | 2649423 | Sus |  | WildfireMitigation¦PlannedWSIPSystemHardening¦¦
24-0139402 | Wildfire Mitigation | Planned - WSIP/System Hardening |  |  | 2024 | Tier 3 | Distribution Circuit |  |  |  | 2649449 | Sus |  | WildfireMitigation¦PlannedWSIPSystemHardening¦¦
24-0140556 | Wildfire Mitigation | Planned - WSIP/System Hardening |  |  | 2024 | Tier 2 | Transformer only |  |  |  | 2649831 | Sus |  | WildfireMitigation¦PlannedWSIPSystemHardening¦¦
24-0144540 | Unknown Cause | Patrol - found nothing |  |  | 2024 | Tier 2 | Distribution Circuit |  |  |  | 2650410 | Sus |  | UnknownCause¦Patrolfoundnothing¦¦
24-0134994 | Company Initiated | Planned- maintenance |  |  | 2024 | Tier 2 | Distribution Circuit |  |  |  | 2650530 | Sus |  | CompanyInitiated¦Plannedmaintenance¦¦
24-0142942 | Wildfire Mitigation | Planned - WSIP/System Hardening |  |  | 2024 | Tier 2 | Transformer only |  |  |  | 2650566 | Sus |  | WildfireMitigation¦PlannedWSIPSystemHardening¦¦
24-0143332 | Company Initiated | Planned- maintenance |  |  | 2024 | Tier 2 | Distribution Circuit |  |  |  | 2651508 | Sus |  | CompanyInitiated¦Plannedmaintenance¦¦
24-0136707 | Company Initiated | Planned- maintenance |  |  | 2024 | Tier 2 | Distribution Circuit |  |  |  | 2651517 | Sus |  | CompanyInitiated¦Plannedmaintenance¦¦
24-0144883 | Equipment Failure/Involved | Overhead | Transformer (OH) | Burned/flashed | 2024 | Tier 2 | Transformer only |  |  |  | 2651639 | Sus |  | EquipmentFailureInvolved¦Overhead¦Transformer(OH)¦Burnedflashed
24-0145066 | Unknown Cause | Patrol - not conducted |  |  | 2024 | Tier 3 | Distribution Circuit |  |  |  | 2652820 | Sus |  | UnknownCause¦Patrolnotconducted¦¦
24-0145068 | Unknown Cause | Patrol - found nothing |  |  | 2024 | Tier 2 | Distribution Circuit |  |  |  | 2652837 | Sus |  | UnknownCause¦Patrolfoundnothing¦¦
24-0145090 | Equipment Failure/Involved | Overhead | Conductor- Overhead | Together | 2024 | Tier 2 | Distribution Circuit |  |  |  | 2652911 | Sus |  | EquipmentFailureInvolved¦Overhead¦ConductorOverhead¦Together
24-0145080 | Equipment Failure/Involved | Overhead | Transformer | Normal | 2024 | Tier 2 | Transformer only |  |  |  | 2653014 | Sus |  | EquipmentFailureInvolved¦Overhead¦Transformer¦Normal
24-0145343 | Vegetation | Tree - branch fell on line | Conductor- Overhead | Normal | 2024 | Tier 3 | Distribution Circuit |  |  |  | 2653838 | Sus |  | Vegetation¦Treebranchfellonline¦ConductorOverhead¦Normal
24-0145179 | Vegetation | Tree - branch fell on line | Crossarm- Wood | Broken- wire on ground | 2024 | Tier 2 | Distribution Circuit |  |  |  | 2654320 | Sus |  | Vegetation¦Treebranchfellonline¦CrossarmWood¦Brokenwireonground
24-0145302 | Vegetation | Tree - fell into line | Secondary | Normal | 2024 | Tier 3 | Distribution Circuit |  |  |  | 2655447 | Sus |  | Vegetation¦Treefellintoline¦Secondary¦Normal
24-0145303 | Unknown Cause | Patrol - found nothing |  |  | 2024 | Tier 3 | Distribution Circuit |  |  |  | 2655487 | Sus |  | UnknownCause¦Patrolfoundnothing¦¦
24-0145303 | Vegetation | Tree - fell into line | Conductor- Overhead | Broken- wire on ground | 2024 | Tier 3 | Distribution Circuit |  |  |  | 2658192 | Sus |  | Vegetation¦Treefellintoline¦ConductorOverhead¦Brokenwireonground
24-0145303 | Unknown Cause | Patrol - found nothing |  |  | 2024 | Tier 2 | Distribution Circuit |  |  |  | 2659642 | Sus |  | UnknownCause¦Patrolfoundnothing¦¦
24-0145303 | Vegetation | Tree - fell into line | Conductor- Overhead | Broken- wire on ground | 2024 | Tier 3 | Distribution Circuit |  |  |  | 2659777 | Sus |  | Vegetation¦Treefellintoline¦ConductorOverhead¦Brokenwireonground
24-0146026 | Unknown Cause | Patrol - found nothing |  |  | 2024 | Tier 3 | Distribution Circuit |  |  |  | 2654536 | Sus |  | UnknownCause¦Patrolfoundnothing¦¦
24-0145842 | Unknown Cause | Patrol - found nothing |  |  | 2024 | Tier 3 | Distribution Circuit |  |  |  | 2654622 | Sus |  | UnknownCause¦Patrolfoundnothing¦¦
24-0146074 | Unknown Cause | Patrol - found nothing |  |  | 2024 | Tier 3 | Distribution Circuit |  |  |  | 2654642 | Sus |  | UnknownCause¦Patrolfoundnothing¦¦
24-0145217 | Unknown Cause | Patrol - found nothing |  |  | 2024 | Tier 2 | Distribution Circuit |  |  |  | 2654516 | Sus |  | UnknownCause¦Patrolfoundnothing¦¦
24-0145217 | Vegetation | Tree - fell into line | Conductor- Overhead | Broken- wire on ground | 2024 | Tier 3 | Distribution Circuit |  |  |  | 2657987 | Sus |  | Vegetation¦Treefellintoline¦ConductorOverhead¦Brokenwireonground
24-0145406 | Vegetation | Tree - fell into line | Conductor- Overhead | Broken- wire on ground | 2024 | Tier 3 | Distribution Circuit |  |  |  | 2654826 | Sus |  | Vegetation¦Treefellintoline¦ConductorOverhead¦Brokenwireonground
24-0145986 | Unknown Cause | Patrol - found nothing |  |  | 2024 | Tier 2 | Distribution Circuit |  |  |  | 2654845 | Sus |  | UnknownCause¦Patrolfoundnothing¦¦
24-0146032 | Unknown Cause | Patrol - not conducted |  |  | 2024 | Tier 2 | Distribution Circuit |  |  |  | 2654829 | Sus |  | UnknownCause¦Patrolnotconducted¦¦
24-0145983 | Unknown Cause | Patrol - found nothing |  |  | 2024 | Tier 3 | Distribution Circuit |  |  |  | 2656777 | Sus |  | UnknownCause¦Patrolfoundnothing¦¦
24-0145310 | Vegetation | Tree - fell into line | Crossarm- Wood | Broken- wire on ground | 2024 | Tier 2 | Distribution Circuit |  |  |  | 2657588 | Sus |  | Vegetation¦Treefellintoline¦CrossarmWood¦Brokenwireonground
24-0145667 | Vegetation | Tree - branch fell on line | Conductor- Overhead | Normal | 2024 | Tier 2 | Distribution Circuit |  |  |  | 2655069 | Sus |  | Vegetation¦Treebranchfellonline¦ConductorOverhead¦Normal
24-0145279 | Unknown Cause | Patrol - not conducted |  |  | 2024 | Tier 2 | Distribution Circuit |  |  |  | 2658567 | Sus |  | UnknownCause¦Patrolnotconducted¦¦
24-0146087 | Unknown Cause | Patrol - found nothing |  |  | 2024 | Tier 2 | Distribution Circuit |  |  |  | 2655094 | Sus |  | UnknownCause¦Patrolfoundnothing¦¦
24-0145966 | Unknown Cause | Patrol - found nothing |  |  | 2024 | Tier 2 | Distribution Circuit |  |  |  | 2655162 | Sus |  | UnknownCause¦Patrolfoundnothing¦¦
24-0145310 | Unknown Cause | Patrol - found nothing |  |  | 2024 | Tier 2 | Distribution Circuit |  |  |  | 2655432 | Sus |  | UnknownCause¦Patrolfoundnothing¦¦
24-0146012 | Unknown Cause | Patrol - not conducted |  |  | 2024 | Tier 2 | Distribution Circuit |  |  |  | 2655250 | Sus |  | UnknownCause¦Patrolnotconducted¦¦
24-0146107 | Unknown Cause | Patrol - found nothing |  |  | 2024 | Tier 2 | Distribution Circuit |  |  |  | 2656008 | Sus |  | UnknownCause¦Patrolfoundnothing¦¦
24-0145723 | Vegetation | Tree - fell into line | Conductor- Overhead | Broken- wire on ground | 2024 | Tier 2 | Distribution Circuit |  |  |  | 2657561 | Sus |  | Vegetation¦Treefellintoline¦ConductorOverhead¦Brokenwireonground
24-0145848 | Vegetation | Tree - fell into line | Conductor- Overhead | Broken- wire on ground | 2024 | Tier 2 | Distribution Circuit |  |  |  | 2659818 | Sus |  | Vegetation¦Treefellintoline¦ConductorOverhead¦Brokenwireonground
24-0146053 | Unknown Cause | Patrol - found nothing |  |  | 2024 | Tier 2 | Distribution Circuit |  |  |  | 2656457 | Sus |  | UnknownCause¦Patrolfoundnothing¦¦
24-0146049 | Unknown Cause | Patrol - found nothing |  |  | 2024 | Tier 3 | Distribution Circuit |  |  |  | 2660379 | Sus |  | UnknownCause¦Patrolfoundnothing¦¦
24-0146080 | Unknown Cause | Patrol - found nothing |  |  | 2024 | Tier 2 | Distribution Circuit |  |  |  | 2660442 | Sus |  | UnknownCause¦Patrolfoundnothing¦¦
24-0146061 | Equipment Failure/Involved | Overhead | Conductor- Overhead | Broken- wire on ground | 2024 | Tier 3 | Distribution Circuit |  |  |  | 2660458 | Sus |  | EquipmentFailureInvolved¦Overhead¦ConductorOverhead¦Brokenwireonground
24-0146236 | Vegetation | Tree - fell into line | Pole-Wood | Broken- wire on ground | 2024 | Tier 3 | Distribution Circuit |  |  |  | 2660783 | Sus |  | Vegetation¦Treefellintoline¦PoleWood¦Brokenwireonground
24-0146219 | Vegetation | Tree - fell into line | Conductor- Overhead | Broken- wire on ground | 2024 | Tier 3 | Distribution Circuit |  |  |  | 2661149 | Sus |  | Vegetation¦Treefellintoline¦ConductorOverhead¦Brokenwireonground
24-0146227 | Vegetation | Tree - fell into line | Conductor- Overhead | Broken- wire on ground | 2024 | Tier 2 | Distribution Circuit |  |  |  | 2661336 | Sus |  | Vegetation¦Treefellintoline¦ConductorOverhead¦Brokenwireonground
24-0146299 | Equipment Failure/Involved | Overhead | Transformer (OH) | Failed/Faulted | 2024 | Tier 3 | Transformer only |  |  |  | 2661377 | Sus |  | EquipmentFailureInvolved¦Overhead¦Transformer(OH)¦FailedFaulted
24-0146380 | Company Initiated | Personnel- company | Jumper | Normal | 2024 | Tier 2 | Distribution Circuit |  |  |  | 2661751 | Sus |  | CompanyInitiated¦Personnelcompany¦Jumper¦Normal
24-0146416 | Unknown Cause | Patrol - found nothing |  |  | 2024 | Tier 2 | Distribution Circuit |  |  |  | 2661970 | Sus |  | UnknownCause¦Patrolfoundnothing¦¦
24-0146398 | Vegetation | Tree - fell into line | Transformer (OH) | Broken | 2024 | Tier 3 | Transformer only |  |  |  | 2661597 | Sus |  | Vegetation¦Treefellintoline¦Transformer(OH)¦Broken
24-0146432 | Vegetation | Tree - fell into line | Conductor- Overhead | Broken- wire on ground | 2024 | Tier 2 | Distribution Circuit |  |  |  | 2662007 | Sus |  | Vegetation¦Treefellintoline¦ConductorOverhead¦Brokenwireonground
24-0143106 | Wildfire Mitigation | Planned - WSIP/System Hardening |  |  | 2024 | Tier 2 | Distribution Circuit |  |  |  | 2663837 | Sus |  | WildfireMitigation¦PlannedWSIPSystemHardening¦¦
24-0141886 | Company Initiated | Planned- maintenance |  |  | 2024 | Tier 3 | Transformer only |  |  |  | 2663860 | Sus |  | CompanyInitiated¦Plannedmaintenance¦¦
24-0143100 | Company Initiated | Planned- maintenance |  |  | 2024 | Tier 3 | Distribution Circuit |  |  |  | 2663865 | Sus |  | CompanyInitiated¦Plannedmaintenance¦¦
24-0143162 | Company Initiated | Planned- maintenance |  |  | 2024 | Tier 2 | Distribution Circuit |  |  |  | 2663900 | Sus |  | CompanyInitiated¦Plannedmaintenance¦¦
24-0139224 | Company Initiated | Planned- capital |  |  | 2024 | Tier 2 | Distribution Circuit |  |  |  | 2663951 | Sus |  | CompanyInitiated¦Plannedcapital¦¦
24-0141997 | Company Initiated | Planned- maintenance |  |  | 2024 | Tier 2 | Transformer only |  |  |  | 2663990 | Sus |  | CompanyInitiated¦Plannedmaintenance¦¦
24-0146775 | Environmental/External | Ice or snow | Fuse | Normal | 2024 | Tier 3 | Transformer only |  |  |  | 2663977 | Sus |  | EnvironmentalExternal¦Iceorsnow¦Fuse¦Normal
24-0142919 | Company Initiated | Planned- maintenance |  |  | 2024 | Tier 3 | Transformer only |  |  |  | 2664218 | Sus |  | CompanyInitiated¦Plannedmaintenance¦¦
24-0143112 | Wildfire Mitigation | Planned - WSIP/System Hardening |  |  | 2024 | Tier 2 | Transformer only |  |  |  | 2664177 | Sus |  | WildfireMitigation¦PlannedWSIPSystemHardening¦¦
24-0142927 | Company Initiated | Planned- maintenance |  |  | 2024 | Tier 3 | Transformer only |  |  |  | 2664252 | Sus |  | CompanyInitiated¦Plannedmaintenance¦¦
24-0142930 | Wildfire Mitigation | Planned - WSIP/System Hardening |  |  | 2024 | Tier 3 | Transformer only |  |  |  | 2664351 | Sus |  | WildfireMitigation¦PlannedWSIPSystemHardening¦¦
24-0140538 | Company Initiated | Planned- maintenance |  |  | 2024 | Tier 2 | Distribution Circuit |  |  |  | 2664359 | Sus |  | CompanyInitiated¦Plannedmaintenance¦¦
24-0143318 | Company Initiated | Planned- maintenance |  |  | 2024 | Tier 2 | Distribution Circuit |  |  |  | 2664773 | Sus |  | CompanyInitiated¦Plannedmaintenance¦¦
24-0137706 | Equipment Failure/Involved | Overhead | Pole-Wood | Normal | 2024 | Tier 2 | Distribution Circuit |  |  |  | 2664767 | Sus |  | EquipmentFailureInvolved¦Overhead¦PoleWood¦Normal
24-0143032 | Wildfire Mitigation | Planned - WSIP/System Hardening |  |  | 2024 | Tier 2 | Distribution Circuit |  |  |  | 2664823 | Sus |  | WildfireMitigation¦PlannedWSIPSystemHardening¦¦
24-0140738 | Company Initiated | Planned- maintenance |  |  | 2024 | Tier 2 | Distribution Circuit |  |  |  | 2664852 | Sus |  | CompanyInitiated¦Plannedmaintenance¦¦
24-0146982 | Equipment Failure/Involved | Overhead | Pole-Wood | Deteriorated | 2024 | Tier 3 | Distribution Circuit |  |  |  | 2665237 | Sus |  | EquipmentFailureInvolved¦Overhead¦PoleWood¦Deteriorated
24-0143116 | Wildfire Mitigation | Planned - WSIP/System Hardening |  |  | 2024 | Tier 3 | Transformer only |  |  |  | 2665346 | Sus |  | WildfireMitigation¦PlannedWSIPSystemHardening¦¦
24-0147054 | Equipment Failure/Involved | Overhead | Pole-Wood | Broken | 2024 | Tier 2 | Distribution Circuit |  |  |  | 2665584 | Sus |  | EquipmentFailureInvolved¦Overhead¦PoleWood¦Broken
24-0146905 | Equipment Failure/Involved | Overhead | Switch (OH) | Arcing | 2024 | Tier 2 | Distribution Circuit |  |  |  | 2665656 | Sus |  | EquipmentFailureInvolved¦Overhead¦Switch(OH)¦Arcing
24-0143330 | Company Initiated | Planned- maintenance |  |  | 2024 | Tier 2 | Distribution Circuit |  |  |  | 2665688 | Sus |  | CompanyInitiated¦Plannedmaintenance¦¦
24-0143329 | Wildfire Mitigation | Planned - WSIP/System Hardening |  |  | 2024 | Tier 3 | Distribution Circuit |  |  |  | 2665689 | Sus |  | WildfireMitigation¦PlannedWSIPSystemHardening¦¦
24-0141904 | Company Initiated | Planned- maintenance |  |  | 2024 | Tier 2 | Distribution Circuit |  |  |  | 2665693 | Sus |  | CompanyInitiated¦Plannedmaintenance¦¦
24-0143486 | Company Initiated | Planned- maintenance |  |  | 2024 | Tier 2 | Distribution Circuit |  |  |  | 2665703 | Sus |  | CompanyInitiated¦Plannedmaintenance¦¦
24-0143340 | Wildfire Mitigation | Planned - WSIP/System Hardening |  |  | 2024 | Tier 3 | Transformer only |  |  |  | 2665874 | Sus |  | WildfireMitigation¦PlannedWSIPSystemHardening¦¦
24-0143338 | Wildfire Mitigation | Planned - WSIP/System Hardening |  |  | 2024 | Tier 2 | Distribution Circuit |  |  |  | 2665994 | Sus |  | WildfireMitigation¦PlannedWSIPSystemHardening¦¦
24-0143421 | Wildfire Mitigation | Planned - WSIP/System Hardening |  |  | 2024 | Tier 3 | Transformer only |  |  |  | 2666573 | Sus |  | WildfireMitigation¦PlannedWSIPSystemHardening¦¦
24-0144791 | Wildfire Mitigation | Planned - WSIP/System Hardening |  |  | 2024 | Tier 3 | Transformer only |  |  |  | 2666440 | Sus |  | WildfireMitigation¦PlannedWSIPSystemHardening¦¦
24-0144635 | Company Initiated | Planned- maintenance |  |  | 2024 | Tier 3 | Distribution Circuit |  |  |  | 2666436 | Sus |  | CompanyInitiated¦Plannedmaintenance¦¦
24-0143425 | Wildfire Mitigation | Planned - WSIP/System Hardening |  |  | 2024 | Tier 3 | Transformer only |  |  |  | 2666683 | Sus |  | WildfireMitigation¦PlannedWSIPSystemHardening¦¦
24-0137221 | Company Initiated | Planned- capital |  |  | 2024 | Tier 2 | Distribution Circuit |  |  |  | 2666680 | Sus |  | CompanyInitiated¦Plannedcapital¦¦
24-0144571 | Wildfire Mitigation | Planned - WSIP/System Hardening |  |  | 2024 | Tier 2 | Transformer only |  |  |  | 2666806 | Sus |  | WildfireMitigation¦PlannedWSIPSystemHardening¦¦
24-0147243 | Unknown Cause | Patrol - found nothing |  |  | 2024 | Tier 2 | Distribution Circuit |  |  |  | 2666846 | Sus |  | UnknownCause¦Patrolfoundnothing¦¦
24-0147117 | Company Initiated | Return Circuit Normal | Pole-Wood | Normal | 2024 | Tier 2 | Distribution Circuit |  |  |  | 2667148 | Sus |  | CompanyInitiated¦ReturnCircuitNormal¦PoleWood¦Normal
24-0144430 | Company Initiated | Planned- maintenance |  |  | 2024 | Tier 2 | Distribution Circuit |  |  |  | 2667280 | Sus |  | CompanyInitiated¦Plannedmaintenance¦¦
24-0147322 | 3rd Party | Tree - cutting- 3rd party | Conductor- Overhead | Normal | 2024 | Tier 3 | Distribution Circuit |  |  |  | 2667345 | Sus |  | 3rdParty¦Treecutting3rdparty¦ConductorOverhead¦Normal
24-0147318 | Equipment Failure/Involved | Overhead | Pole-Wood | Broken | 2024 | Tier 3 | Transmission line |  |  |  | 2667521 | Sus |  | EquipmentFailureInvolved¦Overhead¦PoleWood¦Broken
24-0142222 | Company Initiated | Planned- capital |  |  | 2024 | Tier 2 | Distribution Circuit |  |  |  | 2668241 | Sus |  | CompanyInitiated¦Plannedcapital¦¦
24-0147488 | Equipment Failure/Involved | Overhead | Cutout- fuse holder | Broken | 2024 | Tier 2 | Transformer only |  |  |  | 2668327 | Sus |  | EquipmentFailureInvolved¦Overhead¦Cutoutfuseholder¦Broken
24-0147978 | Equipment Failure/Involved | Overhead | Transformer (OH) | Failed/Faulted | 2024 | Tier 3 | Transformer only |  |  |  | 2670899 | Sus |  | EquipmentFailureInvolved¦Overhead¦Transformer(OH)¦FailedFaulted
24-0148172 | Unknown Cause | Patrol - found nothing |  |  | 2024 | Tier 2 | Distribution Circuit |  |  |  | 2672132 | Sus |  | UnknownCause¦Patrolfoundnothing¦¦
24-0142578 | Company Initiated | Planned- capital |  |  | 2024 | Tier 2 | Distribution Circuit |  |  |  | 2672301 | Sus |  | CompanyInitiated¦Plannedcapital¦¦
24-0144254 | Company Initiated | Planned- maintenance |  |  | 2024 | Tier 2 | Distribution Circuit |  |  |  | 2672341 | Sus |  | CompanyInitiated¦Plannedmaintenance¦¦
24-0148275 | Animal | Bird found | Conductor- Overhead | Normal | 2024 | Tier 2 | Distribution Circuit |  |  |  | 2672945 | Sus |  | Animal¦Birdfound¦ConductorOverhead¦Normal
24-0143969 | Company Initiated | Planned- maintenance |  |  | 2024 | Tier 2 | Transformer only |  |  |  | 2673016 | Sus |  | CompanyInitiated¦Plannedmaintenance¦¦
24-0143373 | Company Initiated | Planned- maintenance |  |  | 2024 | Tier 2 | Distribution Circuit |  |  |  | 2673046 | Sus |  | CompanyInitiated¦Plannedmaintenance¦¦
24-0005772 | Animal | Bird found | Conductor- Overhead | Normal | 2024 | Tier 2 | Distribution Circuit |  |  |  | 2304131 | Sus |  | Animal¦Birdfound¦ConductorOverhead¦Normal
24-0005783 | Unknown Cause | Patrol - found nothing |  |  | 2024 | Tier 2 | Distribution Circuit |  |  |  | 2304147 | Sus |  | UnknownCause¦Patrolfoundnothing¦¦
24-0006285 | Unknown Cause | Patrol - found nothing |  |  | 2024 | Tier 2 | Distribution Circuit |  |  |  | 2305519 | Sus |  | UnknownCause¦Patrolfoundnothing¦¦
24-0006310 | Unknown Cause | Patrol - not conducted |  |  | 2024 | Tier 3 | Distribution Circuit |  |  |  | 2305680 | Sus |  | UnknownCause¦Patrolnotconducted¦¦
24-0001289 | Company Initiated | Planned- maintenance |  |  | 2024 | Tier 2 | Distribution Circuit |  |  |  | 2305783 | Sus |  | CompanyInitiated¦Plannedmaintenance¦¦
24-0006454 | Equipment Failure/Involved | Overhead | Crossarm- Wood | Deteriorated | 2024 | Tier 2 | Distribution Circuit |  |  |  | 2306162 | Sus |  | EquipmentFailureInvolved¦Overhead¦CrossarmWood¦Deteriorated
24-0003816 | Wildfire Mitigation | Planned - WSIP/System Hardening |  |  | 2024 | Tier 2 | Distribution Circuit |  |  |  | 2306245 | Sus |  | WildfireMitigation¦PlannedWSIPSystemHardening¦¦
24-0002832 | Wildfire Mitigation | Planned - WSIP/System Hardening |  |  | 2024 | Tier 2 | Transformer only |  |  |  | 2306285 | Sus |  | WildfireMitigation¦PlannedWSIPSystemHardening¦¦
24-0006474 | Unknown Cause | Patrol - found nothing |  |  | 2024 | Tier 2 | Distribution Circuit |  |  |  | 2306311 | Sus |  | UnknownCause¦Patrolfoundnothing¦¦
24-0006504 | Equipment Failure/Involved | Overhead | Secondary | Deteriorated | 2024 | Tier 2 | Transformer only |  |  |  | 2306430 | Sus |  | EquipmentFailureInvolved¦Overhead¦Secondary¦Deteriorated
24-0001293 | Company Initiated | Planned- maintenance |  |  | 2024 | Tier 2 | Distribution Circuit |  |  |  | 2306828 | Sus |  | CompanyInitiated¦Plannedmaintenance¦¦
24-0003743 | Company Initiated | Planned- maintenance |  |  | 2024 | Tier 2 | Distribution Circuit |  |  |  | 2306931 | Sus |  | CompanyInitiated¦Plannedmaintenance¦¦
24-0002255 | Company Initiated | Planned- maintenance |  |  | 2024 | Tier 3 | Transformer only |  |  |  | 2307078 | Sus |  | CompanyInitiated¦Plannedmaintenance¦¦
24-0003874 | Company Initiated | Planned- maintenance |  |  | 2024 | Tier 2 | Distribution Circuit |  |  |  | 2306950 | Sus |  | CompanyInitiated¦Plannedmaintenance¦¦
24-0002257 | Wildfire Mitigation | Planned - WSIP/System Hardening |  |  | 2024 | Tier 2 | Transformer only |  |  |  | 2307037 | Sus |  | WildfireMitigation¦PlannedWSIPSystemHardening¦¦
24-0006865 | Animal | Bird found | Pothead(Riser Termination) | Normal | 2024 | Tier 2 | Distribution Circuit |  |  |  | 2307097 | Sus |  | Animal¦Birdfound¦Pothead(RiserTermination)¦Normal
24-0003859 | Wildfire Mitigation | Planned - WSIP/System Hardening |  |  | 2024 | Tier 2 | Transformer only |  |  |  | 2307671 | Sus |  | WildfireMitigation¦PlannedWSIPSystemHardening¦¦
24-0003864 | Wildfire Mitigation | Planned - WSIP/System Hardening |  |  | 2024 | Tier 2 | Distribution Circuit |  |  |  | 2307679 | Sus |  | WildfireMitigation¦PlannedWSIPSystemHardening¦¦
24-0007495 | Unknown Cause | Patrol - found nothing |  |  | 2024 | Tier 2 | Distribution Circuit |  |  |  | 2308130 | Sus |  | UnknownCause¦Patrolfoundnothing¦¦
24-0007777 | Equipment Failure/Involved | Overhead | Fuse | Broken | 2024 | Tier 2 | Transformer only |  |  |  | 2309278 | Sus |  | EquipmentFailureInvolved¦Overhead¦Fuse¦Broken
24-0004899 | Wildfire Mitigation | Planned - WSIP/System Hardening |  |  | 2024 | Tier 2 | Distribution Circuit |  |  |  | 2309568 | Sus |  | WildfireMitigation¦PlannedWSIPSystemHardening¦¦
24-0004825 | Wildfire Mitigation | Planned - WSIP/System Hardening |  |  | 2024 | Tier 2 | Transformer only |  |  |  | 2309561 | Sus |  | WildfireMitigation¦PlannedWSIPSystemHardening¦¦
24-0002858 | Company Initiated | Planned- maintenance |  |  | 2024 | Tier 2 | Transformer only |  |  |  | 2309833 | Sus |  | CompanyInitiated¦Plannedmaintenance¦¦
24-0004381 | Wildfire Mitigation | Planned - WSIP/System Hardening |  |  | 2024 | Tier 3 | Transformer only |  |  |  | 2309610 | Sus |  | WildfireMitigation¦PlannedWSIPSystemHardening¦¦
24-0008006 | Unknown Cause | Patrol - not conducted |  |  | 2024 | Tier 2 | Distribution Circuit |  |  |  | 2309778 | Sus |  | UnknownCause¦Patrolnotconducted¦¦
24-0004386 | Wildfire Mitigation | Planned - WSIP/System Hardening |  |  | 2024 | Tier 3 | Transformer only |  |  |  | 2309865 | Sus |  | WildfireMitigation¦PlannedWSIPSystemHardening¦¦
24-0004394 | Company Initiated | Planned- maintenance |  |  | 2024 | Tier 3 | Distribution Circuit |  |  |  | 2309898 | Sus |  | CompanyInitiated¦Plannedmaintenance¦¦
24-0002469 | Wildfire Mitigation | Planned - WSIP/System Hardening |  |  | 2024 | Tier 2 | Distribution Circuit |  |  |  | 2310405 | Sus |  | WildfireMitigation¦PlannedWSIPSystemHardening¦¦
24-0004456 | Wildfire Mitigation | Planned - WSIP/System Hardening |  |  | 2024 | Tier 3 | Distribution Circuit |  |  |  | 2310483 | Sus |  | WildfireMitigation¦PlannedWSIPSystemHardening¦¦
24-0004435 | Company Initiated | Planned- maintenance |  |  | 2024 | Tier 3 | Distribution Circuit |  |  |  | 2310451 | Sus |  | CompanyInitiated¦Plannedmaintenance¦¦
24-0004452 | Company Initiated | Planned- maintenance |  |  | 2024 | Tier 3 | Transformer only |  |  |  | 2310482 | Sus |  | CompanyInitiated¦Plannedmaintenance¦¦
24-0004451 | Company Initiated | Planned- maintenance |  |  | 2024 | Tier 3 | Distribution Circuit |  |  |  | 2310457 | Sus |  | CompanyInitiated¦Plannedmaintenance¦¦
24-0004443 | Wildfire Mitigation | Planned - WSIP/System Hardening |  |  | 2024 | Tier 3 | Distribution Circuit |  |  |  | 2310501 | Sus |  | WildfireMitigation¦PlannedWSIPSystemHardening¦¦
24-0002865 | Wildfire Mitigation | Planned - WSIP/System Hardening |  |  | 2024 | Tier 2 | Transformer only |  |  |  | 2310546 | Sus |  | WildfireMitigation¦PlannedWSIPSystemHardening¦¦
24-0005304 | Company Initiated | Planned- maintenance |  |  | 2024 | Tier 2 | Distribution Circuit |  |  |  | 2310525 | Sus |  | CompanyInitiated¦Plannedmaintenance¦¦
24-0002875 | Company Initiated | Planned- maintenance |  |  | 2024 | Tier 3 | Transformer only |  |  |  | 2310547 | Sus |  | CompanyInitiated¦Plannedmaintenance¦¦
24-0002871 | Wildfire Mitigation | Planned - WSIP/System Hardening |  |  | 2024 | Tier 2 | Transformer only |  |  |  | 2310999 | Sus |  | WildfireMitigation¦PlannedWSIPSystemHardening¦¦
24-0002768 | Company Initiated | Planned- maintenance |  |  | 2024 | Tier 2 | Distribution Circuit |  |  |  | 2310647 | Sus |  | CompanyInitiated¦Plannedmaintenance¦¦
24-0004454 | Wildfire Mitigation | Planned - WSIP/System Hardening |  |  | 2024 | Tier 3 | Distribution Circuit |  |  |  | 2310742 | Sus |  | WildfireMitigation¦PlannedWSIPSystemHardening¦¦
24-0008397 | Equipment Failure/Involved | Overhead | Transformer (OH) | Failed/Faulted | 2024 | Tier 3 | Transformer only |  |  |  | 2310731 | Sus |  | EquipmentFailureInvolved¦Overhead¦Transformer(OH)¦FailedFaulted
24-0005117 | Wildfire Mitigation | Planned - WSIP/System Hardening |  |  | 2024 | Tier 3 | Transformer only |  |  |  | 2311365 | Sus |  | WildfireMitigation¦PlannedWSIPSystemHardening¦¦
24-0005119 | Company Initiated | Planned- maintenance |  |  | 2024 | Tier 2 | Distribution Circuit |  |  |  | 2311377 | Sus |  | CompanyInitiated¦Plannedmaintenance¦¦
24-0005417 | Wildfire Mitigation | Planned - WSIP/System Hardening |  |  | 2024 | Tier 2 | Transformer only |  |  |  | 2311508 | Sus |  | WildfireMitigation¦PlannedWSIPSystemHardening¦¦
24-0005177 | Company Initiated | Planned- maintenance |  |  | 2024 | Tier 2 | Distribution Circuit |  |  |  | 2311442 | Sus |  | CompanyInitiated¦Plannedmaintenance¦¦
24-0002981 | Company Initiated | Planned- maintenance |  |  | 2024 | Tier 2 | Transformer only |  |  |  | 2311460 | Sus |  | CompanyInitiated¦Plannedmaintenance¦¦
24-0002878 | Wildfire Mitigation | Planned - WSIP/System Hardening |  |  | 2024 | Tier 3 | Transformer only |  |  |  | 2311459 | Sus |  | WildfireMitigation¦PlannedWSIPSystemHardening¦¦
24-0002795 | Company Initiated | Planned- maintenance |  |  | 2024 | Tier 2 | Distribution Circuit |  |  |  | 2311558 | Sus |  | CompanyInitiated¦Plannedmaintenance¦¦
24-0009347 | Unknown Cause | Patrol - not conducted |  |  | 2024 | Tier 3 | Distribution Circuit |  |  |  | 2312391 | Sus |  | UnknownCause¦Patrolnotconducted¦¦
24-0009406 | Unknown Cause | Patrol - not conducted |  |  | 2024 | Tier 2 | Distribution Circuit |  |  |  | 2312529 | Sus |  | UnknownCause¦Patrolnotconducted¦¦
24-0009431 | 3rd Party | Vehicle | Pole-Wood | Broken | 2024 | Tier 2 | Distribution Circuit |  |  |  | 2312657 | Sus |  | 3rdParty¦Vehicle¦PoleWood¦Broken
24-0005223 | Wildfire Mitigation | Planned - WSIP/System Hardening |  |  | 2024 | Tier 2 | Distribution Circuit |  |  |  | 2312673 | Sus |  | WildfireMitigation¦PlannedWSIPSystemHardening¦¦
24-0005218 | Company Initiated | Planned- maintenance |  |  | 2024 | Tier 3 | Transformer only |  |  |  | 2312745 | Sus |  | CompanyInitiated¦Plannedmaintenance¦¦
24-0005210 | Wildfire Mitigation | Planned - WSIP/System Hardening |  |  | 2024 | Tier 2 | Transformer only |  |  |  | 2312771 | Sus |  | WildfireMitigation¦PlannedWSIPSystemHardening¦¦
24-0002435 | Company Initiated | Planned- capital |  |  | 2024 | Tier 2 | Distribution Circuit |  |  |  | 2312724 | Sus |  | CompanyInitiated¦Plannedcapital¦¦
24-0002892 | Company Initiated | Planned- maintenance |  |  | 2024 | Tier 2 | Transformer only |  |  |  | 2312902 | Sus |  | CompanyInitiated¦Plannedmaintenance¦¦
24-0005425 | Wildfire Mitigation | Planned - WSIP/System Hardening |  |  | 2024 | Tier 2 | Transformer only |  |  |  | 2313206 | Sus |  | WildfireMitigation¦PlannedWSIPSystemHardening¦¦
24-0009738 | Equipment Failure/Involved | Overhead | Conductor- Overhead | Broken | 2024 | Tier 3 | Distribution Circuit |  |  |  | 2313026 | Sus |  | EquipmentFailureInvolved¦Overhead¦ConductorOverhead¦Broken
24-0009525 | Equipment Failure/Involved | Overhead | Pole-Wood | Deteriorated | 2024 | Tier 3 | Distribution Circuit |  |  |  | 2312852 | Sus |  | EquipmentFailureInvolved¦Overhead¦PoleWood¦Deteriorated
24-0005251 | Company Initiated | Planned- maintenance |  |  | 2024 | Tier 2 | Distribution Circuit |  |  |  | 2313599 | Sus |  | CompanyInitiated¦Plannedmaintenance¦¦
24-0005341 | Wildfire Mitigation | Planned - WSIP/System Hardening |  |  | 2024 | Tier 2 | Transformer only |  |  |  | 2313645 | Sus |  | WildfireMitigation¦PlannedWSIPSystemHardening¦¦
24-0005638 | Wildfire Mitigation | Planned - WSIP/System Hardening |  |  | 2024 | Tier 2 | Transformer only |  |  |  | 2313812 | Sus |  | WildfireMitigation¦PlannedWSIPSystemHardening¦¦
24-0005420 | Company Initiated | Planned- maintenance |  |  | 2024 | Tier 2 | Transformer only |  |  |  | 2313811 | Sus |  | CompanyInitiated¦Plannedmaintenance¦¦
24-0005335 | Wildfire Mitigation | Planned - WSIP/System Hardening |  |  | 2024 | Tier 2 | Transformer only |  |  |  | 2313850 | Sus |  | WildfireMitigation¦PlannedWSIPSystemHardening¦¦
24-0010415 | Unknown Cause | Patrol - not conducted |  |  | 2024 | Tier 2 | Distribution Circuit |  |  |  | 2314458 | Sus |  | UnknownCause¦Patrolnotconducted¦¦
24-0005430 | Company Initiated | Planned- maintenance |  |  | 2024 | Tier 2 | Transformer only |  |  |  | 2314478 | Sus |  | CompanyInitiated¦Plannedmaintenance¦¦
24-0005421 | Company Initiated | Planned- maintenance |  |  | 2024 | Tier 3 | Transformer only |  |  |  | 2314507 | Sus |  | CompanyInitiated¦Plannedmaintenance¦¦
24-0002250 | Company Initiated | Planned- capital |  |  | 2024 | Tier 3 | Distribution Circuit |  |  |  | 2314518 | Sus |  | CompanyInitiated¦Plannedcapital¦¦
24-0003772 | Company Initiated | Planned- maintenance |  |  | 2024 | Tier 2 | Distribution Circuit |  |  |  | 2314516 | Sus |  | CompanyInitiated¦Plannedmaintenance¦¦
24-0010669 | Equipment Failure/Involved | Overhead | Conductor- Overhead | Together | 2024 | Tier 2 | Distribution Circuit |  |  |  | 2315249 | Sus |  | EquipmentFailureInvolved¦Overhead¦ConductorOverhead¦Together
24-0010833 | Unknown Cause | Patrol - found nothing |  |  | 2024 | Tier 3 | Transformer only |  |  |  | 2315975 | Sus |  | UnknownCause¦Patrolfoundnothing¦¦
24-0010878 | Equipment Failure/Involved | Overhead | Fuse | Broken | 2024 | Tier 2 | Transformer only |  |  |  | 2316079 | Sus |  | EquipmentFailureInvolved¦Overhead¦Fuse¦Broken
24-0001529 | Company Initiated | Planned- capital |  |  | 2024 | Tier 2 | Distribution Circuit |  |  |  | 2316130 | Sus |  | CompanyInitiated¦Plannedcapital¦¦
24-0005925 | Company Initiated | Planned- maintenance |  |  | 2024 | Tier 3 | Transformer only |  |  |  | 2316188 | Sus |  | CompanyInitiated¦Plannedmaintenance¦¦
24-0005900 | Company Initiated | Planned- maintenance |  |  | 2024 | Tier 2 | Distribution Circuit |  |  |  | 2316098 | Sus |  | CompanyInitiated¦Plannedmaintenance¦¦
24-0005687 | Wildfire Mitigation | Planned - WSIP/System Hardening |  |  | 2024 | Tier 2 | Distribution Circuit |  |  |  | 2316215 | Sus |  | WildfireMitigation¦PlannedWSIPSystemHardening¦¦
24-0005685 | Wildfire Mitigation | Planned - WSIP/System Hardening |  |  | 2024 | Tier 3 | Distribution Circuit |  |  |  | 2316292 | Sus |  | WildfireMitigation¦PlannedWSIPSystemHardening¦¦
24-0011059 | Unknown Cause | Patrol - found nothing |  |  | 2024 | Tier 3 | Distribution Circuit |  |  |  | 2316485 | Sus |  | UnknownCause¦Patrolfoundnothing¦¦
24-0005691 | Wildfire Mitigation | Planned - WSIP/System Hardening |  |  | 2024 | Tier 2 | Transformer only |  |  |  | 2316666 | Sus |  | WildfireMitigation¦PlannedWSIPSystemHardening¦¦
24-0011395 | Animal | Other | Pole-Wood | Broken- wire on ground | 2024 | Tier 2 | Distribution Circuit |  |  |  | 2317176 | Sus |  | Animal¦Other¦PoleWood¦Brokenwireonground
24-0006799 | Company Initiated | Planned- maintenance |  |  | 2024 | Tier 3 | Distribution Circuit |  |  |  | 2317294 | Sus |  | CompanyInitiated¦Plannedmaintenance¦¦
24-0006063 | Company Initiated | Planned- maintenance |  |  | 2024 | Tier 2 | Distribution Circuit |  |  |  | 2317339 | Sus |  | CompanyInitiated¦Plannedmaintenance¦¦
24-0002932 | Company Initiated | Planned- capital |  |  | 2024 | Tier 2 | Distribution Circuit |  |  |  | 2317329 | Sus |  | CompanyInitiated¦Plannedcapital¦¦
24-0005693 | Wildfire Mitigation | Planned - WSIP/System Hardening |  |  | 2024 | Tier 2 | Distribution Circuit |  |  |  | 2317369 | Sus |  | WildfireMitigation¦PlannedWSIPSystemHardening¦¦
24-0006040 | Wildfire Mitigation | Planned - WSIP/System Hardening |  |  | 2024 | Tier 3 | Distribution Circuit |  |  |  | 2317345 | Sus |  | WildfireMitigation¦PlannedWSIPSystemHardening¦¦
24-0003267 | Company Initiated | Planned- capital |  |  | 2024 | Tier 3 | Distribution Circuit |  |  |  | 2317356 | Sus |  | CompanyInitiated¦Plannedcapital¦¦
24-0003614 | Wildfire Mitigation | Planned - WSIP/System Hardening |  |  | 2024 | Tier 2 | Distribution Circuit |  |  |  | 2317517 | Sus |  | WildfireMitigation¦PlannedWSIPSystemHardening¦¦
24-0007088 | Company Initiated | Planned- maintenance |  |  | 2024 | Tier 2 | Transformer only |  |  |  | 2317456 | Sus |  | CompanyInitiated¦Plannedmaintenance¦¦
24-0006822 | Company Initiated | Planned- maintenance |  |  | 2024 | Tier 2 | Transformer only |  |  |  | 2317872 | Sus |  | CompanyInitiated¦Plannedmaintenance¦¦
24-0006082 | Company Initiated | Planned- maintenance |  |  | 2024 | Tier 2 | Distribution Circuit |  |  |  | 2317650 | Sus |  | CompanyInitiated¦Plannedmaintenance¦¦
24-0006082 | Company Initiated | Planned- maintenance |  |  | 2024 | Tier 2 | Distribution Circuit |  |  |  | 2317651 | Sus |  | CompanyInitiated¦Plannedmaintenance¦¦
24-0005694 | Wildfire Mitigation | Planned - WSIP/System Hardening |  |  | 2024 | Tier 2 | Transformer only |  |  |  | 2317672 | Sus |  | WildfireMitigation¦PlannedWSIPSystemHardening¦¦
24-0011730 | Equipment Failure/Involved | Overhead | Transformer (OH) | Failed/Faulted | 2024 | Tier 2 | Transformer only |  |  |  | 2317680 | Sus |  | EquipmentFailureInvolved¦Overhead¦Transformer(OH)¦FailedFaulted
24-0006104 | Company Initiated | Planned- maintenance |  |  | 2024 | Tier 3 | Transformer only |  |  |  | 2318461 | Sus |  | CompanyInitiated¦Plannedmaintenance¦¦
24-0006123 | Company Initiated | Planned- maintenance |  |  | 2024 | Tier 2 | Transformer only |  |  |  | 2318464 | Sus |  | CompanyInitiated¦Plannedmaintenance¦¦
24-0006918 | Wildfire Mitigation | Planned - WSIP/System Hardening |  |  | 2024 | Tier 2 | Transformer only |  |  |  | 2318549 | Sus |  | WildfireMitigation¦PlannedWSIPSystemHardening¦¦
24-0006115 | Company Initiated | Planned- maintenance |  |  | 2024 | Tier 3 | Transformer only |  |  |  | 2318503 | Sus |  | CompanyInitiated¦Plannedmaintenance¦¦
24-0006875 | Wildfire Mitigation | Planned - WSIP/System Hardening |  |  | 2024 | Tier 3 | Distribution Circuit |  |  |  | 2318869 | Sus |  | WildfireMitigation¦PlannedWSIPSystemHardening¦¦
24-0006970 | Company Initiated | Planned- maintenance |  |  | 2024 | Tier 2 | Distribution Circuit |  |  |  | 2318871 | Sus |  | CompanyInitiated¦Plannedmaintenance¦¦
24-0006329 | Company Initiated | Planned- maintenance |  |  | 2024 | Tier 2 | Transformer only |  |  |  | 2318883 | Sus |  | CompanyInitiated¦Plannedmaintenance¦¦
24-0006846 | Company Initiated | Planned- maintenance |  |  | 2024 | Tier 3 | Transformer only |  |  |  | 2318893 | Sus |  | CompanyInitiated¦Plannedmaintenance¦¦
24-0007091 | Company Initiated | Planned- maintenance |  |  | 2024 | Tier 3 | Transformer only |  |  |  | 2318897 | Sus |  | CompanyInitiated¦Plannedmaintenance¦¦
24-0003680 | Company Initiated | Planned- maintenance |  |  | 2024 | Tier 2 | Transformer only |  |  |  | 2318916 | Sus |  | CompanyInitiated¦Plannedmaintenance¦¦
24-0006639 | Company Initiated | Planned- maintenance |  |  | 2024 | Tier 2 | Transformer only |  |  |  | 2318918 | Sus |  | CompanyInitiated¦Plannedmaintenance¦¦
24-0003569 | Company Initiated | Planned- capital |  |  | 2024 | Tier 3 | Distribution Circuit |  |  |  | 2318904 | Sus |  | CompanyInitiated¦Plannedcapital¦¦
24-0005717 | Wildfire Mitigation | Planned - WSIP/System Hardening |  |  | 2024 | Tier 2 | Transformer only |  |  |  | 2319118 | Sus |  | WildfireMitigation¦PlannedWSIPSystemHardening¦¦
24-0005718 | Wildfire Mitigation | Planned - WSIP/System Hardening |  |  | 2024 | Tier 2 | Transformer only |  |  |  | 2319085 | Sus |  | WildfireMitigation¦PlannedWSIPSystemHardening¦¦
24-0006641 | Company Initiated | Planned- maintenance |  |  | 2024 | Tier 3 | Transformer only |  |  |  | 2319143 | Sus |  | CompanyInitiated¦Plannedmaintenance¦¦
24-0006863 | Company Initiated | Planned- maintenance |  |  | 2024 | Tier 3 | Distribution Circuit |  |  |  | 2319149 | Sus |  | CompanyInitiated¦Plannedmaintenance¦¦
24-0005719 | Company Initiated | Planned- maintenance |  |  | 2024 | Tier 2 | Transformer only |  |  |  | 2319177 | Sus |  | CompanyInitiated¦Plannedmaintenance¦¦
24-0012777 | Equipment Failure/Involved | Underground | Secondary | Broken | 2024 | Tier 2 | Transformer only |  |  |  | 2319214 | Sus |  | EquipmentFailureInvolved¦Underground¦Secondary¦Broken
24-0009504 | Company Initiated | Planned- maintenance |  |  | 2024 | Tier 2 | Transformer only |  |  |  | 2319739 | Sus |  | CompanyInitiated¦Plannedmaintenance¦¦
24-0012929 | Company Initiated | Planned- capital |  |  | 2024 | Tier 2 | Distribution Circuit |  |  |  | 2319837 | Sus |  | CompanyInitiated¦Plannedcapital¦¦
24-0006669 | Company Initiated | Planned- maintenance |  |  | 2024 | Tier 2 | Distribution Circuit |  |  |  | 2319826 | Sus |  | CompanyInitiated¦Plannedmaintenance¦¦
24-0013050 | Equipment Failure/Involved | Overhead | Transformer (OH) | Broken | 2024 | Tier 3 | Transformer only |  |  |  | 2320268 | Sus |  | EquipmentFailureInvolved¦Overhead¦Transformer(OH)¦Broken
24-0013253 | Vegetation | Tree - fell into line | Conductor- Overhead | Broken- wire on ground | 2024 | Tier 3 | Distribution Circuit |  |  |  | 2320981 | Sus |  | Vegetation¦Treefellintoline¦ConductorOverhead¦Brokenwireonground
24-0008528 | Company Initiated | Planned- maintenance |  |  | 2024 | Tier 2 | Transformer only |  |  |  | 2322018 | Sus |  | CompanyInitiated¦Plannedmaintenance¦¦
24-0004497 | Company Initiated | Planned- capital |  |  | 2024 | Tier 3 | Distribution Circuit |  |  |  | 2322001 | Sus |  | CompanyInitiated¦Plannedcapital¦¦
24-0004563 | Company Initiated | Planned- capital |  |  | 2024 | Tier 2 | Distribution Circuit |  |  |  | 2322003 | Sus |  | CompanyInitiated¦Plannedcapital¦¦
24-0008762 | Company Initiated | Planned- maintenance |  |  | 2024 | Tier 3 | Transformer only |  |  |  | 2322021 | Sus |  | CompanyInitiated¦Plannedmaintenance¦¦
24-0008650 | Company Initiated | Planned- maintenance |  |  | 2024 | Tier 2 | Transformer only |  |  |  | 2322029 | Sus |  | CompanyInitiated¦Plannedmaintenance¦¦
24-0009259 | Wildfire Mitigation | Planned - WSIP/System Hardening |  |  | 2024 | Tier 3 | Transformer only |  |  |  | 2322066 | Sus |  | WildfireMitigation¦PlannedWSIPSystemHardening¦¦
24-0009252 | Wildfire Mitigation | Planned - WSIP/System Hardening |  |  | 2024 | Tier 3 | Transformer only |  |  |  | 2322282 | Sus |  | WildfireMitigation¦PlannedWSIPSystemHardening¦¦
24-0006889 | Company Initiated | Planned- maintenance |  |  | 2024 | Tier 2 | Transformer only |  |  |  | 2322131 | Sus |  | CompanyInitiated¦Plannedmaintenance¦¦
24-0006952 | Company Initiated | Planned- maintenance |  |  | 2024 | Tier 2 | Transformer only |  |  |  | 2322171 | Sus |  | CompanyInitiated¦Plannedmaintenance¦¦
24-0005725 | Wildfire Mitigation | Planned - WSIP/System Hardening |  |  | 2024 | Tier 2 | Distribution Circuit |  |  |  | 2322222 | Sus |  | WildfireMitigation¦PlannedWSIPSystemHardening¦¦
24-0014218 | Vegetation | Tree - fell into line | Crossarm- Wood | Broken- wire on ground | 2024 | Tier 2 | Distribution Circuit |  |  |  | 2322779 | Sus |  | Vegetation¦Treefellintoline¦CrossarmWood¦Brokenwireonground
24-0006969 | Company Initiated | Planned- maintenance |  |  | 2024 | Tier 2 | Transformer only |  |  |  | 2322978 | Sus |  | CompanyInitiated¦Plannedmaintenance¦¦
24-0014493 | Unknown Cause | Patrol - found nothing |  |  | 2024 | Tier 2 | Transformer only |  |  |  | 2323152 | Sus |  | UnknownCause¦Patrolfoundnothing¦¦
24-0004505 | Company Initiated | Planned- capital |  |  | 2024 | Tier 2 | Distribution Circuit |  |  |  | 2323454 | Sus |  | CompanyInitiated¦Plannedcapital¦¦
24-0014840 | Unknown Cause | Patrol - found nothing |  |  | 2024 | Tier 3 | Transformer only |  |  |  | 2323582 | Sus |  | UnknownCause¦Patrolfoundnothing¦¦
24-0008540 | Company Initiated | Planned- maintenance |  |  | 2024 | Tier 2 | Transformer only |  |  |  | 2323686 | Sus |  | CompanyInitiated¦Plannedmaintenance¦¦
24-0008593 | Company Initiated | Planned- maintenance |  |  | 2024 | Tier 2 | Distribution Circuit |  |  |  | 2323685 | Sus |  | CompanyInitiated¦Plannedmaintenance¦¦
24-0010172 | Company Initiated | Planned- maintenance |  |  | 2024 | Tier 2 | Transformer only |  |  |  | 2323822 | Sus |  | CompanyInitiated¦Plannedmaintenance¦¦
24-0010135 | Company Initiated | Planned- maintenance |  |  | 2024 | Tier 2 | Distribution Circuit |  |  |  | 2323693 | Sus |  | CompanyInitiated¦Plannedmaintenance¦¦
24-0010128 | Company Initiated | Planned- maintenance |  |  | 2024 | Tier 2 | Transformer only |  |  |  | 2323743 | Sus |  | CompanyInitiated¦Plannedmaintenance¦¦
24-0010161 | Wildfire Mitigation | Planned - WSIP/System Hardening |  |  | 2024 | Tier 3 | Transformer only |  |  |  | 2323768 | Sus |  | WildfireMitigation¦PlannedWSIPSystemHardening¦¦
24-0009351 | Company Initiated | Planned- maintenance |  |  | 2024 | Tier 3 | Distribution Circuit |  |  |  | 2323789 | Sus |  | CompanyInitiated¦Plannedmaintenance¦¦
24-0007628 | Company Initiated | Planned- maintenance |  |  | 2024 | Tier 3 | Distribution Circuit |  |  |  | 2323833 | Sus |  | CompanyInitiated¦Plannedmaintenance¦¦
24-0009529 | Company Initiated | Planned- maintenance |  |  | 2024 | Tier 2 | Transformer only |  |  |  | 2323831 | Sus |  | CompanyInitiated¦Plannedmaintenance¦¦
24-0009516 | Company Initiated | Planned- maintenance |  |  | 2024 | Tier 2 | Transformer only |  |  |  | 2323877 | Sus |  | CompanyInitiated¦Plannedmaintenance¦¦
24-0009784 | Company Initiated | Planned- maintenance |  |  | 2024 | Tier 2 | Transformer only |  |  |  | 2324006 | Sus |  | CompanyInitiated¦Plannedmaintenance¦¦
24-0007661 | Wildfire Mitigation | Planned - WSIP/System Hardening |  |  | 2024 | Tier 3 | Distribution Circuit |  |  |  | 2323948 | Sus |  | WildfireMitigation¦PlannedWSIPSystemHardening¦¦
24-0010123 | Company Initiated | Planned- maintenance |  |  | 2024 | Tier 2 | Transformer only |  |  |  | 2324077 | Sus |  | CompanyInitiated¦Plannedmaintenance¦¦
24-0008597 | Company Initiated | Planned- maintenance |  |  | 2024 | Tier 2 | Transformer only |  |  |  | 2324118 | Sus |  | CompanyInitiated¦Plannedmaintenance¦¦
24-0010174 | Wildfire Mitigation | Planned - WSIP/System Hardening |  |  | 2024 | Tier 2 | Distribution Circuit |  |  |  | 2324673 | Sus |  | WildfireMitigation¦PlannedWSIPSystemHardening¦¦
24-0003696 | Company Initiated | Planned- capital |  |  | 2024 | Tier 3 | Distribution Circuit |  |  |  | 2324507 | Sus |  | CompanyInitiated¦Plannedcapital¦¦
24-0008645 | Company Initiated | Planned- maintenance |  |  | 2024 | Tier 2 | Distribution Circuit |  |  |  | 2324516 | Sus |  | CompanyInitiated¦Plannedmaintenance¦¦
24-0008832 | Company Initiated | Planned- maintenance |  |  | 2024 | Tier 3 | Transformer only |  |  |  | 2324549 | Sus |  | CompanyInitiated¦Plannedmaintenance¦¦
24-0008823 | Company Initiated | Planned- maintenance |  |  | 2024 | Tier 2 | Distribution Circuit |  |  |  | 2324544 | Sus |  | CompanyInitiated¦Plannedmaintenance¦¦
24-0010180 | Wildfire Mitigation | Planned - WSIP/System Hardening |  |  | 2024 | Tier 3 | Transformer only |  |  |  | 2324580 | Sus |  | WildfireMitigation¦PlannedWSIPSystemHardening¦¦
24-0010164 | Company Initiated | Planned- maintenance |  |  | 2024 | Tier 2 | Transformer only |  |  |  | 2324621 | Sus |  | CompanyInitiated¦Plannedmaintenance¦¦
24-0009536 | Company Initiated | Planned- maintenance |  |  | 2024 | Tier 2 | Transformer only |  |  |  | 2324932 | Sus |  | CompanyInitiated¦Plannedmaintenance¦¦
24-0009554 | Company Initiated | Planned- maintenance |  |  | 2024 | Tier 2 | Distribution Circuit |  |  |  | 2324631 | Sus |  | CompanyInitiated¦Plannedmaintenance¦¦
24-0010186 | Company Initiated | Planned- maintenance |  |  | 2024 | Tier 2 | Transformer only |  |  |  | 2324859 | Sus |  | CompanyInitiated¦Plannedmaintenance¦¦
24-0008634 | Company Initiated | Planned- maintenance |  |  | 2024 | Tier 3 | Transformer only |  |  |  | 2325037 | Sus |  | CompanyInitiated¦Plannedmaintenance¦¦
24-0010209 | Company Initiated | Planned- maintenance |  |  | 2024 | Tier 2 | Distribution Circuit |  |  |  | 2325429 | Sus |  | CompanyInitiated¦Plannedmaintenance¦¦
24-0015846 | 3rd Party | Other | Transformer (OH) | Failed/Faulted | 2024 | Tier 2 | Transformer only |  |  |  | 2325441 | Sus |  | 3rdParty¦Other¦Transformer(OH)¦FailedFaulted
24-0009601 | Company Initiated | Planned- maintenance |  |  | 2024 | Tier 2 | Distribution Circuit |  |  |  | 2325498 | Sus |  | CompanyInitiated¦Plannedmaintenance¦¦
24-0015949 | Animal | Bird found | Circuit Breaker | Normal | 2024 | Tier 2 | Distribution Circuit |  |  |  | 2326302 | Sus |  | Animal¦Birdfound¦CircuitBreaker¦Normal
24-0015965 | Equipment Failure/Involved | Underground | Secondary | Broken | 2024 | Tier 2 | Transformer only |  |  |  | 2326335 | Sus |  | EquipmentFailureInvolved¦Underground¦Secondary¦Broken
24-0011548 | Company Initiated | Planned- maintenance |  |  | 2024 | Tier 2 | Distribution Circuit |  |  |  | 2326906 | Sus |  | CompanyInitiated¦Plannedmaintenance¦¦
24-0011549 | Company Initiated | Planned- maintenance |  |  | 2024 | Tier 2 | Transformer only |  |  |  | 2327419 | Sus |  | CompanyInitiated¦Plannedmaintenance¦¦
24-0011885 | Company Initiated | Planned- maintenance |  |  | 2024 | Tier 2 | Distribution Circuit |  |  |  | 2326920 | Sus |  | CompanyInitiated¦Plannedmaintenance¦¦
24-0011882 | Wildfire Mitigation | Planned - WSIP/System Hardening |  |  | 2024 | Tier 3 | Transformer only |  |  |  | 2326925 | Sus |  | WildfireMitigation¦PlannedWSIPSystemHardening¦¦
24-0010192 | Wildfire Mitigation | Planned - WSIP/System Hardening |  |  | 2024 | Tier 2 | Transformer only |  |  |  | 2326943 | Sus |  | WildfireMitigation¦PlannedWSIPSystemHardening¦¦
24-0010184 | Company Initiated | Planned- maintenance |  |  | 2024 | Tier 3 | Distribution Circuit |  |  |  | 2326947 | Sus |  | CompanyInitiated¦Plannedmaintenance¦¦
24-0011879 | Wildfire Mitigation | Planned - WSIP/System Hardening |  |  | 2024 | Tier 3 | Distribution Circuit |  |  |  | 2326955 | Sus |  | WildfireMitigation¦PlannedWSIPSystemHardening¦¦
24-0009902 | Company Initiated | Planned- maintenance |  |  | 2024 | Tier 2 | Distribution Circuit |  |  |  | 2326963 | Sus |  | CompanyInitiated¦Plannedmaintenance¦¦
24-0009905 | Company Initiated | Planned- maintenance |  |  | 2024 | Tier 2 | Distribution Circuit |  |  |  | 2326968 | Sus |  | CompanyInitiated¦Plannedmaintenance¦¦
24-0011829 | Company Initiated | Planned- maintenance |  |  | 2024 | Tier 3 | Transformer only |  |  |  | 2326999 | Sus |  | CompanyInitiated¦Plannedmaintenance¦¦
24-0012338 | Company Initiated | Planned- maintenance |  |  | 2024 | Tier 2 | Transformer only |  |  |  | 2327006 | Sus |  | CompanyInitiated¦Plannedmaintenance¦¦
24-0012341 | Company Initiated | Planned- maintenance |  |  | 2024 | Tier 2 | Transformer only |  |  |  | 2327067 | Sus |  | CompanyInitiated¦Plannedmaintenance¦¦
24-0009191 | Company Initiated | Planned- maintenance |  |  | 2024 | Tier 2 | Transformer only |  |  |  | 2327113 | Sus |  | CompanyInitiated¦Plannedmaintenance¦¦
24-0011886 | Company Initiated | Planned- maintenance |  |  | 2024 | Tier 2 | Transformer only |  |  |  | 2327298 | Sus |  | CompanyInitiated¦Plannedmaintenance¦¦
24-0012346 | Company Initiated | Planned- maintenance |  |  | 2024 | Tier 2 | Distribution Circuit |  |  |  | 2327330 | Sus |  | CompanyInitiated¦Plannedmaintenance¦¦
24-0011887 | Wildfire Mitigation | Planned - WSIP/System Hardening |  |  | 2024 | Tier 2 | Transformer only |  |  |  | 2327372 | Sus |  | WildfireMitigation¦PlannedWSIPSystemHardening¦¦
24-0011985 | Company Initiated | Planned- maintenance |  |  | 2024 | Tier 3 | Distribution Circuit |  |  |  | 2328279 | Sus |  | CompanyInitiated¦Plannedmaintenance¦¦
24-0011889 | Company Initiated | Planned- maintenance |  |  | 2024 | Tier 3 | Distribution Circuit |  |  |  | 2327903 | Sus |  | CompanyInitiated¦Plannedmaintenance¦¦
24-0011897 | Company Initiated | Planned- maintenance |  |  | 2024 | Tier 2 | Transformer only |  |  |  | 2327908 | Sus |  | CompanyInitiated¦Plannedmaintenance¦¦
24-0011832 | Wildfire Mitigation | Planned - WSIP/System Hardening |  |  | 2024 | Tier 2 | Transformer only |  |  |  | 2327948 | Sus |  | WildfireMitigation¦PlannedWSIPSystemHardening¦¦
24-0009909 | Company Initiated | Planned- maintenance |  |  | 2024 | Tier 2 | Transformer only |  |  |  | 2327959 | Sus |  | CompanyInitiated¦Plannedmaintenance¦¦
24-0011682 | Company Initiated | Planned- maintenance |  |  | 2024 | Tier 2 | Distribution Circuit |  |  |  | 2327965 | Sus |  | CompanyInitiated¦Plannedmaintenance¦¦
24-0016515 | Company Initiated | Planned- customer |  |  | 2024 | Tier 2 | Distribution Circuit |  |  |  | 2327931 | Sus |  | CompanyInitiated¦Plannedcustomer¦¦
24-0009739 | Wildfire Mitigation | Planned - WSIP/System Hardening |  |  | 2024 | Tier 2 | Distribution Circuit |  |  |  | 2328029 | Sus |  | WildfireMitigation¦PlannedWSIPSystemHardening¦¦
24-0010722 | Wildfire Mitigation | Planned - WSIP/System Hardening |  |  | 2024 | Tier 3 | Transformer only |  |  |  | 2328106 | Sus |  | WildfireMitigation¦PlannedWSIPSystemHardening¦¦
24-0011820 | Wildfire Mitigation | Planned - WSIP/System Hardening |  |  | 2024 | Tier 2 | Transformer only |  |  |  | 2328149 | Sus |  | WildfireMitigation¦PlannedWSIPSystemHardening¦¦
24-0010697 | Company Initiated | Planned- maintenance |  |  | 2024 | Tier 2 | Transformer only |  |  |  | 2328162 | Sus |  | CompanyInitiated¦Plannedmaintenance¦¦
24-0011898 | Wildfire Mitigation | Planned - WSIP/System Hardening |  |  | 2024 | Tier 2 | Transformer only |  |  |  | 2328288 | Sus |  | WildfireMitigation¦PlannedWSIPSystemHardening¦¦
24-0011899 | Company Initiated | Planned- maintenance |  |  | 2024 | Tier 2 | Distribution Circuit |  |  |  | 2328333 | Sus |  | CompanyInitiated¦Plannedmaintenance¦¦
24-0010696 | Wildfire Mitigation | Planned - WSIP/System Hardening |  |  | 2024 | Tier 2 | Transformer only |  |  |  | 2328362 | Sus |  | WildfireMitigation¦PlannedWSIPSystemHardening¦¦
24-0011901 | Company Initiated | Planned- maintenance |  |  | 2024 | Tier 2 | Distribution Circuit |  |  |  | 2328398 | Sus |  | CompanyInitiated¦Plannedmaintenance¦¦
24-0016828 | Equipment Failure/Involved | Overhead | Conductor- Overhead | Broken | 2024 | Tier 2 | Distribution Circuit |  |  |  | 2328451 | Sus |  | EquipmentFailureInvolved¦Overhead¦ConductorOverhead¦Broken
24-0011903 | Company Initiated | Planned- maintenance |  |  | 2024 | Tier 2 | Transformer only |  |  |  | 2328528 | Sus |  | CompanyInitiated¦Plannedmaintenance¦¦
24-0016962 | 3rd Party | Vehicle | Pole-Wood | Broken- wire on ground | 2024 | Tier 2 | Distribution Circuit |  |  |  | 2328663 | Sus |  | 3rdParty¦Vehicle¦PoleWood¦Brokenwireonground
24-0012002 | Company Initiated | Planned- maintenance |  |  | 2024 | Tier 2 | Distribution Circuit |  |  |  | 2328947 | Sus |  | CompanyInitiated¦Plannedmaintenance¦¦
24-0011956 | Wildfire Mitigation | Planned - WSIP/System Hardening |  |  | 2024 | Tier 2 | Distribution Circuit |  |  |  | 2329009 | Sus |  | WildfireMitigation¦PlannedWSIPSystemHardening¦¦
24-0006605 | Company Initiated | Planned- capital |  |  | 2024 | Tier 3 | Distribution Circuit |  |  |  | 2329030 | Sus |  | CompanyInitiated¦Plannedcapital¦¦
24-0011951 | Company Initiated | Planned- maintenance |  |  | 2024 | Tier 3 | Distribution Circuit |  |  |  | 2329033 | Sus |  | CompanyInitiated¦Plannedmaintenance¦¦
24-0012354 | Wildfire Mitigation | Planned - WSIP/System Hardening |  |  | 2024 | Tier 3 | Transformer only |  |  |  | 2329099 | Sus |  | WildfireMitigation¦PlannedWSIPSystemHardening¦¦
24-0011888 | Company Initiated | Planned- maintenance |  |  | 2024 | Tier 3 | Transformer only |  |  |  | 2329098 | Sus |  | CompanyInitiated¦Plannedmaintenance¦¦
24-0012420 | Company Initiated | Planned- maintenance |  |  | 2024 | Tier 3 | Distribution Circuit |  |  |  | 2329102 | Sus |  | CompanyInitiated¦Plannedmaintenance¦¦
24-0012353 | Wildfire Mitigation | Planned - WSIP/System Hardening |  |  | 2024 | Tier 3 | Distribution Circuit |  |  |  | 2329014 | Sus |  | WildfireMitigation¦PlannedWSIPSystemHardening¦¦
24-0012364 | Company Initiated | Planned- maintenance |  |  | 2024 | Tier 2 | Transformer only |  |  |  | 2329194 | Sus |  | CompanyInitiated¦Plannedmaintenance¦¦
24-0010705 | Wildfire Mitigation | Planned - WSIP/System Hardening |  |  | 2024 | Tier 2 | Distribution Circuit |  |  |  | 2329357 | Sus |  | WildfireMitigation¦PlannedWSIPSystemHardening¦¦
24-0011959 | Wildfire Mitigation | Planned - WSIP/System Hardening |  |  | 2024 | Tier 3 | Transformer only |  |  |  | 2329413 | Sus |  | WildfireMitigation¦PlannedWSIPSystemHardening¦¦
24-0012550 | Company Initiated | Planned- maintenance |  |  | 2024 | Tier 3 | Transformer only |  |  |  | 2329665 | Sus |  | CompanyInitiated¦Plannedmaintenance¦¦
24-0017396 | 3rd Party | Fire- house or bldg. | Secondary | Broken- wire on ground | 2024 | Tier 2 | Transformer only |  |  |  | 2329832 | Sus |  | 3rdParty¦Firehouseorbldg¦Secondary¦Brokenwireonground
24-0017642 | Unknown Cause | Patrol - not conducted |  |  | 2024 | Tier 2 | Distribution Circuit |  |  |  | 2330299 | Sus |  | UnknownCause¦Patrolnotconducted¦¦
24-0017692 | Vegetation | Tree - branch fell on line | Conductor- Overhead | Normal | 2024 | Tier 3 | Distribution Circuit |  |  |  | 2330461 | Sus |  | Vegetation¦Treebranchfellonline¦ConductorOverhead¦Normal
24-0017732 | Equipment Failure/Involved | Overhead | Conductor- Overhead | Broken- wire on ground | 2024 | Tier 2 | Distribution Circuit |  |  |  | 2330682 | Sus |  | EquipmentFailureInvolved¦Overhead¦ConductorOverhead¦Brokenwireonground
24-0017836 | Vegetation | Tree - branch fell on line | Crossarm- Wood | Broken- wire on ground | 2024 | Tier 2 | Distribution Circuit |  |  |  | 2330959 | Sus |  | Vegetation¦Treebranchfellonline¦CrossarmWood¦Brokenwireonground
24-0017844 | Vegetation | Tree - fell into line | Conductor- Overhead | Broken- wire on ground | 2024 | Tier 3 | Distribution Circuit |  |  |  | 2330979 | Sus |  | Vegetation¦Treefellintoline¦ConductorOverhead¦Brokenwireonground
24-0012559 | Wildfire Mitigation | Planned - WSIP/System Hardening |  |  | 2024 | Tier 2 | Distribution Circuit |  |  |  | 2331006 | Sus |  | WildfireMitigation¦PlannedWSIPSystemHardening¦¦
24-0011892 | Company Initiated | Planned- maintenance |  |  | 2024 | Tier 2 | Distribution Circuit |  |  |  | 2331027 | Sus |  | CompanyInitiated¦Plannedmaintenance¦¦
24-0018023 | Equipment Failure/Involved | Overhead | Fuse | Failed/Faulted | 2024 | Tier 2 | Transformer only |  |  |  | 2331112 | Sus |  | EquipmentFailureInvolved¦Overhead¦Fuse¦FailedFaulted
24-0018172 | Animal | Bird found | Conductor- Overhead | Normal | 2024 | Tier 2 | Distribution Circuit |  |  |  | 2331427 | Sus |  | Animal¦Birdfound¦ConductorOverhead¦Normal
24-0013700 | Wildfire Mitigation | Planned - WSIP/System Hardening |  |  | 2024 | Tier 3 | Transformer only |  |  |  | 2332250 | Sus |  | WildfireMitigation¦PlannedWSIPSystemHardening¦¦
24-0012565 | Company Initiated | Planned- maintenance |  |  | 2024 | Tier 2 | Distribution Circuit |  |  |  | 2332323 | Sus |  | CompanyInitiated¦Plannedmaintenance¦¦
24-0018899 | Equipment Failure/Involved | Overhead | Recloser | Malfunctioning | 2024 | Tier 2 | Distribution Circuit |  |  |  | 2333402 | Sus |  | EquipmentFailureInvolved¦Overhead¦Recloser¦Malfunctioning
24-0012419 | Company Initiated | Planned- maintenance |  |  | 2024 | Tier 2 | Distribution Circuit |  |  |  | 2333434 | Sus |  | CompanyInitiated¦Plannedmaintenance¦¦
24-0012577 | Wildfire Mitigation | Planned - WSIP/System Hardening |  |  | 2024 | Tier 3 | Transformer only |  |  |  | 2333497 | Sus |  | WildfireMitigation¦PlannedWSIPSystemHardening¦¦
24-0012545 | Company Initiated | Planned- maintenance |  |  | 2024 | Tier 2 | Transformer only |  |  |  | 2333508 | Sus |  | CompanyInitiated¦Plannedmaintenance¦¦
24-0012544 | Company Initiated | Planned- maintenance |  |  | 2024 | Tier 2 | Distribution Circuit |  |  |  | 2333513 | Sus |  | CompanyInitiated¦Plannedmaintenance¦¦
24-0018951 | Unknown Cause | Patrol - found nothing |  |  | 2024 | Tier 2 | Distribution Circuit |  |  |  | 2333739 | Sus |  | UnknownCause¦Patrolfoundnothing¦¦
24-0019747 | Unknown Cause | Patrol - found nothing |  |  | 2024 | Tier 3 | Distribution Circuit |  |  |  | 2338230 | Sus |  | UnknownCause¦Patrolfoundnothing¦¦
24-0019729 | Unknown Cause | Patrol - found nothing |  |  | 2024 | Tier 2 | Distribution Circuit |  |  |  | 2338837 | Sus |  | UnknownCause¦Patrolfoundnothing¦¦
24-0020198 | Vegetation | Tree - fell into line | Conductor- Overhead | Broken- wire on ground | 2024 | Tier 2 | Distribution Circuit |  |  |  | 2341467 | Sus |  | Vegetation¦Treefellintoline¦ConductorOverhead¦Brokenwireonground
24-0020533 | Unknown Cause | Patrol - found nothing |  |  | 2024 | Tier 2 | Distribution Circuit |  |  |  | 2347254 | Sus |  | UnknownCause¦Patrolfoundnothing¦¦
24-0021182 | Unknown Cause | Patrol - found nothing |  |  | 2024 | Tier 2 | Distribution Circuit |  |  |  | 2347932 | Sus |  | UnknownCause¦Patrolfoundnothing¦¦
24-0020865 | Unknown Cause | Patrol - found nothing |  |  | 2024 | Tier 2 | Distribution Circuit |  |  |  | 2350500 | Sus |  | UnknownCause¦Patrolfoundnothing¦¦
24-0021950 | Vegetation | Tree - branch fell on line | Transformer (OH) | Broken- wire on ground | 2024 | Tier 2 | Transformer only |  |  |  | 2357553 | Sus |  | Vegetation¦Treebranchfellonline¦Transformer(OH)¦Brokenwireonground
24-0022340 | Unknown Cause | Patrol - not conducted |  |  | 2024 | Tier 2 | Distribution Circuit |  |  |  | 2360777 | Sus |  | UnknownCause¦Patrolnotconducted¦¦
24-0023017 | Equipment Failure/Involved | Overhead | Transformer (OH) | Failed/Faulted | 2024 | Tier 2 | Transformer only |  |  |  | 2363145 | Sus |  | EquipmentFailureInvolved¦Overhead¦Transformer(OH)¦FailedFaulted
24-0023168 | Equipment Failure/Involved | Overhead | Conductor- Overhead | Burned/flashed | 2024 | Tier 3 | Distribution Circuit |  |  |  | 2363830 | Sus |  | EquipmentFailureInvolved¦Overhead¦ConductorOverhead¦Burnedflashed
24-0024680 | Unknown Cause | Patrol - not conducted |  |  | 2024 | Tier 2 | Distribution Circuit |  |  |  | 2368286 | Sus |  | UnknownCause¦Patrolnotconducted¦¦
24-0024904 | Environmental/External | Ice or snow | Conductor- Overhead | Normal | 2024 | Tier 2 | Distribution Circuit |  |  |  | 2368573 | Sus |  | EnvironmentalExternal¦Iceorsnow¦ConductorOverhead¦Normal
24-0024878 | 3rd Party | Other | Conductor- Overhead | Normal | 2024 | Tier 3 | Distribution Circuit |  |  |  | 2368723 | Sus |  | 3rdParty¦Other¦ConductorOverhead¦Normal
24-0025150 | Environmental/External | Ice or snow | Conductor- Overhead | Broken- wire on ground | 2024 | Tier 2 | Distribution Circuit |  |  |  | 2369009 | Sus |  | EnvironmentalExternal¦Iceorsnow¦ConductorOverhead¦Brokenwireonground
24-0025468 | Equipment Failure/Involved | Overhead | Pole-Wood | Broken | 2024 | Tier 3 | Distribution Circuit |  |  |  | 2369017 | Sus |  | EquipmentFailureInvolved¦Overhead¦PoleWood¦Broken
24-0025686 | Environmental/External | Ice or snow | Pole-Wood | Broken | 2024 | Tier 2 | Distribution Circuit |  |  |  | 2369038 | Sus |  | EnvironmentalExternal¦Iceorsnow¦PoleWood¦Broken
24-0025933 | Environmental/External | Ice or snow | Conductor- Overhead | Broken- wire on ground | 2024 | Tier 2 | Distribution Circuit |  |  |  | 2369045 | Sus |  | EnvironmentalExternal¦Iceorsnow¦ConductorOverhead¦Brokenwireonground
24-0026215 | Vegetation | Tree - branch fell on line | Transformer | Failed/Faulted | 2024 | Tier 2 | Transformer only |  |  |  | 2369129 | Sus |  | Vegetation¦Treebranchfellonline¦Transformer¦FailedFaulted
24-0025945 | Vegetation | Tree - fell into line | Conductor- Overhead | Normal | 2024 | Tier 3 | Distribution Circuit |  |  |  | 2369126 | Sus |  | Vegetation¦Treefellintoline¦ConductorOverhead¦Normal
24-0026031 | Vegetation | Tree - fell into line | Conductor- Overhead | Broken | 2024 | Tier 3 | Distribution Circuit |  |  |  | 2369132 | Sus |  | Vegetation¦Treefellintoline¦ConductorOverhead¦Broken
24-0026478 | Unknown Cause | Patrol - found nothing |  |  | 2024 | Tier 3 | Distribution Circuit |  |  |  | 2369307 | Sus |  | UnknownCause¦Patrolfoundnothing¦¦
24-0026418 | Equipment Failure/Involved | Overhead | Jumper | Broken | 2024 | Tier 2 | Transformer only |  |  |  | 2369559 | Sus |  | EquipmentFailureInvolved¦Overhead¦Jumper¦Broken
24-0026143 | Environmental/External | Ice or snow | Fuse | Normal | 2024 | Tier 3 | Transformer only |  |  |  | 2369452 | Sus |  | EnvironmentalExternal¦Iceorsnow¦Fuse¦Normal
24-0026057 | Equipment Failure/Involved | Overhead | Conductor- Overhead | Together | 2024 | Tier 2 | Distribution Circuit |  |  |  | 2369463 | Sus |  | EquipmentFailureInvolved¦Overhead¦ConductorOverhead¦Together
24-0026337 | Environmental/External | Ice or snow | Conductor- Overhead | Normal | 2024 | Tier 3 | Distribution Circuit |  |  |  | 2369490 | Sus |  | EnvironmentalExternal¦Iceorsnow¦ConductorOverhead¦Normal
24-0026181 | Unknown Cause | Patrol - found nothing |  |  | 2024 | Tier 3 | Distribution Circuit |  |  |  | 2369514 | Sus |  | UnknownCause¦Patrolfoundnothing¦¦
24-0026316 | Unknown Cause | Patrol - found nothing |  |  | 2024 | Tier 2 | Distribution Circuit |  |  |  | 2369554 | Sus |  | UnknownCause¦Patrolfoundnothing¦¦
24-0026108 | Unknown Cause | Patrol - found nothing |  |  | 2024 | Tier 3 | Distribution Circuit |  |  |  | 2369561 | Sus |  | UnknownCause¦Patrolfoundnothing¦¦
24-0026248 | Unknown Cause | Patrol - found nothing |  |  | 2024 | Tier 3 | Distribution Circuit |  |  |  | 2369596 | Sus |  | UnknownCause¦Patrolfoundnothing¦¦
24-0026224 | Equipment Failure/Involved | Overhead | Insulator | Broken | 2024 | Tier 3 | Distribution Circuit |  |  |  | 2369925 | Sus |  | EquipmentFailureInvolved¦Overhead¦Insulator¦Broken
24-0026749 | Animal | Bird found | Conductor- Overhead | Normal | 2024 | Tier 2 | Distribution Circuit |  |  |  | 2371000 | Sus |  | Animal¦Birdfound¦ConductorOverhead¦Normal
24-0027328 | Equipment Failure/Involved | Overhead | Transformer (OH) | Broken | 2024 | Tier 2 | Transformer only |  |  |  | 2372572 | Sus |  | EquipmentFailureInvolved¦Overhead¦Transformer(OH)¦Broken
24-0027583 | Animal | Bird found | Switch | Burned/flashed | 2024 | Tier 2 | Substation - Distribution |  |  |  | 2373186 | Sus |  | Animal¦Birdfound¦Switch¦Burnedflashed
24-0027654 | Unknown Cause | Patrol - found nothing |  |  | 2024 | Tier 2 | Distribution Circuit |  |  |  | 2373450 | Sus |  | UnknownCause¦Patrolfoundnothing¦¦
24-0016938 | Company Initiated | Planned- maintenance |  |  | 2024 | Tier 3 | Transformer only |  |  |  | 2373690 | Sus |  | CompanyInitiated¦Plannedmaintenance¦¦
24-0014829 | Wildfire Mitigation | Planned - WSIP/System Hardening |  |  | 2024 | Tier 2 | Transformer only |  |  |  | 2373743 | Sus |  | WildfireMitigation¦PlannedWSIPSystemHardening¦¦
24-0016933 | Wildfire Mitigation | Planned - WSIP/System Hardening |  |  | 2024 | Tier 3 | Distribution Circuit |  |  |  | 2373731 | Sus |  | WildfireMitigation¦PlannedWSIPSystemHardening¦¦
24-0014832 | Wildfire Mitigation | Planned - WSIP/System Hardening |  |  | 2024 | Tier 2 | Transformer only |  |  |  | 2373857 | Sus |  | WildfireMitigation¦PlannedWSIPSystemHardening¦¦
24-0017681 | Wildfire Mitigation | Planned - WSIP/System Hardening |  |  | 2024 | Tier 3 | Distribution Circuit |  |  |  | 2374608 | Sus |  | WildfireMitigation¦PlannedWSIPSystemHardening¦¦
24-0014271 | Company Initiated | Planned- maintenance |  |  | 2024 | Tier 2 | Transformer only |  |  |  | 2374739 | Sus |  | CompanyInitiated¦Plannedmaintenance¦¦
24-0014984 | Wildfire Mitigation | Planned - WSIP/System Hardening |  |  | 2024 | Tier 2 | Distribution Circuit |  |  |  | 2374758 | Sus |  | WildfireMitigation¦PlannedWSIPSystemHardening¦¦
24-0016185 | Company Initiated | Planned- maintenance |  |  | 2024 | Tier 2 | Transformer only |  |  |  | 2374772 | Sus |  | CompanyInitiated¦Plannedmaintenance¦¦
24-0017179 | Wildfire Mitigation | Planned - WSIP/System Hardening |  |  | 2024 | Tier 2 | Transformer only |  |  |  | 2374934 | Sus |  | WildfireMitigation¦PlannedWSIPSystemHardening¦¦
24-0016678 | Wildfire Mitigation | Planned - WSIP/System Hardening |  |  | 2024 | Tier 3 | Transformer only |  |  |  | 2375034 | Sus |  | WildfireMitigation¦PlannedWSIPSystemHardening¦¦
24-0017683 | Wildfire Mitigation | Planned - WSIP/System Hardening |  |  | 2024 | Tier 2 | Transformer only |  |  |  | 2375088 | Sus |  | WildfireMitigation¦PlannedWSIPSystemHardening¦¦
24-0016191 | Wildfire Mitigation | Planned - WSIP/System Hardening |  |  | 2024 | Tier 2 | Distribution Circuit |  |  |  | 2375177 | Sus |  | WildfireMitigation¦PlannedWSIPSystemHardening¦¦
24-0017218 | Wildfire Mitigation | Planned - WSIP/System Hardening |  |  | 2024 | Tier 2 | Transformer only |  |  |  | 2375462 | Sus |  | WildfireMitigation¦PlannedWSIPSystemHardening¦¦
24-0017688 | Wildfire Mitigation | Planned - WSIP/System Hardening |  |  | 2024 | Tier 2 | Transformer only |  |  |  | 2375286 | Sus |  | WildfireMitigation¦PlannedWSIPSystemHardening¦¦
24-0028451 | Unknown Cause | Patrol - found nothing |  |  | 2024 | Tier 2 | Distribution Circuit |  |  |  | 2375297 | Sus |  | UnknownCause¦Patrolfoundnothing¦¦
24-0016408 | Company Initiated | Planned- maintenance |  |  | 2024 | Tier 3 | Distribution Circuit |  |  |  | 2375840 | Sus |  | CompanyInitiated¦Plannedmaintenance¦¦
24-0018451 | Wildfire Mitigation | Planned - WSIP/System Hardening |  |  | 2024 | Tier 3 | Transformer only |  |  |  | 2375868 | Sus |  | WildfireMitigation¦PlannedWSIPSystemHardening¦¦
24-0017225 | Wildfire Mitigation | Planned - WSIP/System Hardening |  |  | 2024 | Tier 2 | Transformer only |  |  |  | 2376382 | Sus |  | WildfireMitigation¦PlannedWSIPSystemHardening¦¦
24-0013758 | Company Initiated | Planned- capital |  |  | 2024 | Tier 3 | Distribution Circuit |  |  |  | 2375908 | Sus |  | CompanyInitiated¦Plannedcapital¦¦
24-0018456 | Wildfire Mitigation | Planned - WSIP/System Hardening |  |  | 2024 | Tier 3 | Transformer only |  |  |  | 2376384 | Sus |  | WildfireMitigation¦PlannedWSIPSystemHardening¦¦
24-0014471 | Company Initiated | Planned- maintenance |  |  | 2024 | Tier 2 | Distribution Circuit |  |  |  | 2375958 | Sus |  | CompanyInitiated¦Plannedmaintenance¦¦
24-0016406 | Company Initiated | Planned- maintenance |  |  | 2024 | Tier 2 | Distribution Circuit |  |  |  | 2375969 | Sus |  | CompanyInitiated¦Plannedmaintenance¦¦
24-0015218 | Company Initiated | Planned- maintenance |  |  | 2024 | Tier 3 | Distribution Circuit |  |  |  | 2376015 | Sus |  | CompanyInitiated¦Plannedmaintenance¦¦
24-0028952 | Equipment Failure/Involved | Overhead | Cutout- fuse holder | Broken | 2024 | Tier 2 | Transformer only |  |  |  | 2376310 | Sus |  | EquipmentFailureInvolved¦Overhead¦Cutoutfuseholder¦Broken
24-0029346 | Unknown Cause | Patrol - found nothing |  |  | 2024 | Tier 3 | Distribution Circuit |  |  |  | 2377002 | Sus |  | UnknownCause¦Patrolfoundnothing¦¦
24-0018050 | Company Initiated | Planned- maintenance |  |  | 2024 | Tier 2 | Distribution Circuit |  |  |  | 2377204 | Sus |  | CompanyInitiated¦Plannedmaintenance¦¦
24-0018637 | Wildfire Mitigation | Planned - WSIP/System Hardening |  |  | 2024 | Tier 2 | Distribution Circuit |  |  |  | 2377224 | Sus |  | WildfireMitigation¦PlannedWSIPSystemHardening¦¦
24-0018626 | Wildfire Mitigation | Planned - WSIP/System Hardening |  |  | 2024 | Tier 2 | Transformer only |  |  |  | 2377226 | Sus |  | WildfireMitigation¦PlannedWSIPSystemHardening¦¦
24-0018624 | Wildfire Mitigation | Planned - WSIP/System Hardening |  |  | 2024 | Tier 2 | Distribution Circuit |  |  |  | 2377228 | Sus |  | WildfireMitigation¦PlannedWSIPSystemHardening¦¦
24-0018647 | Wildfire Mitigation | Planned - WSIP/System Hardening |  |  | 2024 | Tier 2 | Transformer only |  |  |  | 2377383 | Sus |  | WildfireMitigation¦PlannedWSIPSystemHardening¦¦
24-0018639 | Wildfire Mitigation | Planned - WSIP/System Hardening |  |  | 2024 | Tier 2 | Distribution Circuit |  |  |  | 2377434 | Sus |  | WildfireMitigation¦PlannedWSIPSystemHardening¦¦
24-0017239 | Wildfire Mitigation | Planned - WSIP/System Hardening |  |  | 2024 | Tier 2 | Transformer only |  |  |  | 2377854 | Sus |  | WildfireMitigation¦PlannedWSIPSystemHardening¦¦
24-0018610 | Company Initiated | Planned- maintenance |  |  | 2024 | Tier 3 | Distribution Circuit |  |  |  | 2377802 | Sus |  | CompanyInitiated¦Plannedmaintenance¦¦
24-0014851 | Wildfire Mitigation | Planned - WSIP/System Hardening |  |  | 2024 | Tier 3 | Transformer only |  |  |  | 2377964 | Sus |  | WildfireMitigation¦PlannedWSIPSystemHardening¦¦
24-0014577 | Company Initiated | Planned- capital |  |  | 2024 | Tier 3 | Distribution Circuit |  |  |  | 2377931 | Sus |  | CompanyInitiated¦Plannedcapital¦¦
24-0018385 | Company Initiated | Planned- maintenance |  |  | 2024 | Tier 2 | Distribution Circuit |  |  |  | 2377970 | Sus |  | CompanyInitiated¦Plannedmaintenance¦¦
24-0016710 | Company Initiated | Planned- capital |  |  | 2024 | Tier 2 | Distribution Circuit |  |  |  | 2378172 | Sus |  | CompanyInitiated¦Plannedcapital¦¦
24-0014891 | Wildfire Mitigation | Planned - WSIP/System Hardening |  |  | 2024 | Tier 3 | Transformer only |  |  |  | 2378228 | Sus |  | WildfireMitigation¦PlannedWSIPSystemHardening¦¦
24-0030182 | Unknown Cause | Patrol - found nothing |  |  | 2024 | Tier 3 | Distribution Circuit |  |  |  | 2378837 | Sus |  | UnknownCause¦Patrolfoundnothing¦¦
24-0030432 | Equipment Failure/Involved | Underground | Conductor- Underground | Burned/flashed | 2024 | Tier 2 | Transformer only |  |  |  | 2379492 | Sus |  | EquipmentFailureInvolved¦Underground¦ConductorUnderground¦Burnedflashed
24-0030649 | Unknown Cause | Patrol - found nothing |  |  | 2024 | Tier 2 | Distribution Circuit |  |  |  | 2380352 | Sus |  | UnknownCause¦Patrolfoundnothing¦¦
24-0024013 | Wildfire Mitigation | Planned - WSIP/System Hardening |  |  | 2024 | Tier 2 | Transformer only |  |  |  | 2380472 | Sus |  | WildfireMitigation¦PlannedWSIPSystemHardening¦¦
24-0024022 | Company Initiated | Planned- maintenance |  |  | 2024 | Tier 3 | Distribution Circuit |  |  |  | 2380471 | Sus |  | CompanyInitiated¦Plannedmaintenance¦¦
24-0024393 | Company Initiated | Planned- maintenance |  |  | 2024 | Tier 2 | Transformer only |  |  |  | 2380481 | Sus |  | CompanyInitiated¦Plannedmaintenance¦¦
24-0024358 | Company Initiated | Planned- maintenance |  |  | 2024 | Tier 2 | Transformer only |  |  |  | 2380566 | Sus |  | CompanyInitiated¦Plannedmaintenance¦¦
24-0024372 | Company Initiated | Planned- maintenance |  |  | 2024 | Tier 2 | Transformer only |  |  |  | 2381461 | Sus |  | CompanyInitiated¦Plannedmaintenance¦¦
24-0002772 | Company Initiated | Planned- capital |  |  | 2024 | Tier 3 | Distribution Circuit |  |  |  | 2382496 | Sus |  | CompanyInitiated¦Plannedcapital¦¦
24-0024186 | Company Initiated | Planned- maintenance |  |  | 2024 | Tier 2 | Distribution Circuit |  |  |  | 2382555 | Sus |  | CompanyInitiated¦Plannedmaintenance¦¦
24-0015698 | Company Initiated | Planned- capital |  |  | 2024 | Tier 3 | Distribution Circuit |  |  |  | 2382578 | Sus |  | CompanyInitiated¦Plannedcapital¦¦
24-0025968 | Company Initiated | Planned- maintenance |  |  | 2024 | Tier 2 | Transformer only |  |  |  | 2382647 | Sus |  | CompanyInitiated¦Plannedmaintenance¦¦
24-0025961 | Company Initiated | Planned- maintenance |  |  | 2024 | Tier 2 | Transformer only |  |  |  | 2382657 | Sus |  | CompanyInitiated¦Plannedmaintenance¦¦
24-0025960 | Company Initiated | Planned- maintenance |  |  | 2024 | Tier 2 | Distribution Circuit |  |  |  | 2382658 | Sus |  | CompanyInitiated¦Plannedmaintenance¦¦
24-0025965 | Company Initiated | Planned- maintenance |  |  | 2024 | Tier 2 | Transformer only |  |  |  | 2382671 | Sus |  | CompanyInitiated¦Plannedmaintenance¦¦
24-0024036 | Company Initiated | Planned- maintenance |  |  | 2024 | Tier 2 | Distribution Circuit |  |  |  | 2383790 | Sus |  | CompanyInitiated¦Plannedmaintenance¦¦
24-0024030 | Company Initiated | Planned- maintenance |  |  | 2024 | Tier 3 | Transformer only |  |  |  | 2384134 | Sus |  | CompanyInitiated¦Plannedmaintenance¦¦
24-0024033 | Company Initiated | Planned- maintenance |  |  | 2024 | Tier 3 | Distribution Circuit |  |  |  | 2383800 | Sus |  | CompanyInitiated¦Plannedmaintenance¦¦
24-0012241 | Company Initiated | Planned- capital |  |  | 2024 | Tier 2 | Distribution Circuit |  |  |  | 2383836 | Sus |  | CompanyInitiated¦Plannedcapital¦¦
24-0026941 | Company Initiated | Planned- maintenance |  |  | 2024 | Tier 3 | Distribution Circuit |  |  |  | 2383948 | Sus |  | CompanyInitiated¦Plannedmaintenance¦¦
24-0026937 | Company Initiated | Planned- maintenance |  |  | 2024 | Tier 3 | Transformer only |  |  |  | 2383959 | Sus |  | CompanyInitiated¦Plannedmaintenance¦¦
24-0026013 | Company Initiated | Planned- maintenance |  |  | 2024 | Tier 2 | Distribution Circuit |  |  |  | 2384006 | Sus |  | CompanyInitiated¦Plannedmaintenance¦¦
24-0024038 | Wildfire Mitigation | Planned - WSIP/System Hardening |  |  | 2024 | Tier 3 | Transformer only |  |  |  | 2384220 | Sus |  | WildfireMitigation¦PlannedWSIPSystemHardening¦¦
24-0018557 | Wildfire Mitigation | Planned - WSIP/System Hardening |  |  | 2024 | Tier 2 | Distribution Circuit |  |  |  | 2384847 | Sus |  | WildfireMitigation¦PlannedWSIPSystemHardening¦¦
24-0024090 | Wildfire Mitigation | Planned - WSIP/System Hardening |  |  | 2024 | Tier 2 | Distribution Circuit |  |  |  | 2384874 | Sus |  | WildfireMitigation¦PlannedWSIPSystemHardening¦¦
24-0024508 | Company Initiated | Planned- maintenance |  |  | 2024 | Tier 2 | Distribution Circuit |  |  |  | 2384888 | Sus |  | CompanyInitiated¦Plannedmaintenance¦¦
24-0024192 | Company Initiated | Planned- maintenance |  |  | 2024 | Tier 2 | Transformer only |  |  |  | 2384955 | Sus |  | CompanyInitiated¦Plannedmaintenance¦¦
24-0026944 | Company Initiated | Planned- maintenance |  |  | 2024 | Tier 2 | Distribution Circuit |  |  |  | 2384969 | Sus |  | CompanyInitiated¦Plannedmaintenance¦¦
24-0026946 | Company Initiated | Planned- maintenance |  |  | 2024 | Tier 2 | Distribution Circuit |  |  |  | 2384972 | Sus |  | CompanyInitiated¦Plannedmaintenance¦¦
24-0024096 | Company Initiated | Planned- maintenance |  |  | 2024 | Tier 2 | Distribution Circuit |  |  |  | 2385014 | Sus |  | CompanyInitiated¦Plannedmaintenance¦¦
24-0026076 | Company Initiated | Planned- maintenance |  |  | 2024 | Tier 2 | Distribution Circuit |  |  |  | 2385046 | Sus |  | CompanyInitiated¦Plannedmaintenance¦¦
24-0024105 | Company Initiated | Planned- maintenance |  |  | 2024 | Tier 3 | Distribution Circuit |  |  |  | 2385251 | Sus |  | CompanyInitiated¦Plannedmaintenance¦¦
24-0024119 | Company Initiated | Planned- maintenance |  |  | 2024 | Tier 3 | Transformer only |  |  |  | 2385530 | Sus |  | CompanyInitiated¦Plannedmaintenance¦¦
24-0024113 | Wildfire Mitigation | Planned - WSIP/System Hardening |  |  | 2024 | Tier 2 | Distribution Circuit |  |  |  | 2385396 | Sus |  | WildfireMitigation¦PlannedWSIPSystemHardening¦¦
24-0018577 | Wildfire Mitigation | Planned - WSIP/System Hardening |  |  | 2024 | Tier 2 | Transformer only |  |  |  | 2385885 | Sus |  | WildfireMitigation¦PlannedWSIPSystemHardening¦¦
24-0024128 | Company Initiated | Planned- maintenance |  |  | 2024 | Tier 3 | Distribution Circuit |  |  |  | 2385910 | Sus |  | CompanyInitiated¦Plannedmaintenance¦¦
24-0026904 | Wildfire Mitigation | Planned - WSIP/System Hardening |  |  | 2024 | Tier 3 | Distribution Circuit |  |  |  | 2385926 | Sus |  | WildfireMitigation¦PlannedWSIPSystemHardening¦¦
24-0031285 | Wildfire Mitigation | Planned - WSIP/System Hardening |  |  | 2024 | Tier 2 | Transformer only |  |  |  | 2385950 | Sus |  | WildfireMitigation¦PlannedWSIPSystemHardening¦¦
24-0026106 | Company Initiated | Planned- maintenance |  |  | 2024 | Tier 2 | Distribution Circuit |  |  |  | 2385933 | Sus |  | CompanyInitiated¦Plannedmaintenance¦¦
24-0026951 | Company Initiated | Planned- maintenance |  |  | 2024 | Tier 2 | Transformer only |  |  |  | 2385962 | Sus |  | CompanyInitiated¦Plannedmaintenance¦¦
24-0026949 | Company Initiated | Planned- maintenance |  |  | 2024 | Tier 2 | Distribution Circuit |  |  |  | 2385965 | Sus |  | CompanyInitiated¦Plannedmaintenance¦¦
24-0015390 | Company Initiated | Planned- capital |  |  | 2024 | Tier 2 | Distribution Circuit |  |  |  | 2385990 | Sus |  | CompanyInitiated¦Plannedcapital¦¦
24-0026256 | Company Initiated | Planned- maintenance |  |  | 2024 | Tier 2 | Distribution Circuit |  |  |  | 2386106 | Sus |  | CompanyInitiated¦Plannedmaintenance¦¦
24-0026115 | Company Initiated | Planned- maintenance |  |  | 2024 | Tier 2 | Transformer only |  |  |  | 2387077 | Sus |  | CompanyInitiated¦Plannedmaintenance¦¦
24-0033535 | Equipment Failure/Involved | Overhead | Transformer (OH) | Failed/Faulted | 2024 | Tier 2 | Transformer only |  |  |  | 2386851 | Sus |  | EquipmentFailureInvolved¦Overhead¦Transformer(OH)¦FailedFaulted
24-0024245 | Company Initiated | Planned- maintenance |  |  | 2024 | Tier 3 | Distribution Circuit |  |  |  | 2387744 | Sus |  | CompanyInitiated¦Plannedmaintenance¦¦
24-0024220 | Wildfire Mitigation | Planned - WSIP/System Hardening |  |  | 2024 | Tier 2 | Distribution Circuit |  |  |  | 2387737 | Sus |  | WildfireMitigation¦PlannedWSIPSystemHardening¦¦
24-0024236 | Company Initiated | Planned- maintenance |  |  | 2024 | Tier 3 | Distribution Circuit |  |  |  | 2387765 | Sus |  | CompanyInitiated¦Plannedmaintenance¦¦
24-0033736 | Equipment Failure/Involved | Underground | Customer Equipment | Failed/Faulted | 2024 | Tier 2 | Distribution Circuit |  |  |  | 2387697 | Sus |  | EquipmentFailureInvolved¦Underground¦CustomerEquipment¦FailedFaulted
24-0018780 | Company Initiated | Planned- capital |  |  | 2024 | Tier 3 | Distribution Circuit |  |  |  | 2387798 | Sus |  | CompanyInitiated¦Plannedcapital¦¦
24-0029109 | Company Initiated | Planned- maintenance |  |  | 2024 | Tier 2 | Distribution Circuit |  |  |  | 2387809 | Sus |  | CompanyInitiated¦Plannedmaintenance¦¦
24-0025254 | Company Initiated | Planned- maintenance |  |  | 2024 | Tier 2 | Distribution Circuit |  |  |  | 2387799 | Sus |  | CompanyInitiated¦Plannedmaintenance¦¦
24-0026133 | Company Initiated | Planned- maintenance |  |  | 2024 | Tier 2 | Distribution Circuit |  |  |  | 2387981 | Sus |  | CompanyInitiated¦Plannedmaintenance¦¦
24-0026140 | Company Initiated | Planned- maintenance |  |  | 2024 | Tier 2 | Distribution Circuit |  |  |  | 2388157 | Sus |  | CompanyInitiated¦Plannedmaintenance¦¦
24-0018770 | Company Initiated | Planned- maintenance |  |  | 2024 | Tier 2 | Transformer only |  |  |  | 2388162 | Sus |  | CompanyInitiated¦Plannedmaintenance¦¦
24-0018728 | Company Initiated | Planned- maintenance |  |  | 2024 | Tier 2 | Transformer only |  |  |  | 2388196 | Sus |  | CompanyInitiated¦Plannedmaintenance¦¦
24-0010320 | Company Initiated | Planned- capital |  |  | 2024 | Tier 2 | Distribution Circuit |  |  |  | 2388643 | Sus |  | CompanyInitiated¦Plannedcapital¦¦
24-0027888 | Company Initiated | Planned- maintenance |  |  | 2024 | Tier 3 | Distribution Circuit |  |  |  | 2388651 | Sus |  | CompanyInitiated¦Plannedmaintenance¦¦
24-0022507 | Company Initiated | Planned- capital |  |  | 2024 | Tier 2 | Distribution Circuit |  |  |  | 2388671 | Sus |  | CompanyInitiated¦Plannedcapital¦¦
24-0024268 | Company Initiated | Planned- maintenance |  |  | 2024 | Tier 2 | Distribution Circuit |  |  |  | 2388678 | Sus |  | CompanyInitiated¦Plannedmaintenance¦¦
24-0027875 | Company Initiated | Planned- maintenance |  |  | 2024 | Tier 2 | Distribution Circuit |  |  |  | 2388704 | Sus |  | CompanyInitiated¦Plannedmaintenance¦¦
24-0029113 | Wildfire Mitigation | Planned - WSIP/System Hardening |  |  | 2024 | Tier 3 | Distribution Circuit |  |  |  | 2388627 | Sus |  | WildfireMitigation¦PlannedWSIPSystemHardening¦¦
24-0029679 | Company Initiated | Planned- maintenance |  |  | 2024 | Tier 3 | Distribution Circuit |  |  |  | 2388758 | Sus |  | CompanyInitiated¦Plannedmaintenance¦¦
24-0026145 | Company Initiated | Planned- maintenance |  |  | 2024 | Tier 2 | Transformer only |  |  |  | 2389023 | Sus |  | CompanyInitiated¦Plannedmaintenance¦¦
24-0023087 | Company Initiated | Planned- maintenance |  |  | 2024 | Tier 2 | Distribution Circuit |  |  |  | 2388809 | Sus |  | CompanyInitiated¦Plannedmaintenance¦¦
24-0019482 | Wildfire Mitigation | Planned - WSIP/System Hardening |  |  | 2024 | Tier 2 | Transformer only |  |  |  | 2388906 | Sus |  | WildfireMitigation¦PlannedWSIPSystemHardening¦¦
24-0023245 | Wildfire Mitigation | Planned - WSIP/System Hardening |  |  | 2024 | Tier 2 | Transformer only |  |  |  | 2388965 | Sus |  | WildfireMitigation¦PlannedWSIPSystemHardening¦¦
24-0026156 | Company Initiated | Planned- maintenance |  |  | 2024 | Tier 2 | Distribution Circuit |  |  |  | 2389077 | Sus |  | CompanyInitiated¦Plannedmaintenance¦¦
24-0023223 | Wildfire Mitigation | Planned - WSIP/System Hardening |  |  | 2024 | Tier 2 | Transformer only |  |  |  | 2389181 | Sus |  | WildfireMitigation¦PlannedWSIPSystemHardening¦¦
24-0024289 | Company Initiated | Planned- maintenance |  |  | 2024 | Tier 2 | Distribution Circuit |  |  |  | 2389682 | Sus |  | CompanyInitiated¦Plannedmaintenance¦¦
24-0028025 | Company Initiated | Planned- maintenance |  |  | 2024 | Tier 2 | Distribution Circuit |  |  |  | 2389663 | Sus |  | CompanyInitiated¦Plannedmaintenance¦¦
24-0024286 | Company Initiated | Planned- maintenance |  |  | 2024 | Tier 2 | Distribution Circuit |  |  |  | 2389735 | Sus |  | CompanyInitiated¦Plannedmaintenance¦¦
24-0032612 | Company Initiated | Planned- maintenance |  |  | 2024 | Tier 2 | Transformer only |  |  |  | 2389747 | Sus |  | CompanyInitiated¦Plannedmaintenance¦¦
24-0029833 | Company Initiated | Planned- maintenance |  |  | 2024 | Tier 2 | Distribution Circuit |  |  |  | 2389737 | Sus |  | CompanyInitiated¦Plannedmaintenance¦¦
24-0027160 | Company Initiated | Planned- maintenance |  |  | 2024 | Tier 2 | Distribution Circuit |  |  |  | 2389853 | Sus |  | CompanyInitiated¦Plannedmaintenance¦¦
24-0018768 | Company Initiated | Planned- capital |  |  | 2024 | Tier 2 | Distribution Circuit |  |  |  | 2389754 | Sus |  | CompanyInitiated¦Plannedcapital¦¦
24-0018232 | Wildfire Mitigation | Planned - WSIP/System Hardening |  |  | 2024 | Tier 2 | Transformer only |  |  |  | 2389948 | Sus |  | WildfireMitigation¦PlannedWSIPSystemHardening¦¦
24-0012450 | Company Initiated | Planned- capital |  |  | 2024 | Tier 3 | Distribution Circuit |  |  |  | 2390657 | Sus |  | CompanyInitiated¦Plannedcapital¦¦
24-0031459 | Company Initiated | Planned- maintenance |  |  | 2024 | Tier 2 | Distribution Circuit |  |  |  | 2390696 | Sus |  | CompanyInitiated¦Plannedmaintenance¦¦
24-0029590 | Company Initiated | Planned- maintenance |  |  | 2024 | Tier 2 | Distribution Circuit |  |  |  | 2390699 | Sus |  | CompanyInitiated¦Plannedmaintenance¦¦
24-0019545 | Wildfire Mitigation | Planned - WSIP/System Hardening |  |  | 2024 | Tier 2 | Transformer only |  |  |  | 2390719 | Sus |  | WildfireMitigation¦PlannedWSIPSystemHardening¦¦
24-0019649 | Company Initiated | Planned- maintenance |  |  | 2024 | Tier 2 | Transformer only |  |  |  | 2390849 | Sus |  | CompanyInitiated¦Plannedmaintenance¦¦
24-0019703 | Company Initiated | Planned- maintenance |  |  | 2024 | Tier 3 | Transformer only |  |  |  | 2391452 | Sus |  | CompanyInitiated¦Plannedmaintenance¦¦
24-0018425 | Company Initiated | Planned- maintenance |  |  | 2024 | Tier 3 | Transformer only |  |  |  | 2390939 | Sus |  | CompanyInitiated¦Plannedmaintenance¦¦
24-0018433 | Company Initiated | Planned- maintenance | Transformer | Normal | 2024 | Tier 2 | Transformer only |  |  |  | 2390993 | Sus |  | CompanyInitiated¦Plannedmaintenance¦Transformer¦Normal
24-0018442 | Wildfire Mitigation | Planned - WSIP/System Hardening |  |  | 2024 | Tier 2 | Transformer only |  |  |  | 2391347 | Sus |  | WildfireMitigation¦PlannedWSIPSystemHardening¦¦
24-0035971 | Animal | Other | Sectionalizer | Failed/Faulted | 2024 | Tier 2 | Distribution Circuit |  |  |  | 2391868 | Sus |  | Animal¦Other¦Sectionalizer¦FailedFaulted
24-0036061 | Unknown Cause | Patrol - found nothing |  |  | 2024 | Tier 2 | Distribution Circuit |  |  |  | 2391984 | Sus |  | UnknownCause¦Patrolfoundnothing¦¦
24-0036156 | Environmental/External | Ice or snow | Other | Broken | 2024 | Tier 3 | Distribution Circuit |  |  |  | 2392248 | Sus |  | EnvironmentalExternal¦Iceorsnow¦Other¦Broken
24-0036232 | Vegetation | Tree - fell into line | Conductor- Overhead | Broken- wire on ground | 2024 | Tier 2 | Distribution Circuit |  |  |  | 2392273 | Sus |  | Vegetation¦Treefellintoline¦ConductorOverhead¦Brokenwireonground
24-0036319 | Environmental/External | Lightning | Transformer (OH) | Failed/Faulted | 2024 | Tier 2 | Transformer only |  |  |  | 2392564 | Sus |  | EnvironmentalExternal¦Lightning¦Transformer(OH)¦FailedFaulted
24-0036277 | Unknown Cause | Patrol - not conducted |  |  | 2024 | Tier 2 | Distribution Circuit |  |  |  | 2392495 | Sus |  | UnknownCause¦Patrolnotconducted¦¦
24-0036322 | Vegetation | Tree - fell into line | Transformer (OH) | Broken | 2024 | Tier 2 | Distribution Circuit |  |  |  | 2392548 | Sus |  | Vegetation¦Treefellintoline¦Transformer(OH)¦Broken
24-0036333 | Unknown Cause | Patrol - not conducted |  |  | 2024 | Tier 2 | Distribution Circuit |  |  |  | 2392580 | Sus |  | UnknownCause¦Patrolnotconducted¦¦
24-0036658 | Vegetation | Tree - fell into line | Conductor- Overhead | Broken- wire on ground | 2024 | Tier 3 | Distribution Circuit |  |  |  | 2394112 | Sus |  | Vegetation¦Treefellintoline¦ConductorOverhead¦Brokenwireonground
24-0036662 | Vegetation | Tree - fell into line | Pole-Wood | Broken | 2024 | Tier 2 | Distribution Circuit |  |  |  | 2394118 | Sus |  | Vegetation¦Treefellintoline¦PoleWood¦Broken
24-0036968 | 3rd Party | Vehicle | Transformer (UG) | Broken | 2024 | Tier 2 | Distribution Circuit |  |  |  | 2394150 | Sus |  | 3rdParty¦Vehicle¦Transformer(UG)¦Broken
24-0036641 | Vegetation | Tree - fell into line | Transformer | Broken- wire on ground | 2024 | Tier 3 | Transformer only |  |  |  | 2394097 | Sus |  | Vegetation¦Treefellintoline¦Transformer¦Brokenwireonground
24-0036887 | Unknown Cause | Patrol - found nothing |  |  | 2024 | Tier 2 | Distribution Circuit |  |  |  | 2394210 | Sus |  | UnknownCause¦Patrolfoundnothing¦¦
24-0036680 | Vegetation | Tree - fell into line | Crossarm- Wood | Broken- wire on ground | 2024 | Tier 3 | Distribution Circuit |  |  |  | 2394246 | Sus |  | Vegetation¦Treefellintoline¦CrossarmWood¦Brokenwireonground
24-0036653 | Vegetation | Tree - fell into line | Conductor- Overhead | Broken- wire on ground | 2024 | Tier 2 | Distribution Circuit |  |  |  | 2394250 | Sus |  | Vegetation¦Treefellintoline¦ConductorOverhead¦Brokenwireonground
24-0036841 | Vegetation | Tree - fell into line | Pole-Wood | Broken- wire on ground | 2024 | Tier 3 | Distribution Circuit |  |  |  | 2394251 | Sus |  | Vegetation¦Treefellintoline¦PoleWood¦Brokenwireonground
24-0036674 | Vegetation | Tree - fell into line | Crossarm- Wood | Broken- wire on ground | 2024 | Tier 2 | Distribution Circuit |  |  |  | 2394281 | Sus |  | Vegetation¦Treefellintoline¦CrossarmWood¦Brokenwireonground
24-0036765 | Vegetation | Tree - fell into line | Pole-Wood | Broken- wire on ground | 2024 | Tier 3 | Distribution Circuit |  |  |  | 2394316 | Sus |  | Vegetation¦Treefellintoline¦PoleWood¦Brokenwireonground
24-0036908 | Unknown Cause | Patrol - found nothing |  |  | 2024 | Tier 3 | Distribution Circuit |  |  |  | 2394457 | Sus |  | UnknownCause¦Patrolfoundnothing¦¦
24-0036835 | Animal | Squirrel | Transformer (OH) | Normal | 2024 | Tier 2 | Distribution Circuit |  |  |  | 2394517 | Sus |  | Animal¦Squirrel¦Transformer(OH)¦Normal
24-0036824 | Environmental/External | Lightning | Transformer (OH) | Burned/flashed | 2024 | Tier 2 | Transformer only |  |  |  | 2394684 | Sus |  | EnvironmentalExternal¦Lightning¦Transformer(OH)¦Burnedflashed
24-0036822 | Environmental/External | Lightning | Transformer (OH) | Burned/flashed | 2024 | Tier 2 | Transformer only |  |  |  | 2394685 | Sus |  | EnvironmentalExternal¦Lightning¦Transformer(OH)¦Burnedflashed
24-0036881 | Unknown Cause | Patrol - found nothing |  |  | 2024 | Tier 2 | Distribution Circuit |  |  |  | 2394723 | Sus |  | UnknownCause¦Patrolfoundnothing¦¦
24-0036867 | Vegetation | Tree - fell into line | Secondary | Broken- wire on ground | 2024 | Tier 3 | Transformer only |  |  |  | 2394776 | Sus |  | Vegetation¦Treefellintoline¦Secondary¦Brokenwireonground
24-0036966 | Equipment Failure/Involved | Overhead | Transformer (OH) | Normal | 2024 | Tier 3 | Transformer only |  |  |  | 2395128 | Sus |  | EquipmentFailureInvolved¦Overhead¦Transformer(OH)¦Normal
24-0037100 | Equipment Failure/Involved | Overhead | Transformer (OH) |  | 2024 | Tier 2 | Distribution Circuit |  |  |  | 2395683 | Sus |  | EquipmentFailureInvolved¦Overhead¦Transformer(OH)¦
24-0037171 | Equipment Failure/Involved | Overhead | PGs- Kearneys | Deteriorated | 2024 | Tier 2 | Distribution Circuit |  |  |  | 2395929 | Sus |  | EquipmentFailureInvolved¦Overhead¦PGsKearneys¦Deteriorated
24-0037336 | Environmental/External | Ice or snow | Conductor- Overhead | Broken- wire on ground | 2024 | Tier 3 | Distribution Circuit |  |  |  | 2396399 | Sus |  | EnvironmentalExternal¦Iceorsnow¦ConductorOverhead¦Brokenwireonground
24-0037608 | Unknown Cause | Patrol - not conducted |  |  | 2024 | Tier 3 | Distribution Circuit |  |  |  | 2396863 | Sus |  | UnknownCause¦Patrolnotconducted¦¦
24-0037710 | Equipment Failure/Involved | Overhead | Transformer | Failed/Faulted | 2024 | Tier 2 | Transformer only |  |  |  | 2396931 | Sus |  | EquipmentFailureInvolved¦Overhead¦Transformer¦FailedFaulted
24-0030965 | Wildfire Mitigation | Planned - WSIP/System Hardening |  |  | 2024 | Tier 3 | Transformer only |  |  |  | 2397377 | Sus |  | WildfireMitigation¦PlannedWSIPSystemHardening¦¦
24-0030963 | Wildfire Mitigation | Planned - WSIP/System Hardening |  |  | 2024 | Tier 3 | Distribution Circuit |  |  |  | 2397386 | Sus |  | WildfireMitigation¦PlannedWSIPSystemHardening¦¦
24-0027865 | Company Initiated | Planned- maintenance |  |  | 2024 | Tier 3 | Transformer only |  |  |  | 2397473 | Sus |  | CompanyInitiated¦Plannedmaintenance¦¦
24-0031683 | Company Initiated | Planned- maintenance |  |  | 2024 | Tier 2 | Distribution Circuit |  |  |  | 2397517 | Sus |  | CompanyInitiated¦Plannedmaintenance¦¦
24-0030975 | Company Initiated | Planned- maintenance |  |  | 2024 | Tier 2 | Transformer only |  |  |  | 2397699 | Sus |  | CompanyInitiated¦Plannedmaintenance¦¦
24-0019600 | Wildfire Mitigation | Planned - WSIP/System Hardening |  |  | 2024 | Tier 2 | Distribution Circuit |  |  |  | 2398154 | Sus |  | WildfireMitigation¦PlannedWSIPSystemHardening¦¦
24-0032316 | Company Initiated | Planned- maintenance |  |  | 2024 | Tier 2 | Distribution Circuit |  |  |  | 2398177 | Sus |  | CompanyInitiated¦Plannedmaintenance¦¦
24-0029644 | Company Initiated | Planned- maintenance |  |  | 2024 | Tier 2 | Distribution Circuit |  |  |  | 2398196 | Sus |  | CompanyInitiated¦Plannedmaintenance¦¦
24-0029161 | Company Initiated | Planned- capital |  |  | 2024 | Tier 2 | Distribution Circuit |  |  |  | 2398208 | Sus |  | CompanyInitiated¦Plannedcapital¦¦
24-0033018 | Company Initiated | Planned- maintenance |  |  | 2024 | Tier 2 | Distribution Circuit |  |  |  | 2398247 | Sus |  | CompanyInitiated¦Plannedmaintenance¦¦
24-0011233 | Company Initiated | Planned- capital |  |  | 2024 | Tier 2 | Distribution Circuit |  |  |  | 2398333 | Sus |  | CompanyInitiated¦Plannedcapital¦¦
24-0033015 | Company Initiated | Planned- maintenance |  |  | 2024 | Tier 2 | Transformer only |  |  |  | 2398367 | Sus |  | CompanyInitiated¦Plannedmaintenance¦¦
24-0038650 | Equipment Failure/Involved | Overhead | Transformer (OH) | Leaking | 2024 | Tier 2 | Distribution Circuit |  |  |  | 2398359 | Sus |  | EquipmentFailureInvolved¦Overhead¦Transformer(OH)¦Leaking
24-0027928 | Company Initiated | Planned- maintenance |  |  | 2024 | Tier 2 | Transformer only |  |  |  | 2398608 | Sus |  | CompanyInitiated¦Plannedmaintenance¦¦
24-0038874 | Environmental/External | Ice or snow | Transformer | Normal | 2024 | Tier 3 | Transformer only |  |  |  | 2398575 | Sus |  | EnvironmentalExternal¦Iceorsnow¦Transformer¦Normal
24-0019924 | Wildfire Mitigation | Planned - WSIP/System Hardening |  |  | 2024 | Tier 2 | Distribution Circuit |  |  |  | 2398959 | Sus |  | WildfireMitigation¦PlannedWSIPSystemHardening¦¦
24-0033027 | Company Initiated | Planned- maintenance |  |  | 2024 | Tier 2 | Transformer only |  |  |  | 2399143 | Sus |  | CompanyInitiated¦Plannedmaintenance¦¦
24-0012257 | Company Initiated | Planned- capital |  |  | 2024 | Tier 2 | Distribution Circuit |  |  |  | 2399753 | Sus |  | CompanyInitiated¦Plannedcapital¦¦
24-0020059 | Wildfire Mitigation | Planned - WSIP/System Hardening |  |  | 2024 | Tier 2 | Distribution Circuit |  |  |  | 2399851 | Sus |  | WildfireMitigation¦PlannedWSIPSystemHardening¦¦
24-0033047 | Company Initiated | Planned- capital | Transformer | Normal | 2024 | Tier 2 | Transformer only |  |  |  | 2400012 | Sus |  | CompanyInitiated¦Plannedcapital¦Transformer¦Normal
24-0023664 | Wildfire Mitigation | Planned - WSIP/System Hardening |  |  | 2024 | Tier 3 | Distribution Circuit |  |  |  | 2400046 | Sus |  | WildfireMitigation¦PlannedWSIPSystemHardening¦¦
24-0029366 | Company Initiated | Planned- maintenance |  |  | 2024 | Tier 2 | Distribution Circuit |  |  |  | 2400066 | Sus |  | CompanyInitiated¦Plannedmaintenance¦¦
24-0040042 | Unknown Cause | Patrol - found nothing |  |  | 2024 | Tier 2 | Distribution Circuit |  |  |  | 2400448 | Sus |  | UnknownCause¦Patrolfoundnothing¦¦
24-0033198 | Company Initiated | Planned- maintenance |  |  | 2024 | Tier 2 | Transformer only |  |  |  | 2400664 | Sus |  | CompanyInitiated¦Plannedmaintenance¦¦
24-0040091 | Equipment Failure/Involved | Overhead | Transformer (OH) | Failed/Faulted | 2024 | Tier 3 | Transformer only |  |  |  | 2400678 | Sus |  | EquipmentFailureInvolved¦Overhead¦Transformer(OH)¦FailedFaulted
24-0035452 | Wildfire Mitigation | Planned - WSIP/System Hardening |  |  | 2024 | Tier 2 | Distribution Circuit |  |  |  | 2401451 | Sus |  | WildfireMitigation¦PlannedWSIPSystemHardening¦¦
24-0031056 | Wildfire Mitigation | Planned - WSIP/System Hardening |  |  | 2024 | Tier 3 | Transformer only |  |  |  | 2401658 | Sus |  | WildfireMitigation¦PlannedWSIPSystemHardening¦¦
24-0031932 | Company Initiated | Planned- maintenance |  |  | 2024 | Tier 2 | Transformer only |  |  |  | 2401562 | Sus |  | CompanyInitiated¦Plannedmaintenance¦¦
24-0031065 | Wildfire Mitigation | Planned - WSIP/System Hardening |  |  | 2024 | Tier 3 | Transformer only |  |  |  | 2401767 | Sus |  | WildfireMitigation¦PlannedWSIPSystemHardening¦¦
24-0033109 | Company Initiated | Planned- maintenance |  |  | 2024 | Tier 3 | Transformer only |  |  |  | 2402433 | Sus |  | CompanyInitiated¦Plannedmaintenance¦¦
24-0031627 | Wildfire Mitigation | Planned - WSIP/System Hardening |  |  | 2024 | Tier 2 | Distribution Circuit |  |  |  | 2402451 | Sus |  | WildfireMitigation¦PlannedWSIPSystemHardening¦¦
24-0032501 | Company Initiated | Planned- maintenance |  |  | 2024 | Tier 3 | Transformer only |  |  |  | 2402718 | Sus |  | CompanyInitiated¦Plannedmaintenance¦¦
24-0031076 | Company Initiated | Planned- maintenance |  |  | 2024 | Tier 2 | Transformer only |  |  |  | 2402548 | Sus |  | CompanyInitiated¦Plannedmaintenance¦¦
24-0041318 | Equipment Failure/Involved | Overhead | Transformer (OH) | Failed/Faulted | 2024 | Tier 2 | Transformer only |  |  |  | 2403154 | Sus |  | EquipmentFailureInvolved¦Overhead¦Transformer(OH)¦FailedFaulted
24-0033162 | Company Initiated | Planned- maintenance |  |  | 2024 | Tier 3 | Distribution Circuit |  |  |  | 2403234 | Sus |  | CompanyInitiated¦Plannedmaintenance¦¦
24-0031110 | Wildfire Mitigation | Planned - WSIP/System Hardening |  |  | 2024 | Tier 2 | Transformer only |  |  |  | 2403290 | Sus |  | WildfireMitigation¦PlannedWSIPSystemHardening¦¦
24-0041364 | Equipment Failure/Involved | Overhead | Pole-Wood | Broken | 2024 | Tier 2 | Distribution Circuit |  |  |  | 2403296 | Sus |  | EquipmentFailureInvolved¦Overhead¦PoleWood¦Broken
24-0031125 | Wildfire Mitigation | Planned - WSIP/System Hardening |  |  | 2024 | Tier 2 | Transformer only |  |  |  | 2403586 | Sus |  | WildfireMitigation¦PlannedWSIPSystemHardening¦¦
24-0034730 | Company Initiated | Planned- maintenance |  |  | 2024 | Tier 3 | Distribution Circuit |  |  |  | 2404167 | Sus |  | CompanyInitiated¦Plannedmaintenance¦¦
24-0035887 | Wildfire Mitigation | Planned - WSIP/System Hardening |  |  | 2024 | Tier 2 | Distribution Circuit |  |  |  | 2404368 | Sus |  | WildfireMitigation¦PlannedWSIPSystemHardening¦¦
24-0041957 | Equipment Failure/Involved | Overhead | Fuse | Failed/Faulted | 2024 | Tier 2 | Transformer only |  |  |  | 2404424 | Sus |  | EquipmentFailureInvolved¦Overhead¦Fuse¦FailedFaulted
24-0036063 | Company Initiated | Planned- maintenance |  |  | 2024 | Tier 2 | Transformer only |  |  |  | 2405336 | Sus |  | CompanyInitiated¦Plannedmaintenance¦¦
24-0033214 | Company Initiated | Planned- maintenance |  |  | 2024 | Tier 2 | Distribution Circuit |  |  |  | 2404570 | Sus |  | CompanyInitiated¦Plannedmaintenance¦¦
24-0031312 | Company Initiated | Planned- maintenance |  |  | 2024 | Tier 3 | Distribution Circuit |  |  |  | 2404597 | Sus |  | CompanyInitiated¦Plannedmaintenance¦¦
24-0042172 | Unknown Cause | Patrol - found nothing |  |  | 2024 | Tier 3 | Distribution Circuit |  |  |  | 2404780 | Sus |  | UnknownCause¦Patrolfoundnothing¦¦
24-0031921 | Wildfire Mitigation | Planned - WSIP/System Hardening |  |  | 2024 | Tier 3 | Transformer only |  |  |  | 2404796 | Sus |  | WildfireMitigation¦PlannedWSIPSystemHardening¦¦
24-0042064 | Vegetation | Tree - branch fell on line | Conductor- Overhead | Normal | 2024 | Tier 3 | Distribution Circuit |  |  |  | 2404874 | Sus |  | Vegetation¦Treebranchfellonline¦ConductorOverhead¦Normal
24-0042173 | Company Initiated | Improper Construction | Conductor- Overhead | Normal | 2024 | Tier 2 | Distribution Circuit |  |  |  | 2404870 | Sus |  | CompanyInitiated¦ImproperConstruction¦ConductorOverhead¦Normal
24-0042391 | Equipment Failure/Involved | Overhead | Transformer (OH) | Normal | 2024 | Tier 3 | Transformer only |  |  |  | 2405331 | Sus |  | EquipmentFailureInvolved¦Overhead¦Transformer(OH)¦Normal
24-0042426 | Vegetation | Tree - fell into line | Conductor- Overhead | Normal | 2024 | Tier 3 | Distribution Circuit |  |  |  | 2405426 | Sus |  | Vegetation¦Treefellintoline¦ConductorOverhead¦Normal
24-0042461 | Unknown Cause | Patrol - found nothing |  |  | 2024 | Tier 3 | Distribution Circuit |  |  |  | 2405514 | Sus |  | UnknownCause¦Patrolfoundnothing¦¦
24-0042494 | Vegetation | Tree - branch fell on line | Conductor- Overhead | Broken- wire on object | 2024 | Tier 3 | Distribution Circuit |  |  |  | 2405551 | Sus |  | Vegetation¦Treebranchfellonline¦ConductorOverhead¦Brokenwireonobject
24-0042491 | Vegetation | Tree - fell into line | Conductor- Overhead | Deteriorated | 2024 | Tier 3 | Distribution Circuit |  |  |  | 2405564 | Sus |  | Vegetation¦Treefellintoline¦ConductorOverhead¦Deteriorated
24-0042507 | Vegetation | Tree - fell into line | Pole-Wood | Broken- wire on ground | 2024 | Tier 2 | Distribution Circuit |  |  |  | 2405593 | Sus |  | Vegetation¦Treefellintoline¦PoleWood¦Brokenwireonground
24-0042508 | Vegetation | Tree - fell into line | Conductor- Overhead | Normal | 2024 | Tier 3 | Distribution Circuit |  |  |  | 2405597 | Sus |  | Vegetation¦Treefellintoline¦ConductorOverhead¦Normal
24-0042523 | Vegetation | Tree - branch fell on line | Conductor- Overhead | Together | 2024 | Tier 3 | Distribution Circuit |  |  |  | 2405624 | Sus |  | Vegetation¦Treebranchfellonline¦ConductorOverhead¦Together
24-0042532 | Vegetation | Tree - fell into line | Secondary | Broken- wire on ground | 2024 | Tier 3 | Transformer only |  |  |  | 2405674 | Sus |  | Vegetation¦Treefellintoline¦Secondary¦Brokenwireonground
24-0035929 | Company Initiated | Planned- maintenance |  |  | 2024 | Tier 3 | Distribution Circuit |  |  |  | 2405868 | Sus |  | CompanyInitiated¦Plannedmaintenance¦¦
24-0042713 | 3rd Party | Vehicle | Secondary | Broken | 2024 | Tier 2 | Distribution Circuit |  |  |  | 2406057 | Sus |  | 3rdParty¦Vehicle¦Secondary¦Broken
24-0042948 | Vegetation | Tree - fell into line | Pole-Wood | Normal | 2024 | Tier 3 | Transformer only |  |  |  | 2406570 | Sus |  | Vegetation¦Treefellintoline¦PoleWood¦Normal
24-0038907 | Company Initiated | Planned- maintenance |  |  | 2024 | Tier 2 | Distribution Circuit |  |  |  | 2408037 | Sus |  | CompanyInitiated¦Plannedmaintenance¦¦
24-0033902 | Company Initiated | Planned- maintenance |  |  | 2024 | Tier 2 | Distribution Circuit |  |  |  | 2408066 | Sus |  | CompanyInitiated¦Plannedmaintenance¦¦
24-0038906 | Company Initiated | Planned- maintenance |  |  | 2024 | Tier 2 | Transformer only |  |  |  | 2408398 | Sus |  | CompanyInitiated¦Plannedmaintenance¦¦
24-0043614 | Vegetation | Tree - grew into line | Conductor- Overhead | Normal | 2024 | Tier 2 | Distribution Circuit |  |  |  | 2408419 | Sus |  | Vegetation¦Treegrewintoline¦ConductorOverhead¦Normal
24-0043760 | Vegetation | Tree - branch fell on line | Conductor- Overhead | Normal | 2024 | Tier 2 | Distribution Circuit |  |  |  | 2408761 | Sus |  | Vegetation¦Treebranchfellonline¦ConductorOverhead¦Normal
24-0034985 | Company Initiated | Planned- maintenance |  |  | 2024 | Tier 2 | Transformer only |  |  |  | 2409283 | Sus |  | CompanyInitiated¦Plannedmaintenance¦¦
24-0044093 | Equipment Failure/Involved | Overhead | Bushing | Broken | 2024 | Tier 3 | Distribution Circuit |  |  |  | 2409370 | Sus |  | EquipmentFailureInvolved¦Overhead¦Bushing¦Broken
24-0044162 | Equipment Failure/Involved | Overhead | Transformer (OH) | Broken | 2024 | Tier 2 | Transformer only |  |  |  | 2409463 | Sus |  | EquipmentFailureInvolved¦Overhead¦Transformer(OH)¦Broken
24-0044306 | Equipment Failure/Involved | Overhead | Transformer (OH) | Failed/Faulted | 2024 | Tier 2 | Transformer only |  |  |  | 2409574 | Sus |  | EquipmentFailureInvolved¦Overhead¦Transformer(OH)¦FailedFaulted
24-0039167 | Company Initiated | Planned- maintenance |  |  | 2024 | Tier 2 | Distribution Circuit |  |  |  | 2409965 | Sus |  | CompanyInitiated¦Plannedmaintenance¦¦
24-0039616 | Company Initiated | Planned- maintenance |  |  | 2024 | Tier 2 | Distribution Circuit |  |  |  | 2410019 | Sus |  | CompanyInitiated¦Plannedmaintenance¦¦
24-0039165 | Company Initiated | Planned- maintenance |  |  | 2024 | Tier 2 | Distribution Circuit |  |  |  | 2409970 | Sus |  | CompanyInitiated¦Plannedmaintenance¦¦
24-0011774 | Company Initiated | Planned- capital |  |  | 2024 | Tier 3 | Distribution Circuit |  |  |  | 2410033 | Sus |  | CompanyInitiated¦Plannedcapital¦¦
24-0034990 | Company Initiated | Planned- maintenance |  |  | 2024 | Tier 3 | Distribution Circuit |  |  |  | 2410174 | Sus |  | CompanyInitiated¦Plannedmaintenance¦¦
24-0039732 | Company Initiated | Planned- maintenance |  |  | 2024 | Tier 2 | Transformer only |  |  |  | 2411250 | Sus |  | CompanyInitiated¦Plannedmaintenance¦¦
24-0034947 | Company Initiated | Planned- maintenance |  |  | 2024 | Tier 3 | Distribution Circuit |  |  |  | 2411583 | Sus |  | CompanyInitiated¦Plannedmaintenance¦¦
24-0039755 | Company Initiated | Planned- maintenance |  |  | 2024 | Tier 2 | Transformer only |  |  |  | 2411680 | Sus |  | CompanyInitiated¦Plannedmaintenance¦¦
24-0035011 | Wildfire Mitigation | Planned - WSIP/System Hardening |  |  | 2024 | Tier 2 | Transformer only |  |  |  | 2411965 | Sus |  | WildfireMitigation¦PlannedWSIPSystemHardening¦¦
24-0039776 | Company Initiated | Planned- maintenance |  |  | 2024 | Tier 2 | Transformer only |  |  |  | 2411734 | Sus |  | CompanyInitiated¦Plannedmaintenance¦¦
24-0035032 | Company Initiated | Planned- maintenance |  |  | 2024 | Tier 3 | Transformer only |  |  |  | 2411988 | Sus |  | CompanyInitiated¦Plannedmaintenance¦¦
24-0033764 | Wildfire Mitigation | Planned - WSIP/System Hardening |  |  | 2024 | Tier 2 | Distribution Circuit |  |  |  | 2412042 | Sus |  | WildfireMitigation¦PlannedWSIPSystemHardening¦¦
24-0045846 | Vegetation | Other ground vegetation | Fuse | Failed/Faulted | 2024 | Tier 2 | Transformer only |  |  |  | 2412375 | Sus |  | Vegetation¦Othergroundvegetation¦Fuse¦FailedFaulted
24-0046215 | Unknown Cause | Patrol - not conducted |  |  | 2024 | Tier 3 | Distribution Circuit |  |  |  | 2413417 | Sus |  | UnknownCause¦Patrolnotconducted¦¦
24-0039367 | Company Initiated | Planned- maintenance |  |  | 2024 | Tier 2 | Transformer only |  |  |  | 2413913 | Sus |  | CompanyInitiated¦Plannedmaintenance¦¦
24-0039400 | Wildfire Mitigation | Planned - WSIP/System Hardening |  |  | 2024 | Tier 3 | Distribution Circuit |  |  |  | 2413999 | Sus |  | WildfireMitigation¦PlannedWSIPSystemHardening¦¦
24-0039637 | Wildfire Mitigation | Planned - WSIP/System Hardening |  |  | 2024 | Tier 2 | Distribution Circuit |  |  |  | 2414116 | Sus |  | WildfireMitigation¦PlannedWSIPSystemHardening¦¦
24-0039660 | Wildfire Mitigation | Planned - WSIP/System Hardening |  |  | 2024 | Tier 2 | Distribution Circuit |  |  |  | 2414346 | Sus |  | WildfireMitigation¦PlannedWSIPSystemHardening¦¦
24-0046734 | Equipment Failure/Involved | Overhead | Recloser | Malfunctioning | 2024 | Tier 2 | Distribution Circuit |  |  |  | 2414566 | Sus |  | EquipmentFailureInvolved¦Overhead¦Recloser¦Malfunctioning
24-0034982 | Company Initiated | Planned- maintenance |  |  | 2024 | Zone 1 | Distribution Circuit |  |  |  | 2414617 | Sus |  | CompanyInitiated¦Plannedmaintenance¦¦
24-0039774 | Company Initiated | Planned- maintenance |  |  | 2024 | Tier 2 | Distribution Circuit |  |  |  | 2415018 | Sus |  | CompanyInitiated¦Plannedmaintenance¦¦
24-0035846 | Wildfire Mitigation | Planned - WSIP/System Hardening |  |  | 2024 | Tier 2 | Transformer only |  |  |  | 2415129 | Sus |  | WildfireMitigation¦PlannedWSIPSystemHardening¦¦
24-0046911 | Equipment Failure/Involved | Overhead | Fuse | Failed/Faulted | 2024 | Tier 2 | Transformer only |  |  |  | 2415546 | Sus |  | EquipmentFailureInvolved¦Overhead¦Fuse¦FailedFaulted
24-0035851 | Wildfire Mitigation | Planned - WSIP/System Hardening |  |  | 2024 | Tier 2 | Transformer only |  |  |  | 2415951 | Sus |  | WildfireMitigation¦PlannedWSIPSystemHardening¦¦
24-0012207 | Company Initiated | Planned- customer |  |  | 2024 | Tier 3 | Distribution Circuit |  |  |  | 2415618 | Sus |  | CompanyInitiated¦Plannedcustomer¦¦
24-0039762 | Wildfire Mitigation | Planned - WSIP/System Hardening |  |  | 2024 | Tier 2 | Transformer only |  |  |  | 2416275 | Sus |  | WildfireMitigation¦PlannedWSIPSystemHardening¦¦
24-0042374 | Company Initiated | Planned- maintenance |  |  | 2024 | Tier 3 | Distribution Circuit |  |  |  | 2416305 | Sus |  | CompanyInitiated¦Plannedmaintenance¦¦
24-0042900 | Wildfire Mitigation | Planned - WSIP/System Hardening |  |  | 2024 | Tier 2 | Transformer only |  |  |  | 2416307 | Sus |  | WildfireMitigation¦PlannedWSIPSystemHardening¦¦
24-0038231 | Company Initiated | Planned- maintenance |  |  | 2024 | Tier 3 | Transformer only |  |  |  | 2416539 | Sus |  | CompanyInitiated¦Plannedmaintenance¦¦
24-0042417 | Wildfire Mitigation | Planned - WSIP/System Hardening |  |  | 2024 | Tier 2 | Distribution Circuit |  |  |  | 2416455 | Sus |  | WildfireMitigation¦PlannedWSIPSystemHardening¦¦
24-0038591 | Company Initiated | Planned- capital |  |  | 2024 | Tier 2 | Distribution Circuit |  |  |  | 2416473 | Sus |  | CompanyInitiated¦Plannedcapital¦¦
24-0039770 | Company Initiated | Planned- maintenance |  |  | 2024 | Tier 2 | Distribution Circuit |  |  |  | 2416546 | Sus |  | CompanyInitiated¦Plannedmaintenance¦¦
24-0047537 | Unknown Cause | Patrol - found nothing |  |  | 2024 | Tier 2 | Distribution Circuit |  |  |  | 2416595 | Sus |  | UnknownCause¦Patrolfoundnothing¦¦
24-0041472 | Company Initiated | Planned- maintenance |  |  | 2024 | Tier 2 | Distribution Circuit |  |  |  | 2416988 | Sus |  | CompanyInitiated¦Plannedmaintenance¦¦
24-0040902 | Company Initiated | Planned- maintenance |  |  | 2024 | Tier 2 | Distribution Circuit |  |  |  | 2417061 | Sus |  | CompanyInitiated¦Plannedmaintenance¦¦
24-0035540 | Company Initiated | Planned- maintenance |  |  | 2024 | Tier 3 | Distribution Circuit |  |  |  | 2417171 | Sus |  | CompanyInitiated¦Plannedmaintenance¦¦
24-0040918 | Company Initiated | Planned- maintenance |  |  | 2024 | Tier 2 | Distribution Circuit |  |  |  | 2417460 | Sus |  | CompanyInitiated¦Plannedmaintenance¦¦
24-0038104 | Company Initiated | Planned- maintenance |  |  | 2024 | Tier 2 | Distribution Circuit |  |  |  | 2417682 | Sus |  | CompanyInitiated¦Plannedmaintenance¦¦
24-0048216 | Vegetation | Tree - fell into line | Pole-Wood | Broken | 2024 | Tier 3 | Transformer only |  |  |  | 2417767 | Sus |  | Vegetation¦Treefellintoline¦PoleWood¦Broken
24-0037205 | Wildfire Mitigation | Planned - WSIP/System Hardening |  |  | 2024 | Tier 2 | Distribution Circuit |  |  |  | 2417826 | Sus |  | WildfireMitigation¦PlannedWSIPSystemHardening¦¦
24-0044207 | Company Initiated | Planned- maintenance |  |  | 2024 | Tier 2 | Transformer only |  |  |  | 2418249 | Sus |  | CompanyInitiated¦Plannedmaintenance¦¦
24-0040936 | Company Initiated | Planned- maintenance |  |  | 2024 | Tier 2 | Transformer only |  |  |  | 2417924 | Sus |  | CompanyInitiated¦Plannedmaintenance¦¦
24-0040746 | Company Initiated | Planned- maintenance |  |  | 2024 | Tier 2 | Transformer only |  |  |  | 2417978 | Sus |  | CompanyInitiated¦Plannedmaintenance¦¦
24-0048792 | Equipment Failure/Involved | Overhead | Fuse | Failed/Faulted | 2024 | Tier 3 | Transformer only |  |  |  | 2419030 | Sus |  | EquipmentFailureInvolved¦Overhead¦Fuse¦FailedFaulted
24-0048897 | Unknown Cause | Patrol - found nothing |  |  | 2024 | Tier 2 | Distribution Circuit |  |  |  | 2419430 | Sus |  | UnknownCause¦Patrolfoundnothing¦¦
24-0048937 | Equipment Failure/Involved | Overhead | Fuse | Broken | 2024 | Tier 2 | Transformer only |  |  |  | 2419673 | Sus |  | EquipmentFailureInvolved¦Overhead¦Fuse¦Broken
24-0040604 | Company Initiated | Planned- maintenance |  |  | 2024 | Tier 2 | Transformer only |  |  |  | 2420112 | Sus |  | CompanyInitiated¦Plannedmaintenance¦¦
24-0044714 | Company Initiated | Planned- maintenance |  |  | 2024 | Tier 2 | Distribution Circuit |  |  |  | 2420650 | Sus |  | CompanyInitiated¦Plannedmaintenance¦¦
24-0044898 | Company Initiated | Planned- maintenance |  |  | 2024 | Tier 2 | Transformer only |  |  |  | 2420763 | Sus |  | CompanyInitiated¦Plannedmaintenance¦¦
24-0044897 | Company Initiated | Planned- maintenance |  |  | 2024 | Tier 2 | Distribution Circuit |  |  |  | 2420759 | Sus |  | CompanyInitiated¦Plannedmaintenance¦¦
24-0044532 | Wildfire Mitigation | Planned - WSIP/System Hardening |  |  | 2024 | Tier 3 | Distribution Circuit |  |  |  | 2420641 | Sus |  | WildfireMitigation¦PlannedWSIPSystemHardening¦¦
24-0044532 | Wildfire Mitigation | Planned - WSIP/System Hardening |  |  | 2024 | Tier 3 | Distribution Circuit |  |  |  | 2420642 | Sus |  | WildfireMitigation¦PlannedWSIPSystemHardening¦¦
24-0040808 | Company Initiated | Planned- maintenance |  |  | 2024 | Tier 3 | Distribution Circuit |  |  |  | 2420843 | Sus |  | CompanyInitiated¦Plannedmaintenance¦¦
24-0040641 | Company Initiated | Planned- maintenance |  |  | 2024 | Tier 2 | Transformer only |  |  |  | 2420862 | Sus |  | CompanyInitiated¦Plannedmaintenance¦¦
24-0041982 | Wildfire Mitigation | Planned - WSIP/System Hardening |  |  | 2024 | Tier 2 | Transformer only |  |  |  | 2421727 | Sus |  | WildfireMitigation¦PlannedWSIPSystemHardening¦¦
24-0044899 | Company Initiated | Planned- maintenance |  |  | 2024 | Tier 2 | Distribution Circuit |  |  |  | 2421493 | Sus |  | CompanyInitiated¦Plannedmaintenance¦¦
24-0040580 | Company Initiated | Planned- maintenance |  |  | 2024 | Tier 3 | Distribution Circuit |  |  |  | 2421476 | Sus |  | CompanyInitiated¦Plannedmaintenance¦¦
24-0040585 | Company Initiated | Planned- maintenance |  |  | 2024 | Tier 3 | Transformer only |  |  |  | 2421803 | Sus |  | CompanyInitiated¦Plannedmaintenance¦¦
24-0042001 | Wildfire Mitigation | Planned - WSIP/System Hardening |  |  | 2024 | Tier 2 | Distribution Circuit |  |  |  | 2422230 | Sus |  | WildfireMitigation¦PlannedWSIPSystemHardening¦¦
24-0045385 | Company Initiated | Planned- maintenance |  |  | 2024 | Tier 2 | Distribution Circuit |  |  |  | 2422293 | Sus |  | CompanyInitiated¦Plannedmaintenance¦¦
24-0041280 | Wildfire Mitigation | Planned - WSIP/System Hardening |  |  | 2024 | Tier 3 | Transformer only |  |  |  | 2422392 | Sus |  | WildfireMitigation¦PlannedWSIPSystemHardening¦¦
24-0050975 | Equipment Failure/Involved | Overhead | Transformer (OH) | Failed/Faulted | 2024 | Tier 2 | Transformer only |  |  |  | 2422605 | Sus |  | EquipmentFailureInvolved¦Overhead¦Transformer(OH)¦FailedFaulted
24-0050926 | Equipment Failure/Involved | Overhead | Conductor- Overhead | Broken- wire on ground | 2024 | Tier 2 | Transmission line |  |  |  | 2422834 | Sus |  | EquipmentFailureInvolved¦Overhead¦ConductorOverhead¦Brokenwireonground
24-0051032 | Environmental/External | Lightning | Transformer (OH) | Failed/Faulted | 2024 | Tier 2 | Transformer only |  |  |  | 2422883 | Sus |  | EnvironmentalExternal¦Lightning¦Transformer(OH)¦FailedFaulted
24-0051110 | Unknown Cause | Patrol - not conducted |  |  | 2024 | Tier 2 | Distribution Circuit |  |  |  | 2423319 | Sus |  | UnknownCause¦Patrolnotconducted¦¦
24-0051120 | Unknown Cause | Patrol - found nothing |  |  | 2024 | Tier 2 | Distribution Circuit |  |  |  | 2423341 | Sus |  | UnknownCause¦Patrolfoundnothing¦¦
24-0051618 | Unknown Cause | Patrol - found nothing |  |  | 2024 | Tier 3 | Distribution Circuit |  |  |  | 2424099 | Sus |  | UnknownCause¦Patrolfoundnothing¦¦
24-0051119 | Unknown Cause | Patrol - found nothing |  |  | 2024 | Tier 3 | Distribution Circuit |  |  |  | 2423377 | Sus |  | UnknownCause¦Patrolfoundnothing¦¦
24-0051151 | Unknown Cause | Patrol - found nothing |  |  | 2024 | Tier 2 | Distribution Circuit |  |  |  | 2423384 | Sus |  | UnknownCause¦Patrolfoundnothing¦¦
24-0051585 | Vegetation | Tree - branch fell on line | Pole-Wood | Normal | 2024 | Tier 2 | Distribution Circuit |  |  |  | 2424740 | Sus |  | Vegetation¦Treebranchfellonline¦PoleWood¦Normal
24-0051121 | Vegetation | Tree - fell into line | Conductor- Overhead | Broken- wire on ground | 2024 | Tier 2 | Distribution Circuit |  |  |  | 2423415 | Sus |  | Vegetation¦Treefellintoline¦ConductorOverhead¦Brokenwireonground
24-0051317 | Vegetation | Tree - fell into line | Crossarm- Wood | Broken- wire on ground | 2024 | Tier 3 | Distribution Circuit |  |  |  | 2424000 | Sus |  | Vegetation¦Treefellintoline¦CrossarmWood¦Brokenwireonground
24-0051437 | Vegetation | Tree - fell into line | Conductor- Overhead | Broken- wire on ground | 2024 | Tier 2 | Distribution Circuit |  |  |  | 2424154 | Sus |  | Vegetation¦Treefellintoline¦ConductorOverhead¦Brokenwireonground
24-0051665 | Vegetation | Tree - fell into line | Transformer (OH) | Broken | 2024 | Tier 2 | Distribution Circuit |  |  |  | 2423638 | Sus |  | Vegetation¦Treefellintoline¦Transformer(OH)¦Broken
24-0051521 | Vegetation | Tree - branch fell on line | Conductor- Overhead | Broken- wire on ground | 2024 | Tier 2 | Distribution Circuit |  |  |  | 2423471 | Sus |  | Vegetation¦Treebranchfellonline¦ConductorOverhead¦Brokenwireonground
24-0051194 | Environmental/External | Ice or snow | Conductor- Overhead | Broken- wire on ground | 2024 | Tier 2 | Distribution Circuit |  |  |  | 2423648 | Sus |  | EnvironmentalExternal¦Iceorsnow¦ConductorOverhead¦Brokenwireonground
24-0051156 | Equipment Failure/Involved | Overhead | Other | Broken | 2024 | Tier 3 | Distribution Circuit |  |  |  | 2423607 | Sus |  | EquipmentFailureInvolved¦Overhead¦Other¦Broken
24-0051312 | Unknown Cause | Patrol - found nothing |  |  | 2024 | Tier 2 | Distribution Circuit |  |  |  | 2423670 | Sus |  | UnknownCause¦Patrolfoundnothing¦¦
24-0051456 | Vegetation | Tree - fell into line | Transformer (OH) | Failed/Faulted | 2024 | Tier 2 | Transformer only |  |  |  | 2423622 | Sus |  | Vegetation¦Treefellintoline¦Transformer(OH)¦FailedFaulted
24-0051198 | Equipment Failure/Involved | Overhead | Pole-Wood | Broken | 2024 | Tier 2 | Distribution Circuit |  |  |  | 2423585 | Sus |  | EquipmentFailureInvolved¦Overhead¦PoleWood¦Broken
24-0051273 | Unknown Cause | Patrol - found nothing |  |  | 2024 | Tier 3 | Distribution Circuit |  |  |  | 2423841 | Sus |  | UnknownCause¦Patrolfoundnothing¦¦
24-0051338 | Environmental/External | Ice or snow | Connector or Splice (OH) | Broken | 2024 | Tier 2 | Distribution Circuit |  |  |  | 2423956 | Sus |  | EnvironmentalExternal¦Iceorsnow¦ConnectororSplice(OH)¦Broken
24-0051388 | Vegetation | Tree - fell into line | Pole-Wood | Broken | 2024 | Tier 2 | Transformer only |  |  |  | 2423630 | Sus |  | Vegetation¦Treefellintoline¦PoleWood¦Broken
24-0051484 | Unknown Cause | Patrol - not conducted |  |  | 2024 | Tier 3 | Distribution Circuit |  |  |  | 2424066 | Sus |  | UnknownCause¦Patrolnotconducted¦¦
24-0051443 | Unknown Cause | Patrol - found nothing |  |  | 2024 | Tier 3 | Distribution Circuit |  |  |  | 2424159 | Sus |  | UnknownCause¦Patrolfoundnothing¦¦
24-0051502 | Vegetation | Tree - fell into line | Conductor- Overhead | Normal | 2024 | Tier 3 | Distribution Circuit |  |  |  | 2424101 | Sus |  | Vegetation¦Treefellintoline¦ConductorOverhead¦Normal
24-0051528 | Vegetation | Tree - branch fell on line | Service conductor | Broken- wire on ground | 2024 | Tier 3 | Transformer only |  |  |  | 2424282 | Sus |  | Vegetation¦Treebranchfellonline¦Serviceconductor¦Brokenwireonground
24-0051646 | Unknown Cause | Patrol - found nothing |  |  | 2024 | Tier 2 | Distribution Circuit |  |  |  | 2424768 | Sus |  | UnknownCause¦Patrolfoundnothing¦¦
24-0051812 | Vegetation | Tree - fell into line | Conductor- Overhead | Broken- wire on ground | 2024 | Tier 2 | Distribution Circuit |  |  |  | 2425102 | Sus |  | Vegetation¦Treefellintoline¦ConductorOverhead¦Brokenwireonground
24-0051796 | Vegetation | Tree - fell into line | Conductor- Overhead | Broken- wire on ground | 2024 | Tier 2 | Distribution Circuit |  |  |  | 2425331 | Sus |  | Vegetation¦Treefellintoline¦ConductorOverhead¦Brokenwireonground
24-0051799 | Vegetation | Tree - fell into line | Conductor- Overhead | Broken- wire on ground | 2024 | Tier 2 | Distribution Circuit |  |  |  | 2425353 | Sus |  | Vegetation¦Treefellintoline¦ConductorOverhead¦Brokenwireonground
24-0047262 | Company Initiated | Planned- capital |  |  | 2024 | Tier 2 | Distribution Circuit |  |  |  | 2425157 | Sus |  | CompanyInitiated¦Plannedcapital¦¦
24-0051772 | Unknown Cause | Patrol - found nothing |  |  | 2024 | Tier 2 | Distribution Circuit |  |  |  | 2425200 | Sus |  | UnknownCause¦Patrolfoundnothing¦¦
24-0051768 | Equipment Failure/Involved | Overhead | Transformer (OH) | Failed/Faulted | 2024 | Tier 2 | Transformer only |  |  |  | 2425251 | Sus |  | EquipmentFailureInvolved¦Overhead¦Transformer(OH)¦FailedFaulted
24-0051866 | Unknown Cause | Patrol - not conducted |  |  | 2024 | Tier 2 | Distribution Circuit |  |  |  | 2425558 | Sus |  | UnknownCause¦Patrolnotconducted¦¦
24-0051860 | Unknown Cause | Patrol - found nothing |  |  | 2024 | Tier 2 | Distribution Circuit |  |  |  | 2425562 | Sus |  | UnknownCause¦Patrolfoundnothing¦¦
24-0051883 | Vegetation | Tree - fell into line | Service conductor | Bent or Twisted | 2024 | Tier 2 | Transformer only |  |  |  | 2425643 | Sus |  | Vegetation¦Treefellintoline¦Serviceconductor¦BentorTwisted
24-0051908 | Unknown Cause | Patrol - found nothing |  |  | 2024 | Tier 2 | Distribution Circuit |  |  |  | 2425785 | Sus |  | UnknownCause¦Patrolfoundnothing¦¦
24-0052000 | Unknown Cause | Patrol - not conducted |  |  | 2024 | Tier 3 | Distribution Circuit |  |  |  | 2425956 | Sus |  | UnknownCause¦Patrolnotconducted¦¦
24-0047665 | Company Initiated | Planned- maintenance |  |  | 2024 | Tier 3 | Distribution Circuit |  |  |  | 2425983 | Sus |  | CompanyInitiated¦Plannedmaintenance¦¦
24-0052172 | Equipment Failure/Involved | Overhead | Conductor- Overhead | Broken- wire on ground | 2024 | Tier 2 | Distribution Circuit |  |  |  | 2426323 | Sus |  | EquipmentFailureInvolved¦Overhead¦ConductorOverhead¦Brokenwireonground
24-0052195 | Equipment Failure/Involved | Overhead | Connector or Splice (OH) | Broken | 2024 | Tier 2 | Distribution Circuit |  |  |  | 2426406 | Sus |  | EquipmentFailureInvolved¦Overhead¦ConnectororSplice(OH)¦Broken
24-0047101 | Wildfire Mitigation | Planned - WSIP/System Hardening |  |  | 2024 | Tier 2 | Distribution Circuit |  |  |  | 2426749 | Sus |  | WildfireMitigation¦PlannedWSIPSystemHardening¦¦
24-0048174 | Wildfire Mitigation | Planned - WSIP/System Hardening |  |  | 2024 | Tier 2 | Transformer only |  |  |  | 2426980 | Sus |  | WildfireMitigation¦PlannedWSIPSystemHardening¦¦
24-0047839 | Company Initiated | Planned- maintenance |  |  | 2024 | Tier 2 | Transformer only |  |  |  | 2426773 | Sus |  | CompanyInitiated¦Plannedmaintenance¦¦
24-0047836 | Company Initiated | Planned- maintenance |  |  | 2024 | Tier 2 | Distribution Circuit |  |  |  | 2426776 | Sus |  | CompanyInitiated¦Plannedmaintenance¦¦
24-0052464 | Equipment Failure/Involved | Overhead | Service conductor | Broken | 2024 | Tier 2 | Transformer only |  |  |  | 2426759 | Sus |  | EquipmentFailureInvolved¦Overhead¦Serviceconductor¦Broken
24-0042280 | Company Initiated | Planned- capital |  |  | 2024 | Tier 2 | Transformer only |  |  |  | 2427087 | Sus |  | CompanyInitiated¦Plannedcapital¦¦
24-0040879 | Company Initiated | Planned- maintenance |  |  | 2024 | Tier 3 | Distribution Circuit |  |  |  | 2426829 | Sus |  | CompanyInitiated¦Plannedmaintenance¦¦
24-0052554 | Unknown Cause | Patrol - found nothing |  |  | 2024 | Tier 2 | Distribution Circuit |  |  |  | 2426925 | Sus |  | UnknownCause¦Patrolfoundnothing¦¦
24-0045560 | Company Initiated | Planned- maintenance |  |  | 2024 | Tier 2 | Distribution Circuit |  |  |  | 2426978 | Sus |  | CompanyInitiated¦Plannedmaintenance¦¦
24-0052805 | Equipment Failure/Involved | Overhead | Transformer (OH) | Leaking | 2024 | Tier 2 | Transformer only |  |  |  | 2427347 | Sus |  | EquipmentFailureInvolved¦Overhead¦Transformer(OH)¦Leaking
24-0042329 | Wildfire Mitigation | Planned - WSIP/System Hardening |  |  | 2024 | Tier 2 | Distribution Circuit |  |  |  | 2427542 | Sus |  | WildfireMitigation¦PlannedWSIPSystemHardening¦¦
24-0048178 | Wildfire Mitigation | Planned - WSIP/System Hardening |  |  | 2024 | Tier 2 | Transformer only |  |  |  | 2427569 | Sus |  | WildfireMitigation¦PlannedWSIPSystemHardening¦¦
24-0047874 | Company Initiated | Planned- maintenance |  |  | 2024 | Tier 3 | Distribution Circuit |  |  |  | 2427570 | Sus |  | CompanyInitiated¦Plannedmaintenance¦¦
24-0048040 | Company Initiated | Planned- maintenance |  |  | 2024 | Tier 2 | Distribution Circuit |  |  |  | 2427652 | Sus |  | CompanyInitiated¦Plannedmaintenance¦¦
24-0053034 | Unknown Cause | Patrol - found nothing |  |  | 2024 | Tier 2 | Distribution Circuit |  |  |  | 2427645 | Sus |  | UnknownCause¦Patrolfoundnothing¦¦
24-0045572 | Company Initiated | Planned- maintenance |  |  | 2024 | Tier 2 | Transformer only |  |  |  | 2427709 | Sus |  | CompanyInitiated¦Plannedmaintenance¦¦
24-0053112 | Vegetation | Tree - branch fell on line | Transformer (OH) | Failed/Faulted | 2024 | Tier 2 | Transformer only |  |  |  | 2427830 | Sus |  | Vegetation¦Treebranchfellonline¦Transformer(OH)¦FailedFaulted
24-0053279 | Equipment Failure/Involved | Overhead | Conductor- Overhead | Normal | 2024 | Tier 3 | Distribution Circuit |  |  |  | 2428059 | Sus |  | EquipmentFailureInvolved¦Overhead¦ConductorOverhead¦Normal
24-0053341 | Equipment Failure/Involved | Overhead | Conductor- Overhead | Broken | 2024 | Tier 3 | Distribution Circuit |  |  |  | 2428173 | Sus |  | EquipmentFailureInvolved¦Overhead¦ConductorOverhead¦Broken
24-0042371 | Wildfire Mitigation | Planned - WSIP/System Hardening |  |  | 2024 | Tier 2 | Distribution Circuit |  |  |  | 2428252 | Sus |  | WildfireMitigation¦PlannedWSIPSystemHardening¦¦
24-0048384 | Company Initiated | Planned- maintenance |  |  | 2024 | Tier 2 | Transformer only |  |  |  | 2428283 | Sus |  | CompanyInitiated¦Plannedmaintenance¦¦
24-0046461 | Company Initiated | Planned- maintenance |  |  | 2024 | Tier 2 | Transformer only |  |  |  | 2428483 | Sus |  | CompanyInitiated¦Plannedmaintenance¦¦
24-0046675 | Company Initiated | Planned- maintenance |  |  | 2024 | Tier 3 | Distribution Circuit |  |  |  | 2428506 | Sus |  | CompanyInitiated¦Plannedmaintenance¦¦
24-0053682 | Equipment Failure/Involved | Overhead | Transformer (OH) | Failed/Faulted | 2024 | Tier 3 | Transformer only |  |  |  | 2428718 | Sus |  | EquipmentFailureInvolved¦Overhead¦Transformer(OH)¦FailedFaulted
24-0046052 | Wildfire Mitigation | Planned - WSIP/System Hardening |  |  | 2024 | Tier 2 | Transformer only |  |  |  | 2429167 | Sus |  | WildfireMitigation¦PlannedWSIPSystemHardening¦¦
24-0048419 | Wildfire Mitigation | Planned - WSIP/System Hardening |  |  | 2024 | Tier 2 | Distribution Circuit |  |  |  | 2429182 | Sus |  | WildfireMitigation¦PlannedWSIPSystemHardening¦¦
24-0048372 | Company Initiated | Planned- maintenance |  |  | 2024 | Tier 2 | Transformer only |  |  |  | 2429230 | Sus |  | CompanyInitiated¦Plannedmaintenance¦¦
24-0048183 | Wildfire Mitigation | Planned - WSIP/System Hardening |  |  | 2024 | Tier 2 | Transformer only |  |  |  | 2429278 | Sus |  | WildfireMitigation¦PlannedWSIPSystemHardening¦¦
24-0054167 | Animal | Squirrel | Fuse | Failed/Faulted | 2024 | Tier 2 | Distribution Circuit |  |  |  | 2429595 | Sus |  | Animal¦Squirrel¦Fuse¦FailedFaulted
24-0054199 | Unknown Cause | Patrol - not conducted |  |  | 2024 | Tier 2 | Transmission line |  |  |  | 2429752 | Sus |  | UnknownCause¦Patrolnotconducted¦¦
24-0054198 | Equipment Failure/Involved | Underground | Secondary | Broken | 2024 | Tier 2 | Transformer only |  |  |  | 2429498 | Sus |  | EquipmentFailureInvolved¦Underground¦Secondary¦Broken
24-0054362 | Unknown Cause | Patrol - found nothing |  |  | 2024 | Tier 2 | Distribution Circuit |  |  |  | 2430145 | Sus |  | UnknownCause¦Patrolfoundnothing¦¦
24-0044240 | Company Initiated | Planned- maintenance |  |  | 2024 | Tier 2 | Transformer only |  |  |  | 2430178 | Sus |  | CompanyInitiated¦Plannedmaintenance¦¦
24-0044235 | Company Initiated | Planned- maintenance |  |  | 2024 | Tier 2 | Transformer only |  |  |  | 2430180 | Sus |  | CompanyInitiated¦Plannedmaintenance¦¦
24-0054502 | Unknown Cause | Patrol - not conducted |  |  | 2024 | Tier 2 | Distribution Circuit |  |  |  | 2430392 | Sus |  | UnknownCause¦Patrolnotconducted¦¦
24-0054556 | Equipment Failure/Involved | Overhead | Transformer (OH) | Failed/Faulted | 2024 | Tier 3 | Transformer only |  |  |  | 2430776 | Sus |  | EquipmentFailureInvolved¦Overhead¦Transformer(OH)¦FailedFaulted
24-0054573 | Unknown Cause | Patrol - found nothing |  |  | 2024 | Tier 2 | Distribution Circuit |  |  |  | 2430910 | Sus |  | UnknownCause¦Patrolfoundnothing¦¦
24-0046792 | Company Initiated | Planned- maintenance |  |  | 2024 | Tier 2 | Distribution Circuit |  |  |  | 2431787 | Sus |  | CompanyInitiated¦Plannedmaintenance¦¦
24-0054862 | Equipment Failure/Involved | Overhead | Pole-Wood | Broken | 2024 | Tier 2 | Distribution Circuit |  |  |  | 2431809 | Sus |  | EquipmentFailureInvolved¦Overhead¦PoleWood¦Broken
24-0048162 | Wildfire Mitigation | Planned - WSIP/System Hardening |  |  | 2024 | Tier 2 | Distribution Circuit |  |  |  | 2432387 | Sus |  | WildfireMitigation¦PlannedWSIPSystemHardening¦¦
24-0046951 | Company Initiated | Planned- maintenance |  |  | 2024 | Tier 3 | Transformer only |  |  |  | 2432530 | Sus |  | CompanyInitiated¦Plannedmaintenance¦¦
24-0045529 | Company Initiated | Planned- capital |  |  | 2024 | Tier 2 | Distribution Circuit |  |  |  | 2432700 | Sus |  | CompanyInitiated¦Plannedcapital¦¦
24-0051163 | Wildfire Mitigation | Planned - WSIP/System Hardening |  |  | 2024 | Tier 2 | Distribution Circuit |  |  |  | 2433198 | Sus |  | WildfireMitigation¦PlannedWSIPSystemHardening¦¦
24-0048555 | Wildfire Mitigation | Planned - WSIP/System Hardening |  |  | 2024 | Tier 3 | Transformer only |  |  |  | 2433251 | Sus |  | WildfireMitigation¦PlannedWSIPSystemHardening¦¦
24-0047019 | Company Initiated | Planned- maintenance |  |  | 2024 | Tier 2 | Distribution Circuit |  |  |  | 2433253 | Sus |  | CompanyInitiated¦Plannedmaintenance¦¦
24-0046058 | Wildfire Mitigation | Planned - WSIP/System Hardening |  |  | 2024 | Tier 2 | Transformer only |  |  |  | 2433626 | Sus |  | WildfireMitigation¦PlannedWSIPSystemHardening¦¦
24-0048564 | Wildfire Mitigation | Planned - WSIP/System Hardening |  |  | 2024 | Tier 3 | Transformer only |  |  |  | 2433486 | Sus |  | WildfireMitigation¦PlannedWSIPSystemHardening¦¦
24-0048165 | Wildfire Mitigation | Planned - WSIP/System Hardening |  |  | 2024 | Tier 2 | Distribution Circuit |  |  |  | 2434929 | Sus |  | WildfireMitigation¦PlannedWSIPSystemHardening¦¦
24-0051167 | Wildfire Mitigation | Planned - WSIP/System Hardening |  |  | 2024 | Tier 2 | Distribution Circuit |  |  |  | 2434672 | Sus |  | WildfireMitigation¦PlannedWSIPSystemHardening¦¦
24-0056750 | Equipment Failure/Involved | Overhead | Pole-Wood | Deteriorated | 2024 | Tier 2 | Distribution Circuit |  |  |  | 2434715 | Sus |  | EquipmentFailureInvolved¦Overhead¦PoleWood¦Deteriorated
24-0056843 | Company Initiated | Planned- customer |  |  | 2024 | Tier 2 | Distribution Circuit |  |  |  | 2434871 | Sus |  | CompanyInitiated¦Plannedcustomer¦¦
24-0057008 | Environmental/External | Lightning | Transformer (OH) | Failed/Faulted | 2024 | Tier 2 | Transformer only |  |  |  | 2434920 | Sus |  | EnvironmentalExternal¦Lightning¦Transformer(OH)¦FailedFaulted
24-0056971 | Equipment Failure/Involved | Overhead | Transformer (OH) | Leaking | 2024 | Tier 3 | Transformer only |  |  |  | 2435081 | Sus |  | EquipmentFailureInvolved¦Overhead¦Transformer(OH)¦Leaking
24-0057130 | 3rd Party | Customer Equipment | Crossarm- Wood | Broken | 2024 | Tier 2 | Distribution Circuit |  |  |  | 2435435 | Sus |  | 3rdParty¦CustomerEquipment¦CrossarmWood¦Broken
24-0052266 | Company Initiated | Planned- maintenance |  |  | 2024 | Tier 2 | Transformer only |  |  |  | 2435446 | Sus |  | CompanyInitiated¦Plannedmaintenance¦¦
24-0052271 | Company Initiated | Planned- maintenance |  |  | 2024 | Tier 2 | Distribution Circuit |  |  |  | 2435449 | Sus |  | CompanyInitiated¦Plannedmaintenance¦¦
24-0057274 | Equipment Failure/Involved | Overhead | Conductor- Overhead | Broken- wire on ground | 2024 | Tier 2 | Distribution Circuit |  |  |  | 2435755 | Sus |  | EquipmentFailureInvolved¦Overhead¦ConductorOverhead¦Brokenwireonground
24-0049135 | Company Initiated | Planned- capital |  |  | 2024 | Tier 2 | Distribution Circuit |  |  |  | 2435794 | Sus |  | CompanyInitiated¦Plannedcapital¦¦
24-0046184 | Wildfire Mitigation | Planned - WSIP/System Hardening |  |  | 2024 | Tier 2 | Transformer only |  |  |  | 2436207 | Sus |  | WildfireMitigation¦PlannedWSIPSystemHardening¦¦
24-0053283 | Wildfire Mitigation | Planned - WSIP/System Hardening |  |  | 2024 | Tier 2 | Transformer only |  |  |  | 2436772 | Sus |  | WildfireMitigation¦PlannedWSIPSystemHardening¦¦
24-0053282 | Wildfire Mitigation | Planned - WSIP/System Hardening |  |  | 2024 | Tier 2 | Distribution Circuit |  |  |  | 2436245 | Sus |  | WildfireMitigation¦PlannedWSIPSystemHardening¦¦
24-0049251 | Wildfire Mitigation | Planned - WSIP/System Hardening |  |  | 2024 | Tier 2 | Transformer only |  |  |  | 2436280 | Sus |  | WildfireMitigation¦PlannedWSIPSystemHardening¦¦
24-0053291 | Wildfire Mitigation | Planned - WSIP/System Hardening |  |  | 2024 | Tier 3 | Transformer only |  |  |  | 2436773 | Sus |  | WildfireMitigation¦PlannedWSIPSystemHardening¦¦
24-0057838 | Unknown Cause | Patrol - not conducted |  |  | 2024 | Tier 2 | Distribution Circuit |  |  |  | 2437090 | Sus |  | UnknownCause¦Patrolnotconducted¦¦
24-0049907 | Wildfire Mitigation | Planned - WSIP/System Hardening |  |  | 2024 | Tier 2 | Distribution Circuit |  |  |  | 2437114 | Sus |  | WildfireMitigation¦PlannedWSIPSystemHardening¦¦
24-0053424 | Company Initiated | Planned- maintenance |  |  | 2024 | Tier 2 | Distribution Circuit |  |  |  | 2437155 | Sus |  | CompanyInitiated¦Plannedmaintenance¦¦
24-0053474 | Company Initiated | Planned- maintenance |  |  | 2024 | Tier 2 | Distribution Circuit |  |  |  | 2437206 | Sus |  | CompanyInitiated¦Plannedmaintenance¦¦
24-0053464 | Company Initiated | Planned- maintenance |  |  | 2024 | Tier 2 | Distribution Circuit |  |  |  | 2437225 | Sus |  | CompanyInitiated¦Plannedmaintenance¦¦
24-0052903 | Company Initiated | Planned- maintenance |  |  | 2024 | Tier 2 | Transformer only |  |  |  | 2437268 | Sus |  | CompanyInitiated¦Plannedmaintenance¦¦
24-0050861 | Company Initiated | Planned- maintenance |  |  | 2024 | Tier 2 | Transformer only |  |  |  | 2437263 | Sus |  | CompanyInitiated¦Plannedmaintenance¦¦
24-0052905 | Company Initiated | Planned- maintenance |  |  | 2024 | Tier 2 | Transformer only |  |  |  | 2437267 | Sus |  | CompanyInitiated¦Plannedmaintenance¦¦
24-0050755 | Company Initiated | Planned- maintenance |  |  | 2024 | Tier 3 | Transformer only |  |  |  | 2437615 | Sus |  | CompanyInitiated¦Plannedmaintenance¦¦
24-0046188 | Wildfire Mitigation | Planned - WSIP/System Hardening |  |  | 2024 | Tier 2 | Distribution Circuit |  |  |  | 2437846 | Sus |  | WildfireMitigation¦PlannedWSIPSystemHardening¦¦
24-0051494 | Company Initiated | Planned- maintenance |  |  | 2024 | Tier 2 | Transformer only |  |  |  | 2437882 | Sus |  | CompanyInitiated¦Plannedmaintenance¦¦
24-0053397 | Wildfire Mitigation | Planned - WSIP/System Hardening |  |  | 2024 | Tier 2 | Distribution Circuit |  |  |  | 2437888 | Sus |  | WildfireMitigation¦PlannedWSIPSystemHardening¦¦
24-0050827 | Company Initiated | Planned- maintenance |  |  | 2024 | Tier 2 | Distribution Circuit |  |  |  | 2437948 | Sus |  | CompanyInitiated¦Plannedmaintenance¦¦
24-0050412 | Wildfire Mitigation | Planned - WSIP/System Hardening |  |  | 2024 | Tier 2 | Distribution Circuit |  |  |  | 2437977 | Sus |  | WildfireMitigation¦PlannedWSIPSystemHardening¦¦
24-0050781 | Company Initiated | Planned- maintenance |  |  | 2024 | Tier 3 | Transformer only |  |  |  | 2438275 | Sus |  | CompanyInitiated¦Plannedmaintenance¦¦
24-0053418 | Wildfire Mitigation | Planned - WSIP/System Hardening |  |  | 2024 | Tier 2 | Distribution Circuit |  |  |  | 2438240 | Sus |  | WildfireMitigation¦PlannedWSIPSystemHardening¦¦
24-0053536 | Company Initiated | Planned- maintenance |  |  | 2024 | Tier 2 | Distribution Circuit |  |  |  | 2438626 | Sus |  | CompanyInitiated¦Plannedmaintenance¦¦
24-0053750 | Company Initiated | Planned- maintenance |  |  | 2024 | Tier 3 | Distribution Circuit |  |  |  | 2439018 | Sus |  | CompanyInitiated¦Plannedmaintenance¦¦
24-0059108 | Equipment Failure/Involved | Fire- pole | Conductor- Overhead | Burned/flashed | 2024 | Tier 3 | Distribution Circuit |  |  |  | 2439286 | Sus |  | EquipmentFailureInvolved¦Firepole¦ConductorOverhead¦Burnedflashed
24-0046201 | Wildfire Mitigation | Planned - WSIP/System Hardening |  |  | 2024 | Tier 2 | Distribution Circuit |  |  |  | 2439513 | Sus |  | WildfireMitigation¦PlannedWSIPSystemHardening¦¦
24-0055492 | Company Initiated | Planned- maintenance |  |  | 2024 | Tier 2 | Distribution Circuit |  |  |  | 2439572 | Sus |  | CompanyInitiated¦Plannedmaintenance¦¦
24-0053552 | Company Initiated | Planned- maintenance |  |  | 2024 | Tier 2 | Distribution Circuit |  |  |  | 2439620 | Sus |  | CompanyInitiated¦Plannedmaintenance¦¦
24-0059357 | Animal | Other | Conductor- Overhead | Normal | 2024 | Tier 2 | Distribution Circuit |  |  |  | 2439789 | Sus |  | Animal¦Other¦ConductorOverhead¦Normal
24-0059501 | Environmental/External | Lightning | Transformer (OH) | Failed/Faulted | 2024 | Tier 2 | Transformer only |  |  |  | 2440117 | Sus |  | EnvironmentalExternal¦Lightning¦Transformer(OH)¦FailedFaulted
24-0044310 | Company Initiated | Planned- capital |  |  | 2024 | Tier 2 | Distribution Circuit |  |  |  | 2440404 | Sus |  | CompanyInitiated¦Plannedcapital¦¦
24-0044310 | Company Initiated | Planned- capital |  |  | 2024 | Tier 2 | Distribution Circuit |  |  |  | 2440492 | Sus |  | CompanyInitiated¦Plannedcapital¦¦
24-0044310 | Company Initiated | Planned- capital |  |  | 2024 | Tier 2 | Distribution Circuit |  |  |  | 2440496 | Sus |  | CompanyInitiated¦Plannedcapital¦¦
24-0059697 | Vegetation | Tree - fell into line | Pole-Wood | Broken | 2024 | Tier 3 | Distribution Circuit |  |  |  | 2440827 | Sus |  | Vegetation¦Treefellintoline¦PoleWood¦Broken
24-0055364 | Wildfire Mitigation | Planned - WSIP/System Hardening |  |  | 2024 | Tier 2 | Transformer only |  |  |  | 2440941 | Sus |  | WildfireMitigation¦PlannedWSIPSystemHardening¦¦
24-0059760 | Equipment Failure/Involved | Overhead | Fuse | Failed/Faulted | 2024 | Tier 2 | Transformer only |  |  |  | 2440943 | Sus |  | EquipmentFailureInvolved¦Overhead¦Fuse¦FailedFaulted
24-0046206 | Wildfire Mitigation | Planned - WSIP/System Hardening |  |  | 2024 | Tier 2 | Distribution Circuit |  |  |  | 2441430 | Sus |  | WildfireMitigation¦PlannedWSIPSystemHardening¦¦
24-0052011 | Company Initiated | Planned- maintenance |  |  | 2024 | Tier 2 | Transformer only |  |  |  | 2441538 | Sus |  | CompanyInitiated¦Plannedmaintenance¦¦
24-0059967 | Equipment Failure/Involved | Overhead | Transformer (OH) | Failed/Faulted | 2024 | Tier 2 | Transformer only |  |  |  | 2441629 | Sus |  | EquipmentFailureInvolved¦Overhead¦Transformer(OH)¦FailedFaulted
24-0060098 | Vegetation | Tree - fell into line | Conductor- Overhead | Normal | 2024 | Tier 2 | Distribution Circuit |  |  |  | 2441915 | Sus |  | Vegetation¦Treefellintoline¦ConductorOverhead¦Normal
24-0051189 | Company Initiated | Planned- customer |  |  | 2024 | Tier 2 | Distribution Circuit |  |  |  | 2442251 | Sus |  | CompanyInitiated¦Plannedcustomer¦¦
24-0054994 | Wildfire Mitigation | Planned - WSIP/System Hardening |  |  | 2024 | Tier 2 | Distribution Circuit |  |  |  | 2442200 | Sus |  | WildfireMitigation¦PlannedWSIPSystemHardening¦¦
24-0046208 | Wildfire Mitigation | Planned - WSIP/System Hardening |  |  | 2024 | Tier 2 | Transformer only |  |  |  | 2442287 | Sus |  | WildfireMitigation¦PlannedWSIPSystemHardening¦¦
24-0052682 | Company Initiated | Planned- maintenance |  |  | 2024 | Tier 3 | Distribution Circuit |  |  |  | 2442427 | Sus |  | CompanyInitiated¦Plannedmaintenance¦¦
24-0046212 | Wildfire Mitigation | Planned - WSIP/System Hardening |  |  | 2024 | Tier 2 | Transformer only |  |  |  | 2442687 | Sus |  | WildfireMitigation¦PlannedWSIPSystemHardening¦¦
24-0052079 | Company Initiated | Planned- capital |  |  | 2024 | Tier 3 | Distribution Circuit |  |  |  | 2443110 | Sus |  | CompanyInitiated¦Plannedcapital¦¦
24-0053080 | Company Initiated | Planned- maintenance |  |  | 2024 | Tier 2 | Distribution Circuit |  |  |  | 2443088 | Sus |  | CompanyInitiated¦Plannedmaintenance¦¦
24-0052644 | Company Initiated | Planned- maintenance |  |  | 2024 | Tier 3 | Distribution Circuit |  |  |  | 2443202 | Sus |  | CompanyInitiated¦Plannedmaintenance¦¦
24-0053500 | Company Initiated | Planned- capital |  |  | 2024 | Tier 2 | Distribution Circuit |  |  |  | 2443254 | Sus |  | CompanyInitiated¦Plannedcapital¦¦
24-0055001 | Wildfire Mitigation | Planned - WSIP/System Hardening |  |  | 2024 | Tier 2 | Distribution Circuit |  |  |  | 2443885 | Sus |  | WildfireMitigation¦PlannedWSIPSystemHardening¦¦
24-0056415 | Wildfire Mitigation | Planned - WSIP/System Hardening |  |  | 2024 | Tier 2 | Distribution Circuit |  |  |  | 2443937 | Sus |  | WildfireMitigation¦PlannedWSIPSystemHardening¦¦
24-0056435 | Wildfire Mitigation | Planned - WSIP/System Hardening |  |  | 2024 | Tier 2 | Transformer only |  |  |  | 2444380 | Sus |  | WildfireMitigation¦PlannedWSIPSystemHardening¦¦
24-0053160 | Company Initiated | Planned- maintenance |  |  | 2024 | Tier 2 | Transformer only |  |  |  | 2444255 | Sus |  | CompanyInitiated¦Plannedmaintenance¦¦
24-0061356 | Equipment Failure/Involved | Overhead | Transformer (OH) | Failed/Faulted | 2024 | Tier 2 | Transformer only |  |  |  | 2444266 | Sus |  | EquipmentFailureInvolved¦Overhead¦Transformer(OH)¦FailedFaulted
24-0061368 | Unknown Cause | Patrol - found nothing |  |  | 2024 | Tier 2 | Distribution Circuit |  |  |  | 2444378 | Sus |  | UnknownCause¦Patrolfoundnothing¦¦
24-0061510 | Unknown Cause | Patrol - found nothing |  |  | 2024 | Tier 2 | Distribution Circuit |  |  |  | 2444572 | Sus |  | UnknownCause¦Patrolfoundnothing¦¦
24-0061586 | Unknown Cause | Patrol - found nothing |  |  | 2024 | Tier 2 | Distribution Circuit |  |  |  | 2444678 | Sus |  | UnknownCause¦Patrolfoundnothing¦¦
24-0062164 | Unknown Cause | Patrol - not conducted |  |  | 2024 | Tier 2 | Distribution Circuit |  |  |  | 2445844 | Sus |  | UnknownCause¦Patrolnotconducted¦¦
24-0062103 | Animal | Other | Cutout- fuse holder | Normal | 2024 | Tier 2 | Distribution Circuit |  |  |  | 2445856 | Sus |  | Animal¦Other¦Cutoutfuseholder¦Normal
24-0062213 | Animal | Other | Transformer (OH) | Normal | 2024 | Tier 2 | Distribution Circuit |  |  |  | 2445910 | Sus |  | Animal¦Other¦Transformer(OH)¦Normal
24-0062237 | Vegetation | Other ground vegetation | Fuse | Burned Open | 2024 | Tier 2 | Transformer only |  |  |  | 2445952 | Sus |  | Vegetation¦Othergroundvegetation¦Fuse¦BurnedOpen
24-0062271 | Equipment Failure/Involved | Overhead | Insulator | Broken | 2024 | Tier 2 | Distribution Circuit |  |  |  | 2446197 | Sus |  | EquipmentFailureInvolved¦Overhead¦Insulator¦Broken
24-0062305 | Unknown Cause | Patrol - not conducted |  |  | 2024 | Tier 3 | Distribution Circuit |  |  |  | 2446270 | Sus |  | UnknownCause¦Patrolnotconducted¦¦
24-0062321 | Vegetation | Tree - branch fell on line | Conductor- Overhead | Broken- wire on ground | 2024 | Tier 3 | Distribution Circuit |  |  |  | 2446283 | Sus |  | Vegetation¦Treebranchfellonline¦ConductorOverhead¦Brokenwireonground
24-0062403 | Animal | Other | Fuse | Failed/Faulted | 2024 | Tier 2 | Transformer only |  |  |  | 2446548 | Sus |  | Animal¦Other¦Fuse¦FailedFaulted
24-0055148 | Company Initiated | Planned- capital |  |  | 2024 | Tier 2 | Distribution Circuit |  |  |  | 2446729 | Sus |  | CompanyInitiated¦Plannedcapital¦¦
24-0053396 | Wildfire Mitigation | Planned - WSIP/System Hardening |  |  | 2024 | Tier 2 | Distribution Circuit |  |  |  | 2446751 | Sus |  | WildfireMitigation¦PlannedWSIPSystemHardening¦¦
24-0053398 | Wildfire Mitigation | Planned - WSIP/System Hardening |  |  | 2024 | Tier 2 | Transformer only |  |  |  | 2446779 | Sus |  | WildfireMitigation¦PlannedWSIPSystemHardening¦¦
24-0058495 | Company Initiated | Planned- maintenance |  |  | 2024 | Tier 2 | Transformer only |  |  |  | 2447154 | Sus |  | CompanyInitiated¦Plannedmaintenance¦¦
24-0062734 | Equipment Failure/Involved | Overhead | Insulator | Burned/flashed | 2024 | Tier 2 | Distribution Circuit |  |  |  | 2447333 | Sus |  | EquipmentFailureInvolved¦Overhead¦Insulator¦Burnedflashed
24-0062784 | Animal | Other | Transformer (OH) | Contaminated | 2024 | Tier 2 | Transformer only |  |  |  | 2447419 | Sus |  | Animal¦Other¦Transformer(OH)¦Contaminated
24-0058443 | Wildfire Mitigation | Planned - WSIP/System Hardening |  |  | 2024 | Tier 2 | Distribution Circuit |  |  |  | 2447592 | Sus |  | WildfireMitigation¦PlannedWSIPSystemHardening¦¦
24-0056466 | Wildfire Mitigation | Planned - WSIP/System Hardening |  |  | 2024 | Tier 2 | Transformer only |  |  |  | 2447631 | Sus |  | WildfireMitigation¦PlannedWSIPSystemHardening¦¦
24-0056544 | Wildfire Mitigation | Planned - WSIP/System Hardening |  |  | 2024 | Tier 2 | Distribution Circuit |  |  |  | 2447632 | Sus |  | WildfireMitigation¦PlannedWSIPSystemHardening¦¦
24-0055609 | Company Initiated | Planned- maintenance |  |  | 2024 | Tier 2 | Transformer only |  |  |  | 2447695 | Sus |  | CompanyInitiated¦Plannedmaintenance¦¦
24-0059022 | Company Initiated | Planned- maintenance |  |  | 2024 | Tier 3 | Transformer only |  |  |  | 2448108 | Sus |  | CompanyInitiated¦Plannedmaintenance¦¦
24-0063110 | Equipment Failure/Involved | Overhead | Crossarm- Wood | Broken | 2024 | Tier 2 | Distribution Circuit |  |  |  | 2447998 | Sus |  | EquipmentFailureInvolved¦Overhead¦CrossarmWood¦Broken
24-0063277 | Equipment Failure/Involved | Overhead | Fuse | Normal | 2024 | Tier 3 | Transformer only |  |  |  | 2448101 | Sus |  | EquipmentFailureInvolved¦Overhead¦Fuse¦Normal
24-0063383 | Unknown Cause | Patrol - found nothing |  |  | 2024 | Tier 2 | Distribution Circuit |  |  |  | 2448337 | Sus |  | UnknownCause¦Patrolfoundnothing¦¦
24-0059288 | Company Initiated | Planned- maintenance |  |  | 2024 | Tier 2 | Distribution Circuit |  |  |  | 2448405 | Sus |  | CompanyInitiated¦Plannedmaintenance¦¦
24-0058456 | Wildfire Mitigation | Planned - WSIP/System Hardening |  |  | 2024 | Tier 2 | Transformer only |  |  |  | 2448429 | Sus |  | WildfireMitigation¦PlannedWSIPSystemHardening¦¦
24-0056332 | Company Initiated | Planned- maintenance |  |  | 2024 | Tier 3 | Distribution Circuit |  |  |  | 2448478 | Sus |  | CompanyInitiated¦Plannedmaintenance¦¦
24-0059235 | Company Initiated | Planned- maintenance |  |  | 2024 | Tier 2 | Transformer only |  |  |  | 2448636 | Sus |  | CompanyInitiated¦Plannedmaintenance¦¦
24-0063471 | Equipment Failure/Involved | Overhead | Crossarm- Wood | Deteriorated | 2024 | Tier 2 | Distribution Circuit |  |  |  | 2448546 | Sus |  | EquipmentFailureInvolved¦Overhead¦CrossarmWood¦Deteriorated
24-0058255 | Wildfire Mitigation | Planned - WSIP/System Hardening |  |  | 2024 | Tier 2 | Transformer only |  |  |  | 2448963 | Sus |  | WildfireMitigation¦PlannedWSIPSystemHardening¦¦
24-0054133 | Wildfire Mitigation | Planned - WSIP/System Hardening |  |  | 2024 | Tier 2 | Distribution Circuit |  |  |  | 2449408 | Sus |  | WildfireMitigation¦PlannedWSIPSystemHardening¦¦
24-0059196 | Wildfire Mitigation | Planned - WSIP/System Hardening |  |  | 2024 | Tier 2 | Transformer only |  |  |  | 2449453 | Sus |  | WildfireMitigation¦PlannedWSIPSystemHardening¦¦
24-0056372 | Company Initiated | Planned- maintenance |  |  | 2024 | Tier 3 | Distribution Circuit |  |  |  | 2449493 | Sus |  | CompanyInitiated¦Plannedmaintenance¦¦
24-0056246 | Company Initiated | Planned- maintenance |  |  | 2024 | Tier 2 | Distribution Circuit |  |  |  | 2449496 | Sus |  | CompanyInitiated¦Plannedmaintenance¦¦
24-0059246 | Company Initiated | Planned- maintenance |  |  | 2024 | Tier 2 | Transformer only |  |  |  | 2449499 | Sus |  | CompanyInitiated¦Plannedmaintenance¦¦
24-0059316 | Company Initiated | Planned- maintenance |  |  | 2024 | Tier 2 | Distribution Circuit |  |  |  | 2449484 | Sus |  | CompanyInitiated¦Plannedmaintenance¦¦
24-0054976 | Company Initiated | Planned- capital |  |  | 2024 | Tier 3 | Distribution Circuit |  |  |  | 2449764 | Sus |  | CompanyInitiated¦Plannedcapital¦¦
24-0064498 | 3rd Party | Vehicle | Pole-Wood | Broken- wire on object | 2024 | Tier 2 | Distribution Circuit |  |  |  | 2450260 | Sus |  | 3rdParty¦Vehicle¦PoleWood¦Brokenwireonobject
24-0060456 | Wildfire Mitigation | Planned - WSIP/System Hardening |  |  | 2024 | Tier 2 | Transformer only |  |  |  | 2450533 | Sus |  | WildfireMitigation¦PlannedWSIPSystemHardening¦¦
24-0056264 | Company Initiated | Planned- capital |  |  | 2024 | Tier 2 | Distribution Circuit |  |  |  | 2450357 | Sus |  | CompanyInitiated¦Plannedcapital¦¦
24-0059195 | Wildfire Mitigation | Planned - WSIP/System Hardening |  |  | 2024 | Tier 2 | Distribution Circuit |  |  |  | 2450362 | Sus |  | WildfireMitigation¦PlannedWSIPSystemHardening¦¦
24-0059782 | Wildfire Mitigation | Planned - WSIP/System Hardening |  |  | 2024 | Tier 2 | Transformer only |  |  |  | 2450361 | Sus |  | WildfireMitigation¦PlannedWSIPSystemHardening¦¦
24-0057688 | Wildfire Mitigation | Planned - WSIP/System Hardening |  |  | 2024 | Tier 2 | Transformer only |  |  |  | 2450411 | Sus |  | WildfireMitigation¦PlannedWSIPSystemHardening¦¦
24-0059306 | Company Initiated | Planned- maintenance |  |  | 2024 | Tier 2 | Distribution Circuit |  |  |  | 2450385 | Sus |  | CompanyInitiated¦Plannedmaintenance¦¦
24-0058637 | Company Initiated | Planned- maintenance |  |  | 2024 | Tier 2 | Transformer only |  |  |  | 2450455 | Sus |  | CompanyInitiated¦Plannedmaintenance¦¦
24-0061430 | Company Initiated | Planned- maintenance |  |  | 2024 | Tier 2 | Distribution Circuit |  |  |  | 2450480 | Sus |  | CompanyInitiated¦Plannedmaintenance¦¦
24-0064620 | Animal | Other | Insulator | Normal | 2024 | Tier 2 | Transmission line |  |  |  | 2450638 | Sus |  | Animal¦Other¦Insulator¦Normal
24-0064620 | Animal | Other | Insulator | Normal | 2024 | Tier 3 | Transmission line |  |  |  | 2450577 | Sus |  | Animal¦Other¦Insulator¦Normal
24-0060262 | Wildfire Mitigation | Planned - WSIP/System Hardening |  |  | 2024 | Tier 2 | Distribution Circuit |  |  |  | 2450873 | Sus |  | WildfireMitigation¦PlannedWSIPSystemHardening¦¦
24-0064785 | Animal | Other | Pole-Wood | Deteriorated | 2024 | Tier 2 | Distribution Circuit |  |  |  | 2450977 | Sus |  | Animal¦Other¦PoleWood¦Deteriorated
24-0060111 | Company Initiated | Planned- maintenance |  |  | 2024 | Tier 2 | Distribution Circuit |  |  |  | 2451373 | Sus |  | CompanyInitiated¦Plannedmaintenance¦¦
24-0059260 | Company Initiated | Planned- maintenance |  |  | 2024 | Tier 2 | Distribution Circuit |  |  |  | 2451372 | Sus |  | CompanyInitiated¦Plannedmaintenance¦¦
24-0059251 | Company Initiated | Planned- maintenance |  |  | 2024 | Tier 2 | Transformer only |  |  |  | 2451454 | Sus |  | CompanyInitiated¦Plannedmaintenance¦¦
24-0065036 | Unknown Cause | Patrol - not conducted |  |  | 2024 | Tier 2 | Transmission line |  |  |  | 2451548 | Sus |  | UnknownCause¦Patrolnotconducted¦¦
24-0065036 | Unknown Cause | Patrol - not conducted |  |  | 2024 | Tier 3 | Transmission line |  |  |  | 2451560 | Sus |  | UnknownCause¦Patrolnotconducted¦¦
24-0065175 | Equipment Failure/Involved | Overhead | Secondary | Burned Open | 2024 | Tier 2 | Transformer only |  |  |  | 2451989 | Sus |  | EquipmentFailureInvolved¦Overhead¦Secondary¦BurnedOpen
24-0057690 | Company Initiated | Planned- maintenance |  |  | 2024 | Tier 2 | Distribution Circuit |  |  |  | 2451951 | Sus |  | CompanyInitiated¦Plannedmaintenance¦¦
24-0060926 | Wildfire Mitigation | Planned - WSIP/System Hardening |  |  | 2024 | Tier 2 | Distribution Circuit |  |  |  | 2452338 | Sus |  | WildfireMitigation¦PlannedWSIPSystemHardening¦¦
24-0060927 | Wildfire Mitigation | Planned - WSIP/System Hardening |  |  | 2024 | Tier 2 | Transformer only |  |  |  | 2452364 | Sus |  | WildfireMitigation¦PlannedWSIPSystemHardening¦¦
24-0058809 | Company Initiated | Planned- maintenance |  |  | 2024 | Tier 3 | Distribution Circuit |  |  |  | 2452384 | Sus |  | CompanyInitiated¦Plannedmaintenance¦¦
24-0059749 | Wildfire Mitigation | Planned - WSIP/System Hardening |  |  | 2024 | Tier 2 | Transformer only |  |  |  | 2452404 | Sus |  | WildfireMitigation¦PlannedWSIPSystemHardening¦¦
24-0058817 | Company Initiated | Planned- maintenance |  |  | 2024 | Tier 3 | Transformer only |  |  |  | 2452403 | Sus |  | CompanyInitiated¦Plannedmaintenance¦¦
24-0060388 | Company Initiated | Planned- maintenance |  |  | 2024 | Tier 3 | Transformer only |  |  |  | 2452417 | Sus |  | CompanyInitiated¦Plannedmaintenance¦¦
24-0059011 | Wildfire Mitigation | Planned - WSIP/System Hardening |  |  | 2024 | Tier 2 | Transformer only |  |  |  | 2452424 | Sus |  | WildfireMitigation¦PlannedWSIPSystemHardening¦¦
24-0060422 | Company Initiated | Planned- maintenance |  |  | 2024 | Tier 3 | Transformer only |  |  |  | 2452533 | Sus |  | CompanyInitiated¦Plannedmaintenance¦¦
24-0059024 | Wildfire Mitigation | Planned - WSIP/System Hardening |  |  | 2024 | Tier 2 | Transformer only |  |  |  | 2452768 | Sus |  | WildfireMitigation¦PlannedWSIPSystemHardening¦¦
24-0065579 | Vegetation | Tree - fell into line | Conductor- Overhead | Normal | 2024 | Zone 1 | Distribution Circuit |  |  |  | 2452999 | Sus |  | Vegetation¦Treefellintoline¦ConductorOverhead¦Normal
24-0059773 | Company Initiated | Planned- maintenance |  |  | 2024 | Tier 2 | Transformer only |  |  |  | 2453426 | Sus |  | CompanyInitiated¦Plannedmaintenance¦¦
24-0058516 | Company Initiated | Planned- maintenance |  |  | 2024 | Tier 3 | Transformer only |  |  |  | 2453290 | Sus |  | CompanyInitiated¦Plannedmaintenance¦¦
24-0060464 | Company Initiated | Planned- maintenance |  |  | 2024 | Tier 2 | Distribution Circuit |  |  |  | 2453362 | Sus |  | CompanyInitiated¦Plannedmaintenance¦¦
24-0066026 | Unknown Cause | Patrol - found nothing |  |  | 2024 | Tier 3 | Distribution Circuit |  |  |  | 2453784 | Sus |  | UnknownCause¦Patrolfoundnothing¦¦
24-0060955 | Wildfire Mitigation | Planned - WSIP/System Hardening |  |  | 2024 | Tier 2 | Transformer only |  |  |  | 2454111 | Sus |  | WildfireMitigation¦PlannedWSIPSystemHardening¦¦
24-0057892 | Wildfire Mitigation | Planned - WSIP/System Hardening |  |  | 2024 | Tier 2 | Transformer only |  |  |  | 2454147 | Sus |  | WildfireMitigation¦PlannedWSIPSystemHardening¦¦
24-0060483 | Company Initiated | Planned- maintenance |  |  | 2024 | Tier 2 | Distribution Circuit |  |  |  | 2454192 | Sus |  | CompanyInitiated¦Plannedmaintenance¦¦
24-0066746 | Company Initiated | Planned- maintenance |  |  | 2024 | Tier 2 | Distribution Circuit |  |  |  | 2460573 | Sus |  | CompanyInitiated¦Plannedmaintenance¦¦
24-0067070 | Unknown Cause | Patrol - found nothing |  |  | 2024 | Tier 2 | Distribution Circuit |  |  |  | 2461193 | Sus |  | UnknownCause¦Patrolfoundnothing¦¦
24-0060965 | Wildfire Mitigation | Planned - WSIP/System Hardening |  |  | 2024 | Tier 2 | Transformer only |  |  |  | 2461614 | Sus |  | WildfireMitigation¦PlannedWSIPSystemHardening¦¦
24-0058532 | Wildfire Mitigation | Planned - WSIP/System Hardening |  |  | 2024 | Tier 2 | Transformer only |  |  |  | 2461321 | Sus |  | WildfireMitigation¦PlannedWSIPSystemHardening¦¦
24-0056985 | Wildfire Mitigation | Planned - WSIP/System Hardening |  |  | 2024 | Tier 2 | Distribution Circuit |  |  |  | 2461369 | Sus |  | WildfireMitigation¦PlannedWSIPSystemHardening¦¦
24-0057185 | Wildfire Mitigation | Planned - WSIP/System Hardening |  |  | 2024 | Tier 2 | Transformer only |  |  |  | 2461333 | Sus |  | WildfireMitigation¦PlannedWSIPSystemHardening¦¦
24-0067165 | 3rd Party | Vehicle | Anchor or Guy | Broken- wire on ground | 2024 | Tier 3 | Distribution Circuit |  |  |  | 2461331 | Sus |  | 3rdParty¦Vehicle¦AnchororGuy¦Brokenwireonground
24-0059232 | Wildfire Mitigation | Planned - WSIP/System Hardening |  |  | 2024 | Tier 2 | Distribution Circuit |  |  |  | 2461361 | Sus |  | WildfireMitigation¦PlannedWSIPSystemHardening¦¦
24-0060803 | Company Initiated | Planned- maintenance |  |  | 2024 | Tier 3 | Transformer only |  |  |  | 2461390 | Sus |  | CompanyInitiated¦Plannedmaintenance¦¦
24-0057897 | Wildfire Mitigation | Planned - WSIP/System Hardening |  |  | 2024 | Tier 3 | Transformer only |  |  |  | 2461398 | Sus |  | WildfireMitigation¦PlannedWSIPSystemHardening¦¦
24-0060991 | Wildfire Mitigation | Planned - WSIP/System Hardening |  |  | 2024 | Tier 2 | Transformer only |  |  |  | 2461637 | Sus |  | WildfireMitigation¦PlannedWSIPSystemHardening¦¦
24-0059241 | Wildfire Mitigation | Planned - WSIP/System Hardening |  |  | 2024 | Tier 2 | Distribution Circuit |  |  |  | 2461671 | Sus |  | WildfireMitigation¦PlannedWSIPSystemHardening¦¦
24-0061238 | Wildfire Mitigation | Planned - WSIP/System Hardening |  |  | 2024 | Tier 2 | Distribution Circuit |  |  |  | 2462499 | Sus |  | WildfireMitigation¦PlannedWSIPSystemHardening¦¦
24-0061210 | Wildfire Mitigation | Planned - WSIP/System Hardening |  |  | 2024 | Tier 2 | Transformer only |  |  |  | 2462979 | Sus |  | WildfireMitigation¦PlannedWSIPSystemHardening¦¦
24-0061156 | Company Initiated | Planned- maintenance |  |  | 2024 | Tier 2 | Transformer only |  |  |  | 2462981 | Sus |  | CompanyInitiated¦Plannedmaintenance¦¦
24-0060631 | Company Initiated | Planned- capital |  |  | 2024 | Tier 3 | Distribution Circuit |  |  |  | 2462960 | Sus |  | CompanyInitiated¦Plannedcapital¦¦
24-0061078 | Company Initiated | Planned- capital |  |  | 2024 | Tier 2 | Distribution Circuit |  |  |  | 2462980 | Sus |  | CompanyInitiated¦Plannedcapital¦¦
24-0060619 | Company Initiated | Planned- maintenance |  |  | 2024 | Tier 2 | Distribution Circuit |  |  |  | 2462921 | Sus |  | CompanyInitiated¦Plannedmaintenance¦¦
24-0060758 | Company Initiated | Planned- maintenance |  |  | 2024 | Tier 2 | Transformer only |  |  |  | 2463354 | Sus |  | CompanyInitiated¦Plannedmaintenance¦¦
24-0060950 | Wildfire Mitigation | Planned - WSIP/System Hardening |  |  | 2024 | Tier 2 | Distribution Circuit |  |  |  | 2463280 | Sus |  | WildfireMitigation¦PlannedWSIPSystemHardening¦¦
24-0060950 | Wildfire Mitigation | Planned - WSIP/System Hardening |  |  | 2024 | Tier 2 | Distribution Circuit |  |  |  | 2463281 | Sus |  | WildfireMitigation¦PlannedWSIPSystemHardening¦¦
24-0061085 | Wildfire Mitigation | Planned - WSIP/System Hardening |  |  | 2024 | Tier 2 | Distribution Circuit |  |  |  | 2463303 | Sus |  | WildfireMitigation¦PlannedWSIPSystemHardening¦¦
24-0068081 | Equipment Failure/Involved | Overhead | Crossarm- Wood | Broken | 2024 | Tier 2 | Transformer only |  |  |  | 2463663 | Sus |  | EquipmentFailureInvolved¦Overhead¦CrossarmWood¦Broken
24-0068138 | Vegetation | Tree - branch fell on line | Conductor- Overhead | Broken- wire on ground | 2024 | Tier 2 | Distribution Circuit |  |  |  | 2463939 | Sus |  | Vegetation¦Treebranchfellonline¦ConductorOverhead¦Brokenwireonground
24-0058594 | Wildfire Mitigation | Planned - WSIP/System Hardening |  |  | 2024 | Tier 2 | Distribution Circuit |  |  |  | 2463947 | Sus |  | WildfireMitigation¦PlannedWSIPSystemHardening¦¦
24-0061089 | Wildfire Mitigation | Planned - WSIP/System Hardening |  |  | 2024 | Tier 2 | Transformer only |  |  |  | 2464032 | Sus |  | WildfireMitigation¦PlannedWSIPSystemHardening¦¦
24-0056227 | Wildfire Mitigation | Planned - WSIP/System Hardening |  |  | 2024 | Tier 2 | Distribution Circuit |  |  |  | 2464021 | Sus |  | WildfireMitigation¦PlannedWSIPSystemHardening¦¦
24-0060777 | Company Initiated | Planned- maintenance |  |  | 2024 | Tier 2 | Distribution Circuit |  |  |  | 2463937 | Sus |  | CompanyInitiated¦Plannedmaintenance¦¦
24-0060876 | Wildfire Mitigation | Planned - WSIP/System Hardening |  |  | 2024 | Tier 2 | Distribution Circuit |  |  |  | 2463968 | Sus |  | WildfireMitigation¦PlannedWSIPSystemHardening¦¦
24-0060887 | Wildfire Mitigation | Planned - WSIP/System Hardening |  |  | 2024 | Tier 2 | Transformer only |  |  |  | 2464217 | Sus |  | WildfireMitigation¦PlannedWSIPSystemHardening¦¦
24-0061190 | Company Initiated | Planned- maintenance |  |  | 2024 | Tier 2 | Distribution Circuit |  |  |  | 2464010 | Sus |  | CompanyInitiated¦Plannedmaintenance¦¦
24-0061190 | Company Initiated | Planned- maintenance |  |  | 2024 | Tier 2 | Distribution Circuit |  |  |  | 2464011 | Sus |  | CompanyInitiated¦Plannedmaintenance¦¦
24-0061261 | Wildfire Mitigation | Planned - WSIP/System Hardening |  |  | 2024 | Tier 2 | Distribution Circuit |  |  |  | 2464783 | Sus |  | WildfireMitigation¦PlannedWSIPSystemHardening¦¦
24-0064783 | Wildfire Mitigation | Planned - WSIP/System Hardening |  |  | 2024 | Tier 2 | Distribution Circuit |  |  |  | 2464867 | Sus |  | WildfireMitigation¦PlannedWSIPSystemHardening¦¦
24-0060859 | Company Initiated | Planned- maintenance |  |  | 2024 | Tier 3 | Distribution Circuit |  |  |  | 2464870 | Sus |  | CompanyInitiated¦Plannedmaintenance¦¦
24-0060774 | Wildfire Mitigation | Planned - WSIP/System Hardening |  |  | 2024 | Tier 3 | Distribution Circuit |  |  |  | 2464789 | Sus |  | WildfireMitigation¦PlannedWSIPSystemHardening¦¦
24-0061304 | Company Initiated | Planned- maintenance |  |  | 2024 | Tier 2 | Distribution Circuit |  |  |  | 2464937 | Sus |  | CompanyInitiated¦Plannedmaintenance¦¦
24-0061236 | Company Initiated | Planned- maintenance |  |  | 2024 | Tier 2 | Distribution Circuit |  |  |  | 2465144 | Sus |  | CompanyInitiated¦Plannedmaintenance¦¦
24-0061415 | Company Initiated | Planned- maintenance |  |  | 2024 | Tier 2 | Transformer only |  |  |  | 2465194 | Sus |  | CompanyInitiated¦Plannedmaintenance¦¦
24-0068826 | Equipment Failure/Involved | Overhead | Pole-Wood | Deteriorated | 2024 | Tier 3 | Distribution Circuit |  |  |  | 2465209 | Sus |  | EquipmentFailureInvolved¦Overhead¦PoleWood¦Deteriorated
24-0068952 | 3rd Party | Vehicle | Pole-Wood | Broken | 2024 | Tier 2 | Distribution Circuit |  |  |  | 2465343 | Sus |  | 3rdParty¦Vehicle¦PoleWood¦Broken
24-0069084 | Animal | Bird found | Transformer (OH) | Normal | 2024 | Tier 2 | Distribution Circuit |  |  |  | 2465549 | Sus |  | Animal¦Birdfound¦Transformer(OH)¦Normal
24-0059890 | Wildfire Mitigation | Planned - WSIP/System Hardening |  |  | 2024 | Tier 2 | Distribution Circuit |  |  |  | 2465580 | Sus |  | WildfireMitigation¦PlannedWSIPSystemHardening¦¦
24-0058612 | Wildfire Mitigation | Planned - WSIP/System Hardening |  |  | 2024 | Tier 2 | Transformer only |  |  |  | 2465592 | Sus |  | WildfireMitigation¦PlannedWSIPSystemHardening¦¦
24-0059891 | Wildfire Mitigation | Planned - WSIP/System Hardening |  |  | 2024 | Tier 2 | Distribution Circuit |  |  |  | 2465583 | Sus |  | WildfireMitigation¦PlannedWSIPSystemHardening¦¦
24-0064792 | Wildfire Mitigation | Planned - WSIP/System Hardening |  |  | 2024 | Tier 2 | Distribution Circuit |  |  |  | 2465613 | Sus |  | WildfireMitigation¦PlannedWSIPSystemHardening¦¦
24-0062953 | Company Initiated | Planned- maintenance |  |  | 2024 | Tier 2 | Distribution Circuit |  |  |  | 2465689 | Sus |  | CompanyInitiated¦Plannedmaintenance¦¦
24-0069124 | 3rd Party | Vehicle | Pole-Wood | Broken | 2024 | Tier 2 | Distribution Circuit |  |  |  | 2465714 | Sus |  | 3rdParty¦Vehicle¦PoleWood¦Broken
24-0061192 | Wildfire Mitigation | Planned - WSIP/System Hardening |  |  | 2024 | Tier 2 | Transformer only |  |  |  | 2465759 | Sus |  | WildfireMitigation¦PlannedWSIPSystemHardening¦¦
24-0059894 | Wildfire Mitigation | Planned - WSIP/System Hardening |  |  | 2024 | Tier 2 | Distribution Circuit |  |  |  | 2465905 | Sus |  | WildfireMitigation¦PlannedWSIPSystemHardening¦¦
24-0059892 | Wildfire Mitigation | Planned - WSIP/System Hardening |  |  | 2024 | Tier 2 | Distribution Circuit |  |  |  | 2465907 | Sus |  | WildfireMitigation¦PlannedWSIPSystemHardening¦¦
24-0063627 | Company Initiated | Planned- maintenance |  |  | 2024 | Tier 2 | Distribution Circuit |  |  |  | 2466405 | Sus |  | CompanyInitiated¦Plannedmaintenance¦¦
24-0066263 | Wildfire Mitigation | Planned - WSIP/System Hardening |  |  | 2024 | Tier 2 | Transformer only |  |  |  | 2466625 | Sus |  | WildfireMitigation¦PlannedWSIPSystemHardening¦¦
24-0069718 | Vegetation | Tree - branch fell on line | Conductor- Overhead | Normal | 2024 | Tier 3 | Distribution Circuit |  |  |  | 2466618 | Sus |  | Vegetation¦Treebranchfellonline¦ConductorOverhead¦Normal
24-0069935 | Equipment Failure/Involved | Underground | Conductor- Underground | Burned/flashed | 2024 | Tier 2 | Transformer only |  |  |  | 2467050 | Sus |  | EquipmentFailureInvolved¦Underground¦ConductorUnderground¦Burnedflashed
24-0069982 | Company Initiated | Personnel- company | Recloser | Malfunctioning | 2024 | Tier 2 | Distribution Circuit |  |  |  | 2467379 | Sus |  | CompanyInitiated¦Personnelcompany¦Recloser¦Malfunctioning
24-0070011 | 3rd Party | Customer Equipment | Customer Equipment | Malfunctioning | 2024 | Tier 3 | Distribution Circuit |  |  |  | 2467515 | Sus |  | 3rdParty¦CustomerEquipment¦CustomerEquipment¦Malfunctioning
24-0070059 | 3rd Party | Vehicle | Pole-Wood | Broken- wire on ground | 2024 | Tier 2 | Distribution Circuit |  |  |  | 2467698 | Sus |  | 3rdParty¦Vehicle¦PoleWood¦Brokenwireonground
24-0070110 | Unknown Cause | Patrol - found nothing |  |  | 2024 | Tier 2 | Distribution Circuit |  |  |  | 2467780 | Sus |  | UnknownCause¦Patrolfoundnothing¦¦
24-0070200 | Unknown Cause | Patrol - found nothing |  |  | 2024 | Tier 3 | Distribution Circuit |  |  |  | 2468174 | Sus |  | UnknownCause¦Patrolfoundnothing¦¦
24-0070260 | 3rd Party | Customer Equipment | Customer Equipment | Malfunctioning | 2024 | Tier 3 | Distribution Circuit |  |  |  | 2468420 | Sus |  | 3rdParty¦CustomerEquipment¦CustomerEquipment¦Malfunctioning
24-0064411 | Company Initiated | Planned- maintenance |  |  | 2024 | Tier 2 | Distribution Circuit |  |  |  | 2468520 | Sus |  | CompanyInitiated¦Plannedmaintenance¦¦
24-0064355 | Company Initiated | Planned- maintenance |  |  | 2024 | Tier 2 | Distribution Circuit |  |  |  | 2468551 | Sus |  | CompanyInitiated¦Plannedmaintenance¦¦
24-0064336 | Company Initiated | Planned- maintenance |  |  | 2024 | Tier 2 | Transformer only |  |  |  | 2468548 | Sus |  | CompanyInitiated¦Plannedmaintenance¦¦
24-0065526 | Wildfire Mitigation | Planned - WSIP/System Hardening |  |  | 2024 | Tier 2 | Distribution Circuit |  |  |  | 2468541 | Sus |  | WildfireMitigation¦PlannedWSIPSystemHardening¦¦
24-0065499 | Company Initiated | Planned- maintenance |  |  | 2024 | Tier 2 | Transformer only |  |  |  | 2468608 | Sus |  | CompanyInitiated¦Plannedmaintenance¦¦
24-0063468 | Company Initiated | Planned- maintenance |  |  | 2024 | Tier 2 | Transformer only |  |  |  | 2468667 | Sus |  | CompanyInitiated¦Plannedmaintenance¦¦
24-0064048 | Company Initiated | Planned- maintenance |  |  | 2024 | Tier 2 | Transformer only |  |  |  | 2468798 | Sus |  | CompanyInitiated¦Plannedmaintenance¦¦
24-0066020 | Company Initiated | Planned- maintenance |  |  | 2024 | Tier 2 | Distribution Circuit |  |  |  | 2468666 | Sus |  | CompanyInitiated¦Plannedmaintenance¦¦
24-0066035 | Company Initiated | Planned- maintenance |  |  | 2024 | Tier 2 | Transformer only |  |  |  | 2468774 | Sus |  | CompanyInitiated¦Plannedmaintenance¦¦
24-0064067 | Company Initiated | Planned- maintenance |  |  | 2024 | Tier 2 | Distribution Circuit |  |  |  | 2468776 | Sus |  | CompanyInitiated¦Plannedmaintenance¦¦
24-0064080 | Company Initiated | Planned- maintenance |  |  | 2024 | Tier 2 | Transformer only |  |  |  | 2468802 | Sus |  | CompanyInitiated¦Plannedmaintenance¦¦
24-0066348 | Company Initiated | Planned- maintenance |  |  | 2024 | Tier 2 | Transformer only |  |  |  | 2468885 | Sus |  | CompanyInitiated¦Plannedmaintenance¦¦
24-0066025 | Company Initiated | Planned- maintenance |  |  | 2024 | Tier 2 | Distribution Circuit |  |  |  | 2468906 | Sus |  | CompanyInitiated¦Plannedmaintenance¦¦
24-0062566 | Company Initiated | Planned- maintenance |  |  | 2024 | Tier 2 | Distribution Circuit |  |  |  | 2469522 | Sus |  | CompanyInitiated¦Plannedmaintenance¦¦
24-0063782 | Company Initiated | Planned- maintenance |  |  | 2024 | Tier 2 | Distribution Circuit |  |  |  | 2469530 | Sus |  | CompanyInitiated¦Plannedmaintenance¦¦
24-0064137 | Company Initiated | Planned- maintenance |  |  | 2024 | Tier 2 | Transformer only |  |  |  | 2469667 | Sus |  | CompanyInitiated¦Plannedmaintenance¦¦
24-0060960 | Company Initiated | Planned- capital |  |  | 2024 | Tier 2 | Distribution Circuit |  |  |  | 2469655 | Sus |  | CompanyInitiated¦Plannedcapital¦¦
24-0065355 | Company Initiated | Planned- maintenance |  |  | 2024 | Tier 2 | Distribution Circuit |  |  |  | 2470548 | Sus |  | CompanyInitiated¦Plannedmaintenance¦¦
24-0061395 | Wildfire Mitigation | Planned - WSIP/System Hardening |  |  | 2024 | Tier 2 | Distribution Circuit |  |  |  | 2471081 | Sus |  | WildfireMitigation¦PlannedWSIPSystemHardening¦¦
24-0060992 | Company Initiated | Planned- capital |  |  | 2024 | Tier 3 | Distribution Circuit |  |  |  | 2470627 | Sus |  | CompanyInitiated¦Plannedcapital¦¦
24-0071365 | Company Initiated | Construction Activity/equip- company | Conductor- Overhead | Normal | 2024 | Tier 2 | Distribution Circuit |  |  |  | 2470862 | Sus |  | CompanyInitiated¦ConstructionActivityequipcompany¦ConductorOverhead¦Normal
24-0071555 | Equipment Failure/Involved | Overhead | Transformer (OH) | Leaking | 2024 | Tier 2 | Transformer only |  |  |  | 2471104 | Sus |  | EquipmentFailureInvolved¦Overhead¦Transformer(OH)¦Leaking
24-0061420 | Wildfire Mitigation | Planned - WSIP/System Hardening |  |  | 2024 | Tier 2 | Distribution Circuit |  |  |  | 2471486 | Sus |  | WildfireMitigation¦PlannedWSIPSystemHardening¦¦
24-0066038 | Wildfire Mitigation | Planned - WSIP/System Hardening |  |  | 2024 | Tier 2 | Transformer only |  |  |  | 2471615 | Sus |  | WildfireMitigation¦PlannedWSIPSystemHardening¦¦
24-0061433 | Company Initiated | Planned- maintenance |  |  | 2024 | Tier 2 | Distribution Circuit |  |  |  | 2473730 | Sus |  | CompanyInitiated¦Plannedmaintenance¦¦
24-0065366 | Company Initiated | Planned- maintenance |  |  | 2024 | Tier 2 | Distribution Circuit |  |  |  | 2473738 | Sus |  | CompanyInitiated¦Plannedmaintenance¦¦
24-0067799 | Company Initiated | Planned- maintenance |  |  | 2024 | Tier 2 | Transformer only |  |  |  | 2473754 | Sus |  | CompanyInitiated¦Plannedmaintenance¦¦
24-0066891 | Wildfire Mitigation | Planned - WSIP/System Hardening |  |  | 2024 | Tier 2 | Distribution Circuit |  |  |  | 2473874 | Sus |  | WildfireMitigation¦PlannedWSIPSystemHardening¦¦
24-0072484 | Equipment Failure/Involved | Overhead | Pole-Wood | Deteriorated | 2024 | Tier 2 | Distribution Circuit |  |  |  | 2473923 | Sus |  | EquipmentFailureInvolved¦Overhead¦PoleWood¦Deteriorated
24-0072725 | Unknown Cause | Patrol - found nothing |  |  | 2024 | Tier 3 | Distribution Circuit |  |  |  | 2474354 | Sus |  | UnknownCause¦Patrolfoundnothing¦¦
24-0067808 | Company Initiated | Planned- maintenance |  |  | 2024 | Tier 2 | Transformer only |  |  |  | 2474662 | Sus |  | CompanyInitiated¦Plannedmaintenance¦¦
24-0066302 | Wildfire Mitigation | Planned - WSIP/System Hardening |  |  | 2024 | Tier 2 | Distribution Circuit |  |  |  | 2474701 | Sus |  | WildfireMitigation¦PlannedWSIPSystemHardening¦¦
24-0063704 | Wildfire Mitigation | Planned - WSIP/System Hardening |  |  | 2024 | Tier 3 | Transformer only |  |  |  | 2475253 | Sus |  | WildfireMitigation¦PlannedWSIPSystemHardening¦¦
24-0063700 | Wildfire Mitigation | Planned - WSIP/System Hardening |  |  | 2024 | Tier 3 | Distribution Circuit |  |  |  | 2474726 | Sus |  | WildfireMitigation¦PlannedWSIPSystemHardening¦¦
24-0068902 | Company Initiated | Planned- maintenance |  |  | 2024 | Tier 3 | Distribution Circuit |  |  |  | 2474756 | Sus |  | CompanyInitiated¦Plannedmaintenance¦¦
24-0067908 | Wildfire Mitigation | Planned - WSIP/System Hardening |  |  | 2024 | Tier 2 | Distribution Circuit |  |  |  | 2474775 | Sus |  | WildfireMitigation¦PlannedWSIPSystemHardening¦¦
24-0072888 | Equipment Failure/Involved | Overhead | Pole-Wood | Broken | 2024 | Tier 2 | Distribution Circuit |  |  |  | 2474765 | Sus |  | EquipmentFailureInvolved¦Overhead¦PoleWood¦Broken
24-0073419 | Unknown Cause | Patrol - found nothing |  |  | 2024 | Tier 2 | Distribution Circuit |  |  |  | 2475834 | Sus |  | UnknownCause¦Patrolfoundnothing¦¦
24-0067814 | Company Initiated | Planned- maintenance |  |  | 2024 | Tier 2 | Transformer only |  |  |  | 2475860 | Sus |  | CompanyInitiated¦Plannedmaintenance¦¦
24-0062552 | Company Initiated | Planned- maintenance |  |  | 2024 | Tier 2 | Transformer only |  |  |  | 2475880 | Sus |  | CompanyInitiated¦Plannedmaintenance¦¦
24-0064332 | Company Initiated | Planned- maintenance |  |  | 2024 | Tier 2 | Transformer only |  |  |  | 2475897 | Sus |  | CompanyInitiated¦Plannedmaintenance¦¦
24-0073432 | Equipment Failure/Involved | Overhead | Transformer (OH) | Deteriorated | 2024 | Tier 2 | Transformer only |  |  |  | 2475893 | Sus |  | EquipmentFailureInvolved¦Overhead¦Transformer(OH)¦Deteriorated
24-0063821 | Company Initiated | Planned- capital |  |  | 2024 | Tier 2 | Distribution Circuit |  |  |  | 2475903 | Sus |  | CompanyInitiated¦Plannedcapital¦¦
24-0067921 | Wildfire Mitigation | Planned - WSIP/System Hardening |  |  | 2024 | Tier 2 | Distribution Circuit |  |  |  | 2476029 | Sus |  | WildfireMitigation¦PlannedWSIPSystemHardening¦¦
24-0073461 | Vegetation | Tree - grew into line | Secondary | Normal | 2024 | Tier 3 | Transformer only |  |  |  | 2476016 | Sus |  | Vegetation¦Treegrewintoline¦Secondary¦Normal
24-0064334 | Company Initiated | Planned- maintenance |  |  | 2024 | Tier 2 | Transformer only |  |  |  | 2476154 | Sus |  | CompanyInitiated¦Plannedmaintenance¦¦
24-0073976 | Unknown Cause | Patrol - found nothing |  |  | 2024 | Tier 2 | Distribution Circuit |  |  |  | 2477415 | Sus |  | UnknownCause¦Patrolfoundnothing¦¦
24-0069169 | Company Initiated | Planned- maintenance |  |  | 2024 | Tier 2 | Distribution Circuit |  |  |  | 2477414 | Sus |  | CompanyInitiated¦Plannedmaintenance¦¦
24-0069173 | Company Initiated | Planned- maintenance |  |  | 2024 | Tier 2 | Transformer only |  |  |  | 2477874 | Sus |  | CompanyInitiated¦Plannedmaintenance¦¦
24-0069214 | Company Initiated | Planned- maintenance |  |  | 2024 | Tier 2 | Distribution Circuit |  |  |  | 2477489 | Sus |  | CompanyInitiated¦Plannedmaintenance¦¦
24-0069692 | Company Initiated | Planned- maintenance |  |  | 2024 | Tier 2 | Transformer only |  |  |  | 2477564 | Sus |  | CompanyInitiated¦Plannedmaintenance¦¦
24-0067820 | Company Initiated | Planned- maintenance |  |  | 2024 | Tier 2 | Transformer only |  |  |  | 2479212 | Sus |  | CompanyInitiated¦Plannedmaintenance¦¦
24-0066295 | Company Initiated | Planned- maintenance |  |  | 2024 | Tier 2 | Distribution Circuit |  |  |  | 2478931 | Sus |  | CompanyInitiated¦Plannedmaintenance¦¦
24-0061450 | Wildfire Mitigation | Planned - WSIP/System Hardening |  |  | 2024 | Tier 2 | Distribution Circuit |  |  |  | 2478923 | Sus |  | WildfireMitigation¦PlannedWSIPSystemHardening¦¦
24-0069175 | Company Initiated | Planned- maintenance |  |  | 2024 | Tier 2 | Transformer only |  |  |  | 2479051 | Sus |  | CompanyInitiated¦Plannedmaintenance¦¦
24-0074596 | Equipment Failure/Involved | Overhead | Transformer (OH) | Failed/Faulted | 2024 | Tier 3 | Distribution Circuit |  |  |  | 2479077 | Sus |  | EquipmentFailureInvolved¦Overhead¦Transformer(OH)¦FailedFaulted
24-0069181 | Company Initiated | Planned- maintenance |  |  | 2024 | Tier 2 | Transformer only |  |  |  | 2479273 | Sus |  | CompanyInitiated¦Plannedmaintenance¦¦
24-0071255 | Company Initiated | Planned- maintenance |  |  | 2024 | Tier 2 | Distribution Circuit |  |  |  | 2479909 | Sus |  | CompanyInitiated¦Plannedmaintenance¦¦
24-0071256 | Company Initiated | Planned- maintenance |  |  | 2024 | Tier 2 | Transformer only |  |  |  | 2479923 | Sus |  | CompanyInitiated¦Plannedmaintenance¦¦
24-0069213 | Company Initiated | Planned- maintenance |  |  | 2024 | Tier 3 | Distribution Circuit |  |  |  | 2479987 | Sus |  | CompanyInitiated¦Plannedmaintenance¦¦
24-0075046 | Equipment Failure/Involved | Overhead | Fuse | Broken | 2024 | Tier 3 | Distribution Circuit |  |  |  | 2480309 | Sus |  | EquipmentFailureInvolved¦Overhead¦Fuse¦Broken
24-0065697 | Company Initiated | Planned- maintenance |  |  | 2024 | Tier 2 | Distribution Circuit |  |  |  | 2480977 | Sus |  | CompanyInitiated¦Plannedmaintenance¦¦
24-0067833 | Company Initiated | Planned- maintenance |  |  | 2024 | Tier 2 | Transformer only |  |  |  | 2481000 | Sus |  | CompanyInitiated¦Plannedmaintenance¦¦
24-0070106 | Company Initiated | Planned- maintenance |  |  | 2024 | Tier 2 | Transformer only |  |  |  | 2481007 | Sus |  | CompanyInitiated¦Plannedmaintenance¦¦
24-0065707 | Company Initiated | Planned- maintenance |  |  | 2024 | Tier 2 | Distribution Circuit |  |  |  | 2480996 | Sus |  | CompanyInitiated¦Plannedmaintenance¦¦
24-0075225 | Unknown Cause | Patrol - found nothing |  |  | 2024 | Tier 3 | Distribution Circuit |  |  |  | 2481044 | Sus |  | UnknownCause¦Patrolfoundnothing¦¦
24-0069055 | Company Initiated | Planned- maintenance |  |  | 2024 | Tier 2 | Transformer only |  |  |  | 2481062 | Sus |  | CompanyInitiated¦Plannedmaintenance¦¦
24-0065713 | Company Initiated | Planned- maintenance |  |  | 2024 | Tier 2 | Transformer only |  |  |  | 2481425 | Sus |  | CompanyInitiated¦Plannedmaintenance¦¦
24-0075558 | 3rd Party | Vehicle | Pole-Wood | Broken- wire on ground | 2024 | Tier 2 | Distribution Circuit |  |  |  | 2481842 | Sus |  | 3rdParty¦Vehicle¦PoleWood¦Brokenwireonground
24-0069382 | Company Initiated | Planned- maintenance |  |  | 2024 | Tier 2 | Distribution Circuit |  |  |  | 2481939 | Sus |  | CompanyInitiated¦Plannedmaintenance¦¦
24-0066329 | Wildfire Mitigation | Planned - WSIP/System Hardening |  |  | 2024 | Tier 2 | Distribution Circuit |  |  |  | 2481942 | Sus |  | WildfireMitigation¦PlannedWSIPSystemHardening¦¦
24-0066390 | Wildfire Mitigation | Planned - WSIP/System Hardening |  |  | 2024 | Tier 2 | Transformer only |  |  |  | 2481985 | Sus |  | WildfireMitigation¦PlannedWSIPSystemHardening¦¦
24-0065938 | Company Initiated | Planned- maintenance |  |  | 2024 | Tier 2 | Transformer only |  |  |  | 2482336 | Sus |  | CompanyInitiated¦Plannedmaintenance¦¦
24-0067875 | Company Initiated | Planned- maintenance |  |  | 2024 | Tier 2 | Distribution Circuit |  |  |  | 2481982 | Sus |  | CompanyInitiated¦Plannedmaintenance¦¦
24-0071377 | Wildfire Mitigation | Planned - WSIP/System Hardening |  |  | 2024 | Tier 2 | Transformer only |  |  |  | 2482173 | Sus |  | WildfireMitigation¦PlannedWSIPSystemHardening¦¦
24-0066403 | Wildfire Mitigation | Planned - WSIP/System Hardening |  |  | 2024 | Tier 2 | Transformer only |  |  |  | 2482203 | Sus |  | WildfireMitigation¦PlannedWSIPSystemHardening¦¦
24-0068948 | Wildfire Mitigation | Planned - WSIP/System Hardening |  |  | 2024 | Tier 2 | Transformer only |  |  |  | 2482232 | Sus |  | WildfireMitigation¦PlannedWSIPSystemHardening¦¦
24-0075736 | Equipment Failure/Involved | Overhead | Transformer (OH) | Failed/Faulted | 2024 | Tier 2 | Distribution Circuit |  |  |  | 2482277 | Sus |  | EquipmentFailureInvolved¦Overhead¦Transformer(OH)¦FailedFaulted
24-0075948 | Equipment Failure/Involved | Overhead | Crossarm- Wood | Broken | 2024 | Tier 3 | Distribution Circuit |  |  |  | 2482586 | Sus |  | EquipmentFailureInvolved¦Overhead¦CrossarmWood¦Broken
24-0070340 | Company Initiated | Planned- maintenance |  |  | 2024 | Tier 3 | Distribution Circuit |  |  |  | 2483051 | Sus |  | CompanyInitiated¦Plannedmaintenance¦¦
24-0066766 | Company Initiated | Planned- maintenance |  |  | 2024 | Tier 2 | Distribution Circuit |  |  |  | 2483244 | Sus |  | CompanyInitiated¦Plannedmaintenance¦¦
24-0066419 | Wildfire Mitigation | Planned - WSIP/System Hardening |  |  | 2024 | Tier 2 | Distribution Circuit |  |  |  | 2483040 | Sus |  | WildfireMitigation¦PlannedWSIPSystemHardening¦¦
24-0071453 | Company Initiated | Planned- maintenance |  |  | 2024 | Tier 2 | Transformer only |  |  |  | 2483257 | Sus |  | CompanyInitiated¦Plannedmaintenance¦¦
24-0071388 | Wildfire Mitigation | Planned - WSIP/System Hardening |  |  | 2024 | Tier 2 | Transformer only |  |  |  | 2483375 | Sus |  | WildfireMitigation¦PlannedWSIPSystemHardening¦¦
24-0076235 | Unknown Cause | Patrol - found nothing |  |  | 2024 | Tier 3 | Distribution Circuit |  |  |  | 2483591 | Sus |  | UnknownCause¦Patrolfoundnothing¦¦
24-0070868 | Company Initiated | Planned- maintenance |  |  | 2024 | Tier 2 | Distribution Circuit |  |  |  | 2484241 | Sus |  | CompanyInitiated¦Plannedmaintenance¦¦
24-0066435 | Wildfire Mitigation | Planned - WSIP/System Hardening |  |  | 2024 | Tier 2 | Distribution Circuit |  |  |  | 2484167 | Sus |  | WildfireMitigation¦PlannedWSIPSystemHardening¦¦
24-0067940 | Company Initiated | Planned- maintenance |  |  | 2024 | Tier 2 | Transformer only |  |  |  | 2484237 | Sus |  | CompanyInitiated¦Plannedmaintenance¦¦
24-0070877 | Company Initiated | Planned- maintenance |  |  | 2024 | Tier 3 | Distribution Circuit |  |  |  | 2484231 | Sus |  | CompanyInitiated¦Plannedmaintenance¦¦
24-0066290 | Company Initiated | Planned- capital |  |  | 2024 | Tier 2 | Distribution Circuit |  |  |  | 2484227 | Sus |  | CompanyInitiated¦Plannedcapital¦¦
24-0066358 | Wildfire Mitigation | Planned - WSIP/System Hardening |  |  | 2024 | Tier 2 | Distribution Circuit |  |  |  | 2484214 | Sus |  | WildfireMitigation¦PlannedWSIPSystemHardening¦¦
24-0072659 | Company Initiated | Planned- maintenance |  |  | 2024 | Tier 2 | Distribution Circuit |  |  |  | 2484173 | Sus |  | CompanyInitiated¦Plannedmaintenance¦¦
24-0069091 | Wildfire Mitigation | Planned - WSIP/System Hardening |  |  | 2024 | Tier 3 | Transformer only |  |  |  | 2484344 | Sus |  | WildfireMitigation¦PlannedWSIPSystemHardening¦¦
24-0069062 | Wildfire Mitigation | Planned - WSIP/System Hardening |  |  | 2024 | Tier 2 | Transformer only |  |  |  | 2484347 | Sus |  | WildfireMitigation¦PlannedWSIPSystemHardening¦¦
24-0067864 | Company Initiated | Planned- capital |  |  | 2024 | Tier 2 | Distribution Circuit |  |  |  | 2484337 | Sus |  | CompanyInitiated¦Plannedcapital¦¦
24-0076654 | Vegetation | Tree - branch fell on line | Secondary | Normal | 2024 | Tier 3 | Distribution Circuit |  |  |  | 2484491 | Sus |  | Vegetation¦Treebranchfellonline¦Secondary¦Normal
24-0068950 | Wildfire Mitigation | Planned - WSIP/System Hardening |  |  | 2024 | Tier 2 | Distribution Circuit |  |  |  | 2484562 | Sus |  | WildfireMitigation¦PlannedWSIPSystemHardening¦¦
24-0067959 | Company Initiated | Planned- maintenance |  |  | 2024 | Tier 2 | Transformer only |  |  |  | 2484621 | Sus |  | CompanyInitiated¦Plannedmaintenance¦¦
24-0076795 | Animal | Squirrel | Recloser | Normal | 2024 | Tier 2 | Distribution Circuit |  |  |  | 2484752 | Sus |  | Animal¦Squirrel¦Recloser¦Normal
24-0070993 | Company Initiated | Planned- maintenance |  |  | 2024 | Tier 2 | Distribution Circuit |  |  |  | 2485257 | Sus |  | CompanyInitiated¦Plannedmaintenance¦¦
24-0067942 | Company Initiated | Planned- maintenance |  |  | 2024 | Tier 2 | Transformer only |  |  |  | 2485256 | Sus |  | CompanyInitiated¦Plannedmaintenance¦¦
24-0070982 | Company Initiated | Planned- maintenance |  |  | 2024 | Tier 2 | Distribution Circuit |  |  |  | 2485253 | Sus |  | CompanyInitiated¦Plannedmaintenance¦¦
24-0066456 | Wildfire Mitigation | Planned - WSIP/System Hardening |  |  | 2024 | Tier 2 | Transformer only |  |  |  | 2485278 | Sus |  | WildfireMitigation¦PlannedWSIPSystemHardening¦¦
24-0077042 | 3rd Party | Vehicle | Pole-Wood | Broken | 2024 | Tier 2 | Distribution Circuit |  |  |  | 2485440 | Sus |  | 3rdParty¦Vehicle¦PoleWood¦Broken
24-0067894 | Company Initiated | Planned- capital |  |  | 2024 | Tier 2 | Distribution Circuit |  |  |  | 2485336 | Sus |  | CompanyInitiated¦Plannedcapital¦¦
24-0067949 | Company Initiated | Planned- maintenance |  |  | 2024 | Tier 2 | Transformer only |  |  |  | 2485574 | Sus |  | CompanyInitiated¦Plannedmaintenance¦¦
24-0070958 | Company Initiated | Planned- maintenance |  |  | 2024 | Tier 2 | Distribution Circuit |  |  |  | 2485666 | Sus |  | CompanyInitiated¦Plannedmaintenance¦¦
24-0077174 | Unknown Cause | Patrol - found nothing |  |  | 2024 | Tier 2 | Distribution Circuit |  |  |  | 2485701 | Sus |  | UnknownCause¦Patrolfoundnothing¦¦
24-0077248 | Company Initiated | Personnel- company | Recloser | Normal | 2024 | Tier 2 | Distribution Circuit |  |  |  | 2485807 | Sus |  | CompanyInitiated¦Personnelcompany¦Recloser¦Normal
24-0077284 | Equipment Failure/Involved | Overhead | Transformer (OH) | Failed/Faulted | 2024 | Tier 3 | Distribution Circuit |  |  |  | 2485996 | Sus |  | EquipmentFailureInvolved¦Overhead¦Transformer(OH)¦FailedFaulted
24-0077286 | Company Initiated | Personnel- company | Recloser | Normal | 2024 | Tier 2 | Distribution Circuit |  |  |  | 2486018 | Sus |  | CompanyInitiated¦Personnelcompany¦Recloser¦Normal
24-0077309 | Company Initiated | Personnel- company | Recloser | Normal | 2024 | Tier 2 | Distribution Circuit |  |  |  | 2486148 | Sus |  | CompanyInitiated¦Personnelcompany¦Recloser¦Normal
24-0077338 | Equipment Failure/Involved | Overhead | Transformer (OH) | Failed/Faulted | 2024 | Zone 1 | Distribution Circuit |  |  |  | 2486289 | Sus |  | EquipmentFailureInvolved¦Overhead¦Transformer(OH)¦FailedFaulted
24-0077495 | 3rd Party | Metallic Balloon | Conductor- Overhead | Normal | 2024 | Tier 2 | Distribution Circuit |  |  |  | 2487057 | Sus |  | 3rdParty¦MetallicBalloon¦ConductorOverhead¦Normal
24-0071041 | Company Initiated | Planned- maintenance |  |  | 2024 | Tier 2 | Distribution Circuit |  |  |  | 2487415 | Sus |  | CompanyInitiated¦Plannedmaintenance¦¦
24-0071044 | Company Initiated | Planned- maintenance |  |  | 2024 | Tier 2 | Transformer only |  |  |  | 2487451 | Sus |  | CompanyInitiated¦Plannedmaintenance¦¦
24-0077617 | Vegetation | Other ground vegetation | Transformer | Normal | 2024 | Tier 3 | Transformer only |  |  |  | 2487458 | Sus |  | Vegetation¦Othergroundvegetation¦Transformer¦Normal
24-0071557 | Wildfire Mitigation | Planned - WSIP/System Hardening |  |  | 2024 | Tier 3 | Transformer only |  |  |  | 2487478 | Sus |  | WildfireMitigation¦PlannedWSIPSystemHardening¦¦
24-0074698 | Wildfire Mitigation | Planned - WSIP/System Hardening |  |  | 2024 | Tier 2 | Transformer only |  |  |  | 2487727 | Sus |  | WildfireMitigation¦PlannedWSIPSystemHardening¦¦
24-0077633 | Equipment Failure/Involved | Overhead | Insulator | Broken | 2024 | Tier 3 | Distribution Circuit |  |  |  | 2487679 | Sus |  | EquipmentFailureInvolved¦Overhead¦Insulator¦Broken
24-0077791 | Equipment Failure/Involved | Overhead | Crossarm- Wood | Broken- wire on object | 2024 | Tier 3 | Distribution Circuit |  |  |  | 2487928 | Sus |  | EquipmentFailureInvolved¦Overhead¦CrossarmWood¦Brokenwireonobject
24-0071082 | Company Initiated | Planned- maintenance |  |  | 2024 | Tier 2 | Distribution Circuit |  |  |  | 2488958 | Sus |  | CompanyInitiated¦Plannedmaintenance¦¦
24-0068587 | Company Initiated | Planned- maintenance |  |  | 2024 | Tier 2 | Distribution Circuit |  |  |  | 2488944 | Sus |  | CompanyInitiated¦Plannedmaintenance¦¦
24-0070918 | Company Initiated | Planned- maintenance |  |  | 2024 | Tier 2 | Distribution Circuit |  |  |  | 2488960 | Sus |  | CompanyInitiated¦Plannedmaintenance¦¦
24-0071063 | Company Initiated | Planned- maintenance |  |  | 2024 | Tier 2 | Distribution Circuit |  |  |  | 2488979 | Sus |  | CompanyInitiated¦Plannedmaintenance¦¦
24-0074704 | Company Initiated | Planned- maintenance |  |  | 2024 | Tier 2 | Transformer only |  |  |  | 2489041 | Sus |  | CompanyInitiated¦Plannedmaintenance¦¦
24-0063848 | Wildfire Mitigation | Planned - WSIP/System Hardening |  |  | 2024 | Tier 3 | Transformer only |  |  |  | 2489053 | Sus |  | WildfireMitigation¦PlannedWSIPSystemHardening¦¦
24-0063855 | Wildfire Mitigation | Planned - WSIP/System Hardening |  |  | 2024 | Tier 3 | Transformer only |  |  |  | 2489204 | Sus |  | WildfireMitigation¦PlannedWSIPSystemHardening¦¦
24-0078148 | Equipment Failure/Involved | Overhead | Other | Broken | 2024 | Tier 3 | Distribution Circuit |  |  |  | 2489315 | Sus |  | EquipmentFailureInvolved¦Overhead¦Other¦Broken
24-0072673 | Company Initiated | Planned- maintenance |  |  | 2024 | Tier 2 | Distribution Circuit |  |  |  | 2489789 | Sus |  | CompanyInitiated¦Plannedmaintenance¦¦
24-0068596 | Company Initiated | Planned- maintenance |  |  | 2024 | Tier 2 | Distribution Circuit |  |  |  | 2489819 | Sus |  | CompanyInitiated¦Plannedmaintenance¦¦
24-0068596 | Company Initiated | Planned- maintenance |  |  | 2024 | Tier 2 | Distribution Circuit |  |  |  | 2489820 | Sus |  | CompanyInitiated¦Plannedmaintenance¦¦
24-0078514 | Animal | Bird found | Bushing | Normal | 2024 | Tier 2 | Distribution Circuit |  |  |  | 2490191 | Sus |  | Animal¦Birdfound¦Bushing¦Normal
24-0073141 | Company Initiated | Planned- maintenance |  |  | 2024 | Tier 2 | Distribution Circuit |  |  |  | 2490681 | Sus |  | CompanyInitiated¦Plannedmaintenance¦¦
24-0073123 | Company Initiated | Planned- maintenance |  |  | 2024 | Tier 2 | Transformer only |  |  |  | 2490690 | Sus |  | CompanyInitiated¦Plannedmaintenance¦¦
24-0073122 | Company Initiated | Planned- maintenance |  |  | 2024 | Tier 2 | Distribution Circuit |  |  |  | 2490686 | Sus |  | CompanyInitiated¦Plannedmaintenance¦¦
24-0078694 | Equipment Failure/Involved | Overhead | Insulator | Burned/flashed | 2024 | Tier 3 | Transformer only |  |  |  | 2490819 | Sus |  | EquipmentFailureInvolved¦Overhead¦Insulator¦Burnedflashed
24-0078750 | Equipment Failure/Involved | Overhead | Secondary | Broken | 2024 | Tier 2 | Transformer only |  |  |  | 2490914 | Sus |  | EquipmentFailureInvolved¦Overhead¦Secondary¦Broken
24-0078761 | Equipment Failure/Involved | Overhead | Fuse | Broken | 2024 | Tier 2 | Transformer only |  |  |  | 2490931 | Sus |  | EquipmentFailureInvolved¦Overhead¦Fuse¦Broken
24-0055367 | Company Initiated | Planned- capital |  |  | 2024 | Tier 2 | Distribution Circuit |  |  |  | 2491326 | Sus |  | CompanyInitiated¦Plannedcapital¦¦
24-0068624 | Company Initiated | Planned- maintenance |  |  | 2024 | Tier 2 | Distribution Circuit |  |  |  | 2491346 | Sus |  | CompanyInitiated¦Plannedmaintenance¦¦
24-0063909 | Wildfire Mitigation | Planned - WSIP/System Hardening |  |  | 2024 | Tier 3 | Distribution Circuit |  |  |  | 2491324 | Sus |  | WildfireMitigation¦PlannedWSIPSystemHardening¦¦
24-0073221 | Company Initiated | Planned- maintenance |  |  | 2024 | Tier 2 | Transformer only |  |  |  | 2491390 | Sus |  | CompanyInitiated¦Plannedmaintenance¦¦
24-0073220 | Company Initiated | Planned- maintenance |  |  | 2024 | Tier 2 | Distribution Circuit |  |  |  | 2491383 | Sus |  | CompanyInitiated¦Plannedmaintenance¦¦
24-0071569 | Company Initiated | Planned- capital |  |  | 2024 | Tier 3 | Distribution Circuit |  |  |  | 2491398 | Sus |  | CompanyInitiated¦Plannedcapital¦¦
24-0079019 | Environmental/External | Fire- Forest/Grass | Conductor- Overhead | Normal | 2024 | Tier 2 | Distribution Circuit |  |  |  | 2491629 | Sus |  | EnvironmentalExternal¦FireForestGrass¦ConductorOverhead¦Normal
24-0073042 | Company Initiated | Planned- maintenance |  |  | 2024 | Tier 3 | Distribution Circuit |  |  |  | 2491664 | Sus |  | CompanyInitiated¦Plannedmaintenance¦¦
24-0073046 | Company Initiated | Planned- maintenance |  |  | 2024 | Tier 3 | Distribution Circuit |  |  |  | 2491888 | Sus |  | CompanyInitiated¦Plannedmaintenance¦¦
24-0079174 | Vegetation | Tree - branch fell on line | Conductor- Overhead | Normal | 2024 | Tier 2 | Distribution Circuit |  |  |  | 2491930 | Sus |  | Vegetation¦Treebranchfellonline¦ConductorOverhead¦Normal
24-0074376 | Company Initiated | Planned- maintenance |  |  | 2024 | Tier 2 | Transformer only |  |  |  | 2492487 | Sus |  | CompanyInitiated¦Plannedmaintenance¦¦
24-0079501 | Unknown Cause | Patrol - found nothing |  |  | 2024 | Tier 2 | Distribution Circuit |  |  |  | 2492857 | Sus |  | UnknownCause¦Patrolfoundnothing¦¦
24-0079576 | Unknown Cause | Patrol - found nothing |  |  | 2024 | Tier 2 | Distribution Circuit |  |  |  | 2493186 | Sus |  | UnknownCause¦Patrolfoundnothing¦¦
24-0079584 | Unknown Cause | Patrol - found nothing |  |  | 2024 | Tier 3 | Distribution Circuit |  |  |  | 2493219 | Sus |  | UnknownCause¦Patrolfoundnothing¦¦
24-0068236 | Company Initiated | Planned- capital |  |  | 2024 | Tier 2 | Distribution Circuit |  |  |  | 2493337 | Sus |  | CompanyInitiated¦Plannedcapital¦¦
24-0073688 | Company Initiated | Planned- maintenance |  |  | 2024 | Tier 2 | Transformer only |  |  |  | 2493409 | Sus |  | CompanyInitiated¦Plannedmaintenance¦¦
24-0076367 | Wildfire Mitigation | Planned - WSIP/System Hardening |  |  | 2024 | Tier 2 | Transformer only |  |  |  | 2493523 | Sus |  | WildfireMitigation¦PlannedWSIPSystemHardening¦¦
24-0079699 | Equipment Failure/Involved | Overhead | Pole-Wood | Deteriorated | 2024 | Tier 2 | Distribution Circuit |  |  |  | 2493646 | Sus |  | EquipmentFailureInvolved¦Overhead¦PoleWood¦Deteriorated
24-0079848 | Environmental/External | Lightning | Conductor- Overhead | Normal | 2024 | Tier 2 | Distribution Circuit |  |  |  | 2494052 | Sus |  | EnvironmentalExternal¦Lightning¦ConductorOverhead¦Normal
24-0079937 | Unknown Cause | Patrol - found nothing |  |  | 2024 | Tier 2 | Distribution Circuit |  |  |  | 2494166 | Sus |  | UnknownCause¦Patrolfoundnothing¦¦
24-0079890 | Environmental/External | Lightning | Transformer (OH) | Burned/flashed | 2024 | Tier 2 | Distribution Circuit |  |  |  | 2494382 | Sus |  | EnvironmentalExternal¦Lightning¦Transformer(OH)¦Burnedflashed
24-0079894 | Unknown Cause | Patrol - found nothing |  |  | 2024 | Tier 2 | Distribution Circuit |  |  |  | 2494396 | Sus |  | UnknownCause¦Patrolfoundnothing¦¦
24-0079914 | Environmental/External | Lightning | Transformer (OH) | Failed/Faulted | 2024 | Tier 3 | Distribution Circuit |  |  |  | 2494480 | Sus |  | EnvironmentalExternal¦Lightning¦Transformer(OH)¦FailedFaulted
24-0079942 | Unknown Cause | Patrol - not conducted |  |  | 2024 | Tier 3 | Distribution Circuit |  |  |  | 2494570 | Sus |  | UnknownCause¦Patrolnotconducted¦¦
24-0079995 | 3rd Party | Customer Equipment | Pole-Wood | Deteriorated | 2024 | Tier 2 | Distribution Circuit |  |  |  | 2494698 | Sus |  | 3rdParty¦CustomerEquipment¦PoleWood¦Deteriorated
24-0080087 | Unknown Cause | Patrol - found nothing |  |  | 2024 | Tier 2 | Distribution Circuit |  |  |  | 2494875 | Sus |  | UnknownCause¦Patrolfoundnothing¦¦
24-0080155 | Equipment Failure/Involved | Overhead | Transformer (OH) | Failed/Faulted | 2024 | Tier 2 | Distribution Circuit |  |  |  | 2494912 | Sus |  | EquipmentFailureInvolved¦Overhead¦Transformer(OH)¦FailedFaulted
24-0074633 | Company Initiated | Planned- maintenance |  |  | 2024 | Tier 2 | Transformer only |  |  |  | 2495018 | Sus |  | CompanyInitiated¦Plannedmaintenance¦¦
24-0066389 | Wildfire Mitigation | Planned - WSIP/System Hardening |  |  | 2024 | Tier 2 | Distribution Circuit |  |  |  | 2494960 | Sus |  | WildfireMitigation¦PlannedWSIPSystemHardening¦¦
24-0069259 | Company Initiated | Planned- maintenance |  |  | 2024 | Tier 2 | Transformer only |  |  |  | 2495017 | Sus |  | CompanyInitiated¦Plannedmaintenance¦¦
24-0063997 | Wildfire Mitigation | Planned - WSIP/System Hardening |  |  | 2024 | Tier 2 | Transformer only |  |  |  | 2495307 | Sus |  | WildfireMitigation¦PlannedWSIPSystemHardening¦¦
24-0080544 | Equipment Failure/Involved | Overhead | Connector or Splice (OH) | Broken- wire on ground | 2024 | Tier 2 | Distribution Circuit |  |  |  | 2495885 | Sus |  | EquipmentFailureInvolved¦Overhead¦ConnectororSplice(OH)¦Brokenwireonground
24-0066532 | Wildfire Mitigation | Planned - WSIP/System Hardening |  |  | 2024 | Tier 2 | Distribution Circuit |  |  |  | 2496347 | Sus |  | WildfireMitigation¦PlannedWSIPSystemHardening¦¦
24-0074646 | Company Initiated | Planned- maintenance |  |  | 2024 | Tier 2 | Transformer only |  |  |  | 2496363 | Sus |  | CompanyInitiated¦Plannedmaintenance¦¦
24-0064001 | Wildfire Mitigation | Planned - WSIP/System Hardening |  |  | 2024 | Tier 2 | Transformer only |  |  |  | 2496417 | Sus |  | WildfireMitigation¦PlannedWSIPSystemHardening¦¦
24-0077016 | Company Initiated | Planned- maintenance |  |  | 2024 | Tier 3 | Transformer only |  |  |  | 2496423 | Sus |  | CompanyInitiated¦Plannedmaintenance¦¦
24-0080725 | Equipment Failure/Involved | Overhead | Transformer (OH) | Broken | 2024 | Tier 2 | Transformer only |  |  |  | 2496403 | Sus |  | EquipmentFailureInvolved¦Overhead¦Transformer(OH)¦Broken
24-0076337 | Wildfire Mitigation | Planned - WSIP/System Hardening |  |  | 2024 | Tier 2 | Distribution Circuit |  |  |  | 2496487 | Sus |  | WildfireMitigation¦PlannedWSIPSystemHardening¦¦
24-0066537 | Wildfire Mitigation | Planned - WSIP/System Hardening |  |  | 2024 | Tier 2 | Distribution Circuit |  |  |  | 2497404 | Sus |  | WildfireMitigation¦PlannedWSIPSystemHardening¦¦
24-0064020 | Company Initiated | Planned- maintenance |  |  | 2024 | Tier 2 | Transformer only |  |  |  | 2497421 | Sus |  | CompanyInitiated¦Plannedmaintenance¦¦
24-0074042 | Company Initiated | Planned- maintenance |  |  | 2024 | Tier 2 | Distribution Circuit |  |  |  | 2497430 | Sus |  | CompanyInitiated¦Plannedmaintenance¦¦
24-0074042 | Company Initiated | Planned- maintenance |  |  | 2024 | Tier 2 | Distribution Circuit |  |  |  | 2497431 | Sus |  | CompanyInitiated¦Plannedmaintenance¦¦
24-0066414 | Wildfire Mitigation | Planned - WSIP/System Hardening |  |  | 2024 | Tier 2 | Distribution Circuit |  |  |  | 2497360 | Sus |  | WildfireMitigation¦PlannedWSIPSystemHardening¦¦
24-0076237 | Wildfire Mitigation | Planned - WSIP/System Hardening |  |  | 2024 | Tier 2 | Transformer only |  |  |  | 2497513 | Sus |  | WildfireMitigation¦PlannedWSIPSystemHardening¦¦
24-0076630 | Wildfire Mitigation | Planned - WSIP/System Hardening |  |  | 2024 | Tier 3 | Transformer only |  |  |  | 2497559 | Sus |  | WildfireMitigation¦PlannedWSIPSystemHardening¦¦
24-0081529 | Unknown Cause | Patrol - found nothing |  |  | 2024 | Tier 2 | Distribution Circuit |  |  |  | 2498003 | Sus |  | UnknownCause¦Patrolfoundnothing¦¦
24-0069268 | Company Initiated | Planned- maintenance |  |  | 2024 | Tier 2 | Transformer only |  |  |  | 2498544 | Sus |  | CompanyInitiated¦Plannedmaintenance¦¦
24-0063897 | Wildfire Mitigation | Planned - WSIP/System Hardening |  |  | 2024 | Tier 3 | Distribution Circuit |  |  |  | 2498291 | Sus |  | WildfireMitigation¦PlannedWSIPSystemHardening¦¦
24-0074060 | Company Initiated | Planned- maintenance |  |  | 2024 | Tier 2 | Transformer only |  |  |  | 2498323 | Sus |  | CompanyInitiated¦Plannedmaintenance¦¦
24-0074287 | Company Initiated | Planned- maintenance |  |  | 2024 | Tier 3 | Transformer only |  |  |  | 2498545 | Sus |  | CompanyInitiated¦Plannedmaintenance¦¦
24-0074059 | Company Initiated | Planned- maintenance |  |  | 2024 | Tier 2 | Distribution Circuit |  |  |  | 2498336 | Sus |  | CompanyInitiated¦Plannedmaintenance¦¦
24-0081694 | Equipment Failure/Involved | Overhead | Connector or Splice (OH) | Arcing | 2024 | Tier 2 | Transformer only |  |  |  | 2498386 | Sus |  | EquipmentFailureInvolved¦Overhead¦ConnectororSplice(OH)¦Arcing
24-0081779 | Equipment Failure/Involved | Overhead | Insulator | Broken | 2024 | Tier 2 | Distribution Circuit |  |  |  | 2498579 | Sus |  | EquipmentFailureInvolved¦Overhead¦Insulator¦Broken
24-0082006 | Unknown Cause | Patrol - found nothing |  |  | 2024 | Tier 2 | Distribution Circuit |  |  |  | 2499104 | Sus |  | UnknownCause¦Patrolfoundnothing¦¦
24-0072705 | Company Initiated | Planned- capital |  |  | 2024 | Tier 2 | Distribution Circuit |  |  |  | 2499582 | Sus |  | CompanyInitiated¦Plannedcapital¦¦
24-0082232 | Animal | Bird found | Pothead(Riser Termination) | Normal | 2024 | Zone 1 | Distribution Circuit |  |  |  | 2499956 | Sus |  | Animal¦Birdfound¦Pothead(RiserTermination)¦Normal
24-0082332 | Animal | Bird found | Capacitor | Normal | 2024 | Tier 2 | Distribution Circuit |  |  |  | 2500538 | Sus |  | Animal¦Birdfound¦Capacitor¦Normal
24-0082706 | Unknown Cause | Patrol - found nothing |  |  | 2024 | Tier 2 | Distribution Circuit |  |  |  | 2501179 | Sus |  | UnknownCause¦Patrolfoundnothing¦¦
24-0077767 | Wildfire Mitigation | Planned - WSIP/System Hardening |  |  | 2024 | Tier 2 | Transformer only |  |  |  | 2501625 | Sus |  | WildfireMitigation¦PlannedWSIPSystemHardening¦¦
24-0077280 | Company Initiated | Planned- maintenance |  |  | 2024 | Tier 2 | Transformer only |  |  |  | 2501641 | Sus |  | CompanyInitiated¦Plannedmaintenance¦¦
24-0077277 | Company Initiated | Planned- maintenance |  |  | 2024 | Tier 2 | Transformer only |  |  |  | 2503547 | Sus |  | CompanyInitiated¦Plannedmaintenance¦¦
24-0079624 | Company Initiated | Planned- maintenance |  |  | 2024 | Tier 2 | Transformer only |  |  |  | 2501933 | Sus |  | CompanyInitiated¦Plannedmaintenance¦¦
24-0084099 | Company Initiated | Personnel- company | Recloser | Normal | 2024 | Tier 2 | Distribution Circuit |  |  |  | 2505407 | Sus |  | CompanyInitiated¦Personnelcompany¦Recloser¦Normal
24-0084099 | Company Initiated | Personnel- company | Recloser | Normal | 2024 | Tier 2 | Distribution Circuit |  |  |  | 2505481 | Sus |  | CompanyInitiated¦Personnelcompany¦Recloser¦Normal
24-0084290 | Equipment Failure/Involved | Overhead | Transformer (OH) | Leaking | 2024 | Tier 2 | Transformer only |  |  |  | 2505953 | Sus |  | EquipmentFailureInvolved¦Overhead¦Transformer(OH)¦Leaking
24-0084418 | Equipment Failure/Involved | Overhead | Regulator | Malfunctioning | 2024 | Tier 2 | Distribution Circuit |  |  |  | 2506470 | Sus |  | EquipmentFailureInvolved¦Overhead¦Regulator¦Malfunctioning
24-0084514 | Vegetation | Tree - fell into line | Conductor- Overhead | Broken- wire on ground | 2024 | Tier 2 | Distribution Circuit |  |  |  | 2507283 | Sus |  | Vegetation¦Treefellintoline¦ConductorOverhead¦Brokenwireonground
24-0084552 | Vegetation | Tree - grew into line | Secondary | Normal | 2024 | Tier 2 | Transformer only |  |  |  | 2507397 | Sus |  | Vegetation¦Treegrewintoline¦Secondary¦Normal
24-0084653 | Environmental/External | Fire- Forest/Grass | Pole-Wood | Burned/flashed | 2024 | Tier 2 | Distribution Circuit |  |  |  | 2507772 | Sus |  | EnvironmentalExternal¦FireForestGrass¦PoleWood¦Burnedflashed
24-0084843 | Vegetation | Tree - branch fell on line | Service conductor | Broken- wire on ground | 2024 | Tier 2 | Transformer only |  |  |  | 2508830 | Sus |  | Vegetation¦Treebranchfellonline¦Serviceconductor¦Brokenwireonground
24-0084855 | Company Initiated | Construction Activity/equip- company | Secondary | Broken | 2024 | Tier 2 | Distribution Circuit |  |  |  | 2508897 | Sus |  | CompanyInitiated¦ConstructionActivityequipcompany¦Secondary¦Broken
24-0084893 | Company Initiated | Coordination failure | Conductor- Underground | Normal | 2024 | Tier 2 | Distribution Circuit |  |  |  | 2509066 | Sus |  | CompanyInitiated¦Coordinationfailure¦ConductorUnderground¦Normal
24-0084904 | Unknown Cause | Patrol - found nothing |  |  | 2024 | Tier 2 | Distribution Circuit |  |  |  | 2509093 | Sus |  | UnknownCause¦Patrolfoundnothing¦¦
24-0084924 | Equipment Failure/Involved | Overhead | Transformer (OH) | Failed/Faulted | 2024 | Tier 2 | Distribution Circuit |  |  |  | 2509324 | Sus |  | EquipmentFailureInvolved¦Overhead¦Transformer(OH)¦FailedFaulted
24-0084649 | Company Initiated | Planned- maintenance |  |  | 2024 | Tier 2 | Transformer only |  |  |  | 2509835 | Sus |  | CompanyInitiated¦Plannedmaintenance¦¦
24-0078927 | Company Initiated | Planned- maintenance |  |  | 2024 | Tier 2 | Distribution Circuit |  |  |  | 2509863 | Sus |  | CompanyInitiated¦Plannedmaintenance¦¦
24-0077760 | Company Initiated | Planned- maintenance |  |  | 2024 | Tier 3 | Transformer only |  |  |  | 2510163 | Sus |  | CompanyInitiated¦Plannedmaintenance¦¦
24-0085195 | Unknown Cause | Patrol - found nothing |  |  | 2024 | Tier 2 | Distribution Circuit |  |  |  | 2510177 | Sus |  | UnknownCause¦Patrolfoundnothing¦¦
24-0074537 | Company Initiated | Planned- maintenance |  |  | 2024 | Tier 2 | Distribution Circuit |  |  |  | 2511151 | Sus |  | CompanyInitiated¦Plannedmaintenance¦¦
24-0080366 | Wildfire Mitigation | Planned - WSIP/System Hardening |  |  | 2024 | Tier 2 | Distribution Circuit |  |  |  | 2511149 | Sus |  | WildfireMitigation¦PlannedWSIPSystemHardening¦¦
24-0078947 | Company Initiated | Planned- maintenance |  |  | 2024 | Tier 2 | Distribution Circuit |  |  |  | 2511229 | Sus |  | CompanyInitiated¦Plannedmaintenance¦¦
24-0080370 | Wildfire Mitigation | Planned - WSIP/System Hardening |  |  | 2024 | Tier 2 | Transformer only |  |  |  | 2511715 | Sus |  | WildfireMitigation¦PlannedWSIPSystemHardening¦¦
24-0079677 | Company Initiated | Planned- maintenance |  |  | 2024 | Tier 2 | Distribution Circuit |  |  |  | 2511242 | Sus |  | CompanyInitiated¦Plannedmaintenance¦¦
24-0075521 | Company Initiated | Planned- maintenance |  |  | 2024 | Tier 2 | Transformer only |  |  |  | 2511860 | Sus |  | CompanyInitiated¦Plannedmaintenance¦¦
24-0085610 | Company Initiated | Construction Activity/equip- company | Secondary | Broken | 2024 | Tier 2 | Distribution Circuit |  |  |  | 2511479 | Sus |  | CompanyInitiated¦ConstructionActivityequipcompany¦Secondary¦Broken
24-0085351 | Equipment Failure/Involved | Overhead | Regulator | Malfunctioning | 2024 | Tier 3 | Distribution Circuit |  |  |  | 2512023 | Sus |  | EquipmentFailureInvolved¦Overhead¦Regulator¦Malfunctioning
24-0080800 | Company Initiated | Planned- maintenance |  |  | 2024 | Tier 2 | Distribution Circuit |  |  |  | 2512166 | Sus |  | CompanyInitiated¦Plannedmaintenance¦¦
24-0080800 | Company Initiated | Planned- maintenance |  |  | 2024 | Tier 2 | Distribution Circuit |  |  |  | 2512167 | Sus |  | CompanyInitiated¦Plannedmaintenance¦¦
24-0079687 | Company Initiated | Planned- capital | Transformer | Normal | 2024 | Tier 2 | Transformer only |  |  |  | 2512263 | Sus |  | CompanyInitiated¦Plannedcapital¦Transformer¦Normal
24-0086408 | Unknown Cause | Patrol - found nothing |  |  | 2024 | Tier 2 | Distribution Circuit |  |  |  | 2512879 | Sus |  | UnknownCause¦Patrolfoundnothing¦¦
24-0086401 | Equipment Failure/Involved | Overhead | Transformer (OH) | Leaking | 2024 | Tier 2 | Transformer only |  |  |  | 2512884 | Sus |  | EquipmentFailureInvolved¦Overhead¦Transformer(OH)¦Leaking
24-0074703 | Company Initiated | Planned- capital |  |  | 2024 | Tier 3 | Distribution Circuit |  |  |  | 2513146 | Sus |  | CompanyInitiated¦Plannedcapital¦¦
24-0086600 | Equipment Failure/Involved | Overhead | Transformer (OH) | Failed/Faulted | 2024 | Tier 2 | Transformer only |  |  |  | 2513198 | Sus |  | EquipmentFailureInvolved¦Overhead¦Transformer(OH)¦FailedFaulted
24-0079300 | Wildfire Mitigation | Planned - WSIP/System Hardening |  |  | 2024 | Tier 3 | Distribution Circuit |  |  |  | 2513412 | Sus |  | WildfireMitigation¦PlannedWSIPSystemHardening¦¦
24-0080418 | Wildfire Mitigation | Planned - WSIP/System Hardening |  |  | 2024 | Tier 2 | Distribution Circuit |  |  |  | 2513442 | Sus |  | WildfireMitigation¦PlannedWSIPSystemHardening¦¦
24-0081001 | Company Initiated | Planned- maintenance |  |  | 2024 | Tier 2 | Distribution Circuit |  |  |  | 2513466 | Sus |  | CompanyInitiated¦Plannedmaintenance¦¦
24-0080988 | Company Initiated | Planned- maintenance |  |  | 2024 | Tier 2 | Distribution Circuit |  |  |  | 2513499 | Sus |  | CompanyInitiated¦Plannedmaintenance¦¦
24-0078115 | Company Initiated | Planned- maintenance |  |  | 2024 | Tier 2 | Transformer only |  |  |  | 2513530 | Sus |  | CompanyInitiated¦Plannedmaintenance¦¦
24-0086617 | Unknown Cause | Patrol - found nothing |  |  | 2024 | Tier 2 | Distribution Circuit |  |  |  | 2513589 | Sus |  | UnknownCause¦Patrolfoundnothing¦¦
24-0086658 | Company Initiated | Planned- maintenance | Transformer (OH) |  | 2024 | Tier 3 | Transformer only |  |  |  | 2513621 | Sus |  | CompanyInitiated¦Plannedmaintenance¦Transformer(OH)¦
24-0086883 | Equipment Failure/Involved | Overhead | Transformer (OH) | Failed/Faulted | 2024 | Tier 2 | Transformer only |  |  |  | 2513762 | Sus |  | EquipmentFailureInvolved¦Overhead¦Transformer(OH)¦FailedFaulted
24-0086895 | Equipment Failure/Involved | Overhead | Transformer (OH) | Failed/Faulted | 2024 | Tier 2 | Distribution Circuit |  |  |  | 2514124 | Sus |  | EquipmentFailureInvolved¦Overhead¦Transformer(OH)¦FailedFaulted
24-0087042 | Unknown Cause | Patrol - found nothing |  |  | 2024 | Tier 2 | Transformer only |  |  |  | 2514520 | Sus |  | UnknownCause¦Patrolfoundnothing¦¦
24-0080465 | Wildfire Mitigation | Planned - WSIP/System Hardening |  |  | 2024 | Tier 2 | Distribution Circuit |  |  |  | 2514737 | Sus |  | WildfireMitigation¦PlannedWSIPSystemHardening¦¦
24-0087384 | Vegetation | Tree - cutting- PG&E contractor | Conductor- Overhead | Broken | 2024 | Tier 2 | Distribution Circuit |  |  |  | 2515371 | Sus |  | Vegetation¦TreecuttingPG&Econtractor¦ConductorOverhead¦Broken
24-0087470 | Animal | Squirrel | Transformer (OH) | Normal | 2024 | Tier 2 | Distribution Circuit |  |  |  | 2515786 | Sus |  | Animal¦Squirrel¦Transformer(OH)¦Normal
24-0087575 | Unknown Cause | Patrol - found nothing |  |  | 2024 | Tier 2 | Distribution Circuit |  |  |  | 2516105 | Sus |  | UnknownCause¦Patrolfoundnothing¦¦
24-0087717 | Animal | Other | Transformer (OH) | Normal | 2024 | Tier 2 | Distribution Circuit |  |  |  | 2516449 | Sus |  | Animal¦Other¦Transformer(OH)¦Normal
24-0087687 | Environmental/External | Lightning | Conductor- Overhead | Normal | 2024 | Tier 2 | Distribution Circuit |  |  |  | 2516535 | Sus |  | EnvironmentalExternal¦Lightning¦ConductorOverhead¦Normal
24-0087689 | Environmental/External | Lightning | Transformer (OH) | Failed/Faulted | 2024 | Tier 3 | Distribution Circuit |  |  |  | 2516540 | Sus |  | EnvironmentalExternal¦Lightning¦Transformer(OH)¦FailedFaulted
24-0081434 | Company Initiated | Planned- maintenance |  |  | 2024 | Tier 2 | Distribution Circuit |  |  |  | 2516974 | Sus |  | CompanyInitiated¦Plannedmaintenance¦¦
24-0081777 | Company Initiated | Planned- maintenance |  |  | 2024 | Tier 2 | Transformer only |  |  |  | 2516982 | Sus |  | CompanyInitiated¦Plannedmaintenance¦¦
24-0081204 | Company Initiated | Planned- maintenance |  |  | 2024 | Tier 2 | Transformer only |  |  |  | 2517319 | Sus |  | CompanyInitiated¦Plannedmaintenance¦¦
24-0082834 | Company Initiated | Planned- maintenance |  |  | 2024 | Tier 2 | Transformer only |  |  |  | 2517061 | Sus |  | CompanyInitiated¦Plannedmaintenance¦¦
24-0087977 | Company Initiated | Planned- maintenance |  |  | 2024 | Tier 2 | Distribution Circuit |  |  |  | 2517338 | Sus |  | CompanyInitiated¦Plannedmaintenance¦¦
24-0081785 | Company Initiated | Planned- maintenance |  |  | 2024 | Tier 2 | Distribution Circuit |  |  |  | 2517352 | Sus |  | CompanyInitiated¦Plannedmaintenance¦¦
24-0088049 | Company Initiated | Planned- maintenance |  |  | 2024 | Tier 2 | Distribution Circuit |  |  |  | 2517440 | Sus |  | CompanyInitiated¦Plannedmaintenance¦¦
24-0082814 | Company Initiated | Planned- maintenance |  |  | 2024 | Tier 2 | Distribution Circuit |  |  |  | 2517893 | Sus |  | CompanyInitiated¦Plannedmaintenance¦¦
24-0082821 | Company Initiated | Planned- maintenance |  |  | 2024 | Tier 2 | Transformer only |  |  |  | 2517951 | Sus |  | CompanyInitiated¦Plannedmaintenance¦¦
24-0082790 | Company Initiated | Planned- maintenance |  |  | 2024 | Tier 3 | Transformer only |  |  |  | 2517949 | Sus |  | CompanyInitiated¦Plannedmaintenance¦¦
24-0081756 | Company Initiated | Planned- maintenance |  |  | 2024 | Tier 2 | Distribution Circuit |  |  |  | 2517942 | Sus |  | CompanyInitiated¦Plannedmaintenance¦¦
24-0081149 | Wildfire Mitigation | Planned - WSIP/System Hardening |  |  | 2024 | Tier 3 | Transformer only |  |  |  | 2517956 | Sus |  | WildfireMitigation¦PlannedWSIPSystemHardening¦¦
24-0080504 | Wildfire Mitigation | Planned - WSIP/System Hardening |  |  | 2024 | Tier 2 | Transformer only |  |  |  | 2517959 | Sus |  | WildfireMitigation¦PlannedWSIPSystemHardening¦¦
24-0080018 | Wildfire Mitigation | Planned - WSIP/System Hardening |  |  | 2024 | Tier 2 | Distribution Circuit |  |  |  | 2517943 | Sus |  | WildfireMitigation¦PlannedWSIPSystemHardening¦¦
24-0076528 | Company Initiated | Planned- maintenance |  |  | 2024 | Tier 2 | Distribution Circuit |  |  |  | 2517971 | Sus |  | CompanyInitiated¦Plannedmaintenance¦¦
24-0076528 | Company Initiated | Planned- maintenance |  |  | 2024 | Tier 2 | Distribution Circuit |  |  |  | 2517972 | Sus |  | CompanyInitiated¦Plannedmaintenance¦¦
24-0079973 | Company Initiated | Planned- maintenance |  |  | 2024 | Tier 2 | Distribution Circuit |  |  |  | 2517964 | Sus |  | CompanyInitiated¦Plannedmaintenance¦¦
24-0080501 | Wildfire Mitigation | Planned - WSIP/System Hardening |  |  | 2024 | Tier 2 | Distribution Circuit |  |  |  | 2517977 | Sus |  | WildfireMitigation¦PlannedWSIPSystemHardening¦¦
24-0080477 | Wildfire Mitigation | Planned - WSIP/System Hardening |  |  | 2024 | Tier 2 | Transformer only |  |  |  | 2517984 | Sus |  | WildfireMitigation¦PlannedWSIPSystemHardening¦¦
24-0080497 | Company Initiated | Planned- maintenance |  |  | 2024 | Tier 2 | Transformer only |  |  |  | 2518034 | Sus |  | CompanyInitiated¦Plannedmaintenance¦¦
24-0078504 | Company Initiated | Planned- maintenance |  |  | 2024 | Tier 2 | Transformer only |  |  |  | 2518483 | Sus |  | CompanyInitiated¦Plannedmaintenance¦¦
24-0082791 | Company Initiated | Planned- maintenance |  |  | 2024 | Tier 3 | Distribution Circuit |  |  |  | 2518850 | Sus |  | CompanyInitiated¦Plannedmaintenance¦¦
24-0088688 | 3rd Party | Vehicle | Anchor or Guy | Broken | 2024 | Tier 2 | Distribution Circuit |  |  |  | 2519011 | Sus |  | 3rdParty¦Vehicle¦AnchororGuy¦Broken
24-0088771 | 3rd Party | Fire- house or bldg. | Pole-Wood | Burned/flashed | 2024 | Tier 2 | Transformer only |  |  |  | 2519034 | Sus |  | 3rdParty¦Firehouseorbldg¦PoleWood¦Burnedflashed
24-0082793 | Company Initiated | Planned- maintenance |  |  | 2024 | Tier 3 | Transformer only |  |  |  | 2519336 | Sus |  | CompanyInitiated¦Plannedmaintenance¦¦
24-0081522 | Company Initiated | Planned- maintenance |  |  | 2024 | Tier 2 | Distribution Circuit |  |  |  | 2519088 | Sus |  | CompanyInitiated¦Plannedmaintenance¦¦
24-0084251 | Wildfire Mitigation | Planned - WSIP/System Hardening |  |  | 2024 | Tier 2 | Transformer only |  |  |  | 2519090 | Sus |  | WildfireMitigation¦PlannedWSIPSystemHardening¦¦
24-0081137 | Company Initiated | Planned- maintenance |  |  | 2024 | Tier 2 | Transformer only |  |  |  | 2519101 | Sus |  | CompanyInitiated¦Plannedmaintenance¦¦
24-0080245 | Company Initiated | Planned- capital |  |  | 2024 | Tier 2 | Distribution Circuit |  |  |  | 2519132 | Sus |  | CompanyInitiated¦Plannedcapital¦¦
24-0088761 | Company Initiated | Coordination failure | Recloser | Normal | 2024 | Tier 2 | Distribution Circuit |  |  |  | 2519161 | Sus |  | CompanyInitiated¦Coordinationfailure¦Recloser¦Normal
24-0082432 | Company Initiated | Planned- maintenance |  |  | 2024 | Tier 2 | Distribution Circuit |  |  |  | 2519144 | Sus |  | CompanyInitiated¦Plannedmaintenance¦¦
24-0082957 | Company Initiated | Planned- maintenance |  |  | 2024 | Tier 2 | Distribution Circuit |  |  |  | 2519157 | Sus |  | CompanyInitiated¦Plannedmaintenance¦¦
24-0082865 | Company Initiated | Planned- maintenance |  |  | 2024 | Tier 2 | Transformer only |  |  |  | 2519254 | Sus |  | CompanyInitiated¦Plannedmaintenance¦¦
24-0080656 | Company Initiated | Planned- maintenance |  |  | 2024 | Tier 2 | Transformer only |  |  |  | 2519601 | Sus |  | CompanyInitiated¦Plannedmaintenance¦¦
24-0088780 | Equipment Failure/Involved | Overhead | Secondary | Deteriorated | 2024 | Tier 2 | Transformer only |  |  |  | 2519294 | Sus |  | EquipmentFailureInvolved¦Overhead¦Secondary¦Deteriorated
24-0082797 | Company Initiated | Planned- maintenance |  |  | 2024 | Tier 3 | Transformer only |  |  |  | 2519444 | Sus |  | CompanyInitiated¦Plannedmaintenance¦¦
24-0084268 | Wildfire Mitigation | Planned - WSIP/System Hardening |  |  | 2024 | Tier 3 | Transformer only |  |  |  | 2519533 | Sus |  | WildfireMitigation¦PlannedWSIPSystemHardening¦¦
24-0088879 | Equipment Failure/Involved | Overhead | Pole-Wood | Deteriorated | 2024 | Tier 2 | Transformer only |  |  |  | 2519537 | Sus |  | EquipmentFailureInvolved¦Overhead¦PoleWood¦Deteriorated
24-0076064 | Company Initiated | Planned- maintenance |  |  | 2024 | Tier 2 | Distribution Circuit |  |  |  | 2519646 | Sus |  | CompanyInitiated¦Plannedmaintenance¦¦
24-0076061 | Company Initiated | Planned- maintenance |  |  | 2024 | Tier 2 | Distribution Circuit |  |  |  | 2519644 | Sus |  | CompanyInitiated¦Plannedmaintenance¦¦
24-0089010 | Unknown Cause | Patrol - found nothing |  |  | 2024 | Tier 2 | Distribution Circuit |  |  |  | 2519691 | Sus |  | UnknownCause¦Patrolfoundnothing¦¦
24-0082441 | Wildfire Mitigation | Planned - WSIP/System Hardening |  |  | 2024 | Tier 2 | Distribution Circuit |  |  |  | 2520086 | Sus |  | WildfireMitigation¦PlannedWSIPSystemHardening¦¦
24-0084224 | Company Initiated | Planned- maintenance |  |  | 2024 | Tier 2 | Distribution Circuit |  |  |  | 2519985 | Sus |  | CompanyInitiated¦Plannedmaintenance¦¦
24-0084227 | Wildfire Mitigation | Planned - WSIP/System Hardening |  |  | 2024 | Tier 2 | Distribution Circuit |  |  |  | 2520146 | Sus |  | WildfireMitigation¦PlannedWSIPSystemHardening¦¦
24-0082471 | Company Initiated | Planned- maintenance |  |  | 2024 | Tier 2 | Distribution Circuit |  |  |  | 2520202 | Sus |  | CompanyInitiated¦Plannedmaintenance¦¦
24-0084271 | Company Initiated | Planned- maintenance |  |  | 2024 | Tier 2 | Distribution Circuit |  |  |  | 2519987 | Sus |  | CompanyInitiated¦Plannedmaintenance¦¦
24-0089431 | Equipment Failure/Involved | Overhead | Transformer (OH) | Broken | 2024 | Tier 2 | Transformer only |  |  |  | 2520321 | Sus |  | EquipmentFailureInvolved¦Overhead¦Transformer(OH)¦Broken
24-0089447 | Unknown Cause | Patrol - found nothing |  |  | 2024 | Tier 2 | Distribution Circuit |  |  |  | 2520376 | Sus |  | UnknownCause¦Patrolfoundnothing¦¦
24-0082808 | Company Initiated | Planned- maintenance |  |  | 2024 | Tier 3 | Distribution Circuit |  |  |  | 2520831 | Sus |  | CompanyInitiated¦Plannedmaintenance¦¦
24-0076120 | Company Initiated | Planned- maintenance |  |  | 2024 | Tier 2 | Transformer only |  |  |  | 2520827 | Sus |  | CompanyInitiated¦Plannedmaintenance¦¦
24-0080491 | Wildfire Mitigation | Planned - WSIP/System Hardening |  |  | 2024 | Tier 2 | Transformer only |  |  |  | 2521042 | Sus |  | WildfireMitigation¦PlannedWSIPSystemHardening¦¦
24-0084315 | Company Initiated | Planned- maintenance |  |  | 2024 | Tier 2 | Transformer only |  |  |  | 2521143 | Sus |  | CompanyInitiated¦Plannedmaintenance¦¦
24-0081458 | Company Initiated | Planned- maintenance |  |  | 2024 | Tier 2 | Transformer only |  |  |  | 2520956 | Sus |  | CompanyInitiated¦Plannedmaintenance¦¦
24-0076117 | Company Initiated | Planned- maintenance |  |  | 2024 | Tier 2 | Transformer only |  |  |  | 2520837 | Sus |  | CompanyInitiated¦Plannedmaintenance¦¦
24-0081163 | Company Initiated | Planned- maintenance |  |  | 2024 | Tier 2 | Transformer only |  |  |  | 2520838 | Sus |  | CompanyInitiated¦Plannedmaintenance¦¦
24-0083000 | Company Initiated | Planned- maintenance |  |  | 2024 | Tier 2 | Distribution Circuit |  |  |  | 2520740 | Sus |  | CompanyInitiated¦Plannedmaintenance¦¦
24-0082942 | Company Initiated | Planned- maintenance |  |  | 2024 | Tier 2 | Distribution Circuit |  |  |  | 2520780 | Sus |  | CompanyInitiated¦Plannedmaintenance¦¦
24-0081161 | Company Initiated | Planned- maintenance |  |  | 2024 | Tier 2 | Transformer only |  |  |  | 2520953 | Sus |  | CompanyInitiated¦Plannedmaintenance¦¦
24-0076126 | Company Initiated | Planned- maintenance |  |  | 2024 | Tier 2 | Transformer only |  |  |  | 2521166 | Sus |  | CompanyInitiated¦Plannedmaintenance¦¦
24-0089932 | Equipment Failure/Involved | Overhead | Transformer (OH) | Failed/Faulted | 2024 | Tier 2 | Distribution Circuit |  |  |  | 2521491 | Sus |  | EquipmentFailureInvolved¦Overhead¦Transformer(OH)¦FailedFaulted
24-0090001 | Unknown Cause | Patrol - found nothing |  |  | 2024 | Tier 2 | Transformer only |  |  |  | 2521633 | Sus |  | UnknownCause¦Patrolfoundnothing¦¦
24-0090065 | Equipment Failure/Involved | Overhead | Transformer (OH) | Failed/Faulted | 2024 | Tier 2 | Transformer only |  |  |  | 2521837 | Sus |  | EquipmentFailureInvolved¦Overhead¦Transformer(OH)¦FailedFaulted
24-0090136 | Equipment Failure/Involved | Overhead | Conductor- Overhead | Broken- wire on ground | 2024 | Tier 2 | Distribution Circuit |  |  |  | 2522296 | Sus |  | EquipmentFailureInvolved¦Overhead¦ConductorOverhead¦Brokenwireonground
24-0090140 | Equipment Failure/Involved | Overhead | Pole-Wood | Broken | 2024 | Tier 2 | Transformer only |  |  |  | 2522306 | Sus |  | EquipmentFailureInvolved¦Overhead¦PoleWood¦Broken
24-0082827 | Company Initiated | Planned- maintenance |  |  | 2024 | Tier 3 | Transformer only |  |  |  | 2522868 | Sus |  | CompanyInitiated¦Plannedmaintenance¦¦
24-0082314 | Company Initiated | Planned- maintenance |  |  | 2024 | Tier 2 | Transformer only |  |  |  | 2522873 | Sus |  | CompanyInitiated¦Plannedmaintenance¦¦
24-0086299 | Wildfire Mitigation | Planned - WSIP/System Hardening |  |  | 2024 | Tier 2 | Distribution Circuit |  |  |  | 2522867 | Sus |  | WildfireMitigation¦PlannedWSIPSystemHardening¦¦
24-0083796 | Company Initiated | Planned- maintenance |  |  | 2024 | Tier 2 | Distribution Circuit |  |  |  | 2522900 | Sus |  | CompanyInitiated¦Plannedmaintenance¦¦
24-0082309 | Company Initiated | Planned- maintenance |  |  | 2024 | Tier 3 | Transformer only |  |  |  | 2522904 | Sus |  | CompanyInitiated¦Plannedmaintenance¦¦
24-0083419 | Company Initiated | Planned- maintenance |  |  | 2024 | Tier 2 | Distribution Circuit |  |  |  | 2522922 | Sus |  | CompanyInitiated¦Plannedmaintenance¦¦
24-0083421 | Company Initiated | Planned- maintenance |  |  | 2024 | Tier 2 | Transformer only |  |  |  | 2523406 | Sus |  | CompanyInitiated¦Plannedmaintenance¦¦
24-0082828 | Company Initiated | Planned- maintenance |  |  | 2024 | Tier 3 | Transformer only |  |  |  | 2523236 | Sus |  | CompanyInitiated¦Plannedmaintenance¦¦
24-0090529 | Unknown Cause | Patrol - found nothing |  |  | 2024 | Tier 2 | Distribution Circuit |  |  |  | 2523408 | Sus |  | UnknownCause¦Patrolfoundnothing¦¦
24-0086315 | Company Initiated | Planned- maintenance |  |  | 2024 | Tier 2 | Distribution Circuit |  |  |  | 2523881 | Sus |  | CompanyInitiated¦Plannedmaintenance¦¦
24-0081028 | Company Initiated | Planned- maintenance |  |  | 2024 | Tier 2 | Distribution Circuit |  |  |  | 2523937 | Sus |  | CompanyInitiated¦Plannedmaintenance¦¦
24-0080936 | Wildfire Mitigation | Planned - WSIP/System Hardening |  |  | 2024 | Tier 2 | Distribution Circuit |  |  |  | 2523915 | Sus |  | WildfireMitigation¦PlannedWSIPSystemHardening¦¦
24-0086793 | Wildfire Mitigation | Planned - WSIP/System Hardening |  |  | 2024 | Tier 2 | Transformer only |  |  |  | 2523972 | Sus |  | WildfireMitigation¦PlannedWSIPSystemHardening¦¦
24-0084351 | Company Initiated | Planned- maintenance |  |  | 2024 | Tier 2 | Distribution Circuit |  |  |  | 2523916 | Sus |  | CompanyInitiated¦Plannedmaintenance¦¦
24-0080440 | Company Initiated | Planned- capital |  |  | 2024 | Tier 2 | Distribution Circuit |  |  |  | 2523971 | Sus |  | CompanyInitiated¦Plannedcapital¦¦
24-0086306 | Company Initiated | Planned- maintenance |  |  | 2024 | Tier 2 | Transformer only |  |  |  | 2524224 | Sus |  | CompanyInitiated¦Plannedmaintenance¦¦
24-0084648 | Company Initiated | Planned- maintenance |  |  | 2024 | Tier 2 | Distribution Circuit |  |  |  | 2523991 | Sus |  | CompanyInitiated¦Plannedmaintenance¦¦
24-0091076 | Equipment Failure/Involved | Overhead | Transformer (OH) | Failed/Faulted | 2024 | Tier 2 | Transformer only |  |  |  | 2524458 | Sus |  | EquipmentFailureInvolved¦Overhead¦Transformer(OH)¦FailedFaulted
24-0080927 | Wildfire Mitigation | Planned - WSIP/System Hardening |  |  | 2024 | Tier 2 | Distribution Circuit |  |  |  | 2525280 | Sus |  | WildfireMitigation¦PlannedWSIPSystemHardening¦¦
24-0085279 | Company Initiated | Planned- maintenance |  |  | 2024 | Tier 2 | Distribution Circuit |  |  |  | 2525277 | Sus |  | CompanyInitiated¦Plannedmaintenance¦¦
24-0082470 | Company Initiated | Planned- maintenance |  |  | 2024 | Tier 3 | Transformer only |  |  |  | 2525684 | Sus |  | CompanyInitiated¦Plannedmaintenance¦¦
24-0084022 | Wildfire Mitigation | Planned - WSIP/System Hardening |  |  | 2024 | Tier 2 | Distribution Circuit |  |  |  | 2525288 | Sus |  | WildfireMitigation¦PlannedWSIPSystemHardening¦¦
24-0091571 | Environmental/External | Fire- Forest/Grass | Pole-Wood | Burned/flashed | 2024 | Tier 2 | Distribution Circuit |  |  |  | 2525876 | Sus |  | EnvironmentalExternal¦FireForestGrass¦PoleWood¦Burnedflashed
24-0086268 | Company Initiated | Planned- maintenance |  |  | 2024 | Tier 2 | Distribution Circuit |  |  |  | 2526360 | Sus |  | CompanyInitiated¦Plannedmaintenance¦¦
24-0082833 | Company Initiated | Planned- maintenance |  |  | 2024 | Tier 3 | Transformer only |  |  |  | 2526748 | Sus |  | CompanyInitiated¦Plannedmaintenance¦¦
24-0086329 | Company Initiated | Planned- maintenance |  |  | 2024 | Tier 2 | Distribution Circuit |  |  |  | 2526361 | Sus |  | CompanyInitiated¦Plannedmaintenance¦¦
24-0086328 | Company Initiated | Planned- maintenance |  |  | 2024 | Tier 2 | Transformer only |  |  |  | 2526667 | Sus |  | CompanyInitiated¦Plannedmaintenance¦¦
24-0086338 | Company Initiated | Planned- maintenance |  |  | 2024 | Tier 2 | Distribution Circuit |  |  |  | 2526410 | Sus |  | CompanyInitiated¦Plannedmaintenance¦¦
24-0085392 | Company Initiated | Planned- maintenance |  |  | 2024 | Tier 2 | Distribution Circuit |  |  |  | 2526480 | Sus |  | CompanyInitiated¦Plannedmaintenance¦¦
24-0082547 | Wildfire Mitigation | Planned - WSIP/System Hardening |  |  | 2024 | Tier 2 | Distribution Circuit |  |  |  | 2526457 | Sus |  | WildfireMitigation¦PlannedWSIPSystemHardening¦¦
24-0082849 | Company Initiated | Planned- maintenance |  |  | 2024 | Tier 3 | Distribution Circuit |  |  |  | 2526555 | Sus |  | CompanyInitiated¦Plannedmaintenance¦¦
24-0092196 | Vegetation | Tree - fell into line | Anchor or Guy | Normal | 2024 | Tier 2 | Distribution Circuit |  |  |  | 2527040 | Sus |  | Vegetation¦Treefellintoline¦AnchororGuy¦Normal
24-0092637 | Unknown Cause | Patrol - found nothing |  |  | 2024 | Tier 2 | Distribution Circuit |  |  |  | 2527945 | Sus |  | UnknownCause¦Patrolfoundnothing¦¦
24-0092705 | Unknown Cause | Patrol - found nothing |  |  | 2024 | Tier 2 | Distribution Circuit |  |  |  | 2528116 | Sus |  | UnknownCause¦Patrolfoundnothing¦¦
24-0090287 | Wildfire Mitigation | Planned - WSIP/System Hardening |  |  | 2024 | Tier 2 | Transformer only |  |  |  | 2528176 | Sus |  | WildfireMitigation¦PlannedWSIPSystemHardening¦¦
24-0092837 | Animal | Other | Conductor- Overhead | Normal | 2024 | Tier 2 | Distribution Circuit |  |  |  | 2528506 | Sus |  | Animal¦Other¦ConductorOverhead¦Normal
24-0092970 | Animal | Squirrel | Transformer (OH) | Normal | 2024 | Tier 2 | Distribution Circuit |  |  |  | 2528881 | Sus |  | Animal¦Squirrel¦Transformer(OH)¦Normal
24-0092990 | Animal | Other | Fuse | Normal | 2024 | Tier 2 | Distribution Circuit |  |  |  | 2528906 | Sus |  | Animal¦Other¦Fuse¦Normal
24-0082854 | Company Initiated | Planned- maintenance |  |  | 2024 | Tier 3 | Distribution Circuit |  |  |  | 2528928 | Sus |  | CompanyInitiated¦Plannedmaintenance¦¦
24-0083191 | Company Initiated | Planned- maintenance |  |  | 2024 | Tier 2 | Distribution Circuit |  |  |  | 2528909 | Sus |  | CompanyInitiated¦Plannedmaintenance¦¦
24-0093020 | Vegetation | Tree - fell into line | Secondary | Normal | 2024 | Tier 3 | Transformer only |  |  |  | 2528959 | Sus |  | Vegetation¦Treefellintoline¦Secondary¦Normal
24-0088188 | Wildfire Mitigation | Planned - WSIP/System Hardening |  |  | 2024 | Tier 2 | Transformer only |  |  |  | 2529112 | Sus |  | WildfireMitigation¦PlannedWSIPSystemHardening¦¦
24-0084815 | Wildfire Mitigation | Planned - WSIP/System Hardening |  |  | 2024 | Tier 3 | Distribution Circuit |  |  |  | 2528939 | Sus |  | WildfireMitigation¦PlannedWSIPSystemHardening¦¦
24-0087394 | Company Initiated | Planned- maintenance |  |  | 2024 | Tier 2 | Distribution Circuit |  |  |  | 2528958 | Sus |  | CompanyInitiated¦Plannedmaintenance¦¦
24-0074795 | Company Initiated | Planned- maintenance |  |  | 2024 | Tier 3 | Distribution Circuit |  |  |  | 2529089 | Sus |  | CompanyInitiated¦Plannedmaintenance¦¦
24-0088192 | Wildfire Mitigation | Planned - WSIP/System Hardening |  |  | 2024 | Tier 2 | Transformer only |  |  |  | 2529123 | Sus |  | WildfireMitigation¦PlannedWSIPSystemHardening¦¦
24-0092029 | Company Initiated | Planned- maintenance |  |  | 2024 | Tier 2 | Distribution Circuit |  |  |  | 2529229 | Sus |  | CompanyInitiated¦Plannedmaintenance¦¦
24-0093206 | Animal | Other | Fuse | Normal | 2024 | Tier 2 | Transformer only |  |  |  | 2529233 | Sus |  | Animal¦Other¦Fuse¦Normal
24-0082862 | Company Initiated | Planned- maintenance |  |  | 2024 | Tier 3 | Transformer only |  |  |  | 2529302 | Sus |  | CompanyInitiated¦Plannedmaintenance¦¦
24-0088124 | Company Initiated | Planned- maintenance |  |  | 2024 | Tier 2 | Distribution Circuit |  |  |  | 2530014 | Sus |  | CompanyInitiated¦Plannedmaintenance¦¦
24-0088821 | Wildfire Mitigation | Planned - WSIP/System Hardening |  |  | 2024 | Tier 2 | Transformer only |  |  |  | 2530029 | Sus |  | WildfireMitigation¦PlannedWSIPSystemHardening¦¦
24-0088720 | Company Initiated | Planned- maintenance |  |  | 2024 | Tier 2 | Distribution Circuit |  |  |  | 2530021 | Sus |  | CompanyInitiated¦Plannedmaintenance¦¦
24-0084612 | Company Initiated | Planned- maintenance |  |  | 2024 | Tier 2 | Distribution Circuit |  |  |  | 2530012 | Sus |  | CompanyInitiated¦Plannedmaintenance¦¦
24-0083179 | Company Initiated | Planned- maintenance |  |  | 2024 | Tier 2 | Distribution Circuit |  |  |  | 2530016 | Sus |  | CompanyInitiated¦Plannedmaintenance¦¦
24-0082876 | Company Initiated | Planned- maintenance |  |  | 2024 | Tier 3 | Transformer only |  |  |  | 2530039 | Sus |  | CompanyInitiated¦Plannedmaintenance¦¦
24-0085191 | Company Initiated | Planned- maintenance |  |  | 2024 | Tier 2 | Distribution Circuit |  |  |  | 2530045 | Sus |  | CompanyInitiated¦Plannedmaintenance¦¦
24-0086215 | Wildfire Mitigation | Planned - WSIP/System Hardening |  |  | 2024 | Tier 2 | Distribution Circuit |  |  |  | 2530076 | Sus |  | WildfireMitigation¦PlannedWSIPSystemHardening¦¦
24-0089694 | Wildfire Mitigation | Planned - WSIP/System Hardening |  |  | 2024 | Tier 2 | Distribution Circuit |  |  |  | 2530122 | Sus |  | WildfireMitigation¦PlannedWSIPSystemHardening¦¦
24-0087218 | Company Initiated | Planned- maintenance |  |  | 2024 | Tier 2 | Transformer only |  |  |  | 2530402 | Sus |  | CompanyInitiated¦Plannedmaintenance¦¦
24-0089212 | Company Initiated | Planned- maintenance |  |  | 2024 | Tier 2 | Transformer only |  |  |  | 2530337 | Sus |  | CompanyInitiated¦Plannedmaintenance¦¦
24-0093778 | Environmental/External | Fire- Forest/Grass | Conductor- Overhead | Normal | 2024 | Tier 2 | Distribution Circuit |  |  |  | 2530412 | Sus |  | EnvironmentalExternal¦FireForestGrass¦ConductorOverhead¦Normal
24-0089007 | Company Initiated | Planned- maintenance |  |  | 2024 | Tier 2 | Distribution Circuit |  |  |  | 2530851 | Sus |  | CompanyInitiated¦Plannedmaintenance¦¦
24-0089062 | Company Initiated | Planned- maintenance |  |  | 2024 | Tier 2 | Distribution Circuit |  |  |  | 2530841 | Sus |  | CompanyInitiated¦Plannedmaintenance¦¦
24-0080888 | Wildfire Mitigation | Planned - WSIP/System Hardening | Other | Normal | 2024 | Tier 2 | Distribution Circuit |  |  |  | 2530857 | Sus |  | WildfireMitigation¦PlannedWSIPSystemHardening¦Other¦Normal
24-0084557 | Wildfire Mitigation | Planned - WSIP/System Hardening |  |  | 2024 | Tier 3 | Distribution Circuit |  |  |  | 2530828 | Sus |  | WildfireMitigation¦PlannedWSIPSystemHardening¦¦
24-0088990 | Company Initiated | Planned- maintenance |  |  | 2024 | Tier 2 | Transformer only |  |  |  | 2530885 | Sus |  | CompanyInitiated¦Plannedmaintenance¦¦
24-0088848 | Company Initiated | Planned- maintenance |  |  | 2024 | Tier 2 | Distribution Circuit |  |  |  | 2530908 | Sus |  | CompanyInitiated¦Plannedmaintenance¦¦
24-0089221 | Company Initiated | Planned- maintenance |  |  | 2024 | Tier 2 | Distribution Circuit |  |  |  | 2530912 | Sus |  | CompanyInitiated¦Plannedmaintenance¦¦
24-0086280 | Wildfire Mitigation | Planned - WSIP/System Hardening |  |  | 2024 | Tier 3 | Transformer only |  |  |  | 2530955 | Sus |  | WildfireMitigation¦PlannedWSIPSystemHardening¦¦
24-0084849 | Company Initiated | Planned- maintenance |  |  | 2024 | Tier 3 | Distribution Circuit |  |  |  | 2530973 | Sus |  | CompanyInitiated¦Plannedmaintenance¦¦
24-0086276 | Wildfire Mitigation | Planned - WSIP/System Hardening |  |  | 2024 | Tier 3 | Transformer only |  |  |  | 2530975 | Sus |  | WildfireMitigation¦PlannedWSIPSystemHardening¦¦
24-0094065 | Company Initiated | Personnel- company | Fuse | Normal | 2024 | Tier 3 | Distribution Circuit |  |  |  | 2531002 | Sus |  | CompanyInitiated¦Personnelcompany¦Fuse¦Normal
24-0094494 | Equipment Failure/Involved | Underground | Conductor- Underground | Broken | 2024 | Tier 2 | Distribution Circuit |  |  |  | 2531623 | Sus |  | EquipmentFailureInvolved¦Underground¦ConductorUnderground¦Broken
24-0088973 | Company Initiated | Planned- maintenance |  |  | 2024 | Tier 2 | Transformer only |  |  |  | 2531705 | Sus |  | CompanyInitiated¦Plannedmaintenance¦¦
24-0082885 | Company Initiated | Planned- maintenance |  |  | 2024 | Tier 3 | Distribution Circuit |  |  |  | 2531649 | Sus |  | CompanyInitiated¦Plannedmaintenance¦¦
24-0088972 | Company Initiated | Planned- maintenance |  |  | 2024 | Tier 2 | Distribution Circuit |  |  |  | 2531692 | Sus |  | CompanyInitiated¦Plannedmaintenance¦¦
24-0089227 | Company Initiated | Planned- maintenance |  |  | 2024 | Tier 2 | Transformer only |  |  |  | 2531826 | Sus |  | CompanyInitiated¦Plannedmaintenance¦¦
24-0089239 | Wildfire Mitigation | Planned - WSIP/System Hardening |  |  | 2024 | Tier 2 | Distribution Circuit |  |  |  | 2531875 | Sus |  | WildfireMitigation¦PlannedWSIPSystemHardening¦¦
24-0082890 | Company Initiated | Planned- maintenance |  |  | 2024 | Tier 3 | Distribution Circuit |  |  |  | 2531964 | Sus |  | CompanyInitiated¦Plannedmaintenance¦¦
24-0094622 | Equipment Failure/Involved | Overhead | Pole-Wood | Deteriorated | 2024 | Tier 2 | Distribution Circuit |  |  |  | 2532188 | Sus |  | EquipmentFailureInvolved¦Overhead¦PoleWood¦Deteriorated
24-0089371 | Wildfire Mitigation | Planned - WSIP/System Hardening |  |  | 2024 | Tier 2 | Distribution Circuit |  |  |  | 2532321 | Sus |  | WildfireMitigation¦PlannedWSIPSystemHardening¦¦
24-0089082 | Company Initiated | Planned- maintenance |  |  | 2024 | Tier 2 | Transformer only |  |  |  | 2532730 | Sus |  | CompanyInitiated¦Plannedmaintenance¦¦
24-0088426 | Company Initiated | Planned- maintenance |  |  | 2024 | Tier 2 | Transformer only |  |  |  | 2532728 | Sus |  | CompanyInitiated¦Plannedmaintenance¦¦
24-0088716 | Wildfire Mitigation | Planned - WSIP/System Hardening |  |  | 2024 | Tier 2 | Transformer only |  |  |  | 2532726 | Sus |  | WildfireMitigation¦PlannedWSIPSystemHardening¦¦
24-0089081 | Company Initiated | Planned- maintenance |  |  | 2024 | Tier 2 | Transformer only |  |  |  | 2532734 | Sus |  | CompanyInitiated¦Plannedmaintenance¦¦
24-0089019 | Company Initiated | Planned- maintenance |  |  | 2024 | Tier 2 | Distribution Circuit |  |  |  | 2532743 | Sus |  | CompanyInitiated¦Plannedmaintenance¦¦
24-0089231 | Company Initiated | Planned- maintenance |  |  | 2024 | Tier 3 | Distribution Circuit |  |  |  | 2532749 | Sus |  | CompanyInitiated¦Plannedmaintenance¦¦
24-0095008 | Company Initiated | Other Circuits | Conductor- Overhead | Normal | 2024 | Tier 3 | Distribution Circuit |  |  |  | 2532797 | Sus |  | CompanyInitiated¦OtherCircuits¦ConductorOverhead¦Normal
24-0095157 | Company Initiated | Other Circuits | Conductor- Overhead | Normal | 2024 | Tier 3 | Distribution Circuit |  |  |  | 2533065 | Sus |  | CompanyInitiated¦OtherCircuits¦ConductorOverhead¦Normal
24-0089037 | Company Initiated | Planned- maintenance |  |  | 2024 | Tier 2 | Distribution Circuit |  |  |  | 2533497 | Sus |  | CompanyInitiated¦Plannedmaintenance¦¦
24-0089322 | Wildfire Mitigation | Planned - WSIP/System Hardening |  |  | 2024 | Tier 2 | Distribution Circuit |  |  |  | 2534473 | Sus |  | WildfireMitigation¦PlannedWSIPSystemHardening¦¦
24-0090342 | Company Initiated | Planned- maintenance |  |  | 2024 | Tier 2 | Transformer only |  |  |  | 2534664 | Sus |  | CompanyInitiated¦Plannedmaintenance¦¦
24-0088701 | Company Initiated | Planned- maintenance |  |  | 2024 | Tier 2 | Transformer only |  |  |  | 2534668 | Sus |  | CompanyInitiated¦Plannedmaintenance¦¦
24-0088936 | Company Initiated | Planned- maintenance |  |  | 2024 | Tier 2 | Distribution Circuit |  |  |  | 2534980 | Sus |  | CompanyInitiated¦Plannedmaintenance¦¦
24-0089803 | Company Initiated | Planned- maintenance |  |  | 2024 | Tier 3 | Distribution Circuit |  |  |  | 2534658 | Sus |  | CompanyInitiated¦Plannedmaintenance¦¦
24-0090585 | Company Initiated | Planned- maintenance |  |  | 2024 | Tier 2 | Distribution Circuit |  |  |  | 2534651 | Sus |  | CompanyInitiated¦Plannedmaintenance¦¦
24-0078507 | Company Initiated | Planned- capital |  |  | 2024 | Tier 2 | Distribution Circuit |  |  |  | 2534690 | Sus |  | CompanyInitiated¦Plannedcapital¦¦
24-0095863 | Equipment Failure/Involved | Overhead | Transformer (OH) | Failed/Faulted | 2024 | Tier 2 | Distribution Circuit |  |  |  | 2534950 | Sus |  | EquipmentFailureInvolved¦Overhead¦Transformer(OH)¦FailedFaulted
24-0089820 | Company Initiated | Planned- maintenance |  |  | 2024 | Tier 3 | Transformer only |  |  |  | 2535049 | Sus |  | CompanyInitiated¦Plannedmaintenance¦¦
24-0096018 | 3rd Party | Dig in- 3rd party | Conductor- Underground | Broken | 2024 | Tier 2 | Transformer only |  |  |  | 2534995 | Sus |  | 3rdParty¦Digin3rdparty¦ConductorUnderground¦Broken
24-0096057 | Equipment Failure/Involved | Overhead | Cutout- fuse holder | Broken | 2024 | Tier 2 | Transformer only |  |  |  | 2535189 | Sus |  | EquipmentFailureInvolved¦Overhead¦Cutoutfuseholder¦Broken
24-0096146 | Animal | Bird found | Transformer (OH) | Failed/Faulted | 2024 | Tier 2 | Distribution Circuit |  |  |  | 2535437 | Sus |  | Animal¦Birdfound¦Transformer(OH)¦FailedFaulted
24-0084641 | Company Initiated | Planned- capital |  |  | 2024 | Tier 3 | Distribution Circuit |  |  |  | 2535520 | Sus |  | CompanyInitiated¦Plannedcapital¦¦
24-0090366 | Company Initiated | Planned- maintenance |  |  | 2024 | Tier 2 | Distribution Circuit |  |  |  | 2535516 | Sus |  | CompanyInitiated¦Plannedmaintenance¦¦
24-0090578 | Company Initiated | Planned- maintenance |  |  | 2024 | Tier 2 | Distribution Circuit |  |  |  | 2535530 | Sus |  | CompanyInitiated¦Plannedmaintenance¦¦
24-0091250 | Company Initiated | Planned- maintenance |  |  | 2024 | Tier 2 | Transformer only |  |  |  | 2535558 | Sus |  | CompanyInitiated¦Plannedmaintenance¦¦
24-0088886 | Company Initiated | Planned- maintenance |  |  | 2024 | Tier 2 | Distribution Circuit |  |  |  | 2535555 | Sus |  | CompanyInitiated¦Plannedmaintenance¦¦
24-0090579 | Company Initiated | Planned- maintenance |  |  | 2024 | Tier 2 | Transformer only |  |  |  | 2535670 | Sus |  | CompanyInitiated¦Plannedmaintenance¦¦
24-0090056 | Wildfire Mitigation | Planned - WSIP/System Hardening |  |  | 2024 | Tier 3 | Transformer only |  |  |  | 2535687 | Sus |  | WildfireMitigation¦PlannedWSIPSystemHardening¦¦
24-0088721 | Wildfire Mitigation | Planned - WSIP/System Hardening |  |  | 2024 | Tier 2 | Distribution Circuit |  |  |  | 2535750 | Sus |  | WildfireMitigation¦PlannedWSIPSystemHardening¦¦
24-0085489 | Company Initiated | Planned- maintenance |  |  | 2024 | Tier 3 | Distribution Circuit |  |  |  | 2535849 | Sus |  | CompanyInitiated¦Plannedmaintenance¦¦
24-0090590 | Company Initiated | Planned- maintenance |  |  | 2024 | Tier 2 | Transformer only |  |  |  | 2536018 | Sus |  | CompanyInitiated¦Plannedmaintenance¦¦
24-0096569 | Equipment Failure/Involved | Overhead | Service conductor | Broken | 2024 | Tier 3 | Transformer only |  |  |  | 2536174 | Sus |  | EquipmentFailureInvolved¦Overhead¦Serviceconductor¦Broken
24-0096592 | Equipment Failure/Involved | Overhead | Secondary | Burned/flashed | 2024 | Tier 2 | Transformer only |  |  |  | 2536136 | Sus |  | EquipmentFailureInvolved¦Overhead¦Secondary¦Burnedflashed
24-0085500 | Company Initiated | Planned- maintenance |  |  | 2024 | Tier 3 | Distribution Circuit |  |  |  | 2536408 | Sus |  | CompanyInitiated¦Plannedmaintenance¦¦
24-0088601 | Company Initiated | Planned- maintenance |  |  | 2024 | Tier 3 | Distribution Circuit |  |  |  | 2536399 | Sus |  | CompanyInitiated¦Plannedmaintenance¦¦
24-0092314 | Wildfire Mitigation | Planned - WSIP/System Hardening |  |  | 2024 | Tier 3 | Transformer only |  |  |  | 2536450 | Sus |  | WildfireMitigation¦PlannedWSIPSystemHardening¦¦
24-0090746 | Company Initiated | Planned- maintenance |  |  | 2024 | Tier 2 | Distribution Circuit |  |  |  | 2536456 | Sus |  | CompanyInitiated¦Plannedmaintenance¦¦
24-0090747 | Company Initiated | Planned- maintenance |  |  | 2024 | Tier 2 | Transformer only |  |  |  | 2536460 | Sus |  | CompanyInitiated¦Plannedmaintenance¦¦
24-0091262 | Company Initiated | Planned- maintenance |  |  | 2024 | Tier 2 | Transformer only |  |  |  | 2536439 | Sus |  | CompanyInitiated¦Plannedmaintenance¦¦
24-0089490 | Company Initiated | Planned- maintenance |  |  | 2024 | Tier 2 | Transformer only |  |  |  | 2536476 | Sus |  | CompanyInitiated¦Plannedmaintenance¦¦
24-0091158 | Company Initiated | Planned- maintenance |  |  | 2024 | Tier 2 | Transformer only |  |  |  | 2536485 | Sus |  | CompanyInitiated¦Plannedmaintenance¦¦
24-0077788 | Company Initiated | Planned- capital |  |  | 2024 | Tier 2 | Distribution Circuit |  |  |  | 2536518 | Sus |  | CompanyInitiated¦Plannedcapital¦¦
24-0090634 | Company Initiated | Planned- maintenance |  |  | 2024 | Tier 2 | Transformer only |  |  |  | 2536569 | Sus |  | CompanyInitiated¦Plannedmaintenance¦¦
24-0096718 | 3rd Party | Tree - cutting- 3rd party | Pole-Wood | Normal | 2024 | Tier 3 | Transformer only |  |  |  | 2536599 | Sus |  | 3rdParty¦Treecutting3rdparty¦PoleWood¦Normal
24-0091266 | Company Initiated | Planned- maintenance |  |  | 2024 | Tier 2 | Transformer only |  |  |  | 2536824 | Sus |  | CompanyInitiated¦Plannedmaintenance¦¦
24-0085508 | Company Initiated | Planned- maintenance |  |  | 2024 | Tier 3 | Transformer only |  |  |  | 2537048 | Sus |  | CompanyInitiated¦Plannedmaintenance¦¦
24-0091464 | Wildfire Mitigation | Planned - WSIP/System Hardening |  |  | 2024 | Tier 2 | Distribution Circuit |  |  |  | 2536757 | Sus |  | WildfireMitigation¦PlannedWSIPSystemHardening¦¦
24-0092013 | Wildfire Mitigation | Planned - WSIP/System Hardening |  |  | 2024 | Tier 2 | Transformer only |  |  |  | 2537400 | Sus |  | WildfireMitigation¦PlannedWSIPSystemHardening¦¦
24-0092393 | Wildfire Mitigation | Planned - WSIP/System Hardening |  |  | 2024 | Tier 2 | Transformer only |  |  |  | 2537407 | Sus |  | WildfireMitigation¦PlannedWSIPSystemHardening¦¦
24-0091125 | Company Initiated | Planned- maintenance |  |  | 2024 | Tier 2 | Transformer only |  |  |  | 2538061 | Sus |  | CompanyInitiated¦Plannedmaintenance¦¦
24-0088726 | Wildfire Mitigation | Planned - WSIP/System Hardening |  |  | 2024 | Tier 2 | Transformer only |  |  |  | 2537620 | Sus |  | WildfireMitigation¦PlannedWSIPSystemHardening¦¦
24-0089467 | Company Initiated | Planned- maintenance |  |  | 2024 | Tier 2 | Transformer only |  |  |  | 2537424 | Sus |  | CompanyInitiated¦Plannedmaintenance¦¦
24-0089493 | Wildfire Mitigation | Planned - WSIP/System Hardening |  |  | 2024 | Tier 2 | Distribution Circuit |  |  |  | 2537454 | Sus |  | WildfireMitigation¦PlannedWSIPSystemHardening¦¦
24-0090165 | Wildfire Mitigation | Planned - WSIP/System Hardening |  |  | 2024 | Tier 3 | Transformer only |  |  |  | 2537497 | Sus |  | WildfireMitigation¦PlannedWSIPSystemHardening¦¦
24-0090643 | Wildfire Mitigation | Planned - WSIP/System Hardening |  |  | 2024 | Tier 2 | Distribution Circuit |  |  |  | 2537506 | Sus |  | WildfireMitigation¦PlannedWSIPSystemHardening¦¦
24-0097195 | Equipment Failure/Involved | Overhead | Lightning Arrestor | Broken | 2024 | Tier 2 | Transformer only |  |  |  | 2537619 | Sus |  | EquipmentFailureInvolved¦Overhead¦LightningArrestor¦Broken
24-0097224 | Company Initiated | Construction Activity/equip- company | Conductor- Overhead | Normal | 2024 | Tier 2 | Distribution Circuit |  |  |  | 2537671 | Sus |  | CompanyInitiated¦ConstructionActivityequipcompany¦ConductorOverhead¦Normal
24-0092414 | Wildfire Mitigation | Planned - WSIP/System Hardening |  |  | 2024 | Tier 2 | Transformer only |  |  |  | 2537793 | Sus |  | WildfireMitigation¦PlannedWSIPSystemHardening¦¦
24-0085551 | Company Initiated | Planned- capital |  |  | 2024 | Tier 3 | Distribution Circuit |  |  |  | 2537903 | Sus |  | CompanyInitiated¦Plannedcapital¦¦
24-0097346 | Company Initiated | Operating error | Conductor- Overhead | Normal | 2024 | Tier 2 | Distribution Circuit |  |  |  | 2538005 | Sus |  | CompanyInitiated¦Operatingerror¦ConductorOverhead¦Normal
24-0085370 | Company Initiated | Planned- maintenance |  |  | 2024 | Tier 3 | Transformer only |  |  |  | 2538503 | Sus |  | CompanyInitiated¦Plannedmaintenance¦¦
24-0076360 | Company Initiated | Planned- maintenance |  |  | 2024 | Tier 2 | Transformer only |  |  |  | 2538510 | Sus |  | CompanyInitiated¦Plannedmaintenance¦¦
24-0091468 | Company Initiated | Planned- maintenance |  |  | 2024 | Tier 2 | Transformer only |  |  |  | 2538511 | Sus |  | CompanyInitiated¦Plannedmaintenance¦¦
24-0091614 | Company Initiated | Planned- maintenance |  |  | 2024 | Tier 2 | Transformer only |  |  |  | 2538547 | Sus |  | CompanyInitiated¦Plannedmaintenance¦¦
24-0091625 | Company Initiated | Planned- maintenance |  |  | 2024 | Tier 2 | Transformer only |  |  |  | 2538523 | Sus |  | CompanyInitiated¦Plannedmaintenance¦¦
24-0091328 | Company Initiated | Planned- maintenance |  |  | 2024 | Tier 2 | Distribution Circuit |  |  |  | 2538481 | Sus |  | CompanyInitiated¦Plannedmaintenance¦¦
24-0091624 | Company Initiated | Planned- maintenance |  |  | 2024 | Tier 2 | Distribution Circuit |  |  |  | 2538520 | Sus |  | CompanyInitiated¦Plannedmaintenance¦¦
24-0091607 | Wildfire Mitigation | Planned - WSIP/System Hardening |  |  | 2024 | Tier 2 | Transformer only |  |  |  | 2538670 | Sus |  | WildfireMitigation¦PlannedWSIPSystemHardening¦¦
24-0088730 | Wildfire Mitigation | Planned - WSIP/System Hardening |  |  | 2024 | Tier 2 | Transformer only |  |  |  | 2538530 | Sus |  | WildfireMitigation¦PlannedWSIPSystemHardening¦¦
24-0089056 | Company Initiated | Planned- maintenance |  |  | 2024 | Tier 2 | Transformer only |  |  |  | 2538548 | Sus |  | CompanyInitiated¦Plannedmaintenance¦¦
24-0091297 | Company Initiated | Planned- maintenance |  |  | 2024 | Tier 2 | Distribution Circuit |  |  |  | 2538554 | Sus |  | CompanyInitiated¦Plannedmaintenance¦¦
24-0076370 | Company Initiated | Planned- maintenance |  |  | 2024 | Tier 2 | Distribution Circuit |  |  |  | 2538718 | Sus |  | CompanyInitiated¦Plannedmaintenance¦¦
24-0091475 | Company Initiated | Planned- maintenance |  |  | 2024 | Tier 3 | Transformer only |  |  |  | 2538741 | Sus |  | CompanyInitiated¦Plannedmaintenance¦¦
24-0091633 | Wildfire Mitigation | Planned - WSIP/System Hardening |  |  | 2024 | Tier 2 | Transformer only |  |  |  | 2538788 | Sus |  | WildfireMitigation¦PlannedWSIPSystemHardening¦¦
24-0097948 | Vegetation | Tree - fell into line | Transformer (OH) | Broken | 2024 | Tier 2 | Transformer only |  |  |  | 2539126 | Sus |  | Vegetation¦Treefellintoline¦Transformer(OH)¦Broken
24-0091798 | Company Initiated | Planned- maintenance |  |  | 2024 | Tier 2 | Distribution Circuit |  |  |  | 2539215 | Sus |  | CompanyInitiated¦Plannedmaintenance¦¦
24-0091791 | Company Initiated | Planned- maintenance |  |  | 2024 | Tier 2 | Transformer only |  |  |  | 2539218 | Sus |  | CompanyInitiated¦Plannedmaintenance¦¦
24-0091792 | Company Initiated | Planned- maintenance |  |  | 2024 | Tier 2 | Transformer only |  |  |  | 2539220 | Sus |  | CompanyInitiated¦Plannedmaintenance¦¦
24-0098042 | Unknown Cause | Patrol - found nothing |  |  | 2024 | Tier 2 | Distribution Circuit |  |  |  | 2539619 | Sus |  | UnknownCause¦Patrolfoundnothing¦¦
24-0087899 | Company Initiated | Planned- maintenance |  |  | 2024 | Tier 2 | Transformer only |  |  |  | 2540370 | Sus |  | CompanyInitiated¦Plannedmaintenance¦¦
24-0093357 | Company Initiated | Planned- maintenance |  |  | 2024 | Tier 2 | Distribution Circuit |  |  |  | 2540125 | Sus |  | CompanyInitiated¦Plannedmaintenance¦¦
24-0093087 | Company Initiated | Planned- maintenance |  |  | 2024 | Tier 3 | Transformer only |  |  |  | 2540126 | Sus |  | CompanyInitiated¦Plannedmaintenance¦¦
24-0094310 | Company Initiated | Planned- maintenance |  |  | 2024 | Tier 2 | Distribution Circuit |  |  |  | 2540132 | Sus |  | CompanyInitiated¦Plannedmaintenance¦¦
24-0093334 | Company Initiated | Planned- maintenance |  |  | 2024 | Tier 2 | Distribution Circuit |  |  |  | 2540143 | Sus |  | CompanyInitiated¦Plannedmaintenance¦¦
24-0098496 | Company Initiated | Planned- capital |  |  | 2024 | Tier 2 | Transformer only |  |  |  | 2540575 | Sus |  | CompanyInitiated¦Plannedcapital¦¦
24-0092075 | Company Initiated | Planned- maintenance |  |  | 2024 | Tier 2 | Transformer only |  |  |  | 2540441 | Sus |  | CompanyInitiated¦Plannedmaintenance¦¦
24-0092059 | Company Initiated | Planned- maintenance |  |  | 2024 | Tier 2 | Distribution Circuit |  |  |  | 2540147 | Sus |  | CompanyInitiated¦Plannedmaintenance¦¦
24-0091398 | Company Initiated | Planned- maintenance |  |  | 2024 | Tier 3 | Transformer only |  |  |  | 2540161 | Sus |  | CompanyInitiated¦Plannedmaintenance¦¦
24-0087961 | Company Initiated | Planned- maintenance |  |  | 2024 | Tier 2 | Transformer only |  |  |  | 2540173 | Sus |  | CompanyInitiated¦Plannedmaintenance¦¦
24-0093888 | Company Initiated | Planned- maintenance |  |  | 2024 | Tier 2 | Transformer only |  |  |  | 2540938 | Sus |  | CompanyInitiated¦Plannedmaintenance¦¦
24-0092458 | Company Initiated | Planned- maintenance |  |  | 2024 | Tier 2 | Transformer only |  |  |  | 2541382 | Sus |  | CompanyInitiated¦Plannedmaintenance¦¦
24-0076543 | Company Initiated | Planned- maintenance |  |  | 2024 | Tier 2 | Transformer only |  |  |  | 2540924 | Sus |  | CompanyInitiated¦Plannedmaintenance¦¦
24-0088781 | Wildfire Mitigation | Planned - WSIP/System Hardening |  |  | 2024 | Tier 2 | Distribution Circuit |  |  |  | 2540944 | Sus |  | WildfireMitigation¦PlannedWSIPSystemHardening¦¦
24-0093082 | Company Initiated | Planned- maintenance |  |  | 2024 | Tier 3 | Distribution Circuit |  |  |  | 2540970 | Sus |  | CompanyInitiated¦Plannedmaintenance¦¦
24-0090293 | Company Initiated | Planned- maintenance |  |  | 2024 | Tier 2 | Distribution Circuit |  |  |  | 2540989 | Sus |  | CompanyInitiated¦Plannedmaintenance¦¦
24-0091424 | Wildfire Mitigation | Planned - WSIP/System Hardening |  |  | 2024 | Tier 3 | Transformer only |  |  |  | 2540994 | Sus |  | WildfireMitigation¦PlannedWSIPSystemHardening¦¦
24-0093162 | Wildfire Mitigation | Planned - WSIP/System Hardening |  |  | 2024 | Tier 2 | Transformer only |  |  |  | 2541044 | Sus |  | WildfireMitigation¦PlannedWSIPSystemHardening¦¦
24-0093174 | Company Initiated | Planned- maintenance |  |  | 2024 | Tier 2 | Distribution Circuit |  |  |  | 2541268 | Sus |  | CompanyInitiated¦Plannedmaintenance¦¦
24-0093494 | Company Initiated | Planned- maintenance |  |  | 2024 | Tier 2 | Transformer only |  |  |  | 2541276 | Sus |  | CompanyInitiated¦Plannedmaintenance¦¦
24-0099167 | Animal | Other | Switch (OH) | Normal | 2024 | Tier 2 | Distribution Circuit |  |  |  | 2541740 | Sus |  | Animal¦Other¦Switch(OH)¦Normal
24-0092502 | Company Initiated | Planned- maintenance |  |  | 2024 | Tier 2 | Transformer only |  |  |  | 2541809 | Sus |  | CompanyInitiated¦Plannedmaintenance¦¦
24-0092477 | Wildfire Mitigation | Planned - WSIP/System Hardening |  |  | 2024 | Tier 3 | Transformer only |  |  |  | 2541760 | Sus |  | WildfireMitigation¦PlannedWSIPSystemHardening¦¦
24-0088299 | Company Initiated | Planned- maintenance |  |  | 2024 | Tier 3 | Distribution Circuit |  |  |  | 2541767 | Sus |  | CompanyInitiated¦Plannedmaintenance¦¦
24-0094319 | Company Initiated | Planned- maintenance |  |  | 2024 | Tier 2 | Distribution Circuit |  |  |  | 2541752 | Sus |  | CompanyInitiated¦Plannedmaintenance¦¦
24-0091457 | Company Initiated | Planned- maintenance |  |  | 2024 | Tier 2 | Distribution Circuit |  |  |  | 2541754 | Sus |  | CompanyInitiated¦Plannedmaintenance¦¦
24-0093186 | Wildfire Mitigation | Planned - WSIP/System Hardening |  |  | 2024 | Tier 2 | Distribution Circuit |  |  |  | 2541781 | Sus |  | WildfireMitigation¦PlannedWSIPSystemHardening¦¦
24-0093103 | Company Initiated | Planned- maintenance |  |  | 2024 | Tier 3 | Transformer only |  |  |  | 2542078 | Sus |  | CompanyInitiated¦Plannedmaintenance¦¦
24-0090421 | Wildfire Mitigation | Planned - WSIP/System Hardening |  |  | 2024 | Tier 2 | Distribution Circuit |  |  |  | 2541813 | Sus |  | WildfireMitigation¦PlannedWSIPSystemHardening¦¦
24-0099244 | Equipment Failure/Involved | Overhead | Conductor- Overhead | Broken | 2024 | Tier 2 | Distribution Circuit |  |  |  | 2541972 | Sus |  | EquipmentFailureInvolved¦Overhead¦ConductorOverhead¦Broken
24-0099288 | Equipment Failure/Involved | Overhead | Pole-Wood | Broken | 2024 | Tier 2 | Transformer only |  |  |  | 2542090 | Sus |  | EquipmentFailureInvolved¦Overhead¦PoleWood¦Broken
24-0095545 | Company Initiated | Planned- maintenance |  |  | 2024 | Tier 2 | Transformer only |  |  |  | 2542136 | Sus |  | CompanyInitiated¦Plannedmaintenance¦¦
24-0099497 | Equipment Failure/Involved | Overhead | Transformer (OH) | Broken | 2024 | Tier 3 | Transformer only |  |  |  | 2542430 | Sus |  | EquipmentFailureInvolved¦Overhead¦Transformer(OH)¦Broken
24-0094094 | Company Initiated | Planned- maintenance |  |  | 2024 | Tier 2 | Distribution Circuit |  |  |  | 2542802 | Sus |  | CompanyInitiated¦Plannedmaintenance¦¦
24-0093267 | Company Initiated | Planned- maintenance |  |  | 2024 | Tier 3 | Distribution Circuit |  |  |  | 2542812 | Sus |  | CompanyInitiated¦Plannedmaintenance¦¦
24-0093229 | Company Initiated | Planned- maintenance |  |  | 2024 | Tier 2 | Distribution Circuit |  |  |  | 2542796 | Sus |  | CompanyInitiated¦Plannedmaintenance¦¦
24-0093228 | Company Initiated | Planned- maintenance |  |  | 2024 | Tier 2 | Distribution Circuit |  |  |  | 2542943 | Sus |  | CompanyInitiated¦Plannedmaintenance¦¦
24-0099617 | 3rd Party | Customer Equipment | Other | Deteriorated | 2024 | Tier 3 | Transformer only |  |  |  | 2542867 | Sus |  | 3rdParty¦CustomerEquipment¦Other¦Deteriorated
24-0099780 | Equipment Failure/Involved | Overhead | Transformer (OH) | Failed/Faulted | 2024 | Tier 3 | Transformer only |  |  |  | 2543095 | Sus |  | EquipmentFailureInvolved¦Overhead¦Transformer(OH)¦FailedFaulted
24-0092236 | Wildfire Mitigation | Planned - WSIP/System Hardening |  |  | 2024 | Tier 2 | Transformer only |  |  |  | 2543556 | Sus |  | WildfireMitigation¦PlannedWSIPSystemHardening¦¦
24-0094113 | Company Initiated | Planned- maintenance |  |  | 2024 | Tier 2 | Distribution Circuit |  |  |  | 2543436 | Sus |  | CompanyInitiated¦Plannedmaintenance¦¦
24-0093814 | Company Initiated | Planned- maintenance |  |  | 2024 | Tier 2 | Transformer only |  |  |  | 2543695 | Sus |  | CompanyInitiated¦Plannedmaintenance¦¦
24-0088793 | Wildfire Mitigation | Planned - WSIP/System Hardening |  |  | 2024 | Tier 2 | Transformer only |  |  |  | 2543452 | Sus |  | WildfireMitigation¦PlannedWSIPSystemHardening¦¦
24-0095075 | Company Initiated | Planned- maintenance |  |  | 2024 | Tier 2 | Transformer only |  |  |  | 2543460 | Sus |  | CompanyInitiated¦Plannedmaintenance¦¦
24-0088862 | Company Initiated | Planned- maintenance |  |  | 2024 | Tier 2 | Transformer only |  |  |  | 2543625 | Sus |  | CompanyInitiated¦Plannedmaintenance¦¦
24-0093294 | Company Initiated | Planned- maintenance |  |  | 2024 | Tier 3 | Transformer only |  |  |  | 2543509 | Sus |  | CompanyInitiated¦Plannedmaintenance¦¦
24-0089723 | Company Initiated | Planned- capital |  |  | 2024 | Tier 2 | Distribution Circuit |  |  |  | 2543420 | Sus |  | CompanyInitiated¦Plannedcapital¦¦
24-0093306 | Company Initiated | Planned- maintenance |  |  | 2024 | Tier 2 | Distribution Circuit |  |  |  | 2543467 | Sus |  | CompanyInitiated¦Plannedmaintenance¦¦
24-0092237 | Company Initiated | Planned- maintenance |  |  | 2024 | Tier 3 | Transformer only |  |  |  | 2543494 | Sus |  | CompanyInitiated¦Plannedmaintenance¦¦
24-0099963 | Equipment Failure/Involved | Overhead | Secondary | Broken | 2024 | Tier 2 | Transformer only |  |  |  | 2543637 | Sus |  | EquipmentFailureInvolved¦Overhead¦Secondary¦Broken
24-0094166 | Wildfire Mitigation | Planned - WSIP/System Hardening |  |  | 2024 | Tier 2 | Distribution Circuit |  |  |  | 2543776 | Sus |  | WildfireMitigation¦PlannedWSIPSystemHardening¦¦
24-0100112 | Vegetation | Tree - fell into line | Transformer (OH) | Broken | 2024 | Tier 2 | Distribution Circuit |  |  |  | 2543780 | Sus |  | Vegetation¦Treefellintoline¦Transformer(OH)¦Broken
24-0100172 | Vegetation | Tree - fell into line | Conductor- Overhead | Broken- wire on ground | 2024 | Tier 2 | Distribution Circuit |  |  |  | 2543970 | Sus |  | Vegetation¦Treefellintoline¦ConductorOverhead¦Brokenwireonground
24-0100208 | Unknown Cause | Patrol - found nothing |  |  | 2024 | Tier 2 | Distribution Circuit |  |  |  | 2544096 | Sus |  | UnknownCause¦Patrolfoundnothing¦¦
24-0094191 | Company Initiated | Planned- maintenance |  |  | 2024 | Tier 2 | Distribution Circuit |  |  |  | 2544186 | Sus |  | CompanyInitiated¦Plannedmaintenance¦¦
24-0094179 | Company Initiated | Planned- maintenance |  |  | 2024 | Tier 2 | Distribution Circuit |  |  |  | 2544190 | Sus |  | CompanyInitiated¦Plannedmaintenance¦¦
24-0100279 | Equipment Failure/Involved | Overhead | Transformer (OH) | Leaking | 2024 | Tier 3 | Transformer only |  |  |  | 2544384 | Sus |  | EquipmentFailureInvolved¦Overhead¦Transformer(OH)¦Leaking
24-0095091 | Company Initiated | Planned- maintenance |  |  | 2024 | Tier 2 | Distribution Circuit |  |  |  | 2544690 | Sus |  | CompanyInitiated¦Plannedmaintenance¦¦
24-0100397 | Equipment Failure/Involved | Overhead | Fuse | Broken | 2024 | Tier 2 | Transformer only |  |  |  | 2544763 | Sus |  | EquipmentFailureInvolved¦Overhead¦Fuse¦Broken
24-0094299 | Company Initiated | Planned- maintenance |  |  | 2024 | Tier 2 | Distribution Circuit |  |  |  | 2545034 | Sus |  | CompanyInitiated¦Plannedmaintenance¦¦
24-0094327 | Company Initiated | Planned- maintenance |  |  | 2024 | Tier 2 | Distribution Circuit |  |  |  | 2545113 | Sus |  | CompanyInitiated¦Plannedmaintenance¦¦
24-0100558 | Company Initiated | Planned- maintenance | Pole-Wood | Normal | 2024 | Tier 2 | Transformer only |  |  |  | 2545097 | Sus |  | CompanyInitiated¦Plannedmaintenance¦PoleWood¦Normal
24-0093331 | Company Initiated | Planned- maintenance |  |  | 2024 | Tier 3 | Transformer only |  |  |  | 2545096 | Sus |  | CompanyInitiated¦Plannedmaintenance¦¦
24-0093665 | Company Initiated | Planned- maintenance |  |  | 2024 | Tier 2 | Transformer only |  |  |  | 2545518 | Sus |  | CompanyInitiated¦Plannedmaintenance¦¦
24-0094238 | Company Initiated | Planned- maintenance |  |  | 2024 | Tier 2 | Distribution Circuit |  |  |  | 2545115 | Sus |  | CompanyInitiated¦Plannedmaintenance¦¦
24-0096476 | Wildfire Mitigation | Planned - WSIP/System Hardening |  |  | 2024 | Tier 2 | Distribution Circuit |  |  |  | 2545136 | Sus |  | WildfireMitigation¦PlannedWSIPSystemHardening¦¦
24-0096477 | Wildfire Mitigation | Planned - WSIP/System Hardening |  |  | 2024 | Tier 2 | Transformer only |  |  |  | 2545519 | Sus |  | WildfireMitigation¦PlannedWSIPSystemHardening¦¦
24-0093881 | Company Initiated | Planned- maintenance |  |  | 2024 | Tier 2 | Distribution Circuit |  |  |  | 2545380 | Sus |  | CompanyInitiated¦Plannedmaintenance¦¦
24-0098339 | Wildfire Mitigation | Planned - WSIP/System Hardening |  |  | 2024 | Tier 3 | Transformer only |  |  |  | 2545316 | Sus |  | WildfireMitigation¦PlannedWSIPSystemHardening¦¦
24-0096911 | Company Initiated | Planned- maintenance |  |  | 2024 | Tier 2 | Distribution Circuit |  |  |  | 2545401 | Sus |  | CompanyInitiated¦Plannedmaintenance¦¦
24-0096446 | Wildfire Mitigation | Planned - WSIP/System Hardening |  |  | 2024 | Tier 2 | Distribution Circuit |  |  |  | 2545485 | Sus |  | WildfireMitigation¦PlannedWSIPSystemHardening¦¦
24-0094726 | Company Initiated | Planned- maintenance |  |  | 2024 | Tier 2 | Distribution Circuit |  |  |  | 2546100 | Sus |  | CompanyInitiated¦Plannedmaintenance¦¦
24-0094743 | Company Initiated | Planned- maintenance |  |  | 2024 | Tier 2 | Transformer only |  |  |  | 2546117 | Sus |  | CompanyInitiated¦Plannedmaintenance¦¦
24-0095096 | Company Initiated | Planned- maintenance |  |  | 2024 | Tier 2 | Transformer only |  |  |  | 2546123 | Sus |  | CompanyInitiated¦Plannedmaintenance¦¦
24-0098076 | Company Initiated | Planned- maintenance |  |  | 2024 | Tier 2 | Distribution Circuit |  |  |  | 2546727 | Sus |  | CompanyInitiated¦Plannedmaintenance¦¦
24-0092351 | Company Initiated | Planned- maintenance |  |  | 2024 | Tier 2 | Distribution Circuit |  |  |  | 2546101 | Sus |  | CompanyInitiated¦Plannedmaintenance¦¦
24-0096980 | Company Initiated | Planned- maintenance |  |  | 2024 | Tier 2 | Distribution Circuit |  |  |  | 2546134 | Sus |  | CompanyInitiated¦Plannedmaintenance¦¦
24-0092527 | Wildfire Mitigation | Planned - WSIP/System Hardening |  |  | 2024 | Tier 3 | Transformer only |  |  |  | 2546145 | Sus |  | WildfireMitigation¦PlannedWSIPSystemHardening¦¦
24-0093580 | Company Initiated | Planned- maintenance |  |  | 2024 | Tier 3 | Transformer only |  |  |  | 2546150 | Sus |  | CompanyInitiated¦Plannedmaintenance¦¦
24-0093714 | Wildfire Mitigation | Planned - WSIP/System Hardening |  |  | 2024 | Tier 3 | Distribution Circuit |  |  |  | 2546200 | Sus |  | WildfireMitigation¦PlannedWSIPSystemHardening¦¦
24-0093900 | Company Initiated | Planned- maintenance |  |  | 2024 | Tier 2 | Distribution Circuit |  |  |  | 2546155 | Sus |  | CompanyInitiated¦Plannedmaintenance¦¦
24-0094599 | Company Initiated | Planned- maintenance |  |  | 2024 | Tier 2 | Transformer only |  |  |  | 2546429 | Sus |  | CompanyInitiated¦Plannedmaintenance¦¦
24-0096266 | Company Initiated | Planned- maintenance |  |  | 2024 | Tier 2 | Transformer only |  |  |  | 2546579 | Sus |  | CompanyInitiated¦Plannedmaintenance¦¦
24-0094730 | Company Initiated | Planned- maintenance |  |  | 2024 | Tier 3 | Transformer only |  |  |  | 2546962 | Sus |  | CompanyInitiated¦Plannedmaintenance¦¦
24-0095784 | Company Initiated | Planned- maintenance |  |  | 2024 | Tier 2 | Distribution Circuit |  |  |  | 2546925 | Sus |  | CompanyInitiated¦Plannedmaintenance¦¦
24-0097292 | Company Initiated | Planned- maintenance |  |  | 2024 | Tier 3 | Transformer only |  |  |  | 2546981 | Sus |  | CompanyInitiated¦Plannedmaintenance¦¦
24-0099663 | Company Initiated | Planned- maintenance |  |  | 2024 | Tier 2 | Distribution Circuit |  |  |  | 2546901 | Sus |  | CompanyInitiated¦Plannedmaintenance¦¦
24-0095754 | Company Initiated | Planned- maintenance |  |  | 2024 | Tier 2 | Distribution Circuit |  |  |  | 2547006 | Sus |  | CompanyInitiated¦Plannedmaintenance¦¦
24-0095760 | Company Initiated | Planned- maintenance |  |  | 2024 | Tier 2 | Distribution Circuit |  |  |  | 2547009 | Sus |  | CompanyInitiated¦Plannedmaintenance¦¦
24-0095778 | Company Initiated | Planned- maintenance |  |  | 2024 | Tier 2 | Distribution Circuit |  |  |  | 2546937 | Sus |  | CompanyInitiated¦Plannedmaintenance¦¦
24-0093926 | Wildfire Mitigation | Planned - WSIP/System Hardening |  |  | 2024 | Tier 2 | Distribution Circuit |  |  |  | 2547038 | Sus |  | WildfireMitigation¦PlannedWSIPSystemHardening¦¦
24-0098382 | Company Initiated | Planned- maintenance |  |  | 2024 | Tier 2 | Transformer only |  |  |  | 2547171 | Sus |  | CompanyInitiated¦Plannedmaintenance¦¦
24-0098083 | Wildfire Mitigation | Planned - WSIP/System Hardening |  |  | 2024 | Tier 3 | Transformer only |  |  |  | 2547288 | Sus |  | WildfireMitigation¦PlannedWSIPSystemHardening¦¦
24-0101479 | Unknown Cause | Patrol - found nothing |  |  | 2024 | Tier 2 | Distribution Circuit |  |  |  | 2547321 | Sus |  | UnknownCause¦Patrolfoundnothing¦¦
24-0095735 | Company Initiated | Planned- maintenance |  |  | 2024 | Tier 2 | Transformer only |  |  |  | 2547451 | Sus |  | CompanyInitiated¦Plannedmaintenance¦¦
24-0097302 | Company Initiated | Planned- maintenance |  |  | 2024 | Tier 3 | Transformer only |  |  |  | 2547855 | Sus |  | CompanyInitiated¦Plannedmaintenance¦¦
24-0092444 | Company Initiated | Planned- maintenance |  |  | 2024 | Tier 2 | Transformer only |  |  |  | 2547857 | Sus |  | CompanyInitiated¦Plannedmaintenance¦¦
24-0095136 | Company Initiated | Planned- maintenance |  |  | 2024 | Tier 2 | Distribution Circuit |  |  |  | 2547841 | Sus |  | CompanyInitiated¦Plannedmaintenance¦¦
24-0096974 | Company Initiated | Planned- maintenance |  |  | 2024 | Tier 2 | Distribution Circuit |  |  |  | 2547871 | Sus |  | CompanyInitiated¦Plannedmaintenance¦¦
24-0094652 | Company Initiated | Planned- maintenance |  |  | 2024 | Tier 2 | Transformer only |  |  |  | 2547868 | Sus |  | CompanyInitiated¦Plannedmaintenance¦¦
24-0098085 | Company Initiated | Planned- maintenance |  |  | 2024 | Tier 3 | Distribution Circuit |  |  |  | 2547880 | Sus |  | CompanyInitiated¦Plannedmaintenance¦¦
24-0096864 | Wildfire Mitigation | Planned - WSIP/System Hardening |  |  | 2024 | Tier 2 | Distribution Circuit |  |  |  | 2547923 | Sus |  | WildfireMitigation¦PlannedWSIPSystemHardening¦¦
24-0094437 | Company Initiated | Planned- maintenance |  |  | 2024 | Tier 3 | Transformer only |  |  |  | 2547936 | Sus |  | CompanyInitiated¦Plannedmaintenance¦¦
24-0096888 | Company Initiated | Planned- maintenance |  |  | 2024 | Tier 2 | Distribution Circuit |  |  |  | 2547839 | Sus |  | CompanyInitiated¦Plannedmaintenance¦¦
24-0096859 | Company Initiated | Planned- maintenance |  |  | 2024 | Tier 2 | Distribution Circuit |  |  |  | 2547952 | Sus |  | CompanyInitiated¦Plannedmaintenance¦¦
24-0096793 | Company Initiated | Planned- maintenance |  |  | 2024 | Tier 2 | Distribution Circuit |  |  |  | 2547803 | Sus |  | CompanyInitiated¦Plannedmaintenance¦¦
24-0097313 | Company Initiated | Planned- maintenance |  |  | 2024 | Tier 3 | Transformer only |  |  |  | 2548139 | Sus |  | CompanyInitiated¦Plannedmaintenance¦¦
24-0094693 | Company Initiated | Planned- maintenance |  |  | 2024 | Tier 2 | Transformer only |  |  |  | 2548461 | Sus |  | CompanyInitiated¦Plannedmaintenance¦¦
24-0102216 | Equipment Failure/Involved | Overhead | Transformer (OH) | Failed/Faulted | 2024 | Tier 2 | Transformer only |  |  |  | 2548743 | Sus |  | EquipmentFailureInvolved¦Overhead¦Transformer(OH)¦FailedFaulted
24-0102252 | Unknown Cause | Patrol - found nothing |  |  | 2024 | Tier 2 | Distribution Circuit |  |  |  | 2548864 | Sus |  | UnknownCause¦Patrolfoundnothing¦¦
24-0097233 | Company Initiated | Planned- maintenance |  |  | 2024 | Tier 2 | Distribution Circuit |  |  |  | 2548891 | Sus |  | CompanyInitiated¦Plannedmaintenance¦¦
24-0099275 | Wildfire Mitigation | Planned - WSIP/System Hardening |  |  | 2024 | Tier 2 | Transformer only |  |  |  | 2548910 | Sus |  | WildfireMitigation¦PlannedWSIPSystemHardening¦¦
24-0092469 | Company Initiated | Planned- maintenance |  |  | 2024 | Tier 3 | Transformer only |  |  |  | 2548909 | Sus |  | CompanyInitiated¦Plannedmaintenance¦¦
24-0094702 | Company Initiated | Planned- maintenance |  |  | 2024 | Tier 2 | Distribution Circuit |  |  |  | 2548926 | Sus |  | CompanyInitiated¦Plannedmaintenance¦¦
24-0094435 | Wildfire Mitigation | Planned - WSIP/System Hardening |  |  | 2024 | Tier 3 | Transformer only |  |  |  | 2548932 | Sus |  | WildfireMitigation¦PlannedWSIPSystemHardening¦¦
24-0094989 | Company Initiated | Planned- maintenance |  |  | 2024 | Tier 2 | Transformer only |  |  |  | 2549244 | Sus |  | CompanyInitiated¦Plannedmaintenance¦¦
24-0096450 | Wildfire Mitigation | Planned - WSIP/System Hardening |  |  | 2024 | Tier 2 | Distribution Circuit |  |  |  | 2548985 | Sus |  | WildfireMitigation¦PlannedWSIPSystemHardening¦¦
24-0097534 | Wildfire Mitigation | Planned - WSIP/System Hardening |  |  | 2024 | Tier 2 | Distribution Circuit |  |  |  | 2548886 | Sus |  | WildfireMitigation¦PlannedWSIPSystemHardening¦¦
24-0096909 | Wildfire Mitigation | Planned - WSIP/System Hardening |  |  | 2024 | Tier 2 | Distribution Circuit |  |  |  | 2549041 | Sus |  | WildfireMitigation¦PlannedWSIPSystemHardening¦¦
24-0096910 | Company Initiated | Planned- maintenance |  |  | 2024 | Tier 2 | Transformer only |  |  |  | 2549050 | Sus |  | CompanyInitiated¦Plannedmaintenance¦¦
24-0096964 | Wildfire Mitigation | Planned - WSIP/System Hardening |  |  | 2024 | Tier 3 | Distribution Circuit |  |  |  | 2549369 | Sus |  | WildfireMitigation¦PlannedWSIPSystemHardening¦¦
24-0097258 | Wildfire Mitigation | Planned - WSIP/System Hardening |  |  | 2024 | Tier 2 | Distribution Circuit |  |  |  | 2549928 | Sus |  | WildfireMitigation¦PlannedWSIPSystemHardening¦¦
24-0102765 | Equipment Failure/Involved | Overhead | Transformer (OH) | Normal | 2024 | Tier 2 | Transformer only |  |  |  | 2550120 | Sus |  | EquipmentFailureInvolved¦Overhead¦Transformer(OH)¦Normal
24-0102923 | Animal | Squirrel | Bus | Normal | 2024 | Tier 2 | Substation - Distribution |  |  |  | 2550901 | Sus |  | Animal¦Squirrel¦Bus¦Normal
24-0098079 | Company Initiated | Planned- maintenance |  |  | 2024 | Tier 2 | Distribution Circuit |  |  |  | 2551175 | Sus |  | CompanyInitiated¦Plannedmaintenance¦¦
24-0094156 | Company Initiated | Planned- maintenance |  |  | 2024 | Tier 2 | Transformer only |  |  |  | 2551176 | Sus |  | CompanyInitiated¦Plannedmaintenance¦¦
24-0098883 | Company Initiated | Planned- maintenance |  |  | 2024 | Tier 2 | Transformer only |  |  |  | 2551180 | Sus |  | CompanyInitiated¦Plannedmaintenance¦¦
24-0097698 | Company Initiated | Planned- maintenance |  |  | 2024 | Tier 2 | Distribution Circuit |  |  |  | 2551165 | Sus |  | CompanyInitiated¦Plannedmaintenance¦¦
24-0095105 | Company Initiated | Planned- maintenance |  |  | 2024 | Tier 2 | Distribution Circuit |  |  |  | 2551156 | Sus |  | CompanyInitiated¦Plannedmaintenance¦¦
24-0094728 | Company Initiated | Planned- maintenance |  |  | 2024 | Tier 3 | Transformer only |  |  |  | 2551190 | Sus |  | CompanyInitiated¦Plannedmaintenance¦¦
24-0098882 | Company Initiated | Planned- maintenance |  |  | 2024 | Tier 2 | Distribution Circuit |  |  |  | 2551168 | Sus |  | CompanyInitiated¦Plannedmaintenance¦¦
24-0098882 | Company Initiated | Planned- maintenance |  |  | 2024 | Tier 2 | Distribution Circuit |  |  |  | 2551169 | Sus |  | CompanyInitiated¦Plannedmaintenance¦¦
24-0098839 | Company Initiated | Planned- maintenance |  |  | 2024 | Tier 2 | Distribution Circuit |  |  |  | 2551195 | Sus |  | CompanyInitiated¦Plannedmaintenance¦¦
24-0096407 | Company Initiated | Planned- maintenance |  |  | 2024 | Tier 3 | Transformer only |  |  |  | 2551247 | Sus |  | CompanyInitiated¦Plannedmaintenance¦¦
24-0097181 | Company Initiated | Planned- maintenance |  |  | 2024 | Tier 3 | Transformer only |  |  |  | 2551323 | Sus |  | CompanyInitiated¦Plannedmaintenance¦¦
24-0097176 | Company Initiated | Planned- maintenance |  |  | 2024 | Tier 3 | Distribution Circuit |  |  |  | 2551334 | Sus |  | CompanyInitiated¦Plannedmaintenance¦¦
24-0103044 | Equipment Failure/Involved | Overhead | Crossarm- Wood | Broken | 2024 | Tier 2 | Distribution Circuit |  |  |  | 2551310 | Sus |  | EquipmentFailureInvolved¦Overhead¦CrossarmWood¦Broken
24-0097255 | Wildfire Mitigation | Planned - WSIP/System Hardening |  |  | 2024 | Tier 3 | Transformer only |  |  |  | 2551571 | Sus |  | WildfireMitigation¦PlannedWSIPSystemHardening¦¦
24-0098559 | Company Initiated | Planned- maintenance |  |  | 2024 | Tier 2 | Distribution Circuit |  |  |  | 2551662 | Sus |  | CompanyInitiated¦Plannedmaintenance¦¦
24-0103306 | Equipment Failure/Involved | Overhead | Transformer (OH) | Broken | 2024 | Tier 2 | Transformer only |  |  |  | 2551847 | Sus |  | EquipmentFailureInvolved¦Overhead¦Transformer(OH)¦Broken
24-0103333 | Equipment Failure/Involved | Overhead | Transformer (OH) | Failed/Faulted | 2024 | Tier 2 | Transformer only |  |  |  | 2551867 | Sus |  | EquipmentFailureInvolved¦Overhead¦Transformer(OH)¦FailedFaulted
24-0099194 | Company Initiated | Planned- maintenance |  |  | 2024 | Tier 2 | Distribution Circuit |  |  |  | 2552200 | Sus |  | CompanyInitiated¦Plannedmaintenance¦¦
24-0097695 | Company Initiated | Planned- maintenance |  |  | 2024 | Tier 2 | Transformer only |  |  |  | 2552224 | Sus |  | CompanyInitiated¦Plannedmaintenance¦¦
24-0099279 | Wildfire Mitigation | Planned - WSIP/System Hardening |  |  | 2024 | Tier 2 | Transformer only |  |  |  | 2552232 | Sus |  | WildfireMitigation¦PlannedWSIPSystemHardening¦¦
24-0095120 | Company Initiated | Planned- maintenance |  |  | 2024 | Tier 2 | Transformer only |  |  |  | 2552657 | Sus |  | CompanyInitiated¦Plannedmaintenance¦¦
24-0094246 | Wildfire Mitigation | Planned - WSIP/System Hardening |  |  | 2024 | Tier 3 | Distribution Circuit |  |  |  | 2552196 | Sus |  | WildfireMitigation¦PlannedWSIPSystemHardening¦¦
24-0094225 | Company Initiated | Planned- maintenance |  |  | 2024 | Tier 3 | Distribution Circuit |  |  |  | 2552330 | Sus |  | CompanyInitiated¦Plannedmaintenance¦¦
24-0098858 | Company Initiated | Planned- maintenance |  |  | 2024 | Tier 2 | Distribution Circuit |  |  |  | 2552265 | Sus |  | CompanyInitiated¦Plannedmaintenance¦¦
24-0099226 | Company Initiated | Planned- maintenance |  |  | 2024 | Tier 2 | Transformer only |  |  |  | 2552266 | Sus |  | CompanyInitiated¦Plannedmaintenance¦¦
24-0103455 | Unknown Cause | Patrol - found nothing |  |  | 2024 | Tier 2 | Distribution Circuit |  |  |  | 2552293 | Sus |  | UnknownCause¦Patrolfoundnothing¦¦
24-0097192 | Company Initiated | Planned- maintenance |  |  | 2024 | Tier 2 | Distribution Circuit |  |  |  | 2552279 | Sus |  | CompanyInitiated¦Plannedmaintenance¦¦
24-0097211 | Company Initiated | Planned- maintenance |  |  | 2024 | Tier 3 | Distribution Circuit |  |  |  | 2552308 | Sus |  | CompanyInitiated¦Plannedmaintenance¦¦
24-0098318 | Wildfire Mitigation | Planned - WSIP/System Hardening |  |  | 2024 | Tier 2 | Transformer only |  |  |  | 2552428 | Sus |  | WildfireMitigation¦PlannedWSIPSystemHardening¦¦
24-0099268 | Company Initiated | Planned- maintenance |  |  | 2024 | Tier 2 | Distribution Circuit |  |  |  | 2552433 | Sus |  | CompanyInitiated¦Plannedmaintenance¦¦
24-0097215 | Company Initiated | Planned- maintenance |  |  | 2024 | Tier 3 | Transformer only |  |  |  | 2552469 | Sus |  | CompanyInitiated¦Plannedmaintenance¦¦
24-0097727 | Company Initiated | Planned- maintenance |  |  | 2024 | Tier 3 | Transformer only |  |  |  | 2553743 | Sus |  | CompanyInitiated¦Plannedmaintenance¦¦
24-0095124 | Company Initiated | Planned- maintenance |  |  | 2024 | Tier 2 | Transformer only |  |  |  | 2553426 | Sus |  | CompanyInitiated¦Plannedmaintenance¦¦
24-0099430 | Company Initiated | Planned- capital |  |  | 2024 | Tier 2 | Distribution Circuit |  |  |  | 2553441 | Sus |  | CompanyInitiated¦Plannedcapital¦¦
24-0097100 | Company Initiated | Planned- maintenance |  |  | 2024 | Tier 3 | Distribution Circuit |  |  |  | 2553347 | Sus |  | CompanyInitiated¦Plannedmaintenance¦¦
24-0097744 | Company Initiated | Planned- maintenance |  |  | 2024 | Tier 2 | Distribution Circuit |  |  |  | 2553417 | Sus |  | CompanyInitiated¦Plannedmaintenance¦¦
24-0095191 | Company Initiated | Planned- maintenance |  |  | 2024 | Tier 3 | Transformer only |  |  |  | 2553755 | Sus |  | CompanyInitiated¦Plannedmaintenance¦¦
24-0098233 | Company Initiated | Planned- maintenance |  |  | 2024 | Tier 2 | Distribution Circuit |  |  |  | 2553415 | Sus |  | CompanyInitiated¦Plannedmaintenance¦¦
24-0097251 | Company Initiated | Planned- maintenance |  |  | 2024 | Tier 2 | Distribution Circuit |  |  |  | 2553448 | Sus |  | CompanyInitiated¦Plannedmaintenance¦¦
24-0097223 | Company Initiated | Planned- maintenance |  |  | 2024 | Tier 3 | Transformer only |  |  |  | 2553469 | Sus |  | CompanyInitiated¦Plannedmaintenance¦¦
24-0094271 | Company Initiated | Planned- maintenance |  |  | 2024 | Tier 2 | Distribution Circuit |  |  |  | 2553507 | Sus |  | CompanyInitiated¦Plannedmaintenance¦¦
24-0098663 | Company Initiated | Planned- maintenance |  |  | 2024 | Tier 2 | Distribution Circuit |  |  |  | 2553590 | Sus |  | CompanyInitiated¦Plannedmaintenance¦¦
24-0104101 | Equipment Failure/Involved | Overhead | Transformer (OH) | Normal | 2024 | Tier 3 | Transformer only |  |  |  | 2553814 | Sus |  | EquipmentFailureInvolved¦Overhead¦Transformer(OH)¦Normal
24-0097733 | Company Initiated | Planned- maintenance |  |  | 2024 | Tier 3 | Distribution Circuit |  |  |  | 2553768 | Sus |  | CompanyInitiated¦Plannedmaintenance¦¦
24-0102045 | Company Initiated | Planned- maintenance |  |  | 2024 | Tier 2 | Transformer only |  |  |  | 2553866 | Sus |  | CompanyInitiated¦Plannedmaintenance¦¦
24-0102040 | Wildfire Mitigation | Planned - WSIP/System Hardening |  |  | 2024 | Tier 2 | Distribution Circuit |  |  |  | 2553870 | Sus |  | WildfireMitigation¦PlannedWSIPSystemHardening¦¦
24-0098894 | Company Initiated | Planned- maintenance |  |  | 2024 | Tier 2 | Distribution Circuit |  |  |  | 2554547 | Sus |  | CompanyInitiated¦Plannedmaintenance¦¦
24-0097764 | Company Initiated | Planned- maintenance |  |  | 2024 | Tier 2 | Distribution Circuit |  |  |  | 2554505 | Sus |  | CompanyInitiated¦Plannedmaintenance¦¦
24-0101036 | Company Initiated | Planned- maintenance |  |  | 2024 | Tier 2 | Distribution Circuit |  |  |  | 2554509 | Sus |  | CompanyInitiated¦Plannedmaintenance¦¦
24-0094290 | Company Initiated | Planned- maintenance |  |  | 2024 | Tier 3 | Distribution Circuit |  |  |  | 2554471 | Sus |  | CompanyInitiated¦Plannedmaintenance¦¦
24-0099323 | Company Initiated | Planned- maintenance |  |  | 2024 | Tier 2 | Transformer only |  |  |  | 2555226 | Sus |  | CompanyInitiated¦Plannedmaintenance¦¦
24-0099438 | Wildfire Mitigation | Planned - WSIP/System Hardening |  |  | 2024 | Tier 2 | Transformer only |  |  |  | 2555228 | Sus |  | WildfireMitigation¦PlannedWSIPSystemHardening¦¦
24-0096833 | Wildfire Mitigation | Planned - WSIP/System Hardening |  |  | 2024 | Tier 3 | Transformer only |  |  |  | 2554554 | Sus |  | WildfireMitigation¦PlannedWSIPSystemHardening¦¦
24-0098400 | Wildfire Mitigation | Planned - WSIP/System Hardening |  |  | 2024 | Tier 2 | Transformer only |  |  |  | 2554566 | Sus |  | WildfireMitigation¦PlannedWSIPSystemHardening¦¦
24-0095211 | Company Initiated | Planned- maintenance |  |  | 2024 | Tier 3 | Distribution Circuit |  |  |  | 2554598 | Sus |  | CompanyInitiated¦Plannedmaintenance¦¦
24-0097265 | Wildfire Mitigation | Planned - WSIP/System Hardening |  |  | 2024 | Tier 3 | Transformer only |  |  |  | 2554601 | Sus |  | WildfireMitigation¦PlannedWSIPSystemHardening¦¦
24-0098380 | Company Initiated | Planned- maintenance |  |  | 2024 | Tier 2 | Distribution Circuit |  |  |  | 2554506 | Sus |  | CompanyInitiated¦Plannedmaintenance¦¦
24-0098772 | Company Initiated | Planned- maintenance |  |  | 2024 | Tier 2 | Distribution Circuit |  |  |  | 2554687 | Sus |  | CompanyInitiated¦Plannedmaintenance¦¦
24-0098365 | Company Initiated | Planned- maintenance |  |  | 2024 | Tier 2 | Distribution Circuit |  |  |  | 2554693 | Sus |  | CompanyInitiated¦Plannedmaintenance¦¦
24-0098385 | Wildfire Mitigation | Planned - WSIP/System Hardening |  |  | 2024 | Tier 2 | Transformer only |  |  |  | 2554725 | Sus |  | WildfireMitigation¦PlannedWSIPSystemHardening¦¦
24-0098392 | Company Initiated | Planned- maintenance |  |  | 2024 | Tier 2 | Transformer only |  |  |  | 2554928 | Sus |  | CompanyInitiated¦Plannedmaintenance¦¦
24-0096839 | Wildfire Mitigation | Planned - WSIP/System Hardening |  |  | 2024 | Tier 3 | Distribution Circuit |  |  |  | 2554981 | Sus |  | WildfireMitigation¦PlannedWSIPSystemHardening¦¦
24-0097772 | Company Initiated | Planned- maintenance |  |  | 2024 | Tier 2 | Transformer only |  |  |  | 2555017 | Sus |  | CompanyInitiated¦Plannedmaintenance¦¦
24-0097282 | Company Initiated | Planned- maintenance |  |  | 2024 | Tier 2 | Transformer only |  |  |  | 2555130 | Sus |  | CompanyInitiated¦Plannedmaintenance¦¦
24-0104790 | Unknown Cause | Patrol - found nothing |  |  | 2024 | Tier 2 | Distribution Circuit |  |  |  | 2555073 | Sus |  | UnknownCause¦Patrolfoundnothing¦¦
24-0105032 | Unknown Cause | Patrol - found nothing |  |  | 2024 | Tier 2 | Distribution Circuit |  |  |  | 2555378 | Sus |  | UnknownCause¦Patrolfoundnothing¦¦
24-0097130 | Wildfire Mitigation | Planned - WSIP/System Hardening |  |  | 2024 | Tier 2 | Distribution Circuit |  |  |  | 2555611 | Sus |  | WildfireMitigation¦PlannedWSIPSystemHardening¦¦
24-0097134 | Wildfire Mitigation | Planned - WSIP/System Hardening |  |  | 2024 | Tier 2 | Transformer only |  |  |  | 2555978 | Sus |  | WildfireMitigation¦PlannedWSIPSystemHardening¦¦
24-0098169 | Wildfire Mitigation | Planned - WSIP/System Hardening |  |  | 2024 | Tier 2 | Distribution Circuit |  |  |  | 2555981 | Sus |  | WildfireMitigation¦PlannedWSIPSystemHardening¦¦
24-0097753 | Wildfire Mitigation | Planned - WSIP/System Hardening |  |  | 2024 | Tier 3 | Transformer only |  |  |  | 2555702 | Sus |  | WildfireMitigation¦PlannedWSIPSystemHardening¦¦
24-0096857 | Company Initiated | Planned- capital |  |  | 2024 | Tier 2 | Distribution Circuit |  |  |  | 2555761 | Sus |  | CompanyInitiated¦Plannedcapital¦¦
24-0100206 | Company Initiated | Planned- maintenance |  |  | 2024 | Tier 2 | Distribution Circuit |  |  |  | 2555755 | Sus |  | CompanyInitiated¦Plannedmaintenance¦¦
24-0100111 | Company Initiated | Planned- maintenance |  |  | 2024 | Tier 3 | Distribution Circuit |  |  |  | 2555733 | Sus |  | CompanyInitiated¦Plannedmaintenance¦¦
24-0105540 | Animal | Bird found | Conductor- Overhead | Normal | 2024 | Tier 2 | Distribution Circuit |  |  |  | 2556347 | Sus |  | Animal¦Birdfound¦ConductorOverhead¦Normal
24-0105609 | Animal | Bird found | Conductor- Overhead | Normal | 2024 | Tier 2 | Distribution Circuit |  |  |  | 2556567 | Sus |  | Animal¦Birdfound¦ConductorOverhead¦Normal
24-0105702 | 3rd Party | Fire- house or bldg. | Insulator | Failed/Faulted | 2024 | Tier 2 | Distribution Circuit |  |  |  | 2557138 | Sus |  | 3rdParty¦Firehouseorbldg¦Insulator¦FailedFaulted
24-0105717 | Environmental/External | Fire- Forest/Grass | Conductor- Overhead | Normal | 2024 | Tier 3 | Distribution Circuit |  |  |  | 2557203 | Sus |  | EnvironmentalExternal¦FireForestGrass¦ConductorOverhead¦Normal
24-0105845 | Company Initiated | Coordination failure | Recloser | Normal | 2024 | Tier 2 | Distribution Circuit |  |  |  | 2557651 | Sus |  | CompanyInitiated¦Coordinationfailure¦Recloser¦Normal
24-0100150 | Company Initiated | Planned- maintenance |  |  | 2024 | Tier 3 | Transformer only |  |  |  | 2557913 | Sus |  | CompanyInitiated¦Plannedmaintenance¦¦
24-0096884 | Wildfire Mitigation | Planned - WSIP/System Hardening |  |  | 2024 | Tier 2 | Distribution Circuit |  |  |  | 2557855 | Sus |  | WildfireMitigation¦PlannedWSIPSystemHardening¦¦
24-0098173 | Wildfire Mitigation | Planned - WSIP/System Hardening |  |  | 2024 | Tier 2 | Transformer only |  |  |  | 2557934 | Sus |  | WildfireMitigation¦PlannedWSIPSystemHardening¦¦
24-0099793 | Company Initiated | Planned- maintenance |  |  | 2024 | Tier 2 | Distribution Circuit |  |  |  | 2558017 | Sus |  | CompanyInitiated¦Plannedmaintenance¦¦
24-0101190 | Company Initiated | Planned- maintenance |  |  | 2024 | Tier 2 | Distribution Circuit |  |  |  | 2558039 | Sus |  | CompanyInitiated¦Plannedmaintenance¦¦
24-0101194 | Company Initiated | Planned- maintenance |  |  | 2024 | Tier 2 | Transformer only |  |  |  | 2558070 | Sus |  | CompanyInitiated¦Plannedmaintenance¦¦
24-0102137 | Wildfire Mitigation | Planned - WSIP/System Hardening |  |  | 2024 | Tier 2 | Transformer only |  |  |  | 2558083 | Sus |  | WildfireMitigation¦PlannedWSIPSystemHardening¦¦
24-0102148 | Company Initiated | Planned- maintenance |  |  | 2024 | Tier 2 | Distribution Circuit |  |  |  | 2558113 | Sus |  | CompanyInitiated¦Plannedmaintenance¦¦
24-0099803 | Company Initiated | Planned- maintenance |  |  | 2024 | Tier 3 | Distribution Circuit |  |  |  | 2558146 | Sus |  | CompanyInitiated¦Plannedmaintenance¦¦
24-0098658 | Wildfire Mitigation | Planned - WSIP/System Hardening |  |  | 2024 | Tier 2 | Transformer only |  |  |  | 2558395 | Sus |  | WildfireMitigation¦PlannedWSIPSystemHardening¦¦
24-0106422 | 3rd Party | Tree - cutting- 3rd party | Conductor- Overhead | Normal | 2024 | Tier 2 | Distribution Circuit |  |  |  | 2558709 | Sus |  | 3rdParty¦Treecutting3rdparty¦ConductorOverhead¦Normal
24-0106452 | Vegetation | Tree - fell into line | Conductor- Overhead | Broken- wire on ground | 2024 | Tier 2 | Distribution Circuit |  |  |  | 2558879 | Sus |  | Vegetation¦Treefellintoline¦ConductorOverhead¦Brokenwireonground
24-0100264 | Company Initiated | Planned- maintenance |  |  | 2024 | Tier 3 | Transformer only |  |  |  | 2558992 | Sus |  | CompanyInitiated¦Plannedmaintenance¦¦
24-0096892 | Wildfire Mitigation | Planned - WSIP/System Hardening |  |  | 2024 | Tier 2 | Transformer only |  |  |  | 2558996 | Sus |  | WildfireMitigation¦PlannedWSIPSystemHardening¦¦
24-0100140 | Company Initiated | Planned- maintenance |  |  | 2024 | Tier 2 | Transformer only |  |  |  | 2559007 | Sus |  | CompanyInitiated¦Plannedmaintenance¦¦
24-0101492 | Company Initiated | Planned- maintenance |  |  | 2024 | Tier 3 | Transformer only |  |  |  | 2559015 | Sus |  | CompanyInitiated¦Plannedmaintenance¦¦
24-0098665 | Wildfire Mitigation | Planned - WSIP/System Hardening |  |  | 2024 | Tier 2 | Transformer only |  |  |  | 2559021 | Sus |  | WildfireMitigation¦PlannedWSIPSystemHardening¦¦
24-0096640 | Company Initiated | Planned- maintenance |  |  | 2024 | Tier 3 | Transformer only |  |  |  | 2559023 | Sus |  | CompanyInitiated¦Plannedmaintenance¦¦
24-0101879 | Company Initiated | Planned- maintenance |  |  | 2024 | Tier 3 | Transformer only |  |  |  | 2559443 | Sus |  | CompanyInitiated¦Plannedmaintenance¦¦
24-0100201 | Company Initiated | Planned- maintenance |  |  | 2024 | Tier 2 | Distribution Circuit |  |  |  | 2558990 | Sus |  | CompanyInitiated¦Plannedmaintenance¦¦
24-0100191 | Company Initiated | Planned- maintenance |  |  | 2024 | Tier 2 | Distribution Circuit |  |  |  | 2559083 | Sus |  | CompanyInitiated¦Plannedmaintenance¦¦
24-0099814 | Company Initiated | Planned- maintenance |  |  | 2024 | Tier 2 | Distribution Circuit |  |  |  | 2559160 | Sus |  | CompanyInitiated¦Plannedmaintenance¦¦
24-0098669 | Wildfire Mitigation | Planned - WSIP/System Hardening |  |  | 2024 | Tier 2 | Transformer only |  |  |  | 2559362 | Sus |  | WildfireMitigation¦PlannedWSIPSystemHardening¦¦
24-0097290 | Wildfire Mitigation | Planned - WSIP/System Hardening |  |  | 2024 | Tier 3 | Transformer only |  |  |  | 2559363 | Sus |  | WildfireMitigation¦PlannedWSIPSystemHardening¦¦
24-0101463 | Company Initiated | Planned- maintenance |  |  | 2024 | Tier 3 | Transformer only |  |  |  | 2559446 | Sus |  | CompanyInitiated¦Plannedmaintenance¦¦
24-0101424 | Wildfire Mitigation | Planned - WSIP/System Hardening |  |  | 2024 | Tier 3 | Transformer only |  |  |  | 2559419 | Sus |  | WildfireMitigation¦PlannedWSIPSystemHardening¦¦
24-0106987 | Equipment Failure/Involved | Overhead | Fuse | Burned Open | 2024 | Tier 3 | Transformer only |  |  |  | 2559599 | Sus |  | EquipmentFailureInvolved¦Overhead¦Fuse¦BurnedOpen
24-0107037 | Unknown Cause | Patrol - found nothing |  |  | 2024 | Tier 2 | Distribution Circuit |  |  |  | 2559825 | Sus |  | UnknownCause¦Patrolfoundnothing¦¦
24-0102008 | Company Initiated | Planned- maintenance |  |  | 2024 | Tier 2 | Distribution Circuit |  |  |  | 2559874 | Sus |  | CompanyInitiated¦Plannedmaintenance¦¦
24-0107182 | Animal | Bird found | Transformer (OH) | Normal | 2024 | Tier 2 | Distribution Circuit |  |  |  | 2559869 | Sus |  | Animal¦Birdfound¦Transformer(OH)¦Normal
24-0101693 | Company Initiated | Planned- maintenance |  |  | 2024 | Tier 2 | Transformer only |  |  |  | 2559899 | Sus |  | CompanyInitiated¦Plannedmaintenance¦¦
24-0099900 | Wildfire Mitigation | Planned - WSIP/System Hardening |  |  | 2024 | Tier 2 | Distribution Circuit |  |  |  | 2559901 | Sus |  | WildfireMitigation¦PlannedWSIPSystemHardening¦¦
24-0096901 | Wildfire Mitigation | Planned - WSIP/System Hardening |  |  | 2024 | Tier 2 | Distribution Circuit |  |  |  | 2559873 | Sus |  | WildfireMitigation¦PlannedWSIPSystemHardening¦¦
24-0101692 | Company Initiated | Planned- maintenance |  |  | 2024 | Tier 2 | Transformer only |  |  |  | 2559908 | Sus |  | CompanyInitiated¦Plannedmaintenance¦¦
24-0099890 | Company Initiated | Planned- maintenance |  |  | 2024 | Tier 3 | Distribution Circuit |  |  |  | 2559937 | Sus |  | CompanyInitiated¦Plannedmaintenance¦¦
24-0096695 | Company Initiated | Planned- maintenance |  |  | 2024 | Tier 2 | Distribution Circuit |  |  |  | 2559882 | Sus |  | CompanyInitiated¦Plannedmaintenance¦¦
24-0099870 | Wildfire Mitigation | Planned - WSIP/System Hardening |  |  | 2024 | Tier 3 | Distribution Circuit |  |  |  | 2560046 | Sus |  | WildfireMitigation¦PlannedWSIPSystemHardening¦¦
24-0101987 | Company Initiated | Planned- maintenance |  |  | 2024 | Tier 2 | Distribution Circuit |  |  |  | 2560094 | Sus |  | CompanyInitiated¦Plannedmaintenance¦¦
24-0098683 | Wildfire Mitigation | Planned - WSIP/System Hardening |  |  | 2024 | Tier 2 | Transformer only |  |  |  | 2560121 | Sus |  | WildfireMitigation¦PlannedWSIPSystemHardening¦¦
24-0101986 | Company Initiated | Planned- maintenance |  |  | 2024 | Tier 2 | Distribution Circuit |  |  |  | 2560129 | Sus |  | CompanyInitiated¦Plannedmaintenance¦¦
24-0101695 | Company Initiated | Planned- maintenance |  |  | 2024 | Tier 2 | Distribution Circuit |  |  |  | 2560270 | Sus |  | CompanyInitiated¦Plannedmaintenance¦¦
24-0100148 | Company Initiated | Planned- maintenance |  |  | 2024 | Tier 2 | Transformer only |  |  |  | 2560301 | Sus |  | CompanyInitiated¦Plannedmaintenance¦¦
24-0099896 | Company Initiated | Planned- maintenance |  |  | 2024 | Tier 3 | Transformer only |  |  |  | 2560338 | Sus |  | CompanyInitiated¦Plannedmaintenance¦¦
24-0107634 | Unknown Cause | Patrol - found nothing |  |  | 2024 | Tier 2 | Distribution Circuit |  |  |  | 2560720 | Sus |  | UnknownCause¦Patrolfoundnothing¦¦
24-0101044 | Company Initiated | Planned- maintenance |  |  | 2024 | Tier 2 | Distribution Circuit |  |  |  | 2560774 | Sus |  | CompanyInitiated¦Plannedmaintenance¦¦
24-0097273 | Wildfire Mitigation | Planned - WSIP/System Hardening |  |  | 2024 | Tier 3 | Distribution Circuit |  |  |  | 2560749 | Sus |  | WildfireMitigation¦PlannedWSIPSystemHardening¦¦
24-0096666 | Wildfire Mitigation | Planned - WSIP/System Hardening |  |  | 2024 | Tier 3 | Transformer only |  |  |  | 2560822 | Sus |  | WildfireMitigation¦PlannedWSIPSystemHardening¦¦
24-0096655 | Wildfire Mitigation | Planned - WSIP/System Hardening |  |  | 2024 | Tier 3 | Transformer only |  |  |  | 2560825 | Sus |  | WildfireMitigation¦PlannedWSIPSystemHardening¦¦
24-0101058 | Company Initiated | Planned- maintenance |  |  | 2024 | Tier 2 | Transformer only |  |  |  | 2560838 | Sus |  | CompanyInitiated¦Plannedmaintenance¦¦
24-0099942 | Wildfire Mitigation | Planned - WSIP/System Hardening |  |  | 2024 | Tier 3 | Transformer only |  |  |  | 2561221 | Sus |  | WildfireMitigation¦PlannedWSIPSystemHardening¦¦
24-0099939 | Wildfire Mitigation | Planned - WSIP/System Hardening |  |  | 2024 | Tier 3 | Transformer only |  |  |  | 2560857 | Sus |  | WildfireMitigation¦PlannedWSIPSystemHardening¦¦
24-0100144 | Company Initiated | Planned- maintenance |  |  | 2024 | Tier 2 | Distribution Circuit |  |  |  | 2560862 | Sus |  | CompanyInitiated¦Plannedmaintenance¦¦
24-0101994 | Company Initiated | Planned- maintenance |  |  | 2024 | Tier 2 | Distribution Circuit |  |  |  | 2560830 | Sus |  | CompanyInitiated¦Plannedmaintenance¦¦
24-0101878 | Company Initiated | Planned- maintenance |  |  | 2024 | Tier 2 | Transformer only |  |  |  | 2560943 | Sus |  | CompanyInitiated¦Plannedmaintenance¦¦
24-0101930 | Wildfire Mitigation | Planned - WSIP/System Hardening |  |  | 2024 | Tier 2 | Distribution Circuit |  |  |  | 2560958 | Sus |  | WildfireMitigation¦PlannedWSIPSystemHardening¦¦
24-0101861 | Company Initiated | Planned- maintenance |  |  | 2024 | Tier 2 | Transformer only |  |  |  | 2560999 | Sus |  | CompanyInitiated¦Plannedmaintenance¦¦
24-0098694 | Wildfire Mitigation | Planned - WSIP/System Hardening |  |  | 2024 | Tier 2 | Distribution Circuit |  |  |  | 2561491 | Sus |  | WildfireMitigation¦PlannedWSIPSystemHardening¦¦
24-0100988 | Wildfire Mitigation | Planned - WSIP/System Hardening |  |  | 2024 | Tier 2 | Distribution Circuit |  |  |  | 2561131 | Sus |  | WildfireMitigation¦PlannedWSIPSystemHardening¦¦
24-0100988 | Wildfire Mitigation | Planned - WSIP/System Hardening |  |  | 2024 | Tier 2 | Distribution Circuit |  |  |  | 2561132 | Sus |  | WildfireMitigation¦PlannedWSIPSystemHardening¦¦
24-0101868 | Company Initiated | Planned- maintenance |  |  | 2024 | Tier 2 | Transformer only |  |  |  | 2561164 | Sus |  | CompanyInitiated¦Plannedmaintenance¦¦
24-0108164 | Unknown Cause | Patrol - found nothing |  |  | 2024 | Tier 3 | Distribution Circuit |  |  |  | 2561772 | Sus |  | UnknownCause¦Patrolfoundnothing¦¦
24-0102371 | Wildfire Mitigation | Planned - WSIP/System Hardening |  |  | 2024 | Tier 3 | Distribution Circuit |  |  |  | 2561803 | Sus |  | WildfireMitigation¦PlannedWSIPSystemHardening¦¦
24-0102372 | Wildfire Mitigation | Planned - WSIP/System Hardening |  |  | 2024 | Tier 3 | Transformer only |  |  |  | 2561837 | Sus |  | WildfireMitigation¦PlannedWSIPSystemHardening¦¦
24-0105101 | Company Initiated | Planned- maintenance |  |  | 2024 | Tier 3 | Distribution Circuit |  |  |  | 2561880 | Sus |  | CompanyInitiated¦Plannedmaintenance¦¦
24-0102439 | Company Initiated | Planned- maintenance |  |  | 2024 | Tier 2 | Distribution Circuit |  |  |  | 2561817 | Sus |  | CompanyInitiated¦Plannedmaintenance¦¦
24-0105102 | Company Initiated | Planned- maintenance |  |  | 2024 | Tier 2 | Distribution Circuit |  |  |  | 2561888 | Sus |  | CompanyInitiated¦Plannedmaintenance¦¦
24-0102316 | Company Initiated | Planned- maintenance |  |  | 2024 | Tier 2 | Distribution Circuit |  |  |  | 2561936 | Sus |  | CompanyInitiated¦Plannedmaintenance¦¦
24-0108269 | Animal | Bird found | Fuse | Failed/Faulted | 2024 | Tier 3 | Transformer only |  |  |  | 2562041 | Sus |  | Animal¦Birdfound¦Fuse¦FailedFaulted
24-0103119 | Company Initiated | Planned- maintenance |  |  | 2024 | Tier 2 | Transformer only |  |  |  | 2562091 | Sus |  | CompanyInitiated¦Plannedmaintenance¦¦
24-0108313 | Unknown Cause | Patrol - found nothing |  |  | 2024 | Tier 3 | Distribution Circuit |  |  |  | 2562228 | Sus |  | UnknownCause¦Patrolfoundnothing¦¦
24-0108317 | Equipment Failure/Involved | Overhead | Transformer (OH) | Leaking | 2024 | Tier 2 | Distribution Circuit |  |  |  | 2562246 | Sus |  | EquipmentFailureInvolved¦Overhead¦Transformer(OH)¦Leaking
24-0108330 | Animal | Bird found | Conductor- Overhead | Normal | 2024 | Tier 2 | Distribution Circuit |  |  |  | 2562357 | Sus |  | Animal¦Birdfound¦ConductorOverhead¦Normal
24-0102504 | Company Initiated | Planned- maintenance |  |  | 2024 | Tier 2 | Distribution Circuit |  |  |  | 2562947 | Sus |  | CompanyInitiated¦Plannedmaintenance¦¦
24-0102393 | Company Initiated | Planned- maintenance |  |  | 2024 | Tier 2 | Transformer only |  |  |  | 2563023 | Sus |  | CompanyInitiated¦Plannedmaintenance¦¦
24-0102583 | Company Initiated | Planned- maintenance |  |  | 2024 | Tier 2 | Distribution Circuit |  |  |  | 2563028 | Sus |  | CompanyInitiated¦Plannedmaintenance¦¦
24-0097637 | Company Initiated | Planned- maintenance |  |  | 2024 | Tier 3 | Transformer only |  |  |  | 2563035 | Sus |  | CompanyInitiated¦Plannedmaintenance¦¦
24-0102123 | Wildfire Mitigation | Planned - WSIP/System Hardening |  |  | 2024 | Tier 2 | Distribution Circuit |  |  |  | 2563050 | Sus |  | WildfireMitigation¦PlannedWSIPSystemHardening¦¦
24-0104254 | Company Initiated | Planned- maintenance |  |  | 2024 | Tier 2 | Distribution Circuit |  |  |  | 2563137 | Sus |  | CompanyInitiated¦Plannedmaintenance¦¦
24-0104282 | Company Initiated | Planned- maintenance |  |  | 2024 | Tier 2 | Distribution Circuit |  |  |  | 2563041 | Sus |  | CompanyInitiated¦Plannedmaintenance¦¦
24-0104221 | Company Initiated | Planned- maintenance |  |  | 2024 | Tier 2 | Transformer only |  |  |  | 2563172 | Sus |  | CompanyInitiated¦Plannedmaintenance¦¦
24-0103572 | Company Initiated | Planned- maintenance |  |  | 2024 | Tier 3 | Distribution Circuit |  |  |  | 2563271 | Sus |  | CompanyInitiated¦Plannedmaintenance¦¦
24-0102617 | Company Initiated | Planned- maintenance |  |  | 2024 | Tier 2 | Transformer only |  |  |  | 2563437 | Sus |  | CompanyInitiated¦Plannedmaintenance¦¦
24-0103676 | Company Initiated | Planned- maintenance |  |  | 2024 | Tier 2 | Distribution Circuit |  |  |  | 2564037 | Sus |  | CompanyInitiated¦Plannedmaintenance¦¦
24-0102268 | Wildfire Mitigation | Planned - WSIP/System Hardening |  |  | 2024 | Tier 2 | Transformer only |  |  |  | 2564122 | Sus |  | WildfireMitigation¦PlannedWSIPSystemHardening¦¦
24-0097671 | Company Initiated | Planned- maintenance |  |  | 2024 | Tier 3 | Distribution Circuit |  |  |  | 2564065 | Sus |  | CompanyInitiated¦Plannedmaintenance¦¦
24-0099657 | Company Initiated | Planned- maintenance |  |  | 2024 | Tier 2 | Distribution Circuit |  |  |  | 2564126 | Sus |  | CompanyInitiated¦Plannedmaintenance¦¦
24-0102550 | Company Initiated | Planned- maintenance |  |  | 2024 | Tier 2 | Transformer only |  |  |  | 2564450 | Sus |  | CompanyInitiated¦Plannedmaintenance¦¦
24-0109023 | Animal | Bird found | Transformer (OH) | Normal | 2024 | Tier 2 | Distribution Circuit |  |  |  | 2564141 | Sus |  | Animal¦Birdfound¦Transformer(OH)¦Normal
24-0100275 | Company Initiated | Planned- maintenance |  |  | 2024 | Tier 3 | Transformer only |  |  |  | 2564528 | Sus |  | CompanyInitiated¦Plannedmaintenance¦¦
24-0102623 | Company Initiated | Planned- maintenance |  |  | 2024 | Tier 2 | Distribution Circuit |  |  |  | 2564129 | Sus |  | CompanyInitiated¦Plannedmaintenance¦¦
24-0101915 | Company Initiated | Planned- maintenance |  |  | 2024 | Tier 3 | Distribution Circuit |  |  |  | 2564234 | Sus |  | CompanyInitiated¦Plannedmaintenance¦¦
24-0102143 | Company Initiated | Planned- maintenance |  |  | 2024 | Tier 3 | Transformer only |  |  |  | 2564519 | Sus |  | CompanyInitiated¦Plannedmaintenance¦¦
24-0104341 | Company Initiated | Planned- maintenance |  |  | 2024 | Tier 2 | Transformer only |  |  |  | 2564434 | Sus |  | CompanyInitiated¦Plannedmaintenance¦¦
24-0104700 | Company Initiated | Planned- maintenance |  |  | 2024 | Tier 2 | Transformer only |  |  |  | 2564876 | Sus |  | CompanyInitiated¦Plannedmaintenance¦¦
24-0104332 | Wildfire Mitigation | Planned - WSIP/System Hardening |  |  | 2024 | Tier 2 | Transformer only |  |  |  | 2564445 | Sus |  | WildfireMitigation¦PlannedWSIPSystemHardening¦¦
24-0104349 | Company Initiated | Planned- maintenance |  |  | 2024 | Tier 2 | Distribution Circuit |  |  |  | 2564318 | Sus |  | CompanyInitiated¦Plannedmaintenance¦¦
24-0100283 | Company Initiated | Planned- maintenance |  |  | 2024 | Tier 3 | Transformer only |  |  |  | 2564630 | Sus |  | CompanyInitiated¦Plannedmaintenance¦¦
24-0103703 | Company Initiated | Planned- maintenance |  |  | 2024 | Tier 2 | Distribution Circuit |  |  |  | 2565059 | Sus |  | CompanyInitiated¦Plannedmaintenance¦¦
24-0100289 | Company Initiated | Planned- maintenance |  |  | 2024 | Tier 3 | Distribution Circuit |  |  |  | 2565066 | Sus |  | CompanyInitiated¦Plannedmaintenance¦¦
24-0097696 | Company Initiated | Planned- maintenance |  |  | 2024 | Tier 3 | Distribution Circuit |  |  |  | 2565076 | Sus |  | CompanyInitiated¦Plannedmaintenance¦¦
24-0107723 | Company Initiated | Planned- maintenance |  |  | 2024 | Tier 3 | Transformer only |  |  |  | 2565511 | Sus |  | CompanyInitiated¦Plannedmaintenance¦¦
24-0107717 | Company Initiated | Planned- maintenance |  |  | 2024 | Tier 3 | Transformer only |  |  |  | 2565512 | Sus |  | CompanyInitiated¦Plannedmaintenance¦¦
24-0099171 | Company Initiated | Planned- capital |  |  | 2024 | Tier 2 | Distribution Circuit |  |  |  | 2565096 | Sus |  | CompanyInitiated¦Plannedcapital¦¦
24-0101308 | Company Initiated | Planned- capital |  |  | 2024 | Tier 2 | Distribution Circuit |  |  |  | 2565102 | Sus |  | CompanyInitiated¦Plannedcapital¦¦
24-0102628 | Company Initiated | Planned- maintenance |  |  | 2024 | Tier 2 | Distribution Circuit |  |  |  | 2565207 | Sus |  | CompanyInitiated¦Plannedmaintenance¦¦
24-0101320 | Company Initiated | Planned- maintenance |  |  | 2024 | Tier 2 | Distribution Circuit |  |  |  | 2565138 | Sus |  | CompanyInitiated¦Plannedmaintenance¦¦
24-0104383 | Company Initiated | Planned- maintenance |  |  | 2024 | Tier 2 | Distribution Circuit |  |  |  | 2565223 | Sus |  | CompanyInitiated¦Plannedmaintenance¦¦
24-0104510 | Company Initiated | Planned- maintenance |  |  | 2024 | Tier 2 | Transformer only |  |  |  | 2565442 | Sus |  | CompanyInitiated¦Plannedmaintenance¦¦
24-0104597 | Wildfire Mitigation | Planned - WSIP/System Hardening |  |  | 2024 | Tier 2 | Distribution Circuit |  |  |  | 2565235 | Sus |  | WildfireMitigation¦PlannedWSIPSystemHardening¦¦
24-0100292 | Company Initiated | Planned- maintenance |  |  | 2024 | Tier 3 | Transformer only |  |  |  | 2565470 | Sus |  | CompanyInitiated¦Plannedmaintenance¦¦
24-0097709 | Company Initiated | Planned- maintenance |  |  | 2024 | Tier 2 | Transformer only |  |  |  | 2565596 | Sus |  | CompanyInitiated¦Plannedmaintenance¦¦
24-0102633 | Wildfire Mitigation | Planned - WSIP/System Hardening |  |  | 2024 | Tier 2 | Transformer only |  |  |  | 2566239 | Sus |  | WildfireMitigation¦PlannedWSIPSystemHardening¦¦
24-0099892 | Company Initiated | Planned- maintenance |  |  | 2024 | Tier 3 | Distribution Circuit |  |  |  | 2566172 | Sus |  | CompanyInitiated¦Plannedmaintenance¦¦
24-0099492 | Company Initiated | Planned- maintenance |  |  | 2024 | Tier 2 | Transformer only |  |  |  | 2566259 | Sus |  | CompanyInitiated¦Plannedmaintenance¦¦
24-0101726 | Wildfire Mitigation | Planned - WSIP/System Hardening |  |  | 2024 | Tier 2 | Transformer only |  |  |  | 2566270 | Sus |  | WildfireMitigation¦PlannedWSIPSystemHardening¦¦
24-0104570 | Company Initiated | Planned- maintenance |  |  | 2024 | Tier 2 | Distribution Circuit |  |  |  | 2566166 | Sus |  | CompanyInitiated¦Plannedmaintenance¦¦
24-0104610 | Wildfire Mitigation | Planned - WSIP/System Hardening |  |  | 2024 | Tier 2 | Transformer only |  |  |  | 2566378 | Sus |  | WildfireMitigation¦PlannedWSIPSystemHardening¦¦
24-0104692 | Company Initiated | Planned- maintenance |  |  | 2024 | Tier 2 | Transformer only |  |  |  | 2566383 | Sus |  | CompanyInitiated¦Plannedmaintenance¦¦
24-0099988 | Company Initiated | Planned- maintenance |  |  | 2024 | Tier 2 | Distribution Circuit |  |  |  | 2566398 | Sus |  | CompanyInitiated¦Plannedmaintenance¦¦
24-0104630 | Company Initiated | Planned- maintenance |  |  | 2024 | Tier 2 | Transformer only |  |  |  | 2566407 | Sus |  | CompanyInitiated¦Plannedmaintenance¦¦
24-0099383 | Wildfire Mitigation | Planned - WSIP/System Hardening |  |  | 2024 | Tier 2 | Distribution Circuit |  |  |  | 2566579 | Sus |  | WildfireMitigation¦PlannedWSIPSystemHardening¦¦
24-0101728 | Wildfire Mitigation | Planned - WSIP/System Hardening |  |  | 2024 | Tier 2 | Transformer only |  |  |  | 2566607 | Sus |  | WildfireMitigation¦PlannedWSIPSystemHardening¦¦
24-0101899 | Company Initiated | Planned- maintenance |  |  | 2024 | Tier 3 | Transformer only |  |  |  | 2567177 | Sus |  | CompanyInitiated¦Plannedmaintenance¦¦
24-0110675 | Equipment Failure/Involved | Overhead | Jumper | Broken | 2024 | Tier 2 | Transformer only |  |  |  | 2567181 | Sus |  | EquipmentFailureInvolved¦Overhead¦Jumper¦Broken
24-0101671 | Company Initiated | Planned- maintenance |  |  | 2024 | Tier 2 | Distribution Circuit |  |  |  | 2567205 | Sus |  | CompanyInitiated¦Plannedmaintenance¦¦
24-0102634 | Company Initiated | Planned- maintenance |  |  | 2024 | Tier 2 | Transformer only |  |  |  | 2567565 | Sus |  | CompanyInitiated¦Plannedmaintenance¦¦
24-0104598 | Company Initiated | Planned- maintenance |  |  | 2024 | Tier 2 | Distribution Circuit |  |  |  | 2567109 | Sus |  | CompanyInitiated¦Plannedmaintenance¦¦
24-0105443 | Company Initiated | Planned- maintenance |  |  | 2024 | Tier 2 | Distribution Circuit |  |  |  | 2567276 | Sus |  | CompanyInitiated¦Plannedmaintenance¦¦
24-0105448 | Company Initiated | Planned- maintenance |  |  | 2024 | Tier 2 | Distribution Circuit |  |  |  | 2567299 | Sus |  | CompanyInitiated¦Plannedmaintenance¦¦
24-0105469 | Company Initiated | Planned- maintenance |  |  | 2024 | Tier 2 | Distribution Circuit |  |  |  | 2567307 | Sus |  | CompanyInitiated¦Plannedmaintenance¦¦
24-0105474 | Company Initiated | Planned- maintenance |  |  | 2024 | Tier 2 | Distribution Circuit |  |  |  | 2567308 | Sus |  | CompanyInitiated¦Plannedmaintenance¦¦
24-0105479 | Company Initiated | Planned- maintenance |  |  | 2024 | Tier 2 | Distribution Circuit |  |  |  | 2567330 | Sus |  | CompanyInitiated¦Plannedmaintenance¦¦
24-0110897 | Equipment Failure/Involved | Overhead | Pole-Wood | Broken | 2024 | Tier 3 | Transformer only |  |  |  | 2567664 | Sus |  | EquipmentFailureInvolved¦Overhead¦PoleWood¦Broken
24-0110931 | Animal | Squirrel | Conductor- Overhead | Normal | 2024 | Tier 3 | Distribution Circuit |  |  |  | 2567749 | Sus |  | Animal¦Squirrel¦ConductorOverhead¦Normal
24-0110894 | Equipment Failure/Involved | Underground | Transformer (UG) | Broken | 2024 | Tier 2 | Distribution Circuit |  |  |  | 2567833 | Sus |  | EquipmentFailureInvolved¦Underground¦Transformer(UG)¦Broken
24-0105206 | Company Initiated | Planned- maintenance |  |  | 2024 | Tier 2 | Distribution Circuit |  |  |  | 2567980 | Sus |  | CompanyInitiated¦Plannedmaintenance¦¦
24-0104837 | Company Initiated | Planned- maintenance |  |  | 2024 | Tier 2 | Distribution Circuit |  |  |  | 2567992 | Sus |  | CompanyInitiated¦Plannedmaintenance¦¦
24-0104880 | Company Initiated | Planned- maintenance |  |  | 2024 | Tier 2 | Transformer only |  |  |  | 2568095 | Sus |  | CompanyInitiated¦Plannedmaintenance¦¦
24-0111274 | Equipment Failure/Involved | Overhead | Cutout- fuse holder | Normal | 2024 | Zone 1 | Distribution Circuit |  |  |  | 2569195 | Sus |  | EquipmentFailureInvolved¦Overhead¦Cutoutfuseholder¦Normal
24-0102416 | Wildfire Mitigation | Planned - WSIP/System Hardening |  |  | 2024 | Tier 3 | Transformer only |  |  |  | 2569293 | Sus |  | WildfireMitigation¦PlannedWSIPSystemHardening¦¦
24-0104304 | Company Initiated | Planned- maintenance |  |  | 2024 | Tier 3 | Distribution Circuit |  |  |  | 2569323 | Sus |  | CompanyInitiated¦Plannedmaintenance¦¦
24-0105265 | Company Initiated | Planned- maintenance |  |  | 2024 | Tier 2 | Distribution Circuit |  |  |  | 2569329 | Sus |  | CompanyInitiated¦Plannedmaintenance¦¦
24-0105270 | Company Initiated | Planned- maintenance |  |  | 2024 | Tier 2 | Distribution Circuit |  |  |  | 2569343 | Sus |  | CompanyInitiated¦Plannedmaintenance¦¦
24-0104490 | Company Initiated | Planned- maintenance |  |  | 2024 | Tier 3 | Distribution Circuit |  |  |  | 2569347 | Sus |  | CompanyInitiated¦Plannedmaintenance¦¦
24-0100567 | Wildfire Mitigation | Planned - WSIP/System Hardening |  |  | 2024 | Tier 2 | Distribution Circuit |  |  |  | 2569272 | Sus |  | WildfireMitigation¦PlannedWSIPSystemHardening¦¦
24-0104477 | Wildfire Mitigation | Planned - WSIP/System Hardening |  |  | 2024 | Tier 2 | Distribution Circuit |  |  |  | 2569387 | Sus |  | WildfireMitigation¦PlannedWSIPSystemHardening¦¦
24-0104989 | Company Initiated | Planned- maintenance |  |  | 2024 | Tier 2 | Distribution Circuit |  |  |  | 2569273 | Sus |  | CompanyInitiated¦Plannedmaintenance¦¦
24-0105019 | Company Initiated | Planned- maintenance |  |  | 2024 | Tier 2 | Transformer only |  |  |  | 2569443 | Sus |  | CompanyInitiated¦Plannedmaintenance¦¦
24-0104981 | Company Initiated | Planned- maintenance |  |  | 2024 | Tier 2 | Distribution Circuit |  |  |  | 2569425 | Sus |  | CompanyInitiated¦Plannedmaintenance¦¦
24-0106828 | Wildfire Mitigation | Planned - WSIP/System Hardening |  |  | 2024 | Tier 2 | Transformer only |  |  |  | 2569737 | Sus |  | WildfireMitigation¦PlannedWSIPSystemHardening¦¦
24-0104827 | Company Initiated | Planned- maintenance |  |  | 2024 | Tier 2 | Transformer only |  |  |  | 2569662 | Sus |  | CompanyInitiated¦Plannedmaintenance¦¦
24-0111633 | Vegetation | Tree - fell into line | Service conductor | Broken- wire on ground | 2024 | Tier 3 | Transformer only |  |  |  | 2569728 | Sus |  | Vegetation¦Treefellintoline¦Serviceconductor¦Brokenwireonground
24-0111716 | Equipment Failure/Involved | Overhead | Crossarm- Wood | Broken | 2024 | Tier 2 | Distribution Circuit |  |  |  | 2570080 | Sus |  | EquipmentFailureInvolved¦Overhead¦CrossarmWood¦Broken
24-0111800 | Equipment Failure/Involved | Overhead | Fuse | Broken | 2024 | Tier 3 | Transformer only |  |  |  | 2570213 | Sus |  | EquipmentFailureInvolved¦Overhead¦Fuse¦Broken
24-0104561 | Company Initiated | Planned- capital |  |  | 2024 | Tier 2 | Distribution Circuit |  |  |  | 2570292 | Sus |  | CompanyInitiated¦Plannedcapital¦¦
24-0106281 | Company Initiated | Planned- maintenance |  |  | 2024 | Tier 2 | Transformer only |  |  |  | 2570318 | Sus |  | CompanyInitiated¦Plannedmaintenance¦¦
24-0103180 | Company Initiated | Planned- maintenance |  |  | 2024 | Tier 3 | Distribution Circuit |  |  |  | 2570240 | Sus |  | CompanyInitiated¦Plannedmaintenance¦¦
24-0102445 | Company Initiated | Planned- maintenance |  |  | 2024 | Tier 3 | Distribution Circuit |  |  |  | 2570316 | Sus |  | CompanyInitiated¦Plannedmaintenance¦¦
24-0107073 | Company Initiated | Planned- maintenance |  |  | 2024 | Tier 2 | Distribution Circuit |  |  |  | 2570235 | Sus |  | CompanyInitiated¦Plannedmaintenance¦¦
24-0106383 | Company Initiated | Planned- maintenance |  |  | 2024 | Tier 2 | Distribution Circuit |  |  |  | 2570329 | Sus |  | CompanyInitiated¦Plannedmaintenance¦¦
24-0108683 | Company Initiated | Planned- maintenance |  |  | 2024 | Tier 2 | Distribution Circuit |  |  |  | 2570559 | Sus |  | CompanyInitiated¦Plannedmaintenance¦¦
24-0108634 | Company Initiated | Planned- maintenance |  |  | 2024 | Tier 2 | Distribution Circuit |  |  |  | 2570552 | Sus |  | CompanyInitiated¦Plannedmaintenance¦¦
24-0106420 | Company Initiated | Planned- capital |  |  | 2024 | Tier 2 | Distribution Circuit |  |  |  | 2570554 | Sus |  | CompanyInitiated¦Plannedcapital¦¦
24-0111939 | Company Initiated | Personnel- company |  |  | 2024 | Tier 3 | Distribution Circuit |  |  |  | 2570646 | Sus |  | CompanyInitiated¦Personnelcompany¦¦
24-0112119 | Equipment Failure/Involved | Overhead | Pole-Wood | Broken | 2024 | Zone 1 | Distribution Circuit |  |  |  | 2570870 | Sus |  | EquipmentFailureInvolved¦Overhead¦PoleWood¦Broken
24-0100629 | Wildfire Mitigation | Planned - WSIP/System Hardening |  |  | 2024 | Tier 2 | Transformer only |  |  |  | 2571240 | Sus |  | WildfireMitigation¦PlannedWSIPSystemHardening¦¦
24-0107523 | Company Initiated | Planned- maintenance |  |  | 2024 | Tier 2 | Transformer only |  |  |  | 2571244 | Sus |  | CompanyInitiated¦Plannedmaintenance¦¦
24-0102546 | Company Initiated | Planned- maintenance |  |  | 2024 | Tier 3 | Transformer only |  |  |  | 2571481 | Sus |  | CompanyInitiated¦Plannedmaintenance¦¦
24-0104624 | Company Initiated | Planned- maintenance |  |  | 2024 | Tier 2 | Distribution Circuit |  |  |  | 2571231 | Sus |  | CompanyInitiated¦Plannedmaintenance¦¦
24-0102426 | Company Initiated | Planned- maintenance |  |  | 2024 | Tier 3 | Transformer only |  |  |  | 2571259 | Sus |  | CompanyInitiated¦Plannedmaintenance¦¦
24-0107086 | Company Initiated | Planned- maintenance |  |  | 2024 | Tier 2 | Distribution Circuit |  |  |  | 2571360 | Sus |  | CompanyInitiated¦Plannedmaintenance¦¦
24-0107086 | Company Initiated | Planned- maintenance |  |  | 2024 | Tier 2 | Distribution Circuit |  |  |  | 2571361 | Sus |  | CompanyInitiated¦Plannedmaintenance¦¦
24-0104980 | Company Initiated | Planned- maintenance |  |  | 2024 | Tier 2 | Transformer only |  |  |  | 2571390 | Sus |  | CompanyInitiated¦Plannedmaintenance¦¦
24-0108719 | Company Initiated | Planned- maintenance |  |  | 2024 | Tier 2 | Distribution Circuit |  |  |  | 2571406 | Sus |  | CompanyInitiated¦Plannedmaintenance¦¦
24-0107119 | Company Initiated | Planned- maintenance |  |  | 2024 | Tier 2 | Transformer only |  |  |  | 2571422 | Sus |  | CompanyInitiated¦Plannedmaintenance¦¦
24-0102501 | Wildfire Mitigation | Planned - WSIP/System Hardening |  |  | 2024 | Tier 2 | Distribution Circuit |  |  |  | 2571363 | Sus |  | WildfireMitigation¦PlannedWSIPSystemHardening¦¦
24-0106750 | Company Initiated | Planned- maintenance |  |  | 2024 | Tier 2 | Distribution Circuit |  |  |  | 2571396 | Sus |  | CompanyInitiated¦Plannedmaintenance¦¦
24-0108780 | Company Initiated | Planned- maintenance |  |  | 2024 | Tier 2 | Transformer only |  |  |  | 2571484 | Sus |  | CompanyInitiated¦Plannedmaintenance¦¦
24-0102470 | Company Initiated | Planned- maintenance |  |  | 2024 | Tier 3 | Distribution Circuit |  |  |  | 2571682 | Sus |  | CompanyInitiated¦Plannedmaintenance¦¦
24-0112553 | Company Initiated | Construction Activity/equip- company | Conductor- Overhead | Broken- wire on ground | 2024 | Tier 2 | Distribution Circuit |  |  |  | 2571723 | Sus |  | CompanyInitiated¦ConstructionActivityequipcompany¦ConductorOverhead¦Brokenwireonground
24-0112758 | Unknown Cause | Patrol - not conducted |  |  | 2024 | Tier 2 | Transformer only |  |  |  | 2571965 | Sus |  | UnknownCause¦Patrolnotconducted¦¦
24-0108219 | Company Initiated | Planned- maintenance |  |  | 2024 | Tier 2 | Distribution Circuit |  |  |  | 2572265 | Sus |  | CompanyInitiated¦Plannedmaintenance¦¦
24-0107110 | Company Initiated | Planned- maintenance |  |  | 2024 | Tier 3 | Transformer only |  |  |  | 2572576 | Sus |  | CompanyInitiated¦Plannedmaintenance¦¦
24-0107176 | Company Initiated | Planned- maintenance |  |  | 2024 | Tier 2 | Distribution Circuit |  |  |  | 2572355 | Sus |  | CompanyInitiated¦Plannedmaintenance¦¦
24-0110582 | Company Initiated | Planned- maintenance |  |  | 2024 | Tier 2 | Distribution Circuit |  |  |  | 2572304 | Sus |  | CompanyInitiated¦Plannedmaintenance¦¦
24-0110726 | Company Initiated | Planned- maintenance |  |  | 2024 | Tier 2 | Distribution Circuit |  |  |  | 2572385 | Sus |  | CompanyInitiated¦Plannedmaintenance¦¦
24-0107895 | Wildfire Mitigation | Planned - WSIP/System Hardening |  |  | 2024 | Tier 3 | Transformer only |  |  |  | 2572421 | Sus |  | WildfireMitigation¦PlannedWSIPSystemHardening¦¦
24-0107177 | Company Initiated | Planned- maintenance |  |  | 2024 | Tier 2 | Transformer only |  |  |  | 2572404 | Sus |  | CompanyInitiated¦Plannedmaintenance¦¦
24-0113092 | Animal | Bird found | Transformer (OH) | Normal | 2024 | Tier 2 | Distribution Circuit |  |  |  | 2572520 | Sus |  | Animal¦Birdfound¦Transformer(OH)¦Normal
24-0108204 | Company Initiated | Planned- maintenance |  |  | 2024 | Tier 2 | Distribution Circuit |  |  |  | 2572552 | Sus |  | CompanyInitiated¦Plannedmaintenance¦¦
24-0113195 | Animal | Bird found | Fuse | Burned Open | 2024 | Tier 2 | Distribution Circuit |  |  |  | 2572721 | Sus |  | Animal¦Birdfound¦Fuse¦BurnedOpen
24-0113286 | Animal | Bird found | Fuse | Burned Open | 2024 | Tier 2 | Transformer only |  |  |  | 2572818 | Sus |  | Animal¦Birdfound¦Fuse¦BurnedOpen
24-0113439 | Unknown Cause | Patrol - found nothing |  |  | 2024 | Tier 2 | Distribution Circuit |  |  |  | 2573069 | Sus |  | UnknownCause¦Patrolfoundnothing¦¦
24-0107913 | Company Initiated | Planned- maintenance |  |  | 2024 | Tier 2 | Distribution Circuit |  |  |  | 2573076 | Sus |  | CompanyInitiated¦Plannedmaintenance¦¦
24-0107247 | Company Initiated | Planned- maintenance |  |  | 2024 | Tier 2 | Distribution Circuit |  |  |  | 2573104 | Sus |  | CompanyInitiated¦Plannedmaintenance¦¦
24-0102453 | Company Initiated | Planned- maintenance |  |  | 2024 | Tier 3 | Distribution Circuit |  |  |  | 2573159 | Sus |  | CompanyInitiated¦Plannedmaintenance¦¦
24-0107232 | Wildfire Mitigation | Planned - WSIP/System Hardening |  |  | 2024 | Tier 3 | Distribution Circuit |  |  |  | 2573144 | Sus |  | WildfireMitigation¦PlannedWSIPSystemHardening¦¦
24-0107233 | Wildfire Mitigation | Planned - WSIP/System Hardening |  |  | 2024 | Tier 3 | Transformer only |  |  |  | 2573390 | Sus |  | WildfireMitigation¦PlannedWSIPSystemHardening¦¦
24-0107301 | Company Initiated | Planned- maintenance |  |  | 2024 | Tier 2 | Transformer only |  |  |  | 2573179 | Sus |  | CompanyInitiated¦Plannedmaintenance¦¦
24-0104761 | Wildfire Mitigation | Planned - WSIP/System Hardening |  |  | 2024 | Tier 2 | Transformer only |  |  |  | 2573188 | Sus |  | WildfireMitigation¦PlannedWSIPSystemHardening¦¦
24-0104726 | Wildfire Mitigation | Planned - WSIP/System Hardening |  |  | 2024 | Tier 2 | Distribution Circuit |  |  |  | 2573191 | Sus |  | WildfireMitigation¦PlannedWSIPSystemHardening¦¦
24-0108279 | Company Initiated | Planned- maintenance |  |  | 2024 | Tier 2 | Transformer only |  |  |  | 2573200 | Sus |  | CompanyInitiated¦Plannedmaintenance¦¦
24-0107317 | Company Initiated | Planned- maintenance |  |  | 2024 | Tier 2 | Distribution Circuit |  |  |  | 2573085 | Sus |  | CompanyInitiated¦Plannedmaintenance¦¦
24-0108817 | Wildfire Mitigation | Planned - WSIP/System Hardening |  |  | 2024 | Tier 2 | Transformer only |  |  |  | 2573278 | Sus |  | WildfireMitigation¦PlannedWSIPSystemHardening¦¦
24-0107886 | Company Initiated | Planned- maintenance |  |  | 2024 | Tier 2 | Distribution Circuit |  |  |  | 2573274 | Sus |  | CompanyInitiated¦Plannedmaintenance¦¦
24-0107892 | Company Initiated | Planned- maintenance |  |  | 2024 | Tier 3 | Distribution Circuit |  |  |  | 2573324 | Sus |  | CompanyInitiated¦Plannedmaintenance¦¦
24-0104742 | Wildfire Mitigation | Planned - WSIP/System Hardening |  |  | 2024 | Tier 2 | Transformer only |  |  |  | 2573415 | Sus |  | WildfireMitigation¦PlannedWSIPSystemHardening¦¦
24-0107324 | Company Initiated | Planned- maintenance |  |  | 2024 | Tier 2 | Transformer only |  |  |  | 2573426 | Sus |  | CompanyInitiated¦Plannedmaintenance¦¦
24-0107897 | Company Initiated | Planned- maintenance |  |  | 2024 | Tier 2 | Distribution Circuit |  |  |  | 2573507 | Sus |  | CompanyInitiated¦Plannedmaintenance¦¦
24-0107253 | Wildfire Mitigation | Planned - WSIP/System Hardening |  |  | 2024 | Tier 2 | Transformer only |  |  |  | 2573559 | Sus |  | WildfireMitigation¦PlannedWSIPSystemHardening¦¦
24-0113888 | Equipment Failure/Involved | Overhead | Transformer (OH) | Failed/Faulted | 2024 | Tier 2 | Distribution Circuit |  |  |  | 2573766 | Sus |  | EquipmentFailureInvolved¦Overhead¦Transformer(OH)¦FailedFaulted
24-0109345 | Wildfire Mitigation | Planned - WSIP/System Hardening |  |  | 2024 | Tier 2 | Transformer only |  |  |  | 2573871 | Sus |  | WildfireMitigation¦PlannedWSIPSystemHardening¦¦
24-0109639 | Wildfire Mitigation | Planned - WSIP/System Hardening |  |  | 2024 | Tier 2 | Transformer only |  |  |  | 2573884 | Sus |  | WildfireMitigation¦PlannedWSIPSystemHardening¦¦
24-0109369 | Wildfire Mitigation | Planned - WSIP/System Hardening |  |  | 2024 | Tier 3 | Transformer only |  |  |  | 2573883 | Sus |  | WildfireMitigation¦PlannedWSIPSystemHardening¦¦
24-0109320 | Wildfire Mitigation | Planned - WSIP/System Hardening |  |  | 2024 | Tier 2 | Transformer only |  |  |  | 2573887 | Sus |  | WildfireMitigation¦PlannedWSIPSystemHardening¦¦
24-0109597 | Wildfire Mitigation | Planned - WSIP/System Hardening |  |  | 2024 | Tier 3 | Transformer only |  |  |  | 2573895 | Sus |  | WildfireMitigation¦PlannedWSIPSystemHardening¦¦
24-0109692 | Wildfire Mitigation | Planned - WSIP/System Hardening |  |  | 2024 | Tier 2 | Transformer only |  |  |  | 2573899 | Sus |  | WildfireMitigation¦PlannedWSIPSystemHardening¦¦
24-0113915 | Equipment Failure/Involved | Overhead | Pole-Wood | Deteriorated | 2024 | Tier 2 | Distribution Circuit |  |  |  | 2573906 | Sus |  | EquipmentFailureInvolved¦Overhead¦PoleWood¦Deteriorated
24-0107848 | Company Initiated | Planned- maintenance |  |  | 2024 | Tier 2 | Distribution Circuit |  |  |  | 2573852 | Sus |  | CompanyInitiated¦Plannedmaintenance¦¦
24-0107729 | Company Initiated | Planned- maintenance |  |  | 2024 | Tier 2 | Distribution Circuit |  |  |  | 2573934 | Sus |  | CompanyInitiated¦Plannedmaintenance¦¦
24-0107878 | Company Initiated | Planned- maintenance |  |  | 2024 | Tier 3 | Distribution Circuit |  |  |  | 2573944 | Sus |  | CompanyInitiated¦Plannedmaintenance¦¦
24-0109341 | Wildfire Mitigation | Planned - WSIP/System Hardening |  |  | 2024 | Tier 2 | Transformer only |  |  |  | 2573950 | Sus |  | WildfireMitigation¦PlannedWSIPSystemHardening¦¦
24-0109674 | Wildfire Mitigation | Planned - WSIP/System Hardening |  |  | 2024 | Tier 2 | Transformer only |  |  |  | 2573977 | Sus |  | WildfireMitigation¦PlannedWSIPSystemHardening¦¦
24-0109632 | Wildfire Mitigation | Planned - WSIP/System Hardening |  |  | 2024 | Tier 2 | Transformer only |  |  |  | 2573979 | Sus |  | WildfireMitigation¦PlannedWSIPSystemHardening¦¦
24-0109635 | Wildfire Mitigation | Planned - WSIP/System Hardening |  |  | 2024 | Tier 2 | Distribution Circuit |  |  |  | 2573980 | Sus |  | WildfireMitigation¦PlannedWSIPSystemHardening¦¦
24-0109627 | Wildfire Mitigation | Planned - WSIP/System Hardening |  |  | 2024 | Tier 3 | Transformer only |  |  |  | 2573997 | Sus |  | WildfireMitigation¦PlannedWSIPSystemHardening¦¦
24-0109652 | Wildfire Mitigation | Planned - WSIP/System Hardening |  |  | 2024 | Tier 2 | Distribution Circuit |  |  |  | 2574011 | Sus |  | WildfireMitigation¦PlannedWSIPSystemHardening¦¦
24-0109643 | Wildfire Mitigation | Planned - WSIP/System Hardening |  |  | 2024 | Tier 2 | Transformer only |  |  |  | 2574048 | Sus |  | WildfireMitigation¦PlannedWSIPSystemHardening¦¦
24-0109690 | Wildfire Mitigation | Planned - WSIP/System Hardening |  |  | 2024 | Tier 2 | Transformer only |  |  |  | 2574052 | Sus |  | WildfireMitigation¦PlannedWSIPSystemHardening¦¦
24-0109620 | Wildfire Mitigation | Planned - WSIP/System Hardening |  |  | 2024 | Tier 2 | Distribution Circuit |  |  |  | 2574054 | Sus |  | WildfireMitigation¦PlannedWSIPSystemHardening¦¦
24-0109609 | Wildfire Mitigation | Planned - WSIP/System Hardening |  |  | 2024 | Tier 2 | Distribution Circuit |  |  |  | 2574078 | Sus |  | WildfireMitigation¦PlannedWSIPSystemHardening¦¦
24-0109648 | Wildfire Mitigation | Planned - WSIP/System Hardening |  |  | 2024 | Tier 2 | Transformer only |  |  |  | 2574123 | Sus |  | WildfireMitigation¦PlannedWSIPSystemHardening¦¦
24-0109675 | Wildfire Mitigation | Planned - WSIP/System Hardening |  |  | 2024 | Tier 2 | Transformer only |  |  |  | 2574126 | Sus |  | WildfireMitigation¦PlannedWSIPSystemHardening¦¦
24-0109684 | Wildfire Mitigation | Planned - WSIP/System Hardening |  |  | 2024 | Tier 2 | Transformer only |  |  |  | 2574170 | Sus |  | WildfireMitigation¦PlannedWSIPSystemHardening¦¦
24-0114114 | Equipment Failure/Involved | Overhead | Fuse | Broken | 2024 | Tier 2 | Transformer only |  |  |  | 2574390 | Sus |  | EquipmentFailureInvolved¦Overhead¦Fuse¦Broken
24-0114154 | Equipment Failure/Involved | Overhead | Pole-Wood | Broken | 2024 | Tier 2 | Distribution Circuit |  |  |  | 2574665 | Sus |  | EquipmentFailureInvolved¦Overhead¦PoleWood¦Broken
24-0109676 | Company Initiated | Planned- maintenance |  |  | 2024 | Tier 3 | Distribution Circuit |  |  |  | 2574933 | Sus |  | CompanyInitiated¦Plannedmaintenance¦¦
24-0109676 | Company Initiated | Planned- maintenance |  |  | 2024 | Tier 3 | Distribution Circuit |  |  |  | 2574934 | Sus |  | CompanyInitiated¦Plannedmaintenance¦¦
24-0109991 | Wildfire Mitigation | Planned - WSIP/System Hardening |  |  | 2024 | Tier 3 | Transformer only |  |  |  | 2574980 | Sus |  | WildfireMitigation¦PlannedWSIPSystemHardening¦¦
24-0107685 | Company Initiated | Planned- maintenance |  |  | 2024 | Tier 3 | Transformer only |  |  |  | 2574988 | Sus |  | CompanyInitiated¦Plannedmaintenance¦¦
24-0109163 | Wildfire Mitigation | Planned - WSIP/System Hardening |  |  | 2024 | Tier 3 | Transformer only |  |  |  | 2575371 | Sus |  | WildfireMitigation¦PlannedWSIPSystemHardening¦¦
24-0108110 | Company Initiated | Planned- maintenance |  |  | 2024 | Tier 3 | Distribution Circuit |  |  |  | 2575048 | Sus |  | CompanyInitiated¦Plannedmaintenance¦¦
24-0109162 | Wildfire Mitigation | Planned - WSIP/System Hardening |  |  | 2024 | Tier 3 | Distribution Circuit |  |  |  | 2575033 | Sus |  | WildfireMitigation¦PlannedWSIPSystemHardening¦¦
24-0108828 | Wildfire Mitigation | Planned - WSIP/System Hardening |  |  | 2024 | Tier 3 | Transformer only |  |  |  | 2575057 | Sus |  | WildfireMitigation¦PlannedWSIPSystemHardening¦¦
24-0106223 | Company Initiated | Planned- maintenance |  |  | 2024 | Tier 2 | Distribution Circuit |  |  |  | 2575040 | Sus |  | CompanyInitiated¦Plannedmaintenance¦¦
24-0108495 | Wildfire Mitigation | Planned - WSIP/System Hardening |  |  | 2024 | Tier 3 | Transformer only |  |  |  | 2575117 | Sus |  | WildfireMitigation¦PlannedWSIPSystemHardening¦¦
24-0110685 | Company Initiated | Planned- maintenance |  |  | 2024 | Tier 2 | Distribution Circuit |  |  |  | 2575113 | Sus |  | CompanyInitiated¦Plannedmaintenance¦¦
24-0108068 | Company Initiated | Planned- maintenance |  |  | 2024 | Tier 2 | Distribution Circuit |  |  |  | 2575144 | Sus |  | CompanyInitiated¦Plannedmaintenance¦¦
24-0106232 | Wildfire Mitigation | Planned - WSIP/System Hardening |  |  | 2024 | Tier 2 | Transformer only |  |  |  | 2575390 | Sus |  | WildfireMitigation¦PlannedWSIPSystemHardening¦¦
24-0114688 | Equipment Failure/Involved | Overhead | Transformer (OH) | Failed/Faulted | 2024 | Tier 3 | Transformer only |  |  |  | 2575908 | Sus |  | EquipmentFailureInvolved¦Overhead¦Transformer(OH)¦FailedFaulted
24-0109566 | Company Initiated | Planned- maintenance |  |  | 2024 | Tier 2 | Distribution Circuit |  |  |  | 2576031 | Sus |  | CompanyInitiated¦Plannedmaintenance¦¦
24-0108286 | Company Initiated | Planned- maintenance |  |  | 2024 | Tier 2 | Transformer only |  |  |  | 2576472 | Sus |  | CompanyInitiated¦Plannedmaintenance¦¦
24-0110391 | Company Initiated | Planned- maintenance |  |  | 2024 | Tier 3 | Transformer only |  |  |  | 2576545 | Sus |  | CompanyInitiated¦Plannedmaintenance¦¦
24-0109574 | Company Initiated | Planned- maintenance |  |  | 2024 | Tier 2 | Transformer only |  |  |  | 2576032 | Sus |  | CompanyInitiated¦Plannedmaintenance¦¦
24-0108818 | Company Initiated | Planned- maintenance |  |  | 2024 | Tier 3 | Distribution Circuit |  |  |  | 2576061 | Sus |  | CompanyInitiated¦Plannedmaintenance¦¦
24-0108843 | Company Initiated | Planned- maintenance |  |  | 2024 | Tier 2 | Distribution Circuit |  |  |  | 2576068 | Sus |  | CompanyInitiated¦Plannedmaintenance¦¦
24-0109571 | Company Initiated | Planned- maintenance |  |  | 2024 | Tier 2 | Transformer only |  |  |  | 2576123 | Sus |  | CompanyInitiated¦Plannedmaintenance¦¦
24-0109809 | Company Initiated | Planned- maintenance |  |  | 2024 | Tier 2 | Distribution Circuit |  |  |  | 2576053 | Sus |  | CompanyInitiated¦Plannedmaintenance¦¦
24-0109718 | Company Initiated | Planned- maintenance |  |  | 2024 | Tier 2 | Transformer only |  |  |  | 2576405 | Sus |  | CompanyInitiated¦Plannedmaintenance¦¦
24-0114777 | Company Initiated | Planned- maintenance | Transformer | Deteriorated | 2024 | Tier 2 | Transformer only |  |  |  | 2576168 | Sus |  | CompanyInitiated¦Plannedmaintenance¦Transformer¦Deteriorated
24-0111507 | Company Initiated | Planned- maintenance |  |  | 2024 | Tier 2 | Transformer only |  |  |  | 2576419 | Sus |  | CompanyInitiated¦Plannedmaintenance¦¦
24-0109562 | Company Initiated | Planned- maintenance |  |  | 2024 | Tier 2 | Distribution Circuit |  |  |  | 2576187 | Sus |  | CompanyInitiated¦Plannedmaintenance¦¦
24-0109535 | Company Initiated | Planned- maintenance |  |  | 2024 | Tier 2 | Distribution Circuit |  |  |  | 2576194 | Sus |  | CompanyInitiated¦Plannedmaintenance¦¦
24-0114850 | Unknown Cause | Patrol - found nothing |  |  | 2024 | Tier 3 | Distribution Circuit |  |  |  | 2576328 | Sus |  | UnknownCause¦Patrolfoundnothing¦¦
24-0109518 | Wildfire Mitigation | Planned - WSIP/System Hardening |  |  | 2024 | Tier 2 | Transformer only |  |  |  | 2576406 | Sus |  | WildfireMitigation¦PlannedWSIPSystemHardening¦¦
24-0109707 | Company Initiated | Planned- maintenance |  |  | 2024 | Tier 2 | Transformer only |  |  |  | 2576434 | Sus |  | CompanyInitiated¦Plannedmaintenance¦¦
24-0109525 | Wildfire Mitigation | Planned - WSIP/System Hardening |  |  | 2024 | Tier 2 | Transformer only |  |  |  | 2576494 | Sus |  | WildfireMitigation¦PlannedWSIPSystemHardening¦¦
24-0108374 | Company Initiated | Planned- maintenance |  |  | 2024 | Tier 2 | Transformer only |  |  |  | 2577041 | Sus |  | CompanyInitiated¦Plannedmaintenance¦¦
24-0110448 | Wildfire Mitigation | Planned - WSIP/System Hardening |  |  | 2024 | Tier 3 | Transformer only |  |  |  | 2577044 | Sus |  | WildfireMitigation¦PlannedWSIPSystemHardening¦¦
24-0109004 | Wildfire Mitigation | Planned - WSIP/System Hardening |  |  | 2024 | Tier 3 | Transformer only |  |  |  | 2577050 | Sus |  | WildfireMitigation¦PlannedWSIPSystemHardening¦¦
24-0111513 | Wildfire Mitigation | Planned - WSIP/System Hardening |  |  | 2024 | Tier 2 | Transformer only |  |  |  | 2577115 | Sus |  | WildfireMitigation¦PlannedWSIPSystemHardening¦¦
24-0110807 | Company Initiated | Planned- maintenance |  |  | 2024 | Tier 2 | Distribution Circuit |  |  |  | 2577128 | Sus |  | CompanyInitiated¦Plannedmaintenance¦¦
24-0110878 | Company Initiated | Planned- maintenance |  |  | 2024 | Tier 2 | Distribution Circuit |  |  |  | 2577112 | Sus |  | CompanyInitiated¦Plannedmaintenance¦¦
24-0110835 | Wildfire Mitigation | Planned - WSIP/System Hardening |  |  | 2024 | Tier 2 | Transformer only |  |  |  | 2577406 | Sus |  | WildfireMitigation¦PlannedWSIPSystemHardening¦¦
24-0110813 | Company Initiated | Planned- maintenance |  |  | 2024 | Tier 2 | Distribution Circuit |  |  |  | 2576981 | Sus |  | CompanyInitiated¦Plannedmaintenance¦¦
24-0110834 | Company Initiated | Planned- maintenance |  |  | 2024 | Tier 2 | Distribution Circuit |  |  |  | 2577177 | Sus |  | CompanyInitiated¦Plannedmaintenance¦¦
24-0110388 | Company Initiated | Planned- maintenance |  |  | 2024 | Tier 2 | Transformer only |  |  |  | 2577186 | Sus |  | CompanyInitiated¦Plannedmaintenance¦¦
24-0109819 | Company Initiated | Planned- maintenance |  |  | 2024 | Tier 2 | Transformer only |  |  |  | 2577452 | Sus |  | CompanyInitiated¦Plannedmaintenance¦¦
24-0115590 | Equipment Failure/Involved | Underground | Transformer (UG) | Leaking | 2024 | Tier 2 | Distribution Circuit |  |  |  | 2577614 | Sus |  | EquipmentFailureInvolved¦Underground¦Transformer(UG)¦Leaking
24-0110797 | Company Initiated | Planned- maintenance |  |  | 2024 | Tier 2 | Distribution Circuit |  |  |  | 2577972 | Sus |  | CompanyInitiated¦Plannedmaintenance¦¦
24-0110194 | Company Initiated | Planned- maintenance |  |  | 2024 | Tier 2 | Distribution Circuit |  |  |  | 2578324 | Sus |  | CompanyInitiated¦Plannedmaintenance¦¦
24-0110456 | Wildfire Mitigation | Planned - WSIP/System Hardening |  |  | 2024 | Tier 3 | Transformer only |  |  |  | 2577979 | Sus |  | WildfireMitigation¦PlannedWSIPSystemHardening¦¦
24-0109984 | Wildfire Mitigation | Planned - WSIP/System Hardening |  |  | 2024 | Tier 3 | Transformer only |  |  |  | 2577983 | Sus |  | WildfireMitigation¦PlannedWSIPSystemHardening¦¦
24-0110173 | Wildfire Mitigation | Planned - WSIP/System Hardening |  |  | 2024 | Tier 3 | Transformer only |  |  |  | 2578021 | Sus |  | WildfireMitigation¦PlannedWSIPSystemHardening¦¦
24-0106311 | Company Initiated | Planned- maintenance |  |  | 2024 | Tier 2 | Transformer only |  |  |  | 2578306 | Sus |  | CompanyInitiated¦Plannedmaintenance¦¦
24-0110804 | Company Initiated | Planned- maintenance |  |  | 2024 | Tier 2 | Transformer only |  |  |  | 2578326 | Sus |  | CompanyInitiated¦Plannedmaintenance¦¦
24-0106246 | Company Initiated | Planned- maintenance |  |  | 2024 | Tier 2 | Transformer only |  |  |  | 2578072 | Sus |  | CompanyInitiated¦Plannedmaintenance¦¦
24-0109217 | Wildfire Mitigation | Planned - WSIP/System Hardening |  |  | 2024 | Tier 3 | Distribution Circuit |  |  |  | 2578056 | Sus |  | WildfireMitigation¦PlannedWSIPSystemHardening¦¦
24-0110771 | Company Initiated | Planned- maintenance |  |  | 2024 | Tier 2 | Distribution Circuit |  |  |  | 2577907 | Sus |  | CompanyInitiated¦Plannedmaintenance¦¦
24-0109173 | Company Initiated | Planned- maintenance |  |  | 2024 | Tier 3 | Transformer only |  |  |  | 2578409 | Sus |  | CompanyInitiated¦Plannedmaintenance¦¦
24-0111242 | Wildfire Mitigation | Planned - WSIP/System Hardening |  |  | 2024 | Tier 2 | Distribution Circuit |  |  |  | 2578149 | Sus |  | WildfireMitigation¦PlannedWSIPSystemHardening¦¦
24-0104537 | Company Initiated | Planned- maintenance |  |  | 2024 | Tier 2 | Distribution Circuit |  |  |  | 2578129 | Sus |  | CompanyInitiated¦Plannedmaintenance¦¦
24-0110405 | Company Initiated | Planned- maintenance |  |  | 2024 | Tier 2 | Transformer only |  |  |  | 2578162 | Sus |  | CompanyInitiated¦Plannedmaintenance¦¦
24-0106271 | Company Initiated | Planned- maintenance |  |  | 2024 | Tier 2 | Transformer only |  |  |  | 2578393 | Sus |  | CompanyInitiated¦Plannedmaintenance¦¦
24-0110780 | Company Initiated | Planned- maintenance |  |  | 2024 | Tier 3 | Transformer only |  |  |  | 2578395 | Sus |  | CompanyInitiated¦Plannedmaintenance¦¦
24-0116249 | Equipment Failure/Involved | Substation | Regulator- LTC substation | Malfunctioning | 2024 | Tier 2 | Substation - Distribution |  |  |  | 2578743 | Sus |  | EquipmentFailureInvolved¦Substation¦RegulatorLTCsubstation¦Malfunctioning
24-0112186 | Company Initiated | Planned- maintenance |  |  | 2024 | Tier 2 | Distribution Circuit |  |  |  | 2579141 | Sus |  | CompanyInitiated¦Plannedmaintenance¦¦
24-0111651 | Wildfire Mitigation | Planned - WSIP/System Hardening |  |  | 2024 | Tier 3 | Distribution Circuit |  |  |  | 2579075 | Sus |  | WildfireMitigation¦PlannedWSIPSystemHardening¦¦
24-0110124 | Company Initiated | Planned- maintenance |  |  | 2024 | Tier 2 | Transformer only |  |  |  | 2579146 | Sus |  | CompanyInitiated¦Plannedmaintenance¦¦
24-0110766 | Company Initiated | Planned- maintenance |  |  | 2024 | Tier 2 | Transformer only |  |  |  | 2579194 | Sus |  | CompanyInitiated¦Plannedmaintenance¦¦
24-0110707 | Company Initiated | Planned- maintenance |  |  | 2024 | Tier 2 | Distribution Circuit |  |  |  | 2579201 | Sus |  | CompanyInitiated¦Plannedmaintenance¦¦
24-0110764 | Company Initiated | Planned- maintenance |  |  | 2024 | Tier 2 | Transformer only |  |  |  | 2579506 | Sus |  | CompanyInitiated¦Plannedmaintenance¦¦
24-0110725 | Company Initiated | Planned- maintenance |  |  | 2024 | Tier 2 | Distribution Circuit |  |  |  | 2579216 | Sus |  | CompanyInitiated¦Plannedmaintenance¦¦
24-0108405 | Company Initiated | Planned- capital |  |  | 2024 | Tier 2 | Distribution Circuit |  |  |  | 2579200 | Sus |  | CompanyInitiated¦Plannedcapital¦¦
24-0111234 | Wildfire Mitigation | Planned - WSIP/System Hardening |  |  | 2024 | Tier 2 | Transformer only |  |  |  | 2579271 | Sus |  | WildfireMitigation¦PlannedWSIPSystemHardening¦¦
24-0110755 | Company Initiated | Planned- maintenance |  |  | 2024 | Tier 2 | Transformer only |  |  |  | 2579291 | Sus |  | CompanyInitiated¦Plannedmaintenance¦¦
24-0110715 | Company Initiated | Planned- maintenance |  |  | 2024 | Tier 2 | Transformer only |  |  |  | 2579340 | Sus |  | CompanyInitiated¦Plannedmaintenance¦¦
24-0109159 | Company Initiated | Planned- maintenance |  |  | 2024 | Tier 3 | Transformer only |  |  |  | 2579346 | Sus |  | CompanyInitiated¦Plannedmaintenance¦¦
24-0116691 | Equipment Failure/Involved | Overhead | Pole-Wood | Deteriorated | 2024 | Tier 3 | Transformer only |  |  |  | 2579292 | Sus |  | EquipmentFailureInvolved¦Overhead¦PoleWood¦Deteriorated
24-0110772 | Company Initiated | Planned- maintenance |  |  | 2024 | Tier 2 | Transformer only |  |  |  | 2579451 | Sus |  | CompanyInitiated¦Plannedmaintenance¦¦
24-0110784 | Wildfire Mitigation | Planned - WSIP/System Hardening |  |  | 2024 | Tier 2 | Distribution Circuit |  |  |  | 2579859 | Sus |  | WildfireMitigation¦PlannedWSIPSystemHardening¦¦
24-0113231 | Wildfire Mitigation | Planned - WSIP/System Hardening |  |  | 2024 | Tier 3 | Distribution Circuit |  |  |  | 2579851 | Sus |  | WildfireMitigation¦PlannedWSIPSystemHardening¦¦
24-0109992 | Wildfire Mitigation | Planned - WSIP/System Hardening |  |  | 2024 | Tier 3 | Transformer only |  |  |  | 2579874 | Sus |  | WildfireMitigation¦PlannedWSIPSystemHardening¦¦
24-0111589 | Wildfire Mitigation | Planned - WSIP/System Hardening |  |  | 2024 | Tier 3 | Transformer only |  |  |  | 2579880 | Sus |  | WildfireMitigation¦PlannedWSIPSystemHardening¦¦
24-0111577 | Wildfire Mitigation | Planned - WSIP/System Hardening |  |  | 2024 | Tier 3 | Transformer only |  |  |  | 2579891 | Sus |  | WildfireMitigation¦PlannedWSIPSystemHardening¦¦
24-0110806 | Company Initiated | Planned- maintenance |  |  | 2024 | Tier 2 | Transformer only |  |  |  | 2579937 | Sus |  | CompanyInitiated¦Plannedmaintenance¦¦
24-0110785 | Company Initiated | Planned- maintenance |  |  | 2024 | Tier 2 | Distribution Circuit |  |  |  | 2579846 | Sus |  | CompanyInitiated¦Plannedmaintenance¦¦
24-0110809 | Company Initiated | Planned- maintenance |  |  | 2024 | Tier 2 | Transformer only |  |  |  | 2579910 | Sus |  | CompanyInitiated¦Plannedmaintenance¦¦
24-0110792 | Company Initiated | Planned- maintenance |  |  | 2024 | Tier 2 | Distribution Circuit |  |  |  | 2579855 | Sus |  | CompanyInitiated¦Plannedmaintenance¦¦
24-0110183 | Wildfire Mitigation | Planned - WSIP/System Hardening |  |  | 2024 | Tier 2 | Transformer only |  |  |  | 2580092 | Sus |  | WildfireMitigation¦PlannedWSIPSystemHardening¦¦
24-0111587 | Wildfire Mitigation | Planned - WSIP/System Hardening |  |  | 2024 | Tier 3 | Transformer only |  |  |  | 2580096 | Sus |  | WildfireMitigation¦PlannedWSIPSystemHardening¦¦
24-0110647 | Wildfire Mitigation | Planned - WSIP/System Hardening |  |  | 2024 | Tier 2 | Transformer only |  |  |  | 2579995 | Sus |  | WildfireMitigation¦PlannedWSIPSystemHardening¦¦
24-0111583 | Wildfire Mitigation | Planned - WSIP/System Hardening |  |  | 2024 | Tier 2 | Transformer only |  |  |  | 2580014 | Sus |  | WildfireMitigation¦PlannedWSIPSystemHardening¦¦
24-0110188 | Wildfire Mitigation | Planned - WSIP/System Hardening |  |  | 2024 | Tier 2 | Transformer only |  |  |  | 2580093 | Sus |  | WildfireMitigation¦PlannedWSIPSystemHardening¦¦
24-0110653 | Wildfire Mitigation | Planned - WSIP/System Hardening |  |  | 2024 | Tier 2 | Transformer only |  |  |  | 2580073 | Sus |  | WildfireMitigation¦PlannedWSIPSystemHardening¦¦
24-0111582 | Wildfire Mitigation | Planned - WSIP/System Hardening |  |  | 2024 | Tier 3 | Transformer only |  |  |  | 2580074 | Sus |  | WildfireMitigation¦PlannedWSIPSystemHardening¦¦
24-0111611 | Wildfire Mitigation | Planned - WSIP/System Hardening |  |  | 2024 | Tier 2 | Transformer only |  |  |  | 2580077 | Sus |  | WildfireMitigation¦PlannedWSIPSystemHardening¦¦
24-0111635 | Wildfire Mitigation | Planned - WSIP/System Hardening |  |  | 2024 | Tier 3 | Transformer only |  |  |  | 2580078 | Sus |  | WildfireMitigation¦PlannedWSIPSystemHardening¦¦
24-0110661 | Wildfire Mitigation | Planned - WSIP/System Hardening |  |  | 2024 | Tier 2 | Transformer only |  |  |  | 2580126 | Sus |  | WildfireMitigation¦PlannedWSIPSystemHardening¦¦
24-0111615 | Wildfire Mitigation | Planned - WSIP/System Hardening |  |  | 2024 | Tier 2 | Transformer only |  |  |  | 2580178 | Sus |  | WildfireMitigation¦PlannedWSIPSystemHardening¦¦
24-0110729 | Wildfire Mitigation | Planned - WSIP/System Hardening |  |  | 2024 | Tier 3 | Distribution Circuit |  |  |  | 2580217 | Sus |  | WildfireMitigation¦PlannedWSIPSystemHardening¦¦
24-0110750 | Wildfire Mitigation | Planned - WSIP/System Hardening |  |  | 2024 | Tier 3 | Distribution Circuit |  |  |  | 2580254 | Sus |  | WildfireMitigation¦PlannedWSIPSystemHardening¦¦
24-0117021 | Unknown Cause | Patrol - found nothing |  |  | 2024 | Tier 2 | Distribution Circuit |  |  |  | 2580583 | Sus |  | UnknownCause¦Patrolfoundnothing¦¦
24-0112688 | Company Initiated | Planned- maintenance |  |  | 2024 | Tier 2 | Distribution Circuit |  |  |  | 2581007 | Sus |  | CompanyInitiated¦Plannedmaintenance¦¦
24-0107801 | Company Initiated | Planned- maintenance |  |  | 2024 | Tier 2 | Distribution Circuit |  |  |  | 2580954 | Sus |  | CompanyInitiated¦Plannedmaintenance¦¦
24-0112703 | Company Initiated | Planned- maintenance |  |  | 2024 | Tier 2 | Transformer only |  |  |  | 2581072 | Sus |  | CompanyInitiated¦Plannedmaintenance¦¦
24-0110684 | Wildfire Mitigation | Planned - WSIP/System Hardening |  |  | 2024 | Tier 2 | Distribution Circuit |  |  |  | 2581084 | Sus |  | WildfireMitigation¦PlannedWSIPSystemHardening¦¦
24-0106505 | Company Initiated | Planned- maintenance |  |  | 2024 | Tier 2 | Transformer only |  |  |  | 2581137 | Sus |  | CompanyInitiated¦Plannedmaintenance¦¦
24-0110875 | Company Initiated | Planned- maintenance |  |  | 2024 | Tier 2 | Distribution Circuit |  |  |  | 2581089 | Sus |  | CompanyInitiated¦Plannedmaintenance¦¦
24-0110776 | Wildfire Mitigation | Planned - WSIP/System Hardening |  |  | 2024 | Tier 2 | Transformer only |  |  |  | 2581523 | Sus |  | WildfireMitigation¦PlannedWSIPSystemHardening¦¦
24-0106552 | Company Initiated | Planned- maintenance |  |  | 2024 | Tier 2 | Transformer only |  |  |  | 2581398 | Sus |  | CompanyInitiated¦Plannedmaintenance¦¦
24-0110736 | Wildfire Mitigation | Planned - WSIP/System Hardening |  |  | 2024 | Tier 2 | Transformer only |  |  |  | 2581542 | Sus |  | WildfireMitigation¦PlannedWSIPSystemHardening¦¦
24-0117425 | Company Initiated | Personnel- company | Fuse | Normal | 2024 | Tier 2 | Distribution Circuit |  |  |  | 2581571 | Sus |  | CompanyInitiated¦Personnelcompany¦Fuse¦Normal
24-0111586 | Company Initiated | Planned- maintenance |  |  | 2024 | Tier 3 | Transformer only |  |  |  | 2581981 | Sus |  | CompanyInitiated¦Plannedmaintenance¦¦
24-0117650 | 3rd Party | Other | Conductor- Overhead | Normal | 2024 | Tier 2 | Distribution Circuit |  |  |  | 2582011 | Sus |  | 3rdParty¦Other¦ConductorOverhead¦Normal
24-0117650 | 3rd Party | Other | Conductor- Overhead | Normal | 2024 | Tier 3 | Distribution Circuit |  |  |  | 2582084 | Sus |  | 3rdParty¦Other¦ConductorOverhead¦Normal
24-0117650 | 3rd Party | Other | Conductor- Overhead | Normal | 2024 | Tier 3 | Distribution Circuit |  |  |  | 2582086 | Sus |  | 3rdParty¦Other¦ConductorOverhead¦Normal
24-0117650 | 3rd Party | Other | Conductor- Overhead | Normal | 2024 | Tier 3 | Distribution Circuit |  |  |  | 2582090 | Sus |  | 3rdParty¦Other¦ConductorOverhead¦Normal
24-0117650 | 3rd Party | Other | Conductor- Overhead | Normal | 2024 | Tier 3 | Distribution Circuit |  |  |  | 2582094 | Sus |  | 3rdParty¦Other¦ConductorOverhead¦Normal
24-0117650 | 3rd Party | Other | Conductor- Overhead | Normal | 2024 | Tier 2 | Distribution Circuit |  |  |  | 2582254 | Sus |  | 3rdParty¦Other¦ConductorOverhead¦Normal
24-0111011 | Wildfire Mitigation | Planned - WSIP/System Hardening |  |  | 2024 | Tier 3 | Distribution Circuit |  |  |  | 2582023 | Sus |  | WildfireMitigation¦PlannedWSIPSystemHardening¦¦
24-0112195 | Wildfire Mitigation | Planned - WSIP/System Hardening |  |  | 2024 | Tier 2 | Distribution Circuit |  |  |  | 2582014 | Sus |  | WildfireMitigation¦PlannedWSIPSystemHardening¦¦
24-0111017 | Company Initiated | Planned- maintenance |  |  | 2024 | Tier 3 | Transformer only |  |  |  | 2582049 | Sus |  | CompanyInitiated¦Plannedmaintenance¦¦
24-0111766 | Company Initiated | Planned- maintenance |  |  | 2024 | Tier 2 | Distribution Circuit |  |  |  | 2581941 | Sus |  | CompanyInitiated¦Plannedmaintenance¦¦
24-0111755 | Company Initiated | Planned- maintenance |  |  | 2024 | Tier 3 | Transformer only |  |  |  | 2582064 | Sus |  | CompanyInitiated¦Plannedmaintenance¦¦
24-0106565 | Wildfire Mitigation | Planned - WSIP/System Hardening |  |  | 2024 | Tier 2 | Transformer only |  |  |  | 2582073 | Sus |  | WildfireMitigation¦PlannedWSIPSystemHardening¦¦
24-0111760 | Company Initiated | Planned- maintenance |  |  | 2024 | Tier 2 | Transformer only |  |  |  | 2582068 | Sus |  | CompanyInitiated¦Plannedmaintenance¦¦
24-0111757 | Company Initiated | Planned- maintenance |  |  | 2024 | Tier 2 | Transformer only |  |  |  | 2582201 | Sus |  | CompanyInitiated¦Plannedmaintenance¦¦
24-0107997 | Company Initiated | Planned- maintenance |  |  | 2024 | Tier 3 | Transformer only |  |  |  | 2582315 | Sus |  | CompanyInitiated¦Plannedmaintenance¦¦
24-0112901 | Company Initiated | Planned- maintenance |  |  | 2024 | Tier 2 | Distribution Circuit |  |  |  | 2581942 | Sus |  | CompanyInitiated¦Plannedmaintenance¦¦
24-0112901 | Company Initiated | Planned- maintenance |  |  | 2024 | Tier 2 | Distribution Circuit |  |  |  | 2581943 | Sus |  | CompanyInitiated¦Plannedmaintenance¦¦
24-0111810 | Company Initiated | Planned- maintenance |  |  | 2024 | Tier 2 | Distribution Circuit |  |  |  | 2582111 | Sus |  | CompanyInitiated¦Plannedmaintenance¦¦
24-0112924 | Company Initiated | Planned- maintenance |  |  | 2024 | Tier 3 | Transformer only |  |  |  | 2582298 | Sus |  | CompanyInitiated¦Plannedmaintenance¦¦
24-0112473 | Company Initiated | Planned- maintenance |  |  | 2024 | Tier 3 | Transformer only |  |  |  | 2582151 | Sus |  | CompanyInitiated¦Plannedmaintenance¦¦
24-0106587 | Company Initiated | Planned- maintenance |  |  | 2024 | Tier 2 | Distribution Circuit |  |  |  | 2582308 | Sus |  | CompanyInitiated¦Plannedmaintenance¦¦
24-0111763 | Company Initiated | Planned- maintenance |  |  | 2024 | Tier 3 | Transformer only |  |  |  | 2582385 | Sus |  | CompanyInitiated¦Plannedmaintenance¦¦
24-0117835 | Equipment Failure/Involved | Overhead | Transformer (OH) | Broken | 2024 | Tier 2 | Transformer only |  |  |  | 2582377 | Sus |  | EquipmentFailureInvolved¦Overhead¦Transformer(OH)¦Broken
24-0111759 | Company Initiated | Planned- maintenance |  |  | 2024 | Tier 2 | Transformer only |  |  |  | 2582390 | Sus |  | CompanyInitiated¦Plannedmaintenance¦¦
24-0117849 | Equipment Failure/Involved | Overhead | Crossarm- Wood | Burned/flashed | 2024 | Tier 3 | Transformer only |  |  |  | 2582384 | Sus |  | EquipmentFailureInvolved¦Overhead¦CrossarmWood¦Burnedflashed
24-0117930 | Equipment Failure/Involved | Overhead | Fuse | Broken | 2024 | Tier 2 | Transformer only |  |  |  | 2582434 | Sus |  | EquipmentFailureInvolved¦Overhead¦Fuse¦Broken
24-0111762 | Company Initiated | Planned- maintenance |  |  | 2024 | Tier 3 | Transformer only |  |  |  | 2582491 | Sus |  | CompanyInitiated¦Plannedmaintenance¦¦
24-0117912 | Equipment Failure/Involved | Overhead | Cutout- fuse holder | Broken | 2024 | Tier 3 | Transformer only |  |  |  | 2582486 | Sus |  | EquipmentFailureInvolved¦Overhead¦Cutoutfuseholder¦Broken
24-0118101 | Unknown Cause | Patrol - found nothing |  |  | 2024 | Tier 2 | Distribution Circuit |  |  |  | 2582954 | Sus |  | UnknownCause¦Patrolfoundnothing¦¦
24-0118231 | Equipment Failure/Involved | Overhead | Transformer (OH) | Failed/Faulted | 2024 | Tier 2 | Transformer only |  |  |  | 2582970 | Sus |  | EquipmentFailureInvolved¦Overhead¦Transformer(OH)¦FailedFaulted
24-0111948 | Company Initiated | Planned- capital |  |  | 2024 | Tier 2 | Distribution Circuit |  |  |  | 2583045 | Sus |  | CompanyInitiated¦Plannedcapital¦¦
24-0111045 | Company Initiated | Planned- maintenance |  |  | 2024 | Tier 3 | Distribution Circuit |  |  |  | 2583074 | Sus |  | CompanyInitiated¦Plannedmaintenance¦¦
24-0111034 | Wildfire Mitigation | Planned - WSIP/System Hardening |  |  | 2024 | Tier 3 | Transformer only |  |  |  | 2583097 | Sus |  | WildfireMitigation¦PlannedWSIPSystemHardening¦¦
24-0111927 | Company Initiated | Planned- maintenance |  |  | 2024 | Tier 2 | Distribution Circuit |  |  |  | 2583114 | Sus |  | CompanyInitiated¦Plannedmaintenance¦¦
24-0109709 | Wildfire Mitigation | Planned - WSIP/System Hardening |  |  | 2024 | Tier 2 | Transformer only |  |  |  | 2583341 | Sus |  | WildfireMitigation¦PlannedWSIPSystemHardening¦¦
24-0111750 | Company Initiated | Planned- maintenance |  |  | 2024 | Tier 2 | Distribution Circuit |  |  |  | 2583071 | Sus |  | CompanyInitiated¦Plannedmaintenance¦¦
24-0112927 | Company Initiated | Planned- maintenance |  |  | 2024 | Tier 2 | Distribution Circuit |  |  |  | 2583154 | Sus |  | CompanyInitiated¦Plannedmaintenance¦¦
24-0111948 | Company Initiated | Planned- capital |  |  | 2024 | Tier 2 | Distribution Circuit |  |  |  | 2583308 | Sus |  | CompanyInitiated¦Plannedcapital¦¦
24-0112583 | Company Initiated | Planned- maintenance |  |  | 2024 | Tier 2 | Transformer only |  |  |  | 2583556 | Sus |  | CompanyInitiated¦Plannedmaintenance¦¦
24-0112951 | Company Initiated | Planned- maintenance |  |  | 2024 | Tier 2 | Distribution Circuit |  |  |  | 2583218 | Sus |  | CompanyInitiated¦Plannedmaintenance¦¦
24-0106603 | Company Initiated | Planned- maintenance |  |  | 2024 | Tier 2 | Distribution Circuit |  |  |  | 2583227 | Sus |  | CompanyInitiated¦Plannedmaintenance¦¦
24-0111039 | Company Initiated | Planned- maintenance |  |  | 2024 | Tier 3 | Transformer only |  |  |  | 2583389 | Sus |  | CompanyInitiated¦Plannedmaintenance¦¦
24-0112986 | Wildfire Mitigation | Planned - WSIP/System Hardening |  |  | 2024 | Tier 2 | Distribution Circuit |  |  |  | 2583373 | Sus |  | WildfireMitigation¦PlannedWSIPSystemHardening¦¦
24-0112931 | Wildfire Mitigation | Planned - WSIP/System Hardening |  |  | 2024 | Tier 2 | Distribution Circuit |  |  |  | 2583501 | Sus |  | WildfireMitigation¦PlannedWSIPSystemHardening¦¦
24-0112627 | Company Initiated | Planned- maintenance |  |  | 2024 | Tier 2 | Transformer only |  |  |  | 2583580 | Sus |  | CompanyInitiated¦Plannedmaintenance¦¦
24-0118449 | Unknown Cause | Patrol - found nothing |  |  | 2024 | Tier 2 | Distribution Circuit |  |  |  | 2583644 | Sus |  | UnknownCause¦Patrolfoundnothing¦¦
24-0112996 | Company Initiated | Planned- maintenance |  |  | 2024 | Tier 2 | Distribution Circuit |  |  |  | 2584369 | Sus |  | CompanyInitiated¦Plannedmaintenance¦¦
24-0112876 | Company Initiated | Planned- maintenance |  |  | 2024 | Tier 3 | Transformer only |  |  |  | 2584426 | Sus |  | CompanyInitiated¦Plannedmaintenance¦¦
24-0106700 | Company Initiated | Planned- maintenance |  |  | 2024 | Tier 2 | Distribution Circuit |  |  |  | 2584425 | Sus |  | CompanyInitiated¦Plannedmaintenance¦¦
24-0111053 | Wildfire Mitigation | Planned - WSIP/System Hardening |  |  | 2024 | Tier 3 | Transformer only |  |  |  | 2584546 | Sus |  | WildfireMitigation¦PlannedWSIPSystemHardening¦¦
24-0108750 | Company Initiated | Planned- maintenance |  |  | 2024 | Tier 2 | Distribution Circuit |  |  |  | 2584457 | Sus |  | CompanyInitiated¦Plannedmaintenance¦¦
24-0112056 | Company Initiated | Planned- capital |  |  | 2024 | Tier 2 | Distribution Circuit |  |  |  | 2584463 | Sus |  | CompanyInitiated¦Plannedcapital¦¦
24-0118942 | Equipment Failure/Involved | Overhead | Fuse | Broken | 2024 | Tier 2 | Transformer only |  |  |  | 2584713 | Sus |  | EquipmentFailureInvolved¦Overhead¦Fuse¦Broken
24-0111056 | Wildfire Mitigation | Planned - WSIP/System Hardening |  |  | 2024 | Tier 3 | Transformer only |  |  |  | 2584834 | Sus |  | WildfireMitigation¦PlannedWSIPSystemHardening¦¦
24-0112885 | Company Initiated | Planned- maintenance |  |  | 2024 | Tier 3 | Transformer only |  |  |  | 2584845 | Sus |  | CompanyInitiated¦Plannedmaintenance¦¦
24-0119305 | Equipment Failure/Involved | Overhead | Service conductor | Deteriorated | 2024 | Tier 2 | Transformer only |  |  |  | 2585440 | Sus |  | EquipmentFailureInvolved¦Overhead¦Serviceconductor¦Deteriorated
24-0112793 | Company Initiated | Planned- maintenance |  |  | 2024 | Tier 2 | Transformer only |  |  |  | 2585723 | Sus |  | CompanyInitiated¦Plannedmaintenance¦¦
24-0112791 | Company Initiated | Planned- maintenance |  |  | 2024 | Tier 2 | Distribution Circuit |  |  |  | 2585504 | Sus |  | CompanyInitiated¦Plannedmaintenance¦¦
24-0111061 | Wildfire Mitigation | Planned - WSIP/System Hardening |  |  | 2024 | Tier 3 | Transformer only |  |  |  | 2585545 | Sus |  | WildfireMitigation¦PlannedWSIPSystemHardening¦¦
24-0112448 | Company Initiated | Planned- capital |  |  | 2024 | Tier 2 | Distribution Circuit |  |  |  | 2585518 | Sus |  | CompanyInitiated¦Plannedcapital¦¦
24-0113005 | Company Initiated | Planned- maintenance |  |  | 2024 | Tier 2 | Distribution Circuit |  |  |  | 2586617 | Sus |  | CompanyInitiated¦Plannedmaintenance¦¦
24-0113282 | Wildfire Mitigation | Planned - WSIP/System Hardening |  |  | 2024 | Tier 2 | Transformer only |  |  |  | 2586704 | Sus |  | WildfireMitigation¦PlannedWSIPSystemHardening¦¦
24-0113288 | Wildfire Mitigation | Planned - WSIP/System Hardening |  |  | 2024 | Tier 2 | Transformer only |  |  |  | 2586788 | Sus |  | WildfireMitigation¦PlannedWSIPSystemHardening¦¦
24-0113071 | Wildfire Mitigation | Planned - WSIP/System Hardening |  |  | 2024 | Tier 2 | Distribution Circuit |  |  |  | 2586770 | Sus |  | WildfireMitigation¦PlannedWSIPSystemHardening¦¦
24-0114911 | Company Initiated | Planned- maintenance |  |  | 2024 | Tier 2 | Transformer only |  |  |  | 2588021 | Sus |  | CompanyInitiated¦Plannedmaintenance¦¦
24-0114939 | Company Initiated | Planned- maintenance |  |  | 2024 | Tier 2 | Distribution Circuit |  |  |  | 2588070 | Sus |  | CompanyInitiated¦Plannedmaintenance¦¦
24-0114431 | Company Initiated | Planned- maintenance |  |  | 2024 | Tier 2 | Distribution Circuit |  |  |  | 2588065 | Sus |  | CompanyInitiated¦Plannedmaintenance¦¦
24-0114521 | Company Initiated | Planned- maintenance |  |  | 2024 | Tier 2 | Transformer only |  |  |  | 2588265 | Sus |  | CompanyInitiated¦Plannedmaintenance¦¦
24-0113851 | Company Initiated | Planned- maintenance |  |  | 2024 | Tier 2 | Transformer only |  |  |  | 2588101 | Sus |  | CompanyInitiated¦Plannedmaintenance¦¦
24-0106737 | Company Initiated | Planned- maintenance |  |  | 2024 | Tier 2 | Transformer only |  |  |  | 2588105 | Sus |  | CompanyInitiated¦Plannedmaintenance¦¦
24-0114968 | Company Initiated | Planned- maintenance |  |  | 2024 | Tier 2 | Distribution Circuit |  |  |  | 2588123 | Sus |  | CompanyInitiated¦Plannedmaintenance¦¦
24-0112691 | Wildfire Mitigation | Planned - WSIP/System Hardening |  |  | 2024 | Tier 3 | Transformer only |  |  |  | 2588149 | Sus |  | WildfireMitigation¦PlannedWSIPSystemHardening¦¦
24-0112683 | Wildfire Mitigation | Planned - WSIP/System Hardening |  |  | 2024 | Tier 3 | Distribution Circuit |  |  |  | 2588147 | Sus |  | WildfireMitigation¦PlannedWSIPSystemHardening¦¦
24-0112718 | Company Initiated | Planned- maintenance |  |  | 2024 | Tier 3 | Transformer only |  |  |  | 2588201 | Sus |  | CompanyInitiated¦Plannedmaintenance¦¦
24-0113853 | Company Initiated | Planned- maintenance |  |  | 2024 | Tier 2 | Transformer only |  |  |  | 2588329 | Sus |  | CompanyInitiated¦Plannedmaintenance¦¦
24-0114506 | Wildfire Mitigation | Planned - WSIP/System Hardening |  |  | 2024 | Tier 2 | Distribution Circuit |  |  |  | 2588362 | Sus |  | WildfireMitigation¦PlannedWSIPSystemHardening¦¦
24-0113873 | Wildfire Mitigation | Planned - WSIP/System Hardening |  |  | 2024 | Tier 3 | Transformer only |  |  |  | 2588363 | Sus |  | WildfireMitigation¦PlannedWSIPSystemHardening¦¦
24-0114919 | Wildfire Mitigation | Planned - WSIP/System Hardening |  |  | 2024 | Tier 2 | Transformer only |  |  |  | 2588486 | Sus |  | WildfireMitigation¦PlannedWSIPSystemHardening¦¦
24-0114978 | Wildfire Mitigation | Planned - WSIP/System Hardening |  |  | 2024 | Tier 2 | Transformer only |  |  |  | 2588536 | Sus |  | WildfireMitigation¦PlannedWSIPSystemHardening¦¦
24-0120262 | Equipment Failure/Involved | Underground | Transformer (UG) | Broken | 2024 | Tier 2 | Distribution Circuit |  |  |  | 2588557 | Sus |  | EquipmentFailureInvolved¦Underground¦Transformer(UG)¦Broken
24-0120443 | Unknown Cause | Patrol - found nothing |  |  | 2024 | Tier 2 | Distribution Circuit |  |  |  | 2588605 | Sus |  | UnknownCause¦Patrolfoundnothing¦¦
24-0106754 | Company Initiated | Planned- maintenance |  |  | 2024 | Tier 2 | Distribution Circuit |  |  |  | 2589128 | Sus |  | CompanyInitiated¦Plannedmaintenance¦¦
24-0115314 | Company Initiated | Planned- maintenance |  |  | 2024 | Tier 3 | Distribution Circuit |  |  |  | 2589130 | Sus |  | CompanyInitiated¦Plannedmaintenance¦¦
24-0115317 | Company Initiated | Planned- maintenance |  |  | 2024 | Tier 3 | Transformer only |  |  |  | 2589167 | Sus |  | CompanyInitiated¦Plannedmaintenance¦¦
24-0115563 | Wildfire Mitigation | Planned - WSIP/System Hardening |  |  | 2024 | Tier 2 | Distribution Circuit |  |  |  | 2589205 | Sus |  | WildfireMitigation¦PlannedWSIPSystemHardening¦¦
24-0113740 | Company Initiated | Planned- maintenance |  |  | 2024 | Tier 3 | Distribution Circuit |  |  |  | 2589288 | Sus |  | CompanyInitiated¦Plannedmaintenance¦¦
24-0115270 | Wildfire Mitigation | Planned - WSIP/System Hardening |  |  | 2024 | Tier 2 | Transformer only |  |  |  | 2589376 | Sus |  | WildfireMitigation¦PlannedWSIPSystemHardening¦¦
24-0111509 | Company Initiated | Planned- capital |  |  | 2024 | Tier 2 | Distribution Circuit |  |  |  | 2589347 | Sus |  | CompanyInitiated¦Plannedcapital¦¦
24-0110120 | Company Initiated | Planned- maintenance |  |  | 2024 | Tier 3 | Distribution Circuit |  |  |  | 2589335 | Sus |  | CompanyInitiated¦Plannedmaintenance¦¦
24-0114373 | Company Initiated | Planned- maintenance |  |  | 2024 | Tier 2 | Transformer only |  |  |  | 2589351 | Sus |  | CompanyInitiated¦Plannedmaintenance¦¦
24-0112708 | Company Initiated | Planned- maintenance |  |  | 2024 | Tier 2 | Distribution Circuit |  |  |  | 2589355 | Sus |  | CompanyInitiated¦Plannedmaintenance¦¦
24-0114371 | Company Initiated | Planned- maintenance |  |  | 2024 | Tier 3 | Transformer only |  |  |  | 2589370 | Sus |  | CompanyInitiated¦Plannedmaintenance¦¦
24-0115295 | Wildfire Mitigation | Planned - WSIP/System Hardening |  |  | 2024 | Tier 2 | Distribution Circuit |  |  |  | 2589439 | Sus |  | WildfireMitigation¦PlannedWSIPSystemHardening¦¦
24-0115295 | Wildfire Mitigation | Planned - WSIP/System Hardening |  |  | 2024 | Tier 2 | Distribution Circuit |  |  |  | 2589440 | Sus |  | WildfireMitigation¦PlannedWSIPSystemHardening¦¦
24-0115729 | Wildfire Mitigation | Planned - WSIP/System Hardening |  |  | 2024 | Tier 2 | Transformer only |  |  |  | 2589563 | Sus |  | WildfireMitigation¦PlannedWSIPSystemHardening¦¦
24-0115327 | Company Initiated | Planned- maintenance |  |  | 2024 | Tier 3 | Transformer only |  |  |  | 2589631 | Sus |  | CompanyInitiated¦Plannedmaintenance¦¦
24-0120721 | Equipment Failure/Involved | Overhead | Pole-Wood | Broken | 2024 | Tier 2 | Transformer only |  |  |  | 2589607 | Sus |  | EquipmentFailureInvolved¦Overhead¦PoleWood¦Broken
24-0121508 | 3rd Party | Other | Conductor- Overhead | Normal | 2024 | Tier 2 | Distribution Circuit |  |  |  | 2590392 | Sus |  | 3rdParty¦Other¦ConductorOverhead¦Normal
24-0119589 | Company Initiated | Planned- maintenance |  |  | 2024 | Tier 3 | Transformer only |  |  |  | 2590668 | Sus |  | CompanyInitiated¦Plannedmaintenance¦¦
24-0116462 | Company Initiated | Planned- maintenance |  |  | 2024 | Tier 2 | Transformer only |  |  |  | 2590298 | Sus |  | CompanyInitiated¦Plannedmaintenance¦¦
24-0116449 | Company Initiated | Planned- maintenance |  |  | 2024 | Tier 2 | Transformer only |  |  |  | 2590310 | Sus |  | CompanyInitiated¦Plannedmaintenance¦¦
24-0116448 | Company Initiated | Planned- maintenance |  |  | 2024 | Tier 2 | Distribution Circuit |  |  |  | 2590303 | Sus |  | CompanyInitiated¦Plannedmaintenance¦¦
24-0116252 | Company Initiated | Planned- maintenance |  |  | 2024 | Tier 2 | Transformer only |  |  |  | 2590332 | Sus |  | CompanyInitiated¦Plannedmaintenance¦¦
24-0115638 | Company Initiated | Planned- maintenance |  |  | 2024 | Tier 2 | Distribution Circuit |  |  |  | 2590376 | Sus |  | CompanyInitiated¦Plannedmaintenance¦¦
24-0115475 | Company Initiated | Planned- maintenance |  |  | 2024 | Tier 2 | Transformer only |  |  |  | 2590393 | Sus |  | CompanyInitiated¦Plannedmaintenance¦¦
24-0114520 | Company Initiated | Planned- maintenance |  |  | 2024 | Tier 2 | Transformer only |  |  |  | 2590399 | Sus |  | CompanyInitiated¦Plannedmaintenance¦¦
24-0110170 | Company Initiated | Planned- maintenance |  |  | 2024 | Tier 3 | Distribution Circuit |  |  |  | 2590246 | Sus |  | CompanyInitiated¦Plannedmaintenance¦¦
24-0110252 | Wildfire Mitigation | Planned - WSIP/System Hardening |  |  | 2024 | Tier 3 | Transformer only |  |  |  | 2590405 | Sus |  | WildfireMitigation¦PlannedWSIPSystemHardening¦¦
24-0113801 | Company Initiated | Planned- maintenance |  |  | 2024 | Tier 2 | Distribution Circuit |  |  |  | 2590439 | Sus |  | CompanyInitiated¦Plannedmaintenance¦¦
24-0115495 | Company Initiated | Planned- maintenance |  |  | 2024 | Tier 2 | Distribution Circuit |  |  |  | 2590463 | Sus |  | CompanyInitiated¦Plannedmaintenance¦¦
24-0116489 | Company Initiated | Planned- maintenance |  |  | 2024 | Tier 2 | Transformer only |  |  |  | 2590692 | Sus |  | CompanyInitiated¦Plannedmaintenance¦¦
24-0121488 | Equipment Failure/Involved | Overhead | Transformer (OH) | Leaking | 2024 | Tier 2 | Transformer only |  |  |  | 2590943 | Sus |  | EquipmentFailureInvolved¦Overhead¦Transformer(OH)¦Leaking
24-0116031 | Company Initiated | Planned- maintenance |  |  | 2024 | Tier 3 | Transformer only |  |  |  | 2591263 | Sus |  | CompanyInitiated¦Plannedmaintenance¦¦
24-0116409 | Company Initiated | Planned- maintenance |  |  | 2024 | Tier 2 | Distribution Circuit |  |  |  | 2591266 | Sus |  | CompanyInitiated¦Plannedmaintenance¦¦
24-0116297 | Company Initiated | Planned- maintenance |  |  | 2024 | Tier 2 | Distribution Circuit |  |  |  | 2591277 | Sus |  | CompanyInitiated¦Plannedmaintenance¦¦
24-0120168 | Company Initiated | Planned- maintenance |  |  | 2024 | Tier 3 | Transformer only |  |  |  | 2591475 | Sus |  | CompanyInitiated¦Plannedmaintenance¦¦
24-0116028 | Company Initiated | Planned- maintenance |  |  | 2024 | Tier 3 | Distribution Circuit |  |  |  | 2591300 | Sus |  | CompanyInitiated¦Plannedmaintenance¦¦
24-0114454 | Wildfire Mitigation | Planned - WSIP/System Hardening |  |  | 2024 | Tier 2 | Transformer only |  |  |  | 2591305 | Sus |  | WildfireMitigation¦PlannedWSIPSystemHardening¦¦
24-0116045 | Company Initiated | Planned- maintenance |  |  | 2024 | Tier 2 | Distribution Circuit |  |  |  | 2591301 | Sus |  | CompanyInitiated¦Plannedmaintenance¦¦
24-0115994 | Company Initiated | Planned- maintenance |  |  | 2024 | Tier 2 | Distribution Circuit |  |  |  | 2591302 | Sus |  | CompanyInitiated¦Plannedmaintenance¦¦
24-0116051 | Company Initiated | Planned- maintenance |  |  | 2024 | Tier 2 | Transformer only |  |  |  | 2591499 | Sus |  | CompanyInitiated¦Plannedmaintenance¦¦
24-0116034 | Company Initiated | Planned- maintenance |  |  | 2024 | Tier 2 | Transformer only |  |  |  | 2591340 | Sus |  | CompanyInitiated¦Plannedmaintenance¦¦
24-0113822 | Wildfire Mitigation | Planned - WSIP/System Hardening |  |  | 2024 | Tier 3 | Distribution Circuit |  |  |  | 2591405 | Sus |  | WildfireMitigation¦PlannedWSIPSystemHardening¦¦
24-0114226 | Wildfire Mitigation | Planned - WSIP/System Hardening |  |  | 2024 | Tier 3 | Distribution Circuit |  |  |  | 2591409 | Sus |  | WildfireMitigation¦PlannedWSIPSystemHardening¦¦
24-0116686 | Company Initiated | Planned- maintenance |  |  | 2024 | Tier 2 | Distribution Circuit |  |  |  | 2591473 | Sus |  | CompanyInitiated¦Plannedmaintenance¦¦
24-0116339 | Wildfire Mitigation | Planned - WSIP/System Hardening |  |  | 2024 | Tier 2 | Distribution Circuit |  |  |  | 2591498 | Sus |  | WildfireMitigation¦PlannedWSIPSystemHardening¦¦
24-0116419 | Company Initiated | Planned- maintenance |  |  | 2024 | Tier 2 | Transformer only |  |  |  | 2591600 | Sus |  | CompanyInitiated¦Plannedmaintenance¦¦
24-0116305 | Company Initiated | Planned- maintenance |  |  | 2024 | Tier 2 | Distribution Circuit |  |  |  | 2591630 | Sus |  | CompanyInitiated¦Plannedmaintenance¦¦
24-0116189 | Company Initiated | Planned- maintenance |  |  | 2024 | Tier 2 | Transformer only |  |  |  | 2591658 | Sus |  | CompanyInitiated¦Plannedmaintenance¦¦
24-0113999 | Company Initiated | Planned- capital |  |  | 2024 | Tier 2 | Distribution Circuit |  |  |  | 2592021 | Sus |  | CompanyInitiated¦Plannedcapital¦¦
24-0122088 | Equipment Failure/Involved | Overhead | Cutout- fuse holder | Broken | 2024 | Tier 2 | Transformer only |  |  |  | 2592028 | Sus |  | EquipmentFailureInvolved¦Overhead¦Cutoutfuseholder¦Broken
24-0116600 | Company Initiated | Planned- maintenance |  |  | 2024 | Tier 2 | Transformer only |  |  |  | 2592246 | Sus |  | CompanyInitiated¦Plannedmaintenance¦¦
24-0116119 | Company Initiated | Planned- maintenance |  |  | 2024 | Tier 2 | Transformer only |  |  |  | 2592129 | Sus |  | CompanyInitiated¦Plannedmaintenance¦¦
24-0122127 | Animal | Squirrel | Conductor- Overhead | Normal | 2024 | Tier 2 | Distribution Circuit |  |  |  | 2592140 | Sus |  | Animal¦Squirrel¦ConductorOverhead¦Normal
24-0116381 | Wildfire Mitigation | Planned - WSIP/System Hardening |  |  | 2024 | Tier 2 | Distribution Circuit |  |  |  | 2592162 | Sus |  | WildfireMitigation¦PlannedWSIPSystemHardening¦¦
24-0122135 | Equipment Failure/Involved | Overhead | Pole-Wood | Broken | 2024 | Tier 2 | Distribution Circuit |  |  |  | 2592169 | Sus |  | EquipmentFailureInvolved¦Overhead¦PoleWood¦Broken
24-0114186 | Company Initiated | Planned- maintenance |  |  | 2024 | Tier 3 | Distribution Circuit |  |  |  | 2592188 | Sus |  | CompanyInitiated¦Plannedmaintenance¦¦
24-0116201 | Company Initiated | Planned- maintenance |  |  | 2024 | Tier 2 | Distribution Circuit |  |  |  | 2592193 | Sus |  | CompanyInitiated¦Plannedmaintenance¦¦
24-0116160 | Company Initiated | Planned- maintenance |  |  | 2024 | Tier 2 | Distribution Circuit |  |  |  | 2592192 | Sus |  | CompanyInitiated¦Plannedmaintenance¦¦
24-0114219 | Wildfire Mitigation | Planned - WSIP/System Hardening |  |  | 2024 | Tier 3 | Distribution Circuit |  |  |  | 2592211 | Sus |  | WildfireMitigation¦PlannedWSIPSystemHardening¦¦
24-0116698 | Company Initiated | Planned- maintenance |  |  | 2024 | Tier 2 | Transformer only |  |  |  | 2592247 | Sus |  | CompanyInitiated¦Plannedmaintenance¦¦
24-0116154 | Wildfire Mitigation | Planned - WSIP/System Hardening |  |  | 2024 | Tier 2 | Distribution Circuit |  |  |  | 2592276 | Sus |  | WildfireMitigation¦PlannedWSIPSystemHardening¦¦
24-0116374 | Wildfire Mitigation | Planned - WSIP/System Hardening |  |  | 2024 | Tier 2 | Transformer only |  |  |  | 2592277 | Sus |  | WildfireMitigation¦PlannedWSIPSystemHardening¦¦
24-0116611 | Company Initiated | Planned- maintenance |  |  | 2024 | Tier 2 | Distribution Circuit |  |  |  | 2592356 | Sus |  | CompanyInitiated¦Plannedmaintenance¦¦
24-0116366 | Wildfire Mitigation | Planned - WSIP/System Hardening |  |  | 2024 | Tier 2 | Distribution Circuit |  |  |  | 2592364 | Sus |  | WildfireMitigation¦PlannedWSIPSystemHardening¦¦
24-0116088 | Wildfire Mitigation | Planned - WSIP/System Hardening |  |  | 2024 | Tier 2 | Transformer only |  |  |  | 2592419 | Sus |  | WildfireMitigation¦PlannedWSIPSystemHardening¦¦
24-0116689 | Company Initiated | Planned- maintenance |  |  | 2024 | Tier 2 | Distribution Circuit |  |  |  | 2592381 | Sus |  | CompanyInitiated¦Plannedmaintenance¦¦
24-0116382 | Wildfire Mitigation | Planned - WSIP/System Hardening |  |  | 2024 | Tier 2 | Distribution Circuit |  |  |  | 2592382 | Sus |  | WildfireMitigation¦PlannedWSIPSystemHardening¦¦
24-0116585 | Company Initiated | Planned- maintenance |  |  | 2024 | Tier 2 | Distribution Circuit |  |  |  | 2592413 | Sus |  | CompanyInitiated¦Plannedmaintenance¦¦
24-0114191 | Company Initiated | Planned- maintenance |  |  | 2024 | Tier 3 | Transformer only |  |  |  | 2592411 | Sus |  | CompanyInitiated¦Plannedmaintenance¦¦
24-0116361 | Wildfire Mitigation | Planned - WSIP/System Hardening |  |  | 2024 | Tier 3 | Distribution Circuit |  |  |  | 2592420 | Sus |  | WildfireMitigation¦PlannedWSIPSystemHardening¦¦
24-0116395 | Wildfire Mitigation | Planned - WSIP/System Hardening |  |  | 2024 | Tier 2 | Distribution Circuit |  |  |  | 2592465 | Sus |  | WildfireMitigation¦PlannedWSIPSystemHardening¦¦
24-0113999 | Company Initiated | Planned- capital |  |  | 2024 | Tier 2 | Distribution Circuit |  |  |  | 2592581 | Sus |  | CompanyInitiated¦Plannedcapital¦¦
24-0113955 | Company Initiated | Planned- capital |  |  | 2024 | Tier 2 | Distribution Circuit |  |  |  | 2592740 | Sus |  | CompanyInitiated¦Plannedcapital¦¦
24-0116661 | Company Initiated | Planned- maintenance |  |  | 2024 | Tier 2 | Distribution Circuit |  |  |  | 2592758 | Sus |  | CompanyInitiated¦Plannedmaintenance¦¦
24-0116444 | Company Initiated | Planned- maintenance |  |  | 2024 | Tier 2 | Transformer only |  |  |  | 2592754 | Sus |  | CompanyInitiated¦Plannedmaintenance¦¦
24-0116535 | Wildfire Mitigation | Planned - WSIP/System Hardening |  |  | 2024 | Tier 2 | Distribution Circuit |  |  |  | 2592751 | Sus |  | WildfireMitigation¦PlannedWSIPSystemHardening¦¦
24-0116695 | Company Initiated | Planned- maintenance |  |  | 2024 | Tier 2 | Distribution Circuit |  |  |  | 2592767 | Sus |  | CompanyInitiated¦Plannedmaintenance¦¦
24-0116184 | Company Initiated | Planned- maintenance |  |  | 2024 | Tier 2 | Transformer only |  |  |  | 2593062 | Sus |  | CompanyInitiated¦Plannedmaintenance¦¦
24-0116151 | Company Initiated | Planned- maintenance |  |  | 2024 | Tier 2 | Transformer only |  |  |  | 2593060 | Sus |  | CompanyInitiated¦Plannedmaintenance¦¦
24-0116167 | Company Initiated | Planned- maintenance |  |  | 2024 | Tier 2 | Transformer only |  |  |  | 2592837 | Sus |  | CompanyInitiated¦Plannedmaintenance¦¦
24-0116566 | Wildfire Mitigation | Planned - WSIP/System Hardening |  |  | 2024 | Tier 2 | Distribution Circuit |  |  |  | 2592872 | Sus |  | WildfireMitigation¦PlannedWSIPSystemHardening¦¦
24-0116604 | Wildfire Mitigation | Planned - WSIP/System Hardening |  |  | 2024 | Tier 2 | Transformer only |  |  |  | 2592904 | Sus |  | WildfireMitigation¦PlannedWSIPSystemHardening¦¦
24-0116511 | Wildfire Mitigation | Planned - WSIP/System Hardening |  |  | 2024 | Tier 2 | Distribution Circuit |  |  |  | 2592901 | Sus |  | WildfireMitigation¦PlannedWSIPSystemHardening¦¦
24-0116526 | Wildfire Mitigation | Planned - WSIP/System Hardening |  |  | 2024 | Tier 2 | Transformer only |  |  |  | 2592980 | Sus |  | WildfireMitigation¦PlannedWSIPSystemHardening¦¦
24-0116500 | Wildfire Mitigation | Planned - WSIP/System Hardening |  |  | 2024 | Tier 2 | Transformer only |  |  |  | 2592989 | Sus |  | WildfireMitigation¦PlannedWSIPSystemHardening¦¦
24-0116667 | Company Initiated | Planned- maintenance |  |  | 2024 | Tier 2 | Distribution Circuit |  |  |  | 2593024 | Sus |  | CompanyInitiated¦Plannedmaintenance¦¦
24-0116581 | Wildfire Mitigation | Planned - WSIP/System Hardening |  |  | 2024 | Tier 2 | Distribution Circuit |  |  |  | 2593057 | Sus |  | WildfireMitigation¦PlannedWSIPSystemHardening¦¦
24-0116542 | Wildfire Mitigation | Planned - WSIP/System Hardening |  |  | 2024 | Tier 2 | Transformer only |  |  |  | 2593156 | Sus |  | WildfireMitigation¦PlannedWSIPSystemHardening¦¦
24-0116515 | Wildfire Mitigation | Planned - WSIP/System Hardening |  |  | 2024 | Tier 2 | Transformer only |  |  |  | 2593173 | Sus |  | WildfireMitigation¦PlannedWSIPSystemHardening¦¦
24-0118567 | Company Initiated | Planned- maintenance |  |  | 2024 | Tier 2 | Transformer only |  |  |  | 2593933 | Sus |  | CompanyInitiated¦Plannedmaintenance¦¦
24-0118549 | Company Initiated | Planned- maintenance |  |  | 2024 | Tier 2 | Transformer only |  |  |  | 2593932 | Sus |  | CompanyInitiated¦Plannedmaintenance¦¦
24-0118568 | Company Initiated | Planned- maintenance |  |  | 2024 | Tier 2 | Distribution Circuit |  |  |  | 2593925 | Sus |  | CompanyInitiated¦Plannedmaintenance¦¦
24-0118468 | Company Initiated | Planned- maintenance |  |  | 2024 | Tier 2 | Distribution Circuit |  |  |  | 2593939 | Sus |  | CompanyInitiated¦Plannedmaintenance¦¦
24-0118444 | Wildfire Mitigation | Planned - WSIP/System Hardening |  |  | 2024 | Tier 2 | Transformer only |  |  |  | 2593941 | Sus |  | WildfireMitigation¦PlannedWSIPSystemHardening¦¦
24-0118346 | Company Initiated | Planned- maintenance |  |  | 2024 | Tier 2 | Transformer only |  |  |  | 2593948 | Sus |  | CompanyInitiated¦Plannedmaintenance¦¦
24-0118383 | Company Initiated | Planned- maintenance |  |  | 2024 | Tier 2 | Distribution Circuit |  |  |  | 2593945 | Sus |  | CompanyInitiated¦Plannedmaintenance¦¦
24-0118383 | Company Initiated | Planned- maintenance |  |  | 2024 | Tier 2 | Distribution Circuit |  |  |  | 2593946 | Sus |  | CompanyInitiated¦Plannedmaintenance¦¦
24-0118076 | Company Initiated | Planned- maintenance |  |  | 2024 | Tier 2 | Transformer only |  |  |  | 2593966 | Sus |  | CompanyInitiated¦Plannedmaintenance¦¦
24-0118075 | Company Initiated | Planned- maintenance |  |  | 2024 | Tier 2 | Distribution Circuit |  |  |  | 2593967 | Sus |  | CompanyInitiated¦Plannedmaintenance¦¦
24-0116713 | Company Initiated | Planned- maintenance |  |  | 2024 | Tier 2 | Distribution Circuit |  |  |  | 2594120 | Sus |  | CompanyInitiated¦Plannedmaintenance¦¦
24-0116713 | Company Initiated | Planned- maintenance |  |  | 2024 | Tier 2 | Distribution Circuit |  |  |  | 2594121 | Sus |  | CompanyInitiated¦Plannedmaintenance¦¦
24-0118477 | Wildfire Mitigation | Planned - WSIP/System Hardening |  |  | 2024 | Tier 2 | Transformer only |  |  |  | 2594238 | Sus |  | WildfireMitigation¦PlannedWSIPSystemHardening¦¦
24-0117223 | Company Initiated | Planned- maintenance |  |  | 2024 | Tier 2 | Transformer only |  |  |  | 2594181 | Sus |  | CompanyInitiated¦Plannedmaintenance¦¦
24-0118341 | Company Initiated | Planned- maintenance |  |  | 2024 | Tier 2 | Transformer only |  |  |  | 2594304 | Sus |  | CompanyInitiated¦Plannedmaintenance¦¦
24-0118352 | Company Initiated | Planned- maintenance |  |  | 2024 | Tier 2 | Transformer only |  |  |  | 2594365 | Sus |  | CompanyInitiated¦Plannedmaintenance¦¦
24-0118557 | Wildfire Mitigation | Planned - WSIP/System Hardening |  |  | 2024 | Tier 2 | Distribution Circuit |  |  |  | 2594357 | Sus |  | WildfireMitigation¦PlannedWSIPSystemHardening¦¦
24-0118483 | Company Initiated | Planned- maintenance |  |  | 2024 | Tier 2 | Transformer only |  |  |  | 2594380 | Sus |  | CompanyInitiated¦Plannedmaintenance¦¦
24-0118432 | Wildfire Mitigation | Planned - WSIP/System Hardening |  |  | 2024 | Tier 2 | Transformer only |  |  |  | 2594435 | Sus |  | WildfireMitigation¦PlannedWSIPSystemHardening¦¦
24-0118561 | Wildfire Mitigation | Planned - WSIP/System Hardening |  |  | 2024 | Tier 3 | Distribution Circuit |  |  |  | 2594457 | Sus |  | WildfireMitigation¦PlannedWSIPSystemHardening¦¦
24-0118501 | Company Initiated | Planned- maintenance |  |  | 2024 | Tier 2 | Distribution Circuit |  |  |  | 2594889 | Sus |  | CompanyInitiated¦Plannedmaintenance¦¦
24-0118502 | Company Initiated | Planned- maintenance |  |  | 2024 | Tier 2 | Transformer only |  |  |  | 2594903 | Sus |  | CompanyInitiated¦Plannedmaintenance¦¦
24-0118947 | Wildfire Mitigation | Planned - WSIP/System Hardening |  |  | 2024 | Tier 2 | Transformer only |  |  |  | 2595226 | Sus |  | WildfireMitigation¦PlannedWSIPSystemHardening¦¦
24-0118744 | Wildfire Mitigation | Planned - WSIP/System Hardening |  |  | 2024 | Tier 3 | Distribution Circuit |  |  |  | 2594904 | Sus |  | WildfireMitigation¦PlannedWSIPSystemHardening¦¦
24-0118455 | Company Initiated | Planned- maintenance |  |  | 2024 | Tier 2 | Distribution Circuit |  |  |  | 2594923 | Sus |  | CompanyInitiated¦Plannedmaintenance¦¦
24-0122375 | Wildfire Mitigation | Planned - WSIP/System Hardening |  |  | 2024 | Tier 2 | Transformer only |  |  |  | 2594935 | Sus |  | WildfireMitigation¦PlannedWSIPSystemHardening¦¦
24-0115922 | Company Initiated | Planned- capital |  |  | 2024 | Tier 2 | Distribution Circuit |  |  |  | 2594953 | Sus |  | CompanyInitiated¦Plannedcapital¦¦
24-0118584 | Company Initiated | Planned- maintenance |  |  | 2024 | Tier 2 | Transformer only |  |  |  | 2595232 | Sus |  | CompanyInitiated¦Plannedmaintenance¦¦
24-0118596 | Company Initiated | Planned- maintenance |  |  | 2024 | Tier 2 | Transformer only |  |  |  | 2595003 | Sus |  | CompanyInitiated¦Plannedmaintenance¦¦
24-0122862 | Company Initiated | Planned- maintenance |  |  | 2024 | Tier 2 | Transformer only |  |  |  | 2595392 | Sus |  | CompanyInitiated¦Plannedmaintenance¦¦
24-0123245 | Equipment Failure/Involved | Overhead | Transformer (OH) | Leaking | 2024 | Tier 2 | Transformer only |  |  |  | 2595000 | Sus |  | EquipmentFailureInvolved¦Overhead¦Transformer(OH)¦Leaking
24-0117367 | Company Initiated | Planned- capital |  |  | 2024 | Tier 2 | Distribution Circuit |  |  |  | 2595054 | Sus |  | CompanyInitiated¦Plannedcapital¦¦
24-0119076 | Company Initiated | Planned- maintenance |  |  | 2024 | Tier 2 | Distribution Circuit |  |  |  | 2595117 | Sus |  | CompanyInitiated¦Plannedmaintenance¦¦
24-0122387 | Wildfire Mitigation | Planned - WSIP/System Hardening |  |  | 2024 | Tier 2 | Transformer only |  |  |  | 2595313 | Sus |  | WildfireMitigation¦PlannedWSIPSystemHardening¦¦
24-0119262 | Company Initiated | Planned- maintenance |  |  | 2024 | Tier 2 | Transformer only |  |  |  | 2595380 | Sus |  | CompanyInitiated¦Plannedmaintenance¦¦
24-0118662 | Company Initiated | Planned- maintenance |  |  | 2024 | Tier 2 | Distribution Circuit |  |  |  | 2595336 | Sus |  | CompanyInitiated¦Plannedmaintenance¦¦
24-0118478 | Company Initiated | Planned- maintenance |  |  | 2024 | Tier 2 | Distribution Circuit |  |  |  | 2595348 | Sus |  | CompanyInitiated¦Plannedmaintenance¦¦
24-0118478 | Company Initiated | Planned- maintenance |  |  | 2024 | Tier 2 | Distribution Circuit |  |  |  | 2595344 | Sus |  | CompanyInitiated¦Plannedmaintenance¦¦
24-0118663 | Company Initiated | Planned- maintenance |  |  | 2024 | Tier 2 | Transformer only |  |  |  | 2595353 | Sus |  | CompanyInitiated¦Plannedmaintenance¦¦
24-0118953 | Company Initiated | Planned- maintenance |  |  | 2024 | Tier 2 | Distribution Circuit |  |  |  | 2595370 | Sus |  | CompanyInitiated¦Plannedmaintenance¦¦
24-0118529 | Company Initiated | Planned- maintenance |  |  | 2024 | Tier 2 | Transformer only |  |  |  | 2595373 | Sus |  | CompanyInitiated¦Plannedmaintenance¦¦
24-0123515 | Equipment Failure/Involved | Overhead | Transformer (OH) | Broken | 2024 | Tier 2 | Transformer only |  |  |  | 2595515 | Sus |  | EquipmentFailureInvolved¦Overhead¦Transformer(OH)¦Broken
24-0117863 | Company Initiated | Planned- maintenance |  |  | 2024 | Tier 2 | Distribution Circuit |  |  |  | 2595795 | Sus |  | CompanyInitiated¦Plannedmaintenance¦¦
24-0116683 | Company Initiated | Planned- maintenance |  |  | 2024 | Tier 3 | Distribution Circuit |  |  |  | 2595800 | Sus |  | CompanyInitiated¦Plannedmaintenance¦¦
24-0118801 | Company Initiated | Planned- maintenance |  |  | 2024 | Tier 2 | Transformer only |  |  |  | 2595815 | Sus |  | CompanyInitiated¦Plannedmaintenance¦¦
24-0118800 | Company Initiated | Planned- maintenance |  |  | 2024 | Tier 2 | Distribution Circuit |  |  |  | 2595801 | Sus |  | CompanyInitiated¦Plannedmaintenance¦¦
24-0122397 | Wildfire Mitigation | Planned - WSIP/System Hardening |  |  | 2024 | Tier 2 | Transformer only |  |  |  | 2596212 | Sus |  | WildfireMitigation¦PlannedWSIPSystemHardening¦¦
24-0119214 | Company Initiated | Planned- maintenance |  |  | 2024 | Tier 2 | Distribution Circuit |  |  |  | 2595820 | Sus |  | CompanyInitiated¦Plannedmaintenance¦¦
24-0118763 | Company Initiated | Planned- maintenance |  |  | 2024 | Tier 2 | Distribution Circuit |  |  |  | 2595830 | Sus |  | CompanyInitiated¦Plannedmaintenance¦¦
24-0118764 | Company Initiated | Planned- maintenance |  |  | 2024 | Tier 2 | Transformer only |  |  |  | 2595838 | Sus |  | CompanyInitiated¦Plannedmaintenance¦¦
24-0119218 | Company Initiated | Planned- maintenance |  |  | 2024 | Tier 2 | Transformer only |  |  |  | 2596091 | Sus |  | CompanyInitiated¦Plannedmaintenance¦¦
24-0122054 | Company Initiated | Planned- maintenance |  |  | 2024 | Tier 2 | Transformer only |  |  |  | 2596047 | Sus |  | CompanyInitiated¦Plannedmaintenance¦¦
24-0119200 | Company Initiated | Planned- maintenance |  |  | 2024 | Tier 2 | Transformer only |  |  |  | 2595874 | Sus |  | CompanyInitiated¦Plannedmaintenance¦¦
24-0119199 | Company Initiated | Planned- maintenance |  |  | 2024 | Tier 2 | Distribution Circuit |  |  |  | 2595947 | Sus |  | CompanyInitiated¦Plannedmaintenance¦¦
24-0118772 | Company Initiated | Planned- maintenance |  |  | 2024 | Tier 3 | Transformer only |  |  |  | 2595882 | Sus |  | CompanyInitiated¦Plannedmaintenance¦¦
24-0117768 | Company Initiated | Planned- maintenance |  |  | 2024 | Tier 2 | Transformer only |  |  |  | 2595913 | Sus |  | CompanyInitiated¦Plannedmaintenance¦¦
24-0122050 | Company Initiated | Planned- maintenance |  |  | 2024 | Tier 2 | Transformer only |  |  |  | 2596203 | Sus |  | CompanyInitiated¦Plannedmaintenance¦¦
24-0118152 | Wildfire Mitigation | Planned - WSIP/System Hardening |  |  | 2024 | Tier 2 | Distribution Circuit |  |  |  | 2596001 | Sus |  | WildfireMitigation¦PlannedWSIPSystemHardening¦¦
24-0116685 | Company Initiated | Planned- maintenance |  |  | 2024 | Tier 3 | Transformer only |  |  |  | 2596010 | Sus |  | CompanyInitiated¦Plannedmaintenance¦¦
24-0118110 | Company Initiated | Planned- maintenance |  |  | 2024 | Tier 2 | Transformer only |  |  |  | 2596306 | Sus |  | CompanyInitiated¦Plannedmaintenance¦¦
24-0122399 | Wildfire Mitigation | Planned - WSIP/System Hardening |  |  | 2024 | Tier 2 | Transformer only |  |  |  | 2596341 | Sus |  | WildfireMitigation¦PlannedWSIPSystemHardening¦¦
24-0117790 | Company Initiated | Planned- maintenance |  |  | 2024 | Tier 2 | Distribution Circuit |  |  |  | 2596297 | Sus |  | CompanyInitiated¦Plannedmaintenance¦¦
24-0119223 | Wildfire Mitigation | Planned - WSIP/System Hardening |  |  | 2024 | Tier 2 | Transformer only |  |  |  | 2596304 | Sus |  | WildfireMitigation¦PlannedWSIPSystemHardening¦¦
24-0124046 | Equipment Failure/Involved | Overhead | Transformer (OH) | Leaking | 2024 | Tier 3 | Transformer only |  |  |  | 2596315 | Sus |  | EquipmentFailureInvolved¦Overhead¦Transformer(OH)¦Leaking
24-0117716 | Wildfire Mitigation | Planned - WSIP/System Hardening |  |  | 2024 | Tier 2 | Transformer only |  |  |  | 2596335 | Sus |  | WildfireMitigation¦PlannedWSIPSystemHardening¦¦
24-0119210 | Company Initiated | Planned- maintenance |  |  | 2024 | Tier 2 | Transformer only |  |  |  | 2596340 | Sus |  | CompanyInitiated¦Plannedmaintenance¦¦
24-0119207 | Company Initiated | Planned- maintenance |  |  | 2024 | Tier 2 | Distribution Circuit |  |  |  | 2596343 | Sus |  | CompanyInitiated¦Plannedmaintenance¦¦
24-0124085 | Equipment Failure/Involved | Overhead | Lightning Arrestor | Broken | 2024 | Tier 3 | Distribution Circuit |  |  |  | 2596363 | Sus |  | EquipmentFailureInvolved¦Overhead¦LightningArrestor¦Broken
24-0124276 | Equipment Failure/Involved | Overhead | Fuse | Broken | 2024 | Tier 2 | Transformer only |  |  |  | 2596645 | Sus |  | EquipmentFailureInvolved¦Overhead¦Fuse¦Broken
24-0124325 | Unknown Cause | Patrol - found nothing |  |  | 2024 | Tier 2 | Distribution Circuit |  |  |  | 2596816 | Sus |  | UnknownCause¦Patrolfoundnothing¦¦
24-0118886 | Company Initiated | Planned- maintenance |  |  | 2024 | Tier 2 | Transformer only |  |  |  | 2596917 | Sus |  | CompanyInitiated¦Plannedmaintenance¦¦
24-0118872 | Company Initiated | Planned- maintenance |  |  | 2024 | Tier 2 | Transformer only |  |  |  | 2597087 | Sus |  | CompanyInitiated¦Plannedmaintenance¦¦
24-0119368 | Company Initiated | Planned- maintenance |  |  | 2024 | Tier 2 | Distribution Circuit |  |  |  | 2596949 | Sus |  | CompanyInitiated¦Plannedmaintenance¦¦
24-0119398 | Company Initiated | Planned- maintenance |  |  | 2024 | Tier 2 | Transformer only |  |  |  | 2596927 | Sus |  | CompanyInitiated¦Plannedmaintenance¦¦
24-0118925 | Company Initiated | Planned- maintenance |  |  | 2024 | Tier 2 | Distribution Circuit |  |  |  | 2596921 | Sus |  | CompanyInitiated¦Plannedmaintenance¦¦
24-0118925 | Company Initiated | Planned- maintenance |  |  | 2024 | Tier 2 | Distribution Circuit |  |  |  | 2596923 | Sus |  | CompanyInitiated¦Plannedmaintenance¦¦
24-0119020 | Company Initiated | Planned- maintenance |  |  | 2024 | Tier 2 | Transformer only |  |  |  | 2596932 | Sus |  | CompanyInitiated¦Plannedmaintenance¦¦
24-0119031 | Company Initiated | Planned- maintenance |  |  | 2024 | Tier 2 | Transformer only |  |  |  | 2597148 | Sus |  | CompanyInitiated¦Plannedmaintenance¦¦
24-0119416 | Wildfire Mitigation | Planned - WSIP/System Hardening |  |  | 2024 | Tier 2 | Transformer only |  |  |  | 2597163 | Sus |  | WildfireMitigation¦PlannedWSIPSystemHardening¦¦
24-0119410 | Wildfire Mitigation | Planned - WSIP/System Hardening |  |  | 2024 | Tier 2 | Transformer only |  |  |  | 2597235 | Sus |  | WildfireMitigation¦PlannedWSIPSystemHardening¦¦
24-0118949 | Company Initiated | Planned- maintenance |  |  | 2024 | Tier 2 | Transformer only |  |  |  | 2597357 | Sus |  | CompanyInitiated¦Plannedmaintenance¦¦
24-0119465 | Company Initiated | Planned- maintenance |  |  | 2024 | Tier 2 | Transformer only |  |  |  | 2597459 | Sus |  | CompanyInitiated¦Plannedmaintenance¦¦
24-0124875 | Animal | Other | Switch (OH) | Normal | 2024 | Tier 2 | Distribution Circuit |  |  |  | 2598195 | Sus |  | Animal¦Other¦Switch(OH)¦Normal
24-0122052 | Company Initiated | Planned- maintenance |  |  | 2024 | Tier 2 | Transformer only |  |  |  | 2598474 | Sus |  | CompanyInitiated¦Plannedmaintenance¦¦
24-0112975 | Company Initiated | Planned- maintenance |  |  | 2024 | Tier 3 | Transformer only |  |  |  | 2598334 | Sus |  | CompanyInitiated¦Plannedmaintenance¦¦
24-0122865 | Company Initiated | Planned- maintenance |  |  | 2024 | Tier 3 | Transformer only |  |  |  | 2598388 | Sus |  | CompanyInitiated¦Plannedmaintenance¦¦
24-0125085 | Unknown Cause | Patrol - found nothing |  |  | 2024 | Tier 3 | Distribution Circuit |  |  |  | 2598629 | Sus |  | UnknownCause¦Patrolfoundnothing¦¦
24-0119195 | Wildfire Mitigation | Planned - WSIP/System Hardening |  |  | 2024 | Tier 3 | Transformer only |  |  |  | 2599149 | Sus |  | WildfireMitigation¦PlannedWSIPSystemHardening¦¦
24-0119463 | Company Initiated | Planned- maintenance |  |  | 2024 | Tier 2 | Distribution Circuit |  |  |  | 2599186 | Sus |  | CompanyInitiated¦Plannedmaintenance¦¦
24-0119455 | Company Initiated | Planned- maintenance |  |  | 2024 | Tier 2 | Distribution Circuit |  |  |  | 2599193 | Sus |  | CompanyInitiated¦Plannedmaintenance¦¦
24-0119420 | Company Initiated | Planned- maintenance |  |  | 2024 | Tier 2 | Distribution Circuit |  |  |  | 2599200 | Sus |  | CompanyInitiated¦Plannedmaintenance¦¦
24-0119440 | Company Initiated | Planned- maintenance |  |  | 2024 | Tier 2 | Distribution Circuit |  |  |  | 2599215 | Sus |  | CompanyInitiated¦Plannedmaintenance¦¦
24-0119185 | Wildfire Mitigation | Planned - WSIP/System Hardening |  |  | 2024 | Tier 3 | Distribution Circuit |  |  |  | 2599267 | Sus |  | WildfireMitigation¦PlannedWSIPSystemHardening¦¦
24-0123841 | Wildfire Mitigation | Public Safety Power Shut-off | Conductor- Overhead | Normal | 2024 | Tier 2 | Distribution Circuit |  |  |  | 2599346 | Sus |  | WildfireMitigation¦PublicSafetyPowerShutoff¦ConductorOverhead¦Normal
24-0119193 | Wildfire Mitigation | Planned - WSIP/System Hardening |  |  | 2024 | Tier 3 | Transformer only |  |  |  | 2599420 | Sus |  | WildfireMitigation¦PlannedWSIPSystemHardening¦¦
24-0125565 | Equipment Failure/Involved | Overhead | Transformer (OH) | Arcing | 2024 | Tier 2 | Distribution Circuit |  |  |  | 2599903 | Sus |  | EquipmentFailureInvolved¦Overhead¦Transformer(OH)¦Arcing
24-0121164 | Company Initiated | Planned- maintenance |  |  | 2024 | Tier 2 | Transformer only |  |  |  | 2600046 | Sus |  | CompanyInitiated¦Plannedmaintenance¦¦
24-0121295 | Wildfire Mitigation | Planned - WSIP/System Hardening |  |  | 2024 | Tier 3 | Transformer only |  |  |  | 2600074 | Sus |  | WildfireMitigation¦PlannedWSIPSystemHardening¦¦
24-0121361 | Company Initiated | Planned- maintenance |  |  | 2024 | Tier 2 | Transformer only |  |  |  | 2600075 | Sus |  | CompanyInitiated¦Plannedmaintenance¦¦
24-0121360 | Company Initiated | Planned- maintenance |  |  | 2024 | Tier 2 | Distribution Circuit |  |  |  | 2600054 | Sus |  | CompanyInitiated¦Plannedmaintenance¦¦
24-0121578 | Company Initiated | Planned- maintenance |  |  | 2024 | Tier 3 | Transformer only |  |  |  | 2600099 | Sus |  | CompanyInitiated¦Plannedmaintenance¦¦
24-0121579 | Company Initiated | Planned- maintenance |  |  | 2024 | Tier 3 | Distribution Circuit |  |  |  | 2600094 | Sus |  | CompanyInitiated¦Plannedmaintenance¦¦
24-0125659 | Equipment Failure/Involved | Overhead | Transformer (OH) | Broken | 2024 | Tier 2 | Transformer only |  |  |  | 2600159 | Sus |  | EquipmentFailureInvolved¦Overhead¦Transformer(OH)¦Broken
24-0115829 | Company Initiated | Planned- maintenance |  |  | 2024 | Tier 3 | Transformer only |  |  |  | 2600188 | Sus |  | CompanyInitiated¦Plannedmaintenance¦¦
24-0118175 | Company Initiated | Planned- maintenance |  |  | 2024 | Tier 2 | Distribution Circuit |  |  |  | 2600311 | Sus |  | CompanyInitiated¦Plannedmaintenance¦¦
24-0121301 | Company Initiated | Planned- maintenance |  |  | 2024 | Tier 3 | Transformer only |  |  |  | 2600437 | Sus |  | CompanyInitiated¦Plannedmaintenance¦¦
24-0121489 | Wildfire Mitigation | Planned - WSIP/System Hardening |  |  | 2024 | Tier 3 | Distribution Circuit |  |  |  | 2600476 | Sus |  | WildfireMitigation¦PlannedWSIPSystemHardening¦¦
24-0121334 | Company Initiated | Planned- maintenance |  |  | 2024 | Tier 2 | Transformer only |  |  |  | 2600478 | Sus |  | CompanyInitiated¦Plannedmaintenance¦¦
24-0125871 | Equipment Failure/Involved | Overhead | Transformer (OH) | Broken | 2024 | Tier 2 | Transformer only |  |  |  | 2600528 | Sus |  | EquipmentFailureInvolved¦Overhead¦Transformer(OH)¦Broken
24-0121380 | Company Initiated | Planned- maintenance |  |  | 2024 | Tier 2 | Distribution Circuit |  |  |  | 2600540 | Sus |  | CompanyInitiated¦Plannedmaintenance¦¦
24-0121602 | Company Initiated | Planned- maintenance |  |  | 2024 | Tier 2 | Distribution Circuit |  |  |  | 2600899 | Sus |  | CompanyInitiated¦Plannedmaintenance¦¦
24-0122142 | Wildfire Mitigation | Planned - WSIP/System Hardening |  |  | 2024 | Tier 2 | Distribution Circuit |  |  |  | 2600886 | Sus |  | WildfireMitigation¦PlannedWSIPSystemHardening¦¦
24-0121603 | Company Initiated | Planned- maintenance |  |  | 2024 | Tier 2 | Transformer only |  |  |  | 2600905 | Sus |  | CompanyInitiated¦Plannedmaintenance¦¦
24-0122149 | Company Initiated | Planned- maintenance |  |  | 2024 | Tier 3 | Distribution Circuit |  |  |  | 2600904 | Sus |  | CompanyInitiated¦Plannedmaintenance¦¦
24-0118069 | Company Initiated | Planned- capital |  |  | 2024 | Tier 2 | Distribution Circuit |  |  |  | 2600976 | Sus |  | CompanyInitiated¦Plannedcapital¦¦
24-0120625 | Company Initiated | Planned- maintenance |  |  | 2024 | Tier 2 | Transformer only |  |  |  | 2601012 | Sus |  | CompanyInitiated¦Plannedmaintenance¦¦
24-0120847 | Company Initiated | Planned- maintenance |  |  | 2024 | Tier 2 | Distribution Circuit |  |  |  | 2601103 | Sus |  | CompanyInitiated¦Plannedmaintenance¦¦
24-0122145 | Wildfire Mitigation | Planned - WSIP/System Hardening |  |  | 2024 | Tier 2 | Transformer only |  |  |  | 2601192 | Sus |  | WildfireMitigation¦PlannedWSIPSystemHardening¦¦
24-0122144 | Wildfire Mitigation | Planned - WSIP/System Hardening |  |  | 2024 | Tier 2 | Transformer only |  |  |  | 2601319 | Sus |  | WildfireMitigation¦PlannedWSIPSystemHardening¦¦
24-0121608 | Wildfire Mitigation | Planned - WSIP/System Hardening |  |  | 2024 | Tier 2 | Distribution Circuit |  |  |  | 2601408 | Sus |  | WildfireMitigation¦PlannedWSIPSystemHardening¦¦
24-0122148 | Wildfire Mitigation | Planned - WSIP/System Hardening |  |  | 2024 | Tier 3 | Distribution Circuit |  |  |  | 2601386 | Sus |  | WildfireMitigation¦PlannedWSIPSystemHardening¦¦
24-0122147 | Wildfire Mitigation | Planned - WSIP/System Hardening |  |  | 2024 | Tier 2 | Transformer only |  |  |  | 2601444 | Sus |  | WildfireMitigation¦PlannedWSIPSystemHardening¦¦
24-0126601 | Equipment Failure/Involved | Overhead | Transformer (OH) | Leaking | 2024 | Tier 2 | Transformer only |  |  |  | 2601668 | Sus |  | EquipmentFailureInvolved¦Overhead¦Transformer(OH)¦Leaking
24-0121994 | Wildfire Mitigation | Planned - WSIP/System Hardening |  |  | 2024 | Tier 2 | Distribution Circuit |  |  |  | 2601826 | Sus |  | WildfireMitigation¦PlannedWSIPSystemHardening¦¦
24-0121713 | Company Initiated | Planned- maintenance |  |  | 2024 | Tier 2 | Transformer only |  |  |  | 2601850 | Sus |  | CompanyInitiated¦Plannedmaintenance¦¦
24-0121416 | Company Initiated | Planned- maintenance |  |  | 2024 | Tier 3 | Distribution Circuit |  |  |  | 2601847 | Sus |  | CompanyInitiated¦Plannedmaintenance¦¦
24-0121986 | Company Initiated | Planned- maintenance |  |  | 2024 | Tier 2 | Distribution Circuit |  |  |  | 2601861 | Sus |  | CompanyInitiated¦Plannedmaintenance¦¦
24-0122154 | Company Initiated | Planned- maintenance |  |  | 2024 | Tier 2 | Distribution Circuit |  |  |  | 2601898 | Sus |  | CompanyInitiated¦Plannedmaintenance¦¦
24-0121153 | Company Initiated | Planned- maintenance |  |  | 2024 | Tier 2 | Distribution Circuit |  |  |  | 2601883 | Sus |  | CompanyInitiated¦Plannedmaintenance¦¦
24-0121095 | Company Initiated | Planned- maintenance |  |  | 2024 | Tier 2 | Distribution Circuit |  |  |  | 2601891 | Sus |  | CompanyInitiated¦Plannedmaintenance¦¦
24-0121926 | Company Initiated | Planned- maintenance |  |  | 2024 | Tier 2 | Transformer only |  |  |  | 2602372 | Sus |  | CompanyInitiated¦Plannedmaintenance¦¦
24-0121078 | Wildfire Mitigation | Planned - WSIP/System Hardening |  |  | 2024 | Tier 2 | Distribution Circuit |  |  |  | 2601941 | Sus |  | WildfireMitigation¦PlannedWSIPSystemHardening¦¦
24-0121615 | Company Initiated | Planned- maintenance |  |  | 2024 | Tier 2 | Distribution Circuit |  |  |  | 2601970 | Sus |  | CompanyInitiated¦Plannedmaintenance¦¦
24-0117787 | Company Initiated | Planned- capital |  |  | 2024 | Tier 2 | Distribution Circuit |  |  |  | 2602063 | Sus |  | CompanyInitiated¦Plannedcapital¦¦
24-0124438 | Company Initiated | Planned- maintenance |  |  | 2024 | Tier 2 | Distribution Circuit |  |  |  | 2602147 | Sus |  | CompanyInitiated¦Plannedmaintenance¦¦
24-0121074 | Wildfire Mitigation | Planned - WSIP/System Hardening |  |  | 2024 | Tier 2 | Transformer only |  |  |  | 2602194 | Sus |  | WildfireMitigation¦PlannedWSIPSystemHardening¦¦
24-0115862 | Wildfire Mitigation | Planned - WSIP/System Hardening |  |  | 2024 | Tier 2 | Transformer only |  |  |  | 2602208 | Sus |  | WildfireMitigation¦PlannedWSIPSystemHardening¦¦
24-0121513 | Company Initiated | Planned- maintenance |  |  | 2024 | Tier 2 | Transformer only |  |  |  | 2602232 | Sus |  | CompanyInitiated¦Plannedmaintenance¦¦
24-0121978 | Company Initiated | Planned- maintenance |  |  | 2024 | Tier 2 | Transformer only |  |  |  | 2602382 | Sus |  | CompanyInitiated¦Plannedmaintenance¦¦
24-0121610 | Wildfire Mitigation | Planned - WSIP/System Hardening |  |  | 2024 | Tier 2 | Distribution Circuit |  |  |  | 2602332 | Sus |  | WildfireMitigation¦PlannedWSIPSystemHardening¦¦
24-0122101 | Wildfire Mitigation | Planned - WSIP/System Hardening |  |  | 2024 | Tier 2 | Transformer only |  |  |  | 2602368 | Sus |  | WildfireMitigation¦PlannedWSIPSystemHardening¦¦
24-0121527 | Company Initiated | Planned- capital |  |  | 2024 | Tier 2 | Distribution Circuit |  |  |  | 2602714 | Sus |  | CompanyInitiated¦Plannedcapital¦¦
24-0115886 | Company Initiated | Planned- maintenance |  |  | 2024 | Tier 2 | Distribution Circuit |  |  |  | 2602730 | Sus |  | CompanyInitiated¦Plannedmaintenance¦¦
24-0119276 | Company Initiated | Planned- capital |  |  | 2024 | Tier 2 | Distribution Circuit |  |  |  | 2602729 | Sus |  | CompanyInitiated¦Plannedcapital¦¦
24-0122184 | Company Initiated | Planned- maintenance |  |  | 2024 | Tier 2 | Distribution Circuit |  |  |  | 2602774 | Sus |  | CompanyInitiated¦Plannedmaintenance¦¦
24-0121125 | Company Initiated | Planned- capital |  |  | 2024 | Tier 2 | Distribution Circuit |  |  |  | 2602822 | Sus |  | CompanyInitiated¦Plannedcapital¦¦
24-0121922 | Company Initiated | Planned- maintenance |  |  | 2024 | Tier 3 | Transformer only |  |  |  | 2602856 | Sus |  | CompanyInitiated¦Plannedmaintenance¦¦
24-0121161 | Company Initiated | Planned- maintenance |  |  | 2024 | Tier 2 | Distribution Circuit |  |  |  | 2602870 | Sus |  | CompanyInitiated¦Plannedmaintenance¦¦
24-0127243 | Unknown Cause | Patrol - found nothing |  |  | 2024 | Tier 2 | Distribution Circuit |  |  |  | 2602950 | Sus |  | UnknownCause¦Patrolfoundnothing¦¦
24-0127303 | Equipment Failure/Involved | Overhead | Pole-Wood | Deteriorated | 2024 | Tier 2 | Distribution Circuit |  |  |  | 2603034 | Sus |  | EquipmentFailureInvolved¦Overhead¦PoleWood¦Deteriorated
24-0127634 | Unknown Cause | Patrol - found nothing |  |  | 2024 | Tier 2 | Distribution Circuit |  |  |  | 2603314 | Sus |  | UnknownCause¦Patrolfoundnothing¦¦
24-0127670 | Equipment Failure/Involved | Overhead | Conductor- Overhead | Broken- wire on ground | 2024 | Tier 2 | Distribution Circuit |  |  |  | 2603542 | Sus |  | EquipmentFailureInvolved¦Overhead¦ConductorOverhead¦Brokenwireonground
24-0127686 | Unknown Cause | Patrol - found nothing |  |  | 2024 | Tier 2 | Distribution Circuit |  |  |  | 2603563 | Sus |  | UnknownCause¦Patrolfoundnothing¦¦
24-0121638 | Company Initiated | Planned- maintenance |  |  | 2024 | Tier 2 | Transformer only |  |  |  | 2603599 | Sus |  | CompanyInitiated¦Plannedmaintenance¦¦
24-0121996 | Wildfire Mitigation | Planned - WSIP/System Hardening |  |  | 2024 | Tier 2 | Distribution Circuit |  |  |  | 2603691 | Sus |  | WildfireMitigation¦PlannedWSIPSystemHardening¦¦
24-0122267 | Wildfire Mitigation | Planned - WSIP/System Hardening |  |  | 2024 | Tier 3 | Transformer only |  |  |  | 2603618 | Sus |  | WildfireMitigation¦PlannedWSIPSystemHardening¦¦
24-0122119 | Wildfire Mitigation | Planned - WSIP/System Hardening |  |  | 2024 | Tier 3 | Transformer only |  |  |  | 2603769 | Sus |  | WildfireMitigation¦PlannedWSIPSystemHardening¦¦
24-0122141 | Company Initiated | Planned- maintenance |  |  | 2024 | Tier 2 | Transformer only |  |  |  | 2603669 | Sus |  | CompanyInitiated¦Plannedmaintenance¦¦
24-0122138 | Company Initiated | Planned- maintenance |  |  | 2024 | Tier 2 | Distribution Circuit |  |  |  | 2603711 | Sus |  | CompanyInitiated¦Plannedmaintenance¦¦
24-0119666 | Company Initiated | Planned- capital |  |  | 2024 | Tier 2 | Distribution Circuit |  |  |  | 2603712 | Sus |  | CompanyInitiated¦Plannedcapital¦¦
24-0127861 | Unknown Cause | Patrol - found nothing |  |  | 2024 | Tier 3 | Transformer only |  |  |  | 2603801 | Sus |  | UnknownCause¦Patrolfoundnothing¦¦
24-0115903 | Wildfire Mitigation | Planned - WSIP/System Hardening |  |  | 2024 | Tier 2 | Transformer only |  |  |  | 2603838 | Sus |  | WildfireMitigation¦PlannedWSIPSystemHardening¦¦
24-0122120 | Wildfire Mitigation | Planned - WSIP/System Hardening |  |  | 2024 | Tier 2 | Transformer only |  |  |  | 2603977 | Sus |  | WildfireMitigation¦PlannedWSIPSystemHardening¦¦
24-0128013 | Animal | Bird found | Conductor- Overhead | Normal | 2024 | Zone 1 | Distribution Circuit |  |  |  | 2603990 | Sus |  | Animal¦Birdfound¦ConductorOverhead¦Normal
24-0124453 | Wildfire Mitigation | Planned - WSIP/System Hardening |  |  | 2024 | Tier 3 | Transformer only |  |  |  | 2604092 | Sus |  | WildfireMitigation¦PlannedWSIPSystemHardening¦¦
24-0122230 | Wildfire Mitigation | Planned - WSIP/System Hardening |  |  | 2024 | Tier 2 | Transformer only |  |  |  | 2604576 | Sus |  | WildfireMitigation¦PlannedWSIPSystemHardening¦¦
24-0122713 | Company Initiated | Planned- maintenance |  |  | 2024 | Tier 2 | Distribution Circuit |  |  |  | 2604610 | Sus |  | CompanyInitiated¦Plannedmaintenance¦¦
24-0122190 | Company Initiated | Planned- maintenance |  |  | 2024 | Tier 2 | Transformer only |  |  |  | 2604653 | Sus |  | CompanyInitiated¦Plannedmaintenance¦¦
24-0122224 | Wildfire Mitigation | Planned - WSIP/System Hardening |  |  | 2024 | Tier 2 | Distribution Circuit |  |  |  | 2604751 | Sus |  | WildfireMitigation¦PlannedWSIPSystemHardening¦¦
24-0122218 | Wildfire Mitigation | Planned - WSIP/System Hardening |  |  | 2024 | Tier 2 | Distribution Circuit |  |  |  | 2604793 | Sus |  | WildfireMitigation¦PlannedWSIPSystemHardening¦¦
24-0122173 | Company Initiated | Planned- maintenance |  |  | 2024 | Tier 2 | Distribution Circuit |  |  |  | 2604799 | Sus |  | CompanyInitiated¦Plannedmaintenance¦¦
24-0122216 | Wildfire Mitigation | Planned - WSIP/System Hardening |  |  | 2024 | Tier 3 | Transformer only |  |  |  | 2604805 | Sus |  | WildfireMitigation¦PlannedWSIPSystemHardening¦¦
24-0122166 | Company Initiated | Planned- maintenance |  |  | 2024 | Tier 2 | Distribution Circuit |  |  |  | 2604893 | Sus |  | CompanyInitiated¦Plannedmaintenance¦¦
24-0122254 | Company Initiated | Planned- maintenance |  |  | 2024 | Tier 2 | Transformer only |  |  |  | 2604914 | Sus |  | CompanyInitiated¦Plannedmaintenance¦¦
24-0122222 | Wildfire Mitigation | Planned - WSIP/System Hardening |  |  | 2024 | Tier 2 | Transformer only |  |  |  | 2604919 | Sus |  | WildfireMitigation¦PlannedWSIPSystemHardening¦¦
24-0128199 | Company Initiated | Personnel- company | Conductor- Overhead | Normal | 2024 | Tier 2 | Distribution Circuit |  |  |  | 2604922 | Sus |  | CompanyInitiated¦Personnelcompany¦ConductorOverhead¦Normal
24-0128258 | Unknown Cause | Patrol - found nothing |  |  | 2024 | Tier 3 | Distribution Circuit |  |  |  | 2605264 | Sus |  | UnknownCause¦Patrolfoundnothing¦¦
24-0128345 | Unknown Cause | Patrol - found nothing |  |  | 2024 | Tier 2 | Distribution Circuit |  |  |  | 2605617 | Sus |  | UnknownCause¦Patrolfoundnothing¦¦
24-0123995 | Company Initiated | Planned- maintenance |  |  | 2024 | Tier 3 | Transformer only |  |  |  | 2605832 | Sus |  | CompanyInitiated¦Plannedmaintenance¦¦
24-0123973 | Company Initiated | Planned- maintenance |  |  | 2024 | Zone 1 | Transformer only |  |  |  | 2605866 | Sus |  | CompanyInitiated¦Plannedmaintenance¦¦
24-0122214 | Company Initiated | Planned- maintenance |  |  | 2024 | Tier 2 | Transformer only |  |  |  | 2606364 | Sus |  | CompanyInitiated¦Plannedmaintenance¦¦
24-0122894 | Wildfire Mitigation | Planned - WSIP/System Hardening |  |  | 2024 | Tier 3 | Distribution Circuit |  |  |  | 2606083 | Sus |  | WildfireMitigation¦PlannedWSIPSystemHardening¦¦
24-0120801 | Company Initiated | Planned- capital |  |  | 2024 | Tier 2 | Distribution Circuit |  |  |  | 2606079 | Sus |  | CompanyInitiated¦Plannedcapital¦¦
24-0122205 | Company Initiated | Planned- maintenance |  |  | 2024 | Tier 2 | Transformer only |  |  |  | 2606432 | Sus |  | CompanyInitiated¦Plannedmaintenance¦¦
24-0116392 | Company Initiated | Planned- maintenance |  |  | 2024 | Tier 2 | Transformer only |  |  |  | 2607348 | Sus |  | CompanyInitiated¦Plannedmaintenance¦¦
24-0121837 | Company Initiated | Planned- capital |  |  | 2024 | Tier 2 | Distribution Circuit |  |  |  | 2606890 | Sus |  | CompanyInitiated¦Plannedcapital¦¦
24-0124071 | Company Initiated | Planned- maintenance |  |  | 2024 | Tier 2 | Distribution Circuit |  |  |  | 2607029 | Sus |  | CompanyInitiated¦Plannedmaintenance¦¦
24-0122299 | Company Initiated | Planned- capital |  |  | 2024 | Tier 2 | Distribution Circuit |  |  |  | 2607025 | Sus |  | CompanyInitiated¦Plannedcapital¦¦
24-0118472 | Wildfire Mitigation | Planned - WSIP/System Hardening |  |  | 2024 | Tier 3 | Transformer only |  |  |  | 2607149 | Sus |  | WildfireMitigation¦PlannedWSIPSystemHardening¦¦
24-0123571 | Company Initiated | Planned- maintenance |  |  | 2024 | Tier 2 | Distribution Circuit |  |  |  | 2607069 | Sus |  | CompanyInitiated¦Plannedmaintenance¦¦
24-0123540 | Company Initiated | Planned- maintenance |  |  | 2024 | Tier 2 | Distribution Circuit |  |  |  | 2607087 | Sus |  | CompanyInitiated¦Plannedmaintenance¦¦
24-0123065 | Wildfire Mitigation | Planned - WSIP/System Hardening |  |  | 2024 | Tier 3 | Transformer only |  |  |  | 2607130 | Sus |  | WildfireMitigation¦PlannedWSIPSystemHardening¦¦
24-0124117 | Wildfire Mitigation | Planned - WSIP/System Hardening |  |  | 2024 | Tier 2 | Transformer only |  |  |  | 2607221 | Sus |  | WildfireMitigation¦PlannedWSIPSystemHardening¦¦
24-0116461 | Wildfire Mitigation | Planned - WSIP/System Hardening |  |  | 2024 | Tier 2 | Transformer only |  |  |  | 2607456 | Sus |  | WildfireMitigation¦PlannedWSIPSystemHardening¦¦
24-0127202 | Wildfire Mitigation | Planned - WSIP/System Hardening |  |  | 2024 | Tier 2 | Transformer only |  |  |  | 2607972 | Sus |  | WildfireMitigation¦PlannedWSIPSystemHardening¦¦
24-0116507 | Company Initiated | Planned- maintenance |  |  | 2024 | Tier 3 | Transformer only |  |  |  | 2608354 | Sus |  | CompanyInitiated¦Plannedmaintenance¦¦
24-0123045 | Company Initiated | Planned- capital |  |  | 2024 | Tier 2 | Distribution Circuit |  |  |  | 2607973 | Sus |  | CompanyInitiated¦Plannedcapital¦¦
24-0118386 | Company Initiated | Planned- maintenance |  |  | 2024 | Tier 3 | Transformer only |  |  |  | 2608102 | Sus |  | CompanyInitiated¦Plannedmaintenance¦¦
24-0123651 | Company Initiated | Planned- maintenance |  |  | 2024 | Tier 2 | Transformer only |  |  |  | 2608357 | Sus |  | CompanyInitiated¦Plannedmaintenance¦¦
24-0124244 | Company Initiated | Planned- maintenance |  |  | 2024 | Tier 2 | Transformer only |  |  |  | 2608169 | Sus |  | CompanyInitiated¦Plannedmaintenance¦¦
24-0123089 | Company Initiated | Planned- maintenance |  |  | 2024 | Tier 3 | Distribution Circuit |  |  |  | 2608221 | Sus |  | CompanyInitiated¦Plannedmaintenance¦¦
24-0129711 | Equipment Failure/Involved | Overhead | Pole-Wood | Deteriorated | 2024 | Tier 2 | Distribution Circuit |  |  |  | 2608598 | Sus |  | EquipmentFailureInvolved¦Overhead¦PoleWood¦Deteriorated
24-0129863 | Unknown Cause | Patrol - found nothing |  |  | 2024 | Tier 2 | Distribution Circuit |  |  |  | 2609040 | Sus |  | UnknownCause¦Patrolfoundnothing¦¦
24-0116532 | Wildfire Mitigation | Planned - WSIP/System Hardening |  |  | 2024 | Tier 3 | Distribution Circuit |  |  |  | 2609117 | Sus |  | WildfireMitigation¦PlannedWSIPSystemHardening¦¦
24-0124813 | Company Initiated | Planned- maintenance |  |  | 2024 | Tier 2 | Transformer only |  |  |  | 2609448 | Sus |  | CompanyInitiated¦Plannedmaintenance¦¦
24-0124849 | Company Initiated | Planned- maintenance |  |  | 2024 | Tier 2 | Distribution Circuit |  |  |  | 2609137 | Sus |  | CompanyInitiated¦Plannedmaintenance¦¦
24-0110096 | Company Initiated | Planned- maintenance |  |  | 2024 | Tier 3 | Transformer only |  |  |  | 2609172 | Sus |  | CompanyInitiated¦Plannedmaintenance¦¦
24-0124821 | Company Initiated | Planned- maintenance |  |  | 2024 | Tier 2 | Transformer only |  |  |  | 2609425 | Sus |  | CompanyInitiated¦Plannedmaintenance¦¦
24-0129916 | Animal | Squirrel | Conductor- Overhead | Normal | 2024 | Tier 2 | Distribution Circuit |  |  |  | 2609168 | Sus |  | Animal¦Squirrel¦ConductorOverhead¦Normal
24-0124532 | Company Initiated | Planned- maintenance |  |  | 2024 | Tier 3 | Distribution Circuit |  |  |  | 2609265 | Sus |  | CompanyInitiated¦Plannedmaintenance¦¦
24-0121073 | Company Initiated | Planned- capital |  |  | 2024 | Tier 2 | Distribution Circuit |  |  |  | 2609318 | Sus |  | CompanyInitiated¦Plannedcapital¦¦
24-0120238 | Wildfire Mitigation | Planned - WSIP/System Hardening |  |  | 2024 | Tier 2 | Transformer only |  |  |  | 2609351 | Sus |  | WildfireMitigation¦PlannedWSIPSystemHardening¦¦
24-0118424 | Company Initiated | Planned- maintenance |  |  | 2024 | Tier 2 | Distribution Circuit |  |  |  | 2609295 | Sus |  | CompanyInitiated¦Plannedmaintenance¦¦
24-0123563 | Company Initiated | Planned- maintenance |  |  | 2024 | Tier 2 | Distribution Circuit |  |  |  | 2609305 | Sus |  | CompanyInitiated¦Plannedmaintenance¦¦
24-0124705 | Company Initiated | Planned- maintenance |  |  | 2024 | Tier 2 | Distribution Circuit |  |  |  | 2609335 | Sus |  | CompanyInitiated¦Plannedmaintenance¦¦
24-0130016 | Animal | Squirrel | Cutout- fuse holder | Broken | 2024 | Tier 2 | Transformer only |  |  |  | 2609428 | Sus |  | Animal¦Squirrel¦Cutoutfuseholder¦Broken
24-0120245 | Wildfire Mitigation | Planned - WSIP/System Hardening |  |  | 2024 | Tier 2 | Transformer only |  |  |  | 2609631 | Sus |  | WildfireMitigation¦PlannedWSIPSystemHardening¦¦
24-0124816 | Company Initiated | Planned- maintenance |  |  | 2024 | Tier 2 | Transformer only |  |  |  | 2609497 | Sus |  | CompanyInitiated¦Plannedmaintenance¦¦
24-0110099 | Company Initiated | Planned- maintenance |  |  | 2024 | Tier 3 | Transformer only |  |  |  | 2609695 | Sus |  | CompanyInitiated¦Plannedmaintenance¦¦
24-0124822 | Company Initiated | Planned- maintenance |  |  | 2024 | Tier 2 | Transformer only |  |  |  | 2609604 | Sus |  | CompanyInitiated¦Plannedmaintenance¦¦
24-0123861 | Company Initiated | Planned- maintenance |  |  | 2024 | Tier 2 | Distribution Circuit |  |  |  | 2609644 | Sus |  | CompanyInitiated¦Plannedmaintenance¦¦
24-0124841 | Company Initiated | Planned- maintenance |  |  | 2024 | Tier 3 | Transformer only |  |  |  | 2610273 | Sus |  | CompanyInitiated¦Plannedmaintenance¦¦
24-0127774 | Company Initiated | Planned- maintenance |  |  | 2024 | Tier 2 | Transformer only |  |  |  | 2610055 | Sus |  | CompanyInitiated¦Plannedmaintenance¦¦
24-0124900 | Company Initiated | Planned- maintenance |  |  | 2024 | Tier 2 | Distribution Circuit |  |  |  | 2610046 | Sus |  | CompanyInitiated¦Plannedmaintenance¦¦
24-0124900 | Company Initiated | Planned- maintenance |  |  | 2024 | Tier 2 | Distribution Circuit |  |  |  | 2610047 | Sus |  | CompanyInitiated¦Plannedmaintenance¦¦
24-0123326 | Company Initiated | Planned- maintenance |  |  | 2024 | Tier 2 | Distribution Circuit |  |  |  | 2610060 | Sus |  | CompanyInitiated¦Plannedmaintenance¦¦
24-0123588 | Company Initiated | Planned- maintenance |  |  | 2024 | Tier 2 | Distribution Circuit |  |  |  | 2610071 | Sus |  | CompanyInitiated¦Plannedmaintenance¦¦
24-0123374 | Company Initiated | Planned- maintenance |  |  | 2024 | Tier 2 | Distribution Circuit |  |  |  | 2610133 | Sus |  | CompanyInitiated¦Plannedmaintenance¦¦
24-0124202 | Company Initiated | Planned- maintenance |  |  | 2024 | Tier 3 | Transformer only |  |  |  | 2610143 | Sus |  | CompanyInitiated¦Plannedmaintenance¦¦
24-0124203 | Company Initiated | Planned- maintenance |  |  | 2024 | Tier 2 | Transformer only |  |  |  | 2610288 | Sus |  | CompanyInitiated¦Plannedmaintenance¦¦
24-0124906 | Company Initiated | Planned- maintenance |  |  | 2024 | Tier 2 | Transformer only |  |  |  | 2610306 | Sus |  | CompanyInitiated¦Plannedmaintenance¦¦
24-0123337 | Wildfire Mitigation | Planned - WSIP/System Hardening |  |  | 2024 | Tier 2 | Distribution Circuit |  |  |  | 2610342 | Sus |  | WildfireMitigation¦PlannedWSIPSystemHardening¦¦
24-0124842 | Company Initiated | Planned- maintenance |  |  | 2024 | Tier 3 | Transformer only |  |  |  | 2610634 | Sus |  | CompanyInitiated¦Plannedmaintenance¦¦
24-0123361 | Wildfire Mitigation | Planned - WSIP/System Hardening |  |  | 2024 | Tier 2 | Transformer only |  |  |  | 2610629 | Sus |  | WildfireMitigation¦PlannedWSIPSystemHardening¦¦
24-0130669 | Equipment Failure/Involved | Overhead | Transformer (OH) | Leaking | 2024 | Tier 2 | Transformer only |  |  |  | 2610630 | Sus |  | EquipmentFailureInvolved¦Overhead¦Transformer(OH)¦Leaking
24-0125225 | Company Initiated | Planned- maintenance |  |  | 2024 | Tier 3 | Transformer only |  |  |  | 2611425 | Sus |  | CompanyInitiated¦Plannedmaintenance¦¦
24-0125888 | Wildfire Mitigation | Planned - WSIP/System Hardening |  |  | 2024 | Tier 3 | Distribution Circuit |  |  |  | 2611463 | Sus |  | WildfireMitigation¦PlannedWSIPSystemHardening¦¦
24-0125238 | Company Initiated | Planned- maintenance |  |  | 2024 | Tier 3 | Transformer only |  |  |  | 2611636 | Sus |  | CompanyInitiated¦Plannedmaintenance¦¦
24-0130925 | 3rd Party | Vehicle | Pole-Wood | Broken | 2024 | Tier 2 | Distribution Circuit |  |  |  | 2611726 | Sus |  | 3rdParty¦Vehicle¦PoleWood¦Broken
24-0125240 | Company Initiated | Planned- maintenance |  |  | 2024 | Tier 3 | Distribution Circuit |  |  |  | 2611742 | Sus |  | CompanyInitiated¦Plannedmaintenance¦¦
24-0130977 | Company Initiated | Personnel- company | Conductor- Overhead | Normal | 2024 | Tier 3 | Distribution Circuit |  |  |  | 2611769 | Sus |  | CompanyInitiated¦Personnelcompany¦ConductorOverhead¦Normal
24-0131076 | Unknown Cause | Patrol - found nothing |  |  | 2024 | Tier 2 | Distribution Circuit |  |  |  | 2612131 | Sus |  | UnknownCause¦Patrolfoundnothing¦¦
24-0131080 | Animal | Bird found | Conductor- Overhead | Normal | 2024 | Tier 2 | Distribution Circuit |  |  |  | 2612159 | Sus |  | Animal¦Birdfound¦ConductorOverhead¦Normal
24-0131125 | Equipment Failure/Involved | Overhead | Other | Broken | 2024 | Tier 2 | Distribution Circuit |  |  |  | 2612408 | Sus |  | EquipmentFailureInvolved¦Overhead¦Other¦Broken
24-0126881 | Wildfire Mitigation | Planned - WSIP/System Hardening |  |  | 2024 | Tier 2 | Distribution Circuit |  |  |  | 2612992 | Sus |  | WildfireMitigation¦PlannedWSIPSystemHardening¦¦
24-0130281 | Company Initiated | Planned- maintenance |  |  | 2024 | Tier 2 | Transformer only |  |  |  | 2613344 | Sus |  | CompanyInitiated¦Plannedmaintenance¦¦
24-0124585 | Wildfire Mitigation | Planned - WSIP/System Hardening |  |  | 2024 | Tier 2 | Transformer only |  |  |  | 2613342 | Sus |  | WildfireMitigation¦PlannedWSIPSystemHardening¦¦
24-0127794 | Company Initiated | Planned- maintenance |  |  | 2024 | Tier 3 | Transformer only |  |  |  | 2613012 | Sus |  | CompanyInitiated¦Plannedmaintenance¦¦
24-0125766 | Company Initiated | Planned- maintenance |  |  | 2024 | Tier 2 | Transformer only |  |  |  | 2613143 | Sus |  | CompanyInitiated¦Plannedmaintenance¦¦
24-0125753 | Company Initiated | Planned- maintenance |  |  | 2024 | Tier 2 | Distribution Circuit |  |  |  | 2613149 | Sus |  | CompanyInitiated¦Plannedmaintenance¦¦
24-0131317 | Equipment Failure/Involved | Overhead | Other | Deteriorated | 2024 | Tier 2 | Distribution Circuit |  |  |  | 2613116 | Sus |  | EquipmentFailureInvolved¦Overhead¦Other¦Deteriorated
24-0131645 | Equipment Failure/Involved | Overhead | Transformer (OH) | Leaking | 2024 | Tier 2 | Transformer only |  |  |  | 2613523 | Sus |  | EquipmentFailureInvolved¦Overhead¦Transformer(OH)¦Leaking
24-0123380 | Company Initiated | Planned- maintenance |  |  | 2024 | Tier 2 | Distribution Circuit |  |  |  | 2613930 | Sus |  | CompanyInitiated¦Plannedmaintenance¦¦
24-0127811 | Company Initiated | Planned- maintenance |  |  | 2024 | Tier 2 | Transformer only |  |  |  | 2613963 | Sus |  | CompanyInitiated¦Plannedmaintenance¦¦
24-0125608 | Wildfire Mitigation | Planned - WSIP/System Hardening |  |  | 2024 | Tier 2 | Distribution Circuit |  |  |  | 2613959 | Sus |  | WildfireMitigation¦PlannedWSIPSystemHardening¦¦
24-0126498 | Company Initiated | Planned- maintenance |  |  | 2024 | Tier 2 | Distribution Circuit |  |  |  | 2613971 | Sus |  | CompanyInitiated¦Plannedmaintenance¦¦
24-0127381 | Company Initiated | Planned- maintenance |  |  | 2024 | Tier 2 | Transformer only |  |  |  | 2613978 | Sus |  | CompanyInitiated¦Plannedmaintenance¦¦
24-0126478 | Wildfire Mitigation | Planned - WSIP/System Hardening |  |  | 2024 | Tier 2 | Distribution Circuit |  |  |  | 2613993 | Sus |  | WildfireMitigation¦PlannedWSIPSystemHardening¦¦
24-0127523 | Wildfire Mitigation | Planned - WSIP/System Hardening |  |  | 2024 | Tier 3 | Distribution Circuit |  |  |  | 2614150 | Sus |  | WildfireMitigation¦PlannedWSIPSystemHardening¦¦
24-0128297 | Company Initiated | Planned- maintenance |  |  | 2024 | Tier 2 | Transformer only |  |  |  | 2614043 | Sus |  | CompanyInitiated¦Plannedmaintenance¦¦
24-0121871 | Company Initiated | Planned- maintenance |  |  | 2024 | Tier 2 | Transformer only |  |  |  | 2614275 | Sus |  | CompanyInitiated¦Plannedmaintenance¦¦
24-0125842 | Company Initiated | Planned- maintenance |  |  | 2024 | Tier 2 | Distribution Circuit |  |  |  | 2614111 | Sus |  | CompanyInitiated¦Plannedmaintenance¦¦
24-0126089 | Company Initiated | Planned- maintenance |  |  | 2024 | Tier 2 | Transformer only |  |  |  | 2614136 | Sus |  | CompanyInitiated¦Plannedmaintenance¦¦
24-0127500 | Wildfire Mitigation | Planned - WSIP/System Hardening |  |  | 2024 | Tier 2 | Distribution Circuit |  |  |  | 2614276 | Sus |  | WildfireMitigation¦PlannedWSIPSystemHardening¦¦
24-0127466 | Wildfire Mitigation | Planned - WSIP/System Hardening |  |  | 2024 | Tier 2 | Transformer only |  |  |  | 2614410 | Sus |  | WildfireMitigation¦PlannedWSIPSystemHardening¦¦
24-0126570 | Wildfire Mitigation | Planned - WSIP/System Hardening |  |  | 2024 | Tier 2 | Transformer only |  |  |  | 2614397 | Sus |  | WildfireMitigation¦PlannedWSIPSystemHardening¦¦
24-0127472 | Wildfire Mitigation | Planned - WSIP/System Hardening |  |  | 2024 | Tier 2 | Distribution Circuit |  |  |  | 2614443 | Sus |  | WildfireMitigation¦PlannedWSIPSystemHardening¦¦
24-0132141 | Unknown Cause | Patrol - found nothing |  |  | 2024 | Tier 2 | Distribution Circuit |  |  |  | 2614454 | Sus |  | UnknownCause¦Patrolfoundnothing¦¦
24-0132272 | Unknown Cause | Patrol - found nothing |  |  | 2024 | Tier 3 | Transformer only |  |  |  | 2614566 | Sus |  | UnknownCause¦Patrolfoundnothing¦¦
24-0132293 | Equipment Failure/Involved | Overhead | Capacitor | Failed/Faulted | 2024 | Tier 2 | Distribution Circuit |  |  |  | 2615002 | Sus |  | EquipmentFailureInvolved¦Overhead¦Capacitor¦FailedFaulted
24-0132325 | Unknown Cause | Patrol - found nothing |  |  | 2024 | Tier 2 | Distribution Circuit |  |  |  | 2615225 | Sus |  | UnknownCause¦Patrolfoundnothing¦¦
24-0123469 | Wildfire Mitigation | Planned - WSIP/System Hardening |  |  | 2024 | Tier 2 | Distribution Circuit |  |  |  | 2615855 | Sus |  | WildfireMitigation¦PlannedWSIPSystemHardening¦¦
24-0127820 | Company Initiated | Planned- maintenance |  |  | 2024 | Tier 2 | Transformer only |  |  |  | 2615896 | Sus |  | CompanyInitiated¦Plannedmaintenance¦¦
24-0125793 | Wildfire Mitigation | Planned - WSIP/System Hardening |  |  | 2024 | Tier 3 | Transformer only |  |  |  | 2615919 | Sus |  | WildfireMitigation¦PlannedWSIPSystemHardening¦¦
24-0127793 | Company Initiated | Planned- maintenance |  |  | 2024 | Tier 3 | Distribution Circuit |  |  |  | 2615998 | Sus |  | CompanyInitiated¦Plannedmaintenance¦¦
24-0127508 | Wildfire Mitigation | Planned - WSIP/System Hardening |  |  | 2024 | Tier 2 | Transformer only |  |  |  | 2616036 | Sus |  | WildfireMitigation¦PlannedWSIPSystemHardening¦¦
24-0128298 | Wildfire Mitigation | Planned - WSIP/System Hardening |  |  | 2024 | Tier 2 | Transformer only |  |  |  | 2616127 | Sus |  | WildfireMitigation¦PlannedWSIPSystemHardening¦¦
24-0125943 | Company Initiated | Planned- maintenance |  |  | 2024 | Tier 3 | Distribution Circuit |  |  |  | 2616269 | Sus |  | CompanyInitiated¦Plannedmaintenance¦¦
24-0132556 | Company Initiated | Planned- capital |  |  | 2024 | Tier 2 | Distribution Circuit |  |  |  | 2616540 | Sus |  | CompanyInitiated¦Plannedcapital¦¦
24-0125775 | Company Initiated | Planned- maintenance |  |  | 2024 | Tier 3 | Transformer only |  |  |  | 2616394 | Sus |  | CompanyInitiated¦Plannedmaintenance¦¦
24-0132606 | Equipment Failure/Involved | Underground | Service conductor | Deteriorated | 2024 | Tier 2 | Transformer only |  |  |  | 2616051 | Sus |  | EquipmentFailureInvolved¦Underground¦Serviceconductor¦Deteriorated
24-0125799 | Company Initiated | Planned- maintenance |  |  | 2024 | Tier 3 | Transformer only |  |  |  | 2616827 | Sus |  | CompanyInitiated¦Plannedmaintenance¦¦
24-0123485 | Wildfire Mitigation | Planned - WSIP/System Hardening |  |  | 2024 | Tier 2 | Distribution Circuit |  |  |  | 2617488 | Sus |  | WildfireMitigation¦PlannedWSIPSystemHardening¦¦
24-0128286 | Company Initiated | Planned- maintenance |  |  | 2024 | Tier 2 | Transformer only |  |  |  | 2617515 | Sus |  | CompanyInitiated¦Plannedmaintenance¦¦
24-0127206 | Company Initiated | Planned- maintenance |  |  | 2024 | Tier 2 | Transformer only |  |  |  | 2617508 | Sus |  | CompanyInitiated¦Plannedmaintenance¦¦
24-0127402 | Company Initiated | Planned- maintenance |  |  | 2024 | Tier 2 | Distribution Circuit |  |  |  | 2617848 | Sus |  | CompanyInitiated¦Plannedmaintenance¦¦
24-0128300 | Wildfire Mitigation | Planned - WSIP/System Hardening |  |  | 2024 | Tier 2 | Transformer only |  |  |  | 2618037 | Sus |  | WildfireMitigation¦PlannedWSIPSystemHardening¦¦
24-0126577 | Wildfire Mitigation | Planned - WSIP/System Hardening |  |  | 2024 | Tier 2 | Transformer only |  |  |  | 2617616 | Sus |  | WildfireMitigation¦PlannedWSIPSystemHardening¦¦
24-0121706 | Company Initiated | Planned- maintenance |  |  | 2024 | Tier 2 | Distribution Circuit |  |  |  | 2617638 | Sus |  | CompanyInitiated¦Plannedmaintenance¦¦
24-0125957 | Company Initiated | Planned- maintenance |  |  | 2024 | Tier 2 | Distribution Circuit |  |  |  | 2617694 | Sus |  | CompanyInitiated¦Plannedmaintenance¦¦
24-0126134 | Company Initiated | Planned- maintenance |  |  | 2024 | Tier 2 | Distribution Circuit |  |  |  | 2617735 | Sus |  | CompanyInitiated¦Plannedmaintenance¦¦
24-0126301 | Wildfire Mitigation | Planned - WSIP/System Hardening |  |  | 2024 | Tier 2 | Transformer only |  |  |  | 2617791 | Sus |  | WildfireMitigation¦PlannedWSIPSystemHardening¦¦
24-0126723 | Company Initiated | Planned- maintenance |  |  | 2024 | Tier 2 | Distribution Circuit |  |  |  | 2618052 | Sus |  | CompanyInitiated¦Plannedmaintenance¦¦
24-0125760 | Wildfire Mitigation | Planned - WSIP/System Hardening |  |  | 2024 | Tier 3 | Transformer only |  |  |  | 2618077 | Sus |  | WildfireMitigation¦PlannedWSIPSystemHardening¦¦
24-0127561 | Wildfire Mitigation | Planned - WSIP/System Hardening |  |  | 2024 | Tier 2 | Distribution Circuit |  |  |  | 2618505 | Sus |  | WildfireMitigation¦PlannedWSIPSystemHardening¦¦
24-0128303 | Company Initiated | Planned- maintenance |  |  | 2024 | Tier 3 | Transformer only |  |  |  | 2618511 | Sus |  | CompanyInitiated¦Plannedmaintenance¦¦
24-0127473 | Company Initiated | Planned- capital |  |  | 2024 | Tier 2 | Distribution Circuit |  |  |  | 2618496 | Sus |  | CompanyInitiated¦Plannedcapital¦¦
24-0127302 | Company Initiated | Planned- maintenance |  |  | 2024 | Tier 2 | Transformer only |  |  |  | 2618514 | Sus |  | CompanyInitiated¦Plannedmaintenance¦¦
24-0127592 | Company Initiated | Planned- maintenance |  |  | 2024 | Tier 2 | Distribution Circuit |  |  |  | 2618517 | Sus |  | CompanyInitiated¦Plannedmaintenance¦¦
24-0127993 | Company Initiated | Planned- maintenance |  |  | 2024 | Tier 3 | Distribution Circuit |  |  |  | 2618541 | Sus |  | CompanyInitiated¦Plannedmaintenance¦¦
24-0126916 | Company Initiated | Planned- maintenance |  |  | 2024 | Tier 3 | Distribution Circuit |  |  |  | 2618634 | Sus |  | CompanyInitiated¦Plannedmaintenance¦¦
24-0133532 | Animal | Squirrel | Conductor- Overhead | Normal | 2024 | Tier 2 | Distribution Circuit |  |  |  | 2618940 | Sus |  | Animal¦Squirrel¦ConductorOverhead¦Normal
24-0125893 | Wildfire Mitigation | Planned - WSIP/System Hardening |  |  | 2024 | Tier 2 | Transformer only |  |  |  | 2618894 | Sus |  | WildfireMitigation¦PlannedWSIPSystemHardening¦¦
24-0128002 | Company Initiated | Planned- maintenance |  |  | 2024 | Tier 2 | Transformer only |  |  |  | 2618998 | Sus |  | CompanyInitiated¦Plannedmaintenance¦¦
24-0125897 | Company Initiated | Planned- maintenance |  |  | 2024 | Tier 2 | Transformer only |  |  |  | 2619122 | Sus |  | CompanyInitiated¦Plannedmaintenance¦¦
24-0127595 | Company Initiated | Planned- maintenance |  |  | 2024 | Tier 2 | Distribution Circuit |  |  |  | 2619063 | Sus |  | CompanyInitiated¦Plannedmaintenance¦¦
24-0130272 | Company Initiated | Planned- maintenance |  |  | 2024 | Tier 2 | Distribution Circuit |  |  |  | 2619537 | Sus |  | CompanyInitiated¦Plannedmaintenance¦¦
24-0127698 | Wildfire Mitigation | Planned - WSIP/System Hardening |  |  | 2024 | Tier 3 | Transformer only |  |  |  | 2619736 | Sus |  | WildfireMitigation¦PlannedWSIPSystemHardening¦¦
24-0127464 | Company Initiated | Planned- maintenance |  |  | 2024 | Tier 3 | Transformer only |  |  |  | 2619750 | Sus |  | CompanyInitiated¦Plannedmaintenance¦¦
24-0133907 | Animal | Squirrel | Conductor- Overhead | Normal | 2024 | Tier 2 | Distribution Circuit |  |  |  | 2620148 | Sus |  | Animal¦Squirrel¦ConductorOverhead¦Normal
24-0129135 | Company Initiated | Planned- maintenance |  |  | 2024 | Tier 3 | Distribution Circuit |  |  |  | 2620532 | Sus |  | CompanyInitiated¦Plannedmaintenance¦¦
24-0129249 | Wildfire Mitigation | Planned - WSIP/System Hardening |  |  | 2024 | Tier 3 | Distribution Circuit |  |  |  | 2620531 | Sus |  | WildfireMitigation¦PlannedWSIPSystemHardening¦¦
24-0128898 | Company Initiated | Planned- maintenance |  |  | 2024 | Tier 2 | Distribution Circuit |  |  |  | 2620539 | Sus |  | CompanyInitiated¦Plannedmaintenance¦¦
24-0128594 | Company Initiated | Planned- maintenance |  |  | 2024 | Tier 2 | Transformer only |  |  |  | 2620547 | Sus |  | CompanyInitiated¦Plannedmaintenance¦¦
24-0129726 | Company Initiated | Planned- maintenance |  |  | 2024 | Tier 3 | Distribution Circuit |  |  |  | 2620563 | Sus |  | CompanyInitiated¦Plannedmaintenance¦¦
24-0129092 | Company Initiated | Planned- maintenance |  |  | 2024 | Tier 2 | Distribution Circuit |  |  |  | 2620549 | Sus |  | CompanyInitiated¦Plannedmaintenance¦¦
24-0129106 | Company Initiated | Planned- maintenance |  |  | 2024 | Tier 2 | Distribution Circuit |  |  |  | 2620570 | Sus |  | CompanyInitiated¦Plannedmaintenance¦¦
24-0129116 | Wildfire Mitigation | Planned - WSIP/System Hardening |  |  | 2024 | Tier 3 | Distribution Circuit |  |  |  | 2620886 | Sus |  | WildfireMitigation¦PlannedWSIPSystemHardening¦¦
24-0134204 | Unknown Cause | Patrol - found nothing |  |  | 2024 | Tier 2 | Distribution Circuit |  |  |  | 2621115 | Sus |  | UnknownCause¦Patrolfoundnothing¦¦
24-0134135 | Unknown Cause | Patrol - found nothing |  |  | 2024 | Tier 2 | Distribution Circuit |  |  |  | 2621152 | Sus |  | UnknownCause¦Patrolfoundnothing¦¦
24-0131385 | Wildfire Mitigation | Planned - WSIP/System Hardening |  |  | 2024 | Tier 2 | Transformer only |  |  |  | 2621366 | Sus |  | WildfireMitigation¦PlannedWSIPSystemHardening¦¦
24-0134266 | Equipment Failure/Involved | Overhead | Cutout- fuse holder | Broken | 2024 | Tier 2 | Transformer only |  |  |  | 2621720 | Sus |  | EquipmentFailureInvolved¦Overhead¦Cutoutfuseholder¦Broken
24-0130083 | Company Initiated | Planned- maintenance |  |  | 2024 | Tier 3 | Distribution Circuit |  |  |  | 2622387 | Sus |  | CompanyInitiated¦Plannedmaintenance¦¦
24-0129247 | Wildfire Mitigation | Planned - WSIP/System Hardening |  |  | 2024 | Tier 2 | Transformer only |  |  |  | 2622898 | Sus |  | WildfireMitigation¦PlannedWSIPSystemHardening¦¦
24-0124406 | Company Initiated | Planned- maintenance |  |  | 2024 | Tier 2 | Transformer only |  |  |  | 2622661 | Sus |  | CompanyInitiated¦Plannedmaintenance¦¦
24-0127687 | Company Initiated | Planned- maintenance |  |  | 2024 | Tier 2 | Transformer only |  |  |  | 2622701 | Sus |  | CompanyInitiated¦Plannedmaintenance¦¦
24-0127682 | Company Initiated | Planned- maintenance |  |  | 2024 | Tier 3 | Transformer only |  |  |  | 2622751 | Sus |  | CompanyInitiated¦Plannedmaintenance¦¦
24-0134845 | Equipment Failure/Involved | Overhead | Transformer (OH) | Leaking | 2024 | Tier 2 | Transformer only |  |  |  | 2623391 | Sus |  | EquipmentFailureInvolved¦Overhead¦Transformer(OH)¦Leaking
24-0134844 | Equipment Failure/Involved | Overhead | Transformer (OH) | Leaking | 2024 | Tier 2 | Transformer only |  |  |  | 2623390 | Sus |  | EquipmentFailureInvolved¦Overhead¦Transformer(OH)¦Leaking
24-0130113 | Wildfire Mitigation | Planned - WSIP/System Hardening |  |  | 2024 | Tier 3 | Distribution Circuit |  |  |  | 2623621 | Sus |  | WildfireMitigation¦PlannedWSIPSystemHardening¦¦
24-0130123 | Wildfire Mitigation | Planned - WSIP/System Hardening |  |  | 2024 | Tier 3 | Transformer only |  |  |  | 2623665 | Sus |  | WildfireMitigation¦PlannedWSIPSystemHardening¦¦
24-0127799 | Wildfire Mitigation | Planned - WSIP/System Hardening |  |  | 2024 | Tier 3 | Distribution Circuit |  |  |  | 2623794 | Sus |  | WildfireMitigation¦PlannedWSIPSystemHardening¦¦
24-0125070 | Company Initiated | Planned- maintenance |  |  | 2024 | Tier 2 | Distribution Circuit |  |  |  | 2623778 | Sus |  | CompanyInitiated¦Plannedmaintenance¦¦
24-0127737 | Wildfire Mitigation | Planned - WSIP/System Hardening |  |  | 2024 | Tier 2 | Distribution Circuit |  |  |  | 2623895 | Sus |  | WildfireMitigation¦PlannedWSIPSystemHardening¦¦
24-0130128 | Wildfire Mitigation | Planned - WSIP/System Hardening |  |  | 2024 | Tier 3 | Transformer only |  |  |  | 2623961 | Sus |  | WildfireMitigation¦PlannedWSIPSystemHardening¦¦
24-0127764 | Wildfire Mitigation | Planned - WSIP/System Hardening |  |  | 2024 | Tier 2 | Distribution Circuit |  |  |  | 2624107 | Sus |  | WildfireMitigation¦PlannedWSIPSystemHardening¦¦
24-0130134 | Wildfire Mitigation | Planned - WSIP/System Hardening |  |  | 2024 | Tier 3 | Transformer only |  |  |  | 2624488 | Sus |  | WildfireMitigation¦PlannedWSIPSystemHardening¦¦
24-0135187 | Equipment Failure/Involved | Overhead | Transformer (OH) | Leaking | 2024 | Tier 2 | Transformer only |  |  |  | 2624176 | Sus |  | EquipmentFailureInvolved¦Overhead¦Transformer(OH)¦Leaking
24-0135307 | Equipment Failure/Involved | Overhead | Transformer (OH) | Leaking | 2024 | Tier 2 | Transformer only |  |  |  | 2624492 | Sus |  | EquipmentFailureInvolved¦Overhead¦Transformer(OH)¦Leaking
24-0134771 | Wildfire Mitigation | Planned - WSIP/System Hardening |  |  | 2024 | Tier 2 | Transformer only |  |  |  | 2624883 | Sus |  | WildfireMitigation¦PlannedWSIPSystemHardening¦¦
24-0130130 | Wildfire Mitigation | Planned - WSIP/System Hardening |  |  | 2024 | Tier 2 | Distribution Circuit |  |  |  | 2624634 | Sus |  | WildfireMitigation¦PlannedWSIPSystemHardening¦¦
24-0130393 | Company Initiated | Planned- maintenance |  |  | 2024 | Tier 2 | Transformer only |  |  |  | 2624691 | Sus |  | CompanyInitiated¦Plannedmaintenance¦¦
24-0124593 | Company Initiated | Planned- capital |  |  | 2024 | Tier 3 | Distribution Circuit |  |  |  | 2624670 | Sus |  | CompanyInitiated¦Plannedcapital¦¦
24-0129412 | Wildfire Mitigation | Planned - WSIP/System Hardening |  |  | 2024 | Tier 2 | Transformer only |  |  |  | 2624694 | Sus |  | WildfireMitigation¦PlannedWSIPSystemHardening¦¦
24-0132537 | Company Initiated | Planned- maintenance |  |  | 2024 | Tier 2 | Distribution Circuit |  |  |  | 2624666 | Sus |  | CompanyInitiated¦Plannedmaintenance¦¦
24-0129014 | Company Initiated | Planned- maintenance |  |  | 2024 | Tier 2 | Distribution Circuit |  |  |  | 2624689 | Sus |  | CompanyInitiated¦Plannedmaintenance¦¦
24-0129422 | Company Initiated | Planned- maintenance |  |  | 2024 | Tier 2 | Distribution Circuit |  |  |  | 2624697 | Sus |  | CompanyInitiated¦Plannedmaintenance¦¦
24-0129426 | Company Initiated | Planned- maintenance |  |  | 2024 | Tier 2 | Distribution Circuit |  |  |  | 2624713 | Sus |  | CompanyInitiated¦Plannedmaintenance¦¦
24-0130245 | Wildfire Mitigation | Planned - WSIP/System Hardening |  |  | 2024 | Tier 2 | Distribution Circuit |  |  |  | 2624810 | Sus |  | WildfireMitigation¦PlannedWSIPSystemHardening¦¦
24-0124513 | Company Initiated | Planned- maintenance |  |  | 2024 | Tier 3 | Distribution Circuit |  |  |  | 2624845 | Sus |  | CompanyInitiated¦Plannedmaintenance¦¦
24-0134768 | Wildfire Mitigation | Planned - WSIP/System Hardening |  |  | 2024 | Tier 2 | Transformer only |  |  |  | 2624941 | Sus |  | WildfireMitigation¦PlannedWSIPSystemHardening¦¦
24-0128529 | Company Initiated | Planned- maintenance |  |  | 2024 | Tier 2 | Distribution Circuit |  |  |  | 2625006 | Sus |  | CompanyInitiated¦Plannedmaintenance¦¦
24-0130153 | Wildfire Mitigation | Planned - WSIP/System Hardening |  |  | 2024 | Tier 2 | Transformer only |  |  |  | 2625040 | Sus |  | WildfireMitigation¦PlannedWSIPSystemHardening¦¦
24-0129459 | Wildfire Mitigation | Planned - WSIP/System Hardening |  |  | 2024 | Tier 3 | Transformer only |  |  |  | 2625096 | Sus |  | WildfireMitigation¦PlannedWSIPSystemHardening¦¦
24-0135516 | Equipment Failure/Involved | Overhead | Pole-Wood | Broken | 2024 | Tier 2 | Distribution Circuit |  |  |  | 2625079 | Sus |  | EquipmentFailureInvolved¦Overhead¦PoleWood¦Broken
24-0130489 | Wildfire Mitigation | Planned - WSIP/System Hardening |  |  | 2024 | Tier 2 | Distribution Circuit |  |  |  | 2625117 | Sus |  | WildfireMitigation¦PlannedWSIPSystemHardening¦¦
24-0129419 | Wildfire Mitigation | Planned - WSIP/System Hardening |  |  | 2024 | Tier 2 | Distribution Circuit |  |  |  | 2625196 | Sus |  | WildfireMitigation¦PlannedWSIPSystemHardening¦¦
24-0135654 | Unknown Cause | Patrol - found nothing |  |  | 2024 | Tier 3 | Distribution Circuit |  |  |  | 2625207 | Sus |  | UnknownCause¦Patrolfoundnothing¦¦
24-0135695 | Equipment Failure/Involved | Overhead | Transformer (OH) | Leaking | 2024 | Tier 3 | Transformer only |  |  |  | 2625331 | Sus |  | EquipmentFailureInvolved¦Overhead¦Transformer(OH)¦Leaking
24-0135695 | Equipment Failure/Involved | Overhead | Transformer (OH) | Leaking | 2024 | Tier 3 | Transformer only |  |  |  | 2625331 | Sus |  | EquipmentFailureInvolved¦Overhead¦Transformer(OH)¦Leaking
24-0135797 | Animal | Squirrel | Transformer (OH) | Failed/Faulted | 2024 | Tier 2 | Distribution Circuit |  |  |  | 2625697 | Sus |  | Animal¦Squirrel¦Transformer(OH)¦FailedFaulted
24-0130505 | Company Initiated | Planned- maintenance |  |  | 2024 | Tier 2 | Distribution Circuit |  |  |  | 2625720 | Sus |  | CompanyInitiated¦Plannedmaintenance¦¦
24-0124714 | Company Initiated | Planned- capital |  |  | 2024 | Tier 3 | Distribution Circuit |  |  |  | 2625957 | Sus |  | CompanyInitiated¦Plannedcapital¦¦
24-0129539 | Company Initiated | Planned- maintenance |  |  | 2024 | Tier 2 | Distribution Circuit |  |  |  | 2625714 | Sus |  | CompanyInitiated¦Plannedmaintenance¦¦
24-0129489 | Company Initiated | Planned- maintenance |  |  | 2024 | Tier 2 | Transformer only |  |  |  | 2626006 | Sus |  | CompanyInitiated¦Plannedmaintenance¦¦
24-0129047 | Company Initiated | Planned- maintenance |  |  | 2024 | Tier 2 | Distribution Circuit |  |  |  | 2625715 | Sus |  | CompanyInitiated¦Plannedmaintenance¦¦
24-0128365 | Wildfire Mitigation | Planned - WSIP/System Hardening |  |  | 2024 | Tier 2 | Distribution Circuit |  |  |  | 2625731 | Sus |  | WildfireMitigation¦PlannedWSIPSystemHardening¦¦
24-0130545 | Wildfire Mitigation | Planned - WSIP/System Hardening |  |  | 2024 | Tier 3 | Distribution Circuit |  |  |  | 2625729 | Sus |  | WildfireMitigation¦PlannedWSIPSystemHardening¦¦
24-0130202 | Wildfire Mitigation | Planned - WSIP/System Hardening |  |  | 2024 | Tier 2 | Distribution Circuit |  |  |  | 2625820 | Sus |  | WildfireMitigation¦PlannedWSIPSystemHardening¦¦
24-0127918 | Wildfire Mitigation | Planned - WSIP/System Hardening |  |  | 2024 | Tier 3 | Distribution Circuit |  |  |  | 2625915 | Sus |  | WildfireMitigation¦PlannedWSIPSystemHardening¦¦
24-0127900 | Wildfire Mitigation | Planned - WSIP/System Hardening |  |  | 2024 | Tier 3 | Distribution Circuit |  |  |  | 2625949 | Sus |  | WildfireMitigation¦PlannedWSIPSystemHardening¦¦
24-0131091 | Wildfire Mitigation | Planned - WSIP/System Hardening |  |  | 2024 | Tier 2 | Transformer only |  |  |  | 2625989 | Sus |  | WildfireMitigation¦PlannedWSIPSystemHardening¦¦
24-0124488 | Wildfire Mitigation | Planned - WSIP/System Hardening |  |  | 2024 | Tier 3 | Transformer only |  |  |  | 2625991 | Sus |  | WildfireMitigation¦PlannedWSIPSystemHardening¦¦
24-0135932 | Unknown Cause | Patrol - found nothing |  |  | 2024 | Tier 2 | Distribution Circuit |  |  |  | 2625995 | Sus |  | UnknownCause¦Patrolfoundnothing¦¦
24-0129772 | Wildfire Mitigation | Planned - WSIP/System Hardening |  |  | 2024 | Tier 2 | Transformer only |  |  |  | 2626024 | Sus |  | WildfireMitigation¦PlannedWSIPSystemHardening¦¦
24-0130527 | Company Initiated | Planned- maintenance |  |  | 2024 | Tier 2 | Transformer only |  |  |  | 2626079 | Sus |  | CompanyInitiated¦Plannedmaintenance¦¦
24-0129771 | Wildfire Mitigation | Planned - WSIP/System Hardening |  |  | 2024 | Tier 2 | Distribution Circuit |  |  |  | 2626154 | Sus |  | WildfireMitigation¦PlannedWSIPSystemHardening¦¦
24-0130511 | Wildfire Mitigation | Planned - WSIP/System Hardening |  |  | 2024 | Tier 2 | Distribution Circuit |  |  |  | 2626166 | Sus |  | WildfireMitigation¦PlannedWSIPSystemHardening¦¦
24-0130533 | Wildfire Mitigation | Planned - WSIP/System Hardening |  |  | 2024 | Tier 2 | Transformer only |  |  |  | 2626261 | Sus |  | WildfireMitigation¦PlannedWSIPSystemHardening¦¦
24-0129603 | Company Initiated | Planned- maintenance |  |  | 2024 | Tier 2 | Transformer only |  |  |  | 2626786 | Sus |  | CompanyInitiated¦Plannedmaintenance¦¦
24-0123335 | Company Initiated | Planned- capital |  |  | 2024 | Tier 2 | Distribution Circuit |  |  |  | 2626887 | Sus |  | CompanyInitiated¦Plannedcapital¦¦
24-0136260 | Unknown Cause | Patrol - found nothing |  |  | 2024 | Tier 3 | Distribution Circuit |  |  |  | 2627026 | Sus |  | UnknownCause¦Patrolfoundnothing¦¦
24-0134918 | Wildfire Mitigation | Planned - WSIP/System Hardening |  |  | 2024 | Tier 2 | Distribution Circuit |  |  |  | 2627418 | Sus |  | WildfireMitigation¦PlannedWSIPSystemHardening¦¦
24-0132231 | Company Initiated | Planned- maintenance |  |  | 2024 | Tier 2 | Transformer only |  |  |  | 2627898 | Sus |  | CompanyInitiated¦Plannedmaintenance¦¦
24-0131641 | Company Initiated | Planned- maintenance |  |  | 2024 | Tier 2 | Distribution Circuit |  |  |  | 2627882 | Sus |  | CompanyInitiated¦Plannedmaintenance¦¦
24-0126779 | Company Initiated | Planned- capital |  |  | 2024 | Tier 2 | Distribution Circuit |  |  |  | 2627911 | Sus |  | CompanyInitiated¦Plannedcapital¦¦
24-0131623 | Company Initiated | Planned- maintenance |  |  | 2024 | Tier 2 | Transformer only |  |  |  | 2627914 | Sus |  | CompanyInitiated¦Plannedmaintenance¦¦
24-0131962 | Wildfire Mitigation | Planned - WSIP/System Hardening |  |  | 2024 | Tier 2 | Transformer only |  |  |  | 2628079 | Sus |  | WildfireMitigation¦PlannedWSIPSystemHardening¦¦
24-0132001 | Company Initiated | Planned- maintenance |  |  | 2024 | Tier 3 | Transformer only |  |  |  | 2628203 | Sus |  | CompanyInitiated¦Plannedmaintenance¦¦
24-0128420 | Company Initiated | Planned- maintenance |  |  | 2024 | Tier 3 | Transformer only |  |  |  | 2628243 | Sus |  | CompanyInitiated¦Plannedmaintenance¦¦
24-0131635 | Company Initiated | Planned- maintenance |  |  | 2024 | Tier 2 | Distribution Circuit |  |  |  | 2628302 | Sus |  | CompanyInitiated¦Plannedmaintenance¦¦
24-0131647 | Wildfire Mitigation | Planned - WSIP/System Hardening |  |  | 2024 | Tier 2 | Transformer only |  |  |  | 2628364 | Sus |  | WildfireMitigation¦PlannedWSIPSystemHardening¦¦
24-0132236 | Company Initiated | Planned- maintenance |  |  | 2024 | Tier 2 | Distribution Circuit |  |  |  | 2628341 | Sus |  | CompanyInitiated¦Plannedmaintenance¦¦
24-0131956 | Wildfire Mitigation | Planned - WSIP/System Hardening |  |  | 2024 | Tier 2 | Distribution Circuit |  |  |  | 2628650 | Sus |  | WildfireMitigation¦PlannedWSIPSystemHardening¦¦
24-0132239 | Company Initiated | Planned- maintenance |  |  | 2024 | Tier 3 | Transformer only |  |  |  | 2628872 | Sus |  | CompanyInitiated¦Plannedmaintenance¦¦
24-0132806 | Company Initiated | Planned- maintenance |  |  | 2024 | Tier 2 | Transformer only |  |  |  | 2628884 | Sus |  | CompanyInitiated¦Plannedmaintenance¦¦
24-0132261 | Company Initiated | Planned- maintenance |  |  | 2024 | Tier 2 | Distribution Circuit |  |  |  | 2628876 | Sus |  | CompanyInitiated¦Plannedmaintenance¦¦
24-0132244 | Company Initiated | Planned- maintenance |  |  | 2024 | Tier 2 | Distribution Circuit |  |  |  | 2628923 | Sus |  | CompanyInitiated¦Plannedmaintenance¦¦
24-0129758 | Wildfire Mitigation | Planned - WSIP/System Hardening |  |  | 2024 | Tier 2 | Transformer only |  |  |  | 2628958 | Sus |  | WildfireMitigation¦PlannedWSIPSystemHardening¦¦
24-0129044 | Company Initiated | Planned- maintenance |  |  | 2024 | Tier 2 | Transformer only |  |  |  | 2629014 | Sus |  | CompanyInitiated¦Plannedmaintenance¦¦
24-0128439 | Wildfire Mitigation | Planned - WSIP/System Hardening |  |  | 2024 | Tier 2 | Transformer only |  |  |  | 2629030 | Sus |  | WildfireMitigation¦PlannedWSIPSystemHardening¦¦
24-0137259 | Equipment Failure/Involved | Overhead | Cutout- fuse holder | Broken | 2024 | Tier 2 | Transformer only |  |  |  | 2629519 | Sus |  | EquipmentFailureInvolved¦Overhead¦Cutoutfuseholder¦Broken
24-0129885 | Company Initiated | Planned- maintenance |  |  | 2024 | Tier 2 | Distribution Circuit |  |  |  | 2630220 | Sus |  | CompanyInitiated¦Plannedmaintenance¦¦
24-0133245 | Company Initiated | Planned- maintenance |  |  | 2024 | Tier 3 | Distribution Circuit |  |  |  | 2630216 | Sus |  | CompanyInitiated¦Plannedmaintenance¦¦
24-0133072 | Company Initiated | Planned- maintenance |  |  | 2024 | Tier 2 | Distribution Circuit |  |  |  | 2630231 | Sus |  | CompanyInitiated¦Plannedmaintenance¦¦
24-0135003 | Company Initiated | Planned- maintenance |  |  | 2024 | Tier 2 | Transformer only |  |  |  | 2630236 | Sus |  | CompanyInitiated¦Plannedmaintenance¦¦
24-0132624 | Company Initiated | Planned- maintenance |  |  | 2024 | Tier 3 | Distribution Circuit |  |  |  | 2630242 | Sus |  | CompanyInitiated¦Plannedmaintenance¦¦
24-0133042 | Company Initiated | Planned- maintenance |  |  | 2024 | Tier 2 | Distribution Circuit |  |  |  | 2630235 | Sus |  | CompanyInitiated¦Plannedmaintenance¦¦
24-0133030 | Company Initiated | Planned- maintenance |  |  | 2024 | Tier 2 | Distribution Circuit |  |  |  | 2630264 | Sus |  | CompanyInitiated¦Plannedmaintenance¦¦
24-0128835 | Company Initiated | Planned- capital |  |  | 2024 | Tier 2 | Distribution Circuit |  |  |  | 2630200 | Sus |  | CompanyInitiated¦Plannedcapital¦¦
24-0132635 | Company Initiated | Planned- maintenance |  |  | 2024 | Tier 2 | Distribution Circuit |  |  |  | 2630352 | Sus |  | CompanyInitiated¦Plannedmaintenance¦¦
24-0130102 | Wildfire Mitigation | Planned - WSIP/System Hardening |  |  | 2024 | Tier 2 | Distribution Circuit |  |  |  | 2630415 | Sus |  | WildfireMitigation¦PlannedWSIPSystemHardening¦¦
24-0128489 | Company Initiated | Planned- maintenance |  |  | 2024 | Tier 2 | Distribution Circuit |  |  |  | 2630417 | Sus |  | CompanyInitiated¦Plannedmaintenance¦¦
24-0132161 | Company Initiated | Planned- maintenance |  |  | 2024 | Tier 2 | Distribution Circuit |  |  |  | 2630464 | Sus |  | CompanyInitiated¦Plannedmaintenance¦¦
24-0137717 | 3rd Party | Tree - cutting- 3rd party | Conductor- Overhead | Together | 2024 | Tier 3 | Distribution Circuit |  |  |  | 2630727 | Sus |  | 3rdParty¦Treecutting3rdparty¦ConductorOverhead¦Together
24-0133064 | Wildfire Mitigation | Planned - WSIP/System Hardening |  |  | 2024 | Tier 2 | Transformer only |  |  |  | 2631107 | Sus |  | WildfireMitigation¦PlannedWSIPSystemHardening¦¦
24-0137720 | Equipment Failure/Involved | Overhead | Crossarm- Wood | Broken | 2024 | Tier 2 | Distribution Circuit |  |  |  | 2630926 | Sus |  | EquipmentFailureInvolved¦Overhead¦CrossarmWood¦Broken
24-0132642 | Company Initiated | Planned- maintenance |  |  | 2024 | Tier 3 | Transformer only |  |  |  | 2632365 | Sus |  | CompanyInitiated¦Plannedmaintenance¦¦
24-0132270 | Company Initiated | Planned- maintenance |  |  | 2024 | Tier 3 | Distribution Circuit |  |  |  | 2632359 | Sus |  | CompanyInitiated¦Plannedmaintenance¦¦
24-0136645 | Wildfire Mitigation | Planned - WSIP/System Hardening |  |  | 2024 | Tier 2 | Transformer only |  |  |  | 2632404 | Sus |  | WildfireMitigation¦PlannedWSIPSystemHardening¦¦
24-0132998 | Company Initiated | Planned- maintenance |  |  | 2024 | Tier 2 | Transformer only |  |  |  | 2632459 | Sus |  | CompanyInitiated¦Plannedmaintenance¦¦
24-0136646 | Wildfire Mitigation | Planned - WSIP/System Hardening |  |  | 2024 | Tier 2 | Transformer only |  |  |  | 2632504 | Sus |  | WildfireMitigation¦PlannedWSIPSystemHardening¦¦
24-0138321 | Equipment Failure/Involved | Overhead | Transformer | Failed/Faulted | 2024 | Tier 3 | Transformer only |  |  |  | 2632559 | Sus |  | EquipmentFailureInvolved¦Overhead¦Transformer¦FailedFaulted
24-0136649 | Wildfire Mitigation | Planned - WSIP/System Hardening |  |  | 2024 | Tier 3 | Transformer only |  |  |  | 2633057 | Sus |  | WildfireMitigation¦PlannedWSIPSystemHardening¦¦
24-0138440 | Equipment Failure/Involved | Overhead | Pole-Wood | Deteriorated | 2024 | Tier 2 | Distribution Circuit |  |  |  | 2632805 | Sus |  | EquipmentFailureInvolved¦Overhead¦PoleWood¦Deteriorated
24-0132654 | Company Initiated | Planned- maintenance |  |  | 2024 | Tier 2 | Transformer only |  |  |  | 2632844 | Sus |  | CompanyInitiated¦Plannedmaintenance¦¦
24-0132700 | Wildfire Mitigation | Planned - WSIP/System Hardening |  |  | 2024 | Tier 2 | Distribution Circuit |  |  |  | 2632934 | Sus |  | WildfireMitigation¦PlannedWSIPSystemHardening¦¦
24-0132701 | Wildfire Mitigation | Planned - WSIP/System Hardening |  |  | 2024 | Tier 2 | Transformer only |  |  |  | 2633038 | Sus |  | WildfireMitigation¦PlannedWSIPSystemHardening¦¦
24-0128467 | Company Initiated | Planned- maintenance |  |  | 2024 | Tier 3 | Transformer only |  |  |  | 2634209 | Sus |  | CompanyInitiated¦Plannedmaintenance¦¦
24-0135644 | Wildfire Mitigation | Planned - WSIP/System Hardening |  |  | 2024 | Tier 2 | Transformer only |  |  |  | 2634147 | Sus |  | WildfireMitigation¦PlannedWSIPSystemHardening¦¦
24-0133038 | Company Initiated | Planned- maintenance |  |  | 2024 | Tier 2 | Distribution Circuit |  |  |  | 2634029 | Sus |  | CompanyInitiated¦Plannedmaintenance¦¦
24-0135019 | Company Initiated | Planned- maintenance |  |  | 2024 | Tier 3 | Transformer only |  |  |  | 2634089 | Sus |  | CompanyInitiated¦Plannedmaintenance¦¦
24-0130191 | Company Initiated | Planned- capital |  |  | 2024 | Tier 2 | Distribution Circuit |  |  |  | 2634185 | Sus |  | CompanyInitiated¦Plannedcapital¦¦
24-0136599 | Wildfire Mitigation | Planned - WSIP/System Hardening |  |  | 2024 | Tier 2 | Transformer only |  |  |  | 2634292 | Sus |  | WildfireMitigation¦PlannedWSIPSystemHardening¦¦
24-0139344 | Unknown Cause | Patrol - not conducted |  |  | 2024 | Tier 3 | Distribution Circuit |  |  |  | 2635652 | Sus |  | UnknownCause¦Patrolnotconducted¦¦
24-0139349 | Unknown Cause | Patrol - not conducted |  |  | 2024 | Tier 2 | Distribution Circuit |  |  |  | 2635668 | Sus |  | UnknownCause¦Patrolnotconducted¦¦
24-0139357 | Unknown Cause | Patrol - not conducted |  |  | 2024 | Tier 2 | Distribution Circuit |  |  |  | 2635700 | Sus |  | UnknownCause¦Patrolnotconducted¦¦
24-0139356 | Unknown Cause | Patrol - not conducted |  |  | 2024 | Tier 2 | Distribution Circuit |  |  |  | 2635698 | Sus |  | UnknownCause¦Patrolnotconducted¦¦
24-0139363 | Vegetation | Tree - fell into line | Conductor- Overhead | Broken- wire on ground | 2024 | Tier 3 | Distribution Circuit |  |  |  | 2635727 | Sus |  | Vegetation¦Treefellintoline¦ConductorOverhead¦Brokenwireonground
24-0139366 | Unknown Cause | Patrol - not conducted |  |  | 2024 | Tier 2 | Distribution Circuit |  |  |  | 2635739 | Sus |  | UnknownCause¦Patrolnotconducted¦¦
24-0139373 | Unknown Cause | Patrol - not conducted |  |  | 2024 | Tier 2 | Distribution Circuit |  |  |  | 2635757 | Sus |  | UnknownCause¦Patrolnotconducted¦¦
24-0139398 | Unknown Cause | Patrol - found nothing |  |  | 2024 | Tier 2 | Distribution Circuit |  |  |  | 2635785 | Sus |  | UnknownCause¦Patrolfoundnothing¦¦
24-0139412 | Unknown Cause | Patrol - not conducted |  |  | 2024 | Tier 2 | Distribution Circuit |  |  |  | 2635890 | Sus |  | UnknownCause¦Patrolnotconducted¦¦
24-0139510 | Equipment Failure/Involved | Overhead | Transformer (OH) | Broken | 2024 | Tier 2 | Transformer only |  |  |  | 2636170 | Sus |  | EquipmentFailureInvolved¦Overhead¦Transformer(OH)¦Broken
24-0139465 | Company Initiated | Personnel- company | Transformer (OH) | Broken | 2024 | Tier 2 | Distribution Circuit |  |  |  | 2636120 | Sus |  | CompanyInitiated¦Personnelcompany¦Transformer(OH)¦Broken
24-0139689 | Equipment Failure/Involved | Overhead | Transformer | Arcing | 2024 | Tier 2 | Transformer only |  |  |  | 2636938 | Sus |  | EquipmentFailureInvolved¦Overhead¦Transformer¦Arcing
24-0139718 | Equipment Failure/Involved | Overhead | Pole-Wood | Broken | 2024 | Tier 3 | Distribution Circuit |  |  |  | 2637011 | Sus |  | EquipmentFailureInvolved¦Overhead¦PoleWood¦Broken
24-0139940 | Equipment Failure/Involved | Overhead | Transformer (OH) | Failed/Faulted | 2024 | Tier 2 | Transformer only |  |  |  | 2637419 | Sus |  | EquipmentFailureInvolved¦Overhead¦Transformer(OH)¦FailedFaulted
24-0139982 | 3rd Party | Tree - cutting- 3rd party | Fuse | Normal | 2024 | Tier 3 | Transformer only |  |  |  | 2637562 | Sus |  | 3rdParty¦Treecutting3rdparty¦Fuse¦Normal
24-0140233 | Equipment Failure/Involved | Overhead | Transformer (OH) | Failed/Faulted | 2024 | Tier 2 | Distribution Circuit |  |  |  | 2638195 | Sus |  | EquipmentFailureInvolved¦Overhead¦Transformer(OH)¦FailedFaulted
24-0140244 | Unknown Cause | Patrol - not conducted |  |  | 2024 | Tier 2 | Distribution Circuit |  |  |  | 2638227 | Sus |  | UnknownCause¦Patrolnotconducted¦¦
24-0140292 | Equipment Failure/Involved | Overhead | Insulator | Broken | 2024 | Tier 2 | Distribution Circuit |  |  |  | 2638313 | Sus |  | EquipmentFailureInvolved¦Overhead¦Insulator¦Broken
24-0140523 | Equipment Failure/Involved | Overhead | Connector or Splice (OH) | Broken | 2024 | Tier 2 | Distribution Circuit |  |  |  | 2638728 | Sus |  | EquipmentFailureInvolved¦Overhead¦ConnectororSplice(OH)¦Broken
24-0141032 | Unknown Cause | Patrol - found nothing |  |  | 2024 | Tier 2 | Distribution Circuit |  |  |  | 2639391 | Sus |  | UnknownCause¦Patrolfoundnothing¦¦
24-0141510 | 3rd Party | Vehicle | Transformer (OH) | Broken | 2024 | Tier 2 | Transformer only |  |  |  | 2641009 | Sus |  | 3rdParty¦Vehicle¦Transformer(OH)¦Broken
24-0141508 | Animal | Squirrel | Transformer- STA SVC | Normal | 2024 | Tier 3 | Substation - Distribution |  |  |  | 2641065 | Sus |  | Animal¦Squirrel¦TransformerSTASVC¦Normal
24-0136502 | Company Initiated | Planned- maintenance |  |  | 2024 | Tier 3 | Distribution Circuit |  |  |  | 2641477 | Sus |  | CompanyInitiated¦Plannedmaintenance¦¦
24-0136552 | Company Initiated | Planned- maintenance |  |  | 2024 | Tier 3 | Transformer only |  |  |  | 2641484 | Sus |  | CompanyInitiated¦Plannedmaintenance¦¦
24-0136509 | Company Initiated | Planned- maintenance |  |  | 2024 | Tier 2 | Transformer only |  |  |  | 2641493 | Sus |  | CompanyInitiated¦Plannedmaintenance¦¦
24-0135784 | Company Initiated | Planned- maintenance |  |  | 2024 | Tier 3 | Distribution Circuit |  |  |  | 2641578 | Sus |  | CompanyInitiated¦Plannedmaintenance¦¦
24-0135767 | Company Initiated | Planned- maintenance |  |  | 2024 | Tier 2 | Transformer only |  |  |  | 2641593 | Sus |  | CompanyInitiated¦Plannedmaintenance¦¦
24-0135823 | Wildfire Mitigation | Planned - WSIP/System Hardening |  |  | 2024 | Tier 2 | Transformer only |  |  |  | 2641697 | Sus |  | WildfireMitigation¦PlannedWSIPSystemHardening¦¦
24-0137057 | Company Initiated | Planned- maintenance |  |  | 2024 | Tier 2 | Distribution Circuit |  |  |  | 2641821 | Sus |  | CompanyInitiated¦Plannedmaintenance¦¦
24-0135999 | Company Initiated | Planned- maintenance |  |  | 2024 | Tier 2 | Distribution Circuit |  |  |  | 2642454 | Sus |  | CompanyInitiated¦Plannedmaintenance¦¦
24-0135216 | Company Initiated | Planned- maintenance |  |  | 2024 | Tier 3 | Distribution Circuit |  |  |  | 2642469 | Sus |  | CompanyInitiated¦Plannedmaintenance¦¦
24-0136594 | Company Initiated | Planned- maintenance |  |  | 2024 | Tier 2 | Distribution Circuit |  |  |  | 2642477 | Sus |  | CompanyInitiated¦Plannedmaintenance¦¦
24-0137033 | Company Initiated | Planned- maintenance |  |  | 2024 | Tier 2 | Distribution Circuit |  |  |  | 2642489 | Sus |  | CompanyInitiated¦Plannedmaintenance¦¦
24-0136003 | Company Initiated | Planned- maintenance |  |  | 2024 | Tier 2 | Distribution Circuit |  |  |  | 2642507 | Sus |  | CompanyInitiated¦Plannedmaintenance¦¦
24-0142015 | Company Initiated | Planned- capital |  |  | 2024 | Tier 2 | Distribution Circuit |  |  |  | 2642490 | Sus |  | CompanyInitiated¦Plannedcapital¦¦
24-0134074 | Company Initiated | Planned- maintenance |  |  | 2024 | Tier 2 | Distribution Circuit |  |  |  | 2642664 | Sus |  | CompanyInitiated¦Plannedmaintenance¦¦
24-0135851 | Company Initiated | Planned- maintenance |  |  | 2024 | Tier 3 | Transformer only |  |  |  | 2642894 | Sus |  | CompanyInitiated¦Plannedmaintenance¦¦
24-0137091 | Company Initiated | Planned- maintenance |  |  | 2024 | Tier 2 | Distribution Circuit |  |  |  | 2642758 | Sus |  | CompanyInitiated¦Plannedmaintenance¦¦
24-0132098 | Company Initiated | Planned- capital |  |  | 2024 | Tier 2 | Distribution Circuit |  |  |  | 2642774 | Sus |  | CompanyInitiated¦Plannedcapital¦¦
24-0136343 | Wildfire Mitigation | Planned - WSIP/System Hardening |  |  | 2024 | Tier 2 | Transformer only |  |  |  | 2643002 | Sus |  | WildfireMitigation¦PlannedWSIPSystemHardening¦¦
24-0136601 | Wildfire Mitigation | Planned - WSIP/System Hardening |  |  | 2024 | Tier 3 | Transformer only |  |  |  | 2642932 | Sus |  | WildfireMitigation¦PlannedWSIPSystemHardening¦¦
24-0136628 | Wildfire Mitigation | Planned - WSIP/System Hardening |  |  | 2024 | Tier 2 | Transformer only |  |  |  | 2643008 | Sus |  | WildfireMitigation¦PlannedWSIPSystemHardening¦¦
24-0137028 | Company Initiated | Planned- maintenance |  |  | 2024 | Tier 2 | Transformer only |  |  |  | 2643132 | Sus |  | CompanyInitiated¦Plannedmaintenance¦¦
24-0136019 | Company Initiated | Planned- maintenance |  |  | 2024 | Tier 2 | Distribution Circuit |  |  |  | 2643450 | Sus |  | CompanyInitiated¦Plannedmaintenance¦¦
24-0138186 | Wildfire Mitigation | Planned - WSIP/System Hardening |  |  | 2024 | Tier 3 | Distribution Circuit |  |  |  | 2643459 | Sus |  | WildfireMitigation¦PlannedWSIPSystemHardening¦¦
24-0135968 | Company Initiated | Planned- maintenance |  |  | 2024 | Tier 2 | Transformer only |  |  |  | 2643797 | Sus |  | CompanyInitiated¦Plannedmaintenance¦¦
24-0137042 | Company Initiated | Planned- maintenance |  |  | 2024 | Tier 2 | Transformer only |  |  |  | 2643480 | Sus |  | CompanyInitiated¦Plannedmaintenance¦¦
24-0137794 | Company Initiated | Planned- maintenance |  |  | 2024 | Tier 3 | Distribution Circuit |  |  |  | 2643469 | Sus |  | CompanyInitiated¦Plannedmaintenance¦¦
24-0137044 | Company Initiated | Planned- maintenance |  |  | 2024 | Tier 2 | Distribution Circuit |  |  |  | 2643482 | Sus |  | CompanyInitiated¦Plannedmaintenance¦¦
24-0137075 | Wildfire Mitigation | Planned - WSIP/System Hardening |  |  | 2024 | Tier 2 | Distribution Circuit |  |  |  | 2643490 | Sus |  | WildfireMitigation¦PlannedWSIPSystemHardening¦¦
24-0132737 | Company Initiated | Planned- capital |  |  | 2024 | Tier 2 | Distribution Circuit |  |  |  | 2643474 | Sus |  | CompanyInitiated¦Plannedcapital¦¦
24-0135857 | Wildfire Mitigation | Planned - WSIP/System Hardening |  |  | 2024 | Tier 3 | Transformer only |  |  |  | 2643620 | Sus |  | WildfireMitigation¦PlannedWSIPSystemHardening¦¦
24-0137655 | Company Initiated | Planned- maintenance |  |  | 2024 | Tier 2 | Transformer only |  |  |  | 2643632 | Sus |  | CompanyInitiated¦Plannedmaintenance¦¦
24-0132458 | Company Initiated | Planned- capital |  |  | 2024 | Tier 2 | Distribution Circuit |  |  |  | 2643464 | Sus |  | CompanyInitiated¦Plannedcapital¦¦
24-0136263 | Company Initiated | Planned- maintenance |  |  | 2024 | Tier 3 | Distribution Circuit |  |  |  | 2643651 | Sus |  | CompanyInitiated¦Plannedmaintenance¦¦
24-0134127 | Company Initiated | Planned- maintenance |  |  | 2024 | Tier 3 | Transformer only |  |  |  | 2643793 | Sus |  | CompanyInitiated¦Plannedmaintenance¦¦
24-0137817 | Company Initiated | Planned- maintenance |  |  | 2024 | Tier 3 | Transformer only |  |  |  | 2644018 | Sus |  | CompanyInitiated¦Plannedmaintenance¦¦
24-0137111 | Company Initiated | Planned- maintenance |  |  | 2024 | Tier 2 | Distribution Circuit |  |  |  | 2644010 | Sus |  | CompanyInitiated¦Plannedmaintenance¦¦
24-0136012 | Company Initiated | Planned- maintenance |  |  | 2024 | Tier 2 | Distribution Circuit |  |  |  | 2644132 | Sus |  | CompanyInitiated¦Plannedmaintenance¦¦
24-0142625 | Equipment Failure/Involved | Overhead | Connector or Splice (OH) | Broken | 2024 | Tier 2 | Distribution Circuit |  |  |  | 2644120 | Sus |  | EquipmentFailureInvolved¦Overhead¦ConnectororSplice(OH)¦Broken
24-0142700 | Equipment Failure/Involved | Overhead | Conductor- Overhead | Burned/flashed | 2024 | Tier 2 | Transformer only |  |  |  | 2644213 | Sus |  | EquipmentFailureInvolved¦Overhead¦ConductorOverhead¦Burnedflashed
24-0136026 | Company Initiated | Planned- maintenance |  |  | 2024 | Tier 2 | Distribution Circuit |  |  |  | 2644398 | Sus |  | CompanyInitiated¦Plannedmaintenance¦¦
24-0132742 | Company Initiated | Planned- maintenance |  |  | 2024 | Tier 2 | Distribution Circuit |  |  |  | 2644392 | Sus |  | CompanyInitiated¦Plannedmaintenance¦¦
24-0136165 | Wildfire Mitigation | Planned - WSIP/System Hardening |  |  | 2024 | Tier 3 | Transformer only |  |  |  | 2644997 | Sus |  | WildfireMitigation¦PlannedWSIPSystemHardening¦¦
24-0134974 | Company Initiated | Planned- maintenance |  |  | 2024 | Tier 2 | Transformer only |  |  |  | 2644411 | Sus |  | CompanyInitiated¦Plannedmaintenance¦¦
24-0133301 | Company Initiated | Planned- capital |  |  | 2024 | Tier 2 | Distribution Circuit |  |  |  | 2644426 | Sus |  | CompanyInitiated¦Plannedcapital¦¦
24-0134864 | Company Initiated | Planned- capital |  |  | 2024 | Tier 3 | Distribution Circuit |  |  |  | 2644384 | Sus |  | CompanyInitiated¦Plannedcapital¦¦
24-0136080 | Company Initiated | Planned- maintenance |  |  | 2024 | Tier 2 | Distribution Circuit |  |  |  | 2644527 | Sus |  | CompanyInitiated¦Plannedmaintenance¦¦
24-0136023 | Company Initiated | Planned- maintenance |  |  | 2024 | Tier 3 | Distribution Circuit |  |  |  | 2644548 | Sus |  | CompanyInitiated¦Plannedmaintenance¦¦
24-0136001 | Company Initiated | Planned- maintenance |  |  | 2024 | Tier 3 | Transformer only |  |  |  | 2644614 | Sus |  | CompanyInitiated¦Plannedmaintenance¦¦
24-0135560 | Wildfire Mitigation | Planned - WSIP/System Hardening |  |  | 2024 | Tier 3 | Transformer only |  |  |  | 2644733 | Sus |  | WildfireMitigation¦PlannedWSIPSystemHardening¦¦
24-0137609 | Wildfire Mitigation | Planned - WSIP/System Hardening |  |  | 2024 | Tier 2 | Distribution Circuit |  |  |  | 2645588 | Sus |  | WildfireMitigation¦PlannedWSIPSystemHardening¦¦
24-0136049 | Wildfire Mitigation | Planned - WSIP/System Hardening |  |  | 2024 | Tier 2 | Distribution Circuit |  |  |  | 2645604 | Sus |  | WildfireMitigation¦PlannedWSIPSystemHardening¦¦
24-0136679 | Company Initiated | Planned- maintenance |  |  | 2024 | Tier 2 | Distribution Circuit |  |  |  | 2646077 | Sus |  | CompanyInitiated¦Plannedmaintenance¦¦
24-0136087 | Company Initiated | Planned- maintenance |  |  | 2024 | Tier 3 | Transformer only |  |  |  | 2645865 | Sus |  | CompanyInitiated¦Plannedmaintenance¦¦
24-0135024 | Company Initiated | Planned- capital |  |  | 2024 | Tier 3 | Distribution Circuit |  |  |  | 2645647 | Sus |  | CompanyInitiated¦Plannedcapital¦¦
24-0136032 | Wildfire Mitigation | Planned - WSIP/System Hardening |  |  | 2024 | Tier 2 | Transformer only |  |  |  | 2646040 | Sus |  | WildfireMitigation¦PlannedWSIPSystemHardening¦¦
24-0143402 | Equipment Failure/Involved | Overhead | Transformer (OH) | Failed/Faulted | 2024 | Tier 3 | Transformer only |  |  |  | 2646035 | Sus |  | EquipmentFailureInvolved¦Overhead¦Transformer(OH)¦FailedFaulted
24-0143483 | Animal | Squirrel | Cutout- fuse holder | Broken | 2024 | Tier 2 | Transformer only |  |  |  | 2646143 | Sus |  | Animal¦Squirrel¦Cutoutfuseholder¦Broken
24-0137128 | Company Initiated | Planned- maintenance |  |  | 2024 | Tier 2 | Distribution Circuit |  |  |  | 2646340 | Sus |  | CompanyInitiated¦Plannedmaintenance¦¦
24-0136068 | Wildfire Mitigation | Planned - WSIP/System Hardening |  |  | 2024 | Tier 2 | Distribution Circuit |  |  |  | 2646399 | Sus |  | WildfireMitigation¦PlannedWSIPSystemHardening¦¦
24-0129592 | Company Initiated | Planned- capital |  |  | 2024 | Tier 2 | Distribution Circuit |  |  |  | 2646419 | Sus |  | CompanyInitiated¦Plannedcapital¦¦
24-0143650 | Equipment Failure/Involved | Overhead | Transformer (OH) | Broken | 2024 | Tier 3 | Distribution Circuit |  |  |  | 2646738 | Sus |  | EquipmentFailureInvolved¦Overhead¦Transformer(OH)¦Broken
24-0142943 | Company Initiated | Planned- maintenance |  |  | 2024 | Tier 3 | Transformer only |  |  |  | 2646809 | Sus |  | CompanyInitiated¦Plannedmaintenance¦¦
24-0142240 | Company Initiated | Planned- capital |  |  | 2024 | Tier 2 | Transformer only |  |  |  | 2646819 | Sus |  | CompanyInitiated¦Plannedcapital¦¦
24-0135760 | Company Initiated | Planned- capital |  |  | 2024 | Tier 2 | Distribution Circuit |  |  |  | 2647349 | Sus |  | CompanyInitiated¦Plannedcapital¦¦
24-0139733 | Wildfire Mitigation | Planned - WSIP/System Hardening |  |  | 2024 | Tier 3 | Transformer only |  |  |  | 2647589 | Sus |  | WildfireMitigation¦PlannedWSIPSystemHardening¦¦
24-0139984 | Company Initiated | Planned- maintenance |  |  | 2024 | Tier 2 | Transformer only |  |  |  | 2647626 | Sus |  | CompanyInitiated¦Plannedmaintenance¦¦
24-0137543 | Company Initiated | Planned- maintenance |  |  | 2024 | Tier 2 | Distribution Circuit |  |  |  | 2647371 | Sus |  | CompanyInitiated¦Plannedmaintenance¦¦
24-0143860 | Unknown Cause | Patrol - found nothing |  |  | 2024 | Tier 2 | Distribution Circuit |  |  |  | 2647360 | Sus |  | UnknownCause¦Patrolfoundnothing¦¦
24-0139983 | Company Initiated | Planned- maintenance |  |  | 2024 | Tier 2 | Distribution Circuit |  |  |  | 2647361 | Sus |  | CompanyInitiated¦Plannedmaintenance¦¦
24-0134866 | Company Initiated | Planned- capital |  |  | 2024 | Tier 3 | Distribution Circuit |  |  |  | 2647366 | Sus |  | CompanyInitiated¦Plannedcapital¦¦
24-0137635 | Company Initiated | Planned- maintenance |  |  | 2024 | Tier 3 | Distribution Circuit |  |  |  | 2647424 | Sus |  | CompanyInitiated¦Plannedmaintenance¦¦
24-0137840 | Company Initiated | Planned- maintenance |  |  | 2024 | Tier 2 | Transformer only |  |  |  | 2647506 | Sus |  | CompanyInitiated¦Plannedmaintenance¦¦
24-0139854 | Wildfire Mitigation | Planned - WSIP/System Hardening |  |  | 2024 | Tier 3 | Distribution Circuit |  |  |  | 2647551 | Sus |  | WildfireMitigation¦PlannedWSIPSystemHardening¦¦
24-0139737 | Wildfire Mitigation | Planned - WSIP/System Hardening |  |  | 2024 | Tier 2 | Transformer only |  |  |  | 2647652 | Sus |  | WildfireMitigation¦PlannedWSIPSystemHardening¦¦
24-0139967 | Company Initiated | Planned- maintenance |  |  | 2024 | Tier 2 | Transformer only |  |  |  | 2647704 | Sus |  | CompanyInitiated¦Plannedmaintenance¦¦
24-0139867 | Wildfire Mitigation | Planned - WSIP/System Hardening |  |  | 2024 | Tier 2 | Distribution Circuit |  |  |  | 2647815 | Sus |  | WildfireMitigation¦PlannedWSIPSystemHardening¦¦
24-0142573 | Wildfire Mitigation | Planned - WSIP/System Hardening |  |  | 2024 | Tier 2 | Distribution Circuit |  |  |  | 2647892 | Sus |  | WildfireMitigation¦PlannedWSIPSystemHardening¦¦
24-0143579 | Company Initiated | Planned- maintenance |  |  | 2024 | Tier 2 | Distribution Circuit |  |  |  | 2648323 | Sus |  | CompanyInitiated¦Plannedmaintenance¦¦
24-0140304 | Company Initiated | Planned- maintenance |  |  | 2024 | Tier 2 | Transformer only |  |  |  | 2648531 | Sus |  | CompanyInitiated¦Plannedmaintenance¦¦
24-0140121 | Wildfire Mitigation | Planned - WSIP/System Hardening |  |  | 2024 | Zone 1 | Distribution Circuit |  |  |  | 2648394 | Sus |  | WildfireMitigation¦PlannedWSIPSystemHardening¦¦
24-0140123 | Wildfire Mitigation | Planned - WSIP/System Hardening |  |  | 2024 | Zone 1 | Transformer only |  |  |  | 2648404 | Sus |  | WildfireMitigation¦PlannedWSIPSystemHardening¦¦
24-0138200 | Wildfire Mitigation | Planned - WSIP/System Hardening |  |  | 2024 | Tier 2 | Transformer only |  |  |  | 2648408 | Sus |  | WildfireMitigation¦PlannedWSIPSystemHardening¦¦
24-0137643 | Company Initiated | Planned- maintenance |  |  | 2024 | Tier 2 | Distribution Circuit |  |  |  | 2648401 | Sus |  | CompanyInitiated¦Plannedmaintenance¦¦
24-0139746 | Company Initiated | Planned- maintenance |  |  | 2024 | Tier 2 | Transformer only |  |  |  | 2648476 | Sus |  | CompanyInitiated¦Plannedmaintenance¦¦
24-0143095 | Company Initiated | Planned- maintenance |  |  | 2024 | Tier 2 | Transformer only |  |  |  | 2648773 | Sus |  | CompanyInitiated¦Plannedmaintenance¦¦
24-0135778 | Company Initiated | Planned- capital |  |  | 2024 | Tier 2 | Distribution Circuit |  |  |  | 2648510 | Sus |  | CompanyInitiated¦Plannedcapital¦¦
24-0139038 | Company Initiated | Planned- maintenance |  |  | 2024 | Tier 3 | Distribution Circuit |  |  |  | 2648541 | Sus |  | CompanyInitiated¦Plannedmaintenance¦¦
24-0138521 | Wildfire Mitigation | Planned - WSIP/System Hardening |  |  | 2024 | Tier 3 | Transformer only |  |  |  | 2648803 | Sus |  | WildfireMitigation¦PlannedWSIPSystemHardening¦¦
24-0138376 | Company Initiated | Planned- capital |  |  | 2024 | Tier 2 | Distribution Circuit |  |  |  | 2648526 | Sus |  | CompanyInitiated¦Plannedcapital¦¦
24-0138201 | Wildfire Mitigation | Planned - WSIP/System Hardening |  |  | 2024 | Tier 2 | Transformer only |  |  |  | 2648622 | Sus |  | WildfireMitigation¦PlannedWSIPSystemHardening¦¦
24-0138202 | Wildfire Mitigation | Planned - WSIP/System Hardening |  |  | 2024 | Tier 2 | Transformer only |  |  |  | 2648704 | Sus |  | WildfireMitigation¦PlannedWSIPSystemHardening¦¦
24-0140322 | Company Initiated | Planned- maintenance |  |  | 2024 | Tier 3 | Transformer only |  |  |  | 2648846 | Sus |  | CompanyInitiated¦Plannedmaintenance¦¦
24-0138203 | Wildfire Mitigation | Planned - WSIP/System Hardening |  |  | 2024 | Tier 2 | Transformer only |  |  |  | 2648795 | Sus |  | WildfireMitigation¦PlannedWSIPSystemHardening¦¦
24-0140282 | Company Initiated | Planned- maintenance |  |  | 2024 | Tier 2 | Transformer only |  |  |  | 2648845 | Sus |  | CompanyInitiated¦Plannedmaintenance¦¦
24-0138205 | Wildfire Mitigation | Planned - WSIP/System Hardening |  |  | 2024 | Tier 3 | Transformer only |  |  |  | 2648912 | Sus |  | WildfireMitigation¦PlannedWSIPSystemHardening¦¦
24-0140408 | Company Initiated | Planned- maintenance |  |  | 2024 | Tier 2 | Transformer only |  |  |  | 2648935 | Sus |  | CompanyInitiated¦Plannedmaintenance¦¦
24-0144353 | Equipment Failure/Involved | Overhead | Connector or Splice (OH) | Burned Open | 2024 | Tier 2 | Distribution Circuit |  |  |  | 2649300 | Sus |  | EquipmentFailureInvolved¦Overhead¦ConnectororSplice(OH)¦BurnedOpen
24-0143585 | Company Initiated | Planned- maintenance |  |  | 2024 | Tier 2 | Distribution Circuit |  |  |  | 2649305 | Sus |  | CompanyInitiated¦Plannedmaintenance¦¦
24-0135825 | Company Initiated | Planned- capital |  |  | 2024 | Tier 2 | Distribution Circuit |  |  |  | 2649380 | Sus |  | CompanyInitiated¦Plannedcapital¦¦
24-0140784 | Company Initiated | Planned- maintenance |  |  | 2024 | Tier 2 | Transformer only |  |  |  | 2649368 | Sus |  | CompanyInitiated¦Plannedmaintenance¦¦
24-0135112 | Company Initiated | Planned- capital |  |  | 2024 | Tier 2 | Distribution Circuit |  |  |  | 2649404 | Sus |  | CompanyInitiated¦Plannedcapital¦¦
24-0144351 | Company Initiated | Planned- maintenance | Other | Normal | 2024 | Tier 2 | Transformer only |  |  |  | 2649384 | Sus |  | CompanyInitiated¦Plannedmaintenance¦Other¦Normal
24-0136192 | Company Initiated | Planned- maintenance |  |  | 2024 | Tier 2 | Transformer only |  |  |  | 2649399 | Sus |  | CompanyInitiated¦Plannedmaintenance¦¦
24-0138846 | Company Initiated | Planned- maintenance |  |  | 2024 | Tier 3 | Transformer only |  |  |  | 2649503 | Sus |  | CompanyInitiated¦Plannedmaintenance¦¦
24-0144394 | Unknown Cause | Patrol - found nothing |  |  | 2024 | Tier 2 | Distribution Circuit |  |  |  | 2649637 | Sus |  | UnknownCause¦Patrolfoundnothing¦¦
24-0140878 | Company Initiated | Planned- maintenance |  |  | 2024 | Tier 2 | Transformer only |  |  |  | 2649753 | Sus |  | CompanyInitiated¦Plannedmaintenance¦¦
24-0140836 | Company Initiated | Planned- maintenance |  |  | 2024 | Tier 3 | Transformer only |  |  |  | 2649856 | Sus |  | CompanyInitiated¦Plannedmaintenance¦¦
24-0136203 | Company Initiated | Planned- maintenance |  |  | 2024 | Tier 2 | Transformer only |  |  |  | 2649903 | Sus |  | CompanyInitiated¦Plannedmaintenance¦¦
24-0140599 | Company Initiated | Planned- maintenance |  |  | 2024 | Tier 3 | Distribution Circuit |  |  |  | 2650519 | Sus |  | CompanyInitiated¦Plannedmaintenance¦¦
24-0136214 | Company Initiated | Planned- maintenance |  |  | 2024 | Tier 2 | Transformer only |  |  |  | 2650534 | Sus |  | CompanyInitiated¦Plannedmaintenance¦¦
24-0144559 | Equipment Failure/Involved | Overhead | Conductor- Overhead | Together | 2024 | Tier 2 | Distribution Circuit |  |  |  | 2650557 | Sus |  | EquipmentFailureInvolved¦Overhead¦ConductorOverhead¦Together
24-0143591 | Company Initiated | Planned- maintenance |  |  | 2024 | Tier 2 | Distribution Circuit |  |  |  | 2650544 | Sus |  | CompanyInitiated¦Plannedmaintenance¦¦
24-0136219 | Wildfire Mitigation | Planned - WSIP/System Hardening |  |  | 2024 | Tier 2 | Transformer only |  |  |  | 2650907 | Sus |  | WildfireMitigation¦PlannedWSIPSystemHardening¦¦
24-0137847 | Company Initiated | Planned- maintenance |  |  | 2024 | Tier 2 | Distribution Circuit |  |  |  | 2651498 | Sus |  | CompanyInitiated¦Plannedmaintenance¦¦
24-0143611 | Company Initiated | Planned- maintenance |  |  | 2024 | Tier 2 | Distribution Circuit |  |  |  | 2651454 | Sus |  | CompanyInitiated¦Plannedmaintenance¦¦
24-0140639 | Company Initiated | Planned- maintenance |  |  | 2024 | Tier 3 | Transformer only |  |  |  | 2651751 | Sus |  | CompanyInitiated¦Plannedmaintenance¦¦
24-0140631 | Company Initiated | Planned- maintenance |  |  | 2024 | Tier 3 | Transformer only |  |  |  | 2651519 | Sus |  | CompanyInitiated¦Plannedmaintenance¦¦
24-0143680 | Wildfire Mitigation | Planned - WSIP/System Hardening |  |  | 2024 | Tier 2 | Transformer only |  |  |  | 2651556 | Sus |  | WildfireMitigation¦PlannedWSIPSystemHardening¦¦
24-0138979 | Company Initiated | Planned- maintenance |  |  | 2024 | Tier 3 | Transformer only |  |  |  | 2651613 | Sus |  | CompanyInitiated¦Plannedmaintenance¦¦
24-0145085 | Unknown Cause | Patrol - found nothing |  |  | 2024 | Tier 3 | Distribution Circuit |  |  |  | 2652908 | Sus |  | UnknownCause¦Patrolfoundnothing¦¦
24-0145058 | Unknown Cause | Patrol - not conducted |  |  | 2024 | Tier 2 | Distribution Circuit |  |  |  | 2652917 | Sus |  | UnknownCause¦Patrolnotconducted¦¦
24-0145079 | Unknown Cause | Patrol - not conducted |  |  | 2024 | Tier 2 | Distribution Circuit |  |  |  | 2652967 | Sus |  | UnknownCause¦Patrolnotconducted¦¦
24-0145082 | Unknown Cause | Patrol - not conducted |  |  | 2024 | Tier 2 | Distribution Circuit |  |  |  | 2653023 | Sus |  | UnknownCause¦Patrolnotconducted¦¦
24-0145129 | Unknown Cause | Patrol - not conducted |  |  | 2024 | Tier 2 | Distribution Circuit |  |  |  | 2653493 | Sus |  | UnknownCause¦Patrolnotconducted¦¦
24-0145243 | Vegetation | Tree - branch fell on line | Conductor- Overhead | Broken- wire on ground | 2024 | Tier 2 | Distribution Circuit |  |  |  | 2653535 | Sus |  | Vegetation¦Treebranchfellonline¦ConductorOverhead¦Brokenwireonground
24-0145300 | Vegetation | Tree - fell into line | Connector or Splice (OH) | Broken- wire on ground | 2024 | Tier 2 | Distribution Circuit |  |  |  | 2653633 | Sus |  | Vegetation¦Treefellintoline¦ConnectororSplice(OH)¦Brokenwireonground
24-0145263 | Vegetation | Tree - branch fell on line | Conductor- Overhead | Broken- wire on ground | 2024 | Tier 3 | Distribution Circuit |  |  |  | 2653764 | Sus |  | Vegetation¦Treebranchfellonline¦ConductorOverhead¦Brokenwireonground
24-0145867 | Equipment Failure/Involved | Overhead | Fuse | Burned Open | 2024 | Tier 2 | Distribution Circuit |  |  |  | 2654531 | Sus |  | EquipmentFailureInvolved¦Overhead¦Fuse¦BurnedOpen
24-0145203 | Vegetation | Tree - fell into line | Conductor- Overhead | Broken- wire on ground | 2024 | Tier 3 | Distribution Circuit |  |  |  | 2654596 | Sus |  | Vegetation¦Treefellintoline¦ConductorOverhead¦Brokenwireonground
24-0145221 | Unknown Cause | Patrol - found nothing |  |  | 2024 | Tier 2 | Distribution Circuit |  |  |  | 2654688 | Sus |  | UnknownCause¦Patrolfoundnothing¦¦
24-0145790 | 3rd Party | Other | Conductor- Overhead | Normal | 2024 | Tier 2 | Distribution Circuit |  |  |  | 2654768 | Sus |  | 3rdParty¦Other¦ConductorOverhead¦Normal
24-0145582 | Equipment Failure/Involved | Overhead | Conductor- Overhead | Broken- wire on ground | 2024 | Tier 2 | Distribution Circuit |  |  |  | 2654736 | Sus |  | EquipmentFailureInvolved¦Overhead¦ConductorOverhead¦Brokenwireonground
24-0145671 | Equipment Failure/Involved | Overhead | Conductor- Overhead | Broken- wire on ground | 2024 | Tier 2 | Distribution Circuit |  |  |  | 2658937 | Sus |  | EquipmentFailureInvolved¦Overhead¦ConductorOverhead¦Brokenwireonground
24-0145751 | Unknown Cause | Patrol - found nothing |  |  | 2024 | Tier 3 | Distribution Circuit |  |  |  | 2654871 | Sus |  | UnknownCause¦Patrolfoundnothing¦¦
24-0145250 | Unknown Cause | Patrol - not conducted |  |  | 2024 | Tier 2 | Distribution Circuit |  |  |  | 2654882 | Sus |  | UnknownCause¦Patrolnotconducted¦¦
24-0145586 | Unknown Cause | Patrol - found nothing |  |  | 2024 | Tier 2 | Distribution Circuit |  |  |  | 2654998 | Sus |  | UnknownCause¦Patrolfoundnothing¦¦
24-0145640 | 3rd Party | Customer Equipment | Customer Equipment | Broken | 2024 | Tier 2 | Distribution Circuit |  |  |  | 2655154 | Sus |  | 3rdParty¦CustomerEquipment¦CustomerEquipment¦Broken
24-0145295 | Vegetation | Tree - fell into line | Crossarm- Wood | Broken- wire on ground | 2024 | Tier 2 | Distribution Circuit |  |  |  | 2655404 | Sus |  | Vegetation¦Treefellintoline¦CrossarmWood¦Brokenwireonground
24-0145353 | Unknown Cause | Patrol - not conducted |  |  | 2024 | Tier 2 | Transmission line |  |  |  | 2655685 | Sus |  | UnknownCause¦Patrolnotconducted¦¦
24-0145351 | Unknown Cause | Patrol - not conducted |  |  | 2024 | Tier 2 | Transmission line |  |  |  | 2655884 | Sus |  | UnknownCause¦Patrolnotconducted¦¦
24-0145852 | Unknown Cause | Patrol - found nothing |  |  | 2024 | Tier 2 | Distribution Circuit |  |  |  | 2656832 | Sus |  | UnknownCause¦Patrolfoundnothing¦¦
24-0145398 | Equipment Failure/Involved | Overhead | Conductor- Overhead | Arcing | 2024 | Tier 2 | Distribution Circuit |  |  |  | 2655212 | Sus |  | EquipmentFailureInvolved¦Overhead¦ConductorOverhead¦Arcing
24-0145978 | Vegetation | Tree - fell into line | Secondary | Broken | 2024 | Tier 2 | Transformer only |  |  |  | 2660305 | Sus |  | Vegetation¦Treefellintoline¦Secondary¦Broken
24-0145876 | Unknown Cause | Patrol - found nothing |  |  | 2024 | Tier 2 | Distribution Circuit |  |  |  | 2659465 | Sus |  | UnknownCause¦Patrolfoundnothing¦¦
24-0146172 | Vegetation | Tree - fell into line | Conductor- Overhead | Broken- wire on ground | 2024 | Tier 2 | Distribution Circuit |  |  |  | 2660707 | Sus |  | Vegetation¦Treefellintoline¦ConductorOverhead¦Brokenwireonground
24-0146202 | Unknown Cause | Patrol - not conducted |  |  | 2024 | Tier 2 | Distribution Circuit |  |  |  | 2660775 | Sus |  | UnknownCause¦Patrolnotconducted¦¦
24-0146200 | Vegetation | Tree - branch fell on line | Conductor- Overhead | Normal | 2024 | Tier 3 | Distribution Circuit |  |  |  | 2660804 | Sus |  | Vegetation¦Treebranchfellonline¦ConductorOverhead¦Normal
24-0146316 | Vegetation | Tree - fell into line | Service conductor | Broken- wire on ground | 2024 | Tier 2 | Transformer only |  |  |  | 2661087 | Sus |  | Vegetation¦Treefellintoline¦Serviceconductor¦Brokenwireonground
24-0146255 | Equipment Failure/Involved | Overhead | Fuse | Failed/Faulted | 2024 | Tier 3 | Distribution Circuit |  |  |  | 2661318 | Sus |  | EquipmentFailureInvolved¦Overhead¦Fuse¦FailedFaulted
24-0146437 | Vegetation | Tree - fell into line | Conductor- Overhead | Broken- wire on ground | 2024 | Tier 3 | Distribution Circuit |  |  |  | 2661935 | Sus |  | Vegetation¦Treefellintoline¦ConductorOverhead¦Brokenwireonground
24-0146476 | Equipment Failure/Involved | Overhead | Regulator | Failed/Faulted | 2024 | Tier 2 | Distribution Circuit |  |  |  | 2662261 | Sus |  | EquipmentFailureInvolved¦Overhead¦Regulator¦FailedFaulted
24-0140656 | Wildfire Mitigation | Planned - WSIP/System Hardening |  |  | 2024 | Tier 2 | Distribution Circuit |  |  |  | 2662539 | Sus |  | WildfireMitigation¦PlannedWSIPSystemHardening¦¦
24-0146568 | 3rd Party | Tree - cutting- 3rd party | Conductor- Overhead | Broken- wire on ground | 2024 | Tier 2 | Distribution Circuit |  |  |  | 2662761 | Sus |  | 3rdParty¦Treecutting3rdparty¦ConductorOverhead¦Brokenwireonground
24-0140659 | Wildfire Mitigation | Planned - WSIP/System Hardening |  |  | 2024 | Tier 3 | Transformer only |  |  |  | 2662940 | Sus |  | WildfireMitigation¦PlannedWSIPSystemHardening¦¦
24-0143731 | Company Initiated | Planned- maintenance |  |  | 2024 | Tier 2 | Distribution Circuit |  |  |  | 2663797 | Sus |  | CompanyInitiated¦Plannedmaintenance¦¦
24-0144016 | Company Initiated | Planned- maintenance |  |  | 2024 | Tier 2 | Distribution Circuit |  |  |  | 2663849 | Sus |  | CompanyInitiated¦Plannedmaintenance¦¦
24-0143726 | Company Initiated | Planned- capital |  |  | 2024 | Tier 3 | Distribution Circuit |  |  |  | 2663839 | Sus |  | CompanyInitiated¦Plannedcapital¦¦
24-0143067 | Company Initiated | Planned- maintenance |  |  | 2024 | Tier 2 | Transformer only |  |  |  | 2663937 | Sus |  | CompanyInitiated¦Plannedmaintenance¦¦
24-0140663 | Company Initiated | Planned- maintenance |  |  | 2024 | Tier 2 | Transformer only |  |  |  | 2663969 | Sus |  | CompanyInitiated¦Plannedmaintenance¦¦
24-0142612 | Company Initiated | Planned- maintenance |  |  | 2024 | Tier 3 | Distribution Circuit |  |  |  | 2664089 | Sus |  | CompanyInitiated¦Plannedmaintenance¦¦
24-0146816 | Equipment Failure/Involved | Overhead | Secondary | Broken | 2024 | Tier 3 | Transformer only |  |  |  | 2664350 | Sus |  | EquipmentFailureInvolved¦Overhead¦Secondary¦Broken
24-0142744 | Company Initiated | Planned- maintenance |  |  | 2024 | Tier 2 | Transformer only |  |  |  | 2664223 | Sus |  | CompanyInitiated¦Plannedmaintenance¦¦
24-0146824 | Equipment Failure/Involved | Overhead | Transformer (OH) | Broken | 2024 | Tier 2 | Transformer only |  |  |  | 2664383 | Sus |  | EquipmentFailureInvolved¦Overhead¦Transformer(OH)¦Broken
24-0144013 | Company Initiated | Planned- maintenance |  |  | 2024 | Tier 3 | Distribution Circuit |  |  |  | 2664776 | Sus |  | CompanyInitiated¦Plannedmaintenance¦¦
24-0143732 | Company Initiated | Planned- maintenance |  |  | 2024 | Tier 3 | Transformer only |  |  |  | 2664778 | Sus |  | CompanyInitiated¦Plannedmaintenance¦¦
24-0143298 | Wildfire Mitigation | Planned - WSIP/System Hardening |  |  | 2024 | Tier 2 | Transformer only |  |  |  | 2665088 | Sus |  | WildfireMitigation¦PlannedWSIPSystemHardening¦¦
24-0143320 | Company Initiated | Planned- maintenance |  |  | 2024 | Tier 3 | Transformer only |  |  |  | 2664791 | Sus |  | CompanyInitiated¦Plannedmaintenance¦¦
24-0142608 | Company Initiated | Planned- maintenance |  |  | 2024 | Tier 2 | Distribution Circuit |  |  |  | 2664783 | Sus |  | CompanyInitiated¦Plannedmaintenance¦¦
24-0142293 | Company Initiated | Planned- maintenance |  |  | 2024 | Tier 2 | Distribution Circuit |  |  |  | 2664811 | Sus |  | CompanyInitiated¦Plannedmaintenance¦¦
24-0138506 | Company Initiated | Planned- maintenance |  |  | 2024 | Tier 2 | Distribution Circuit |  |  |  | 2664821 | Sus |  | CompanyInitiated¦Plannedmaintenance¦¦
24-0143348 | Company Initiated | Planned- maintenance |  |  | 2024 | Tier 3 | Distribution Circuit |  |  |  | 2664827 | Sus |  | CompanyInitiated¦Plannedmaintenance¦¦
24-0138459 | Company Initiated | Planned- maintenance |  |  | 2024 | Tier 2 | Transformer only |  |  |  | 2664854 | Sus |  | CompanyInitiated¦Plannedmaintenance¦¦
24-0143344 | Company Initiated | Planned- maintenance |  |  | 2024 | Tier 3 | Transformer only |  |  |  | 2664912 | Sus |  | CompanyInitiated¦Plannedmaintenance¦¦
24-0144019 | Company Initiated | Planned- maintenance |  |  | 2024 | Tier 2 | Transformer only |  |  |  | 2664975 | Sus |  | CompanyInitiated¦Plannedmaintenance¦¦
24-0143315 | Wildfire Mitigation | Planned - WSIP/System Hardening |  |  | 2024 | Tier 2 | Transformer only |  |  |  | 2665016 | Sus |  | WildfireMitigation¦PlannedWSIPSystemHardening¦¦
24-0144120 | Company Initiated | Planned- maintenance |  |  | 2024 | Tier 2 | Transformer only |  |  |  | 2665041 | Sus |  | CompanyInitiated¦Plannedmaintenance¦¦
24-0144118 | Company Initiated | Planned- maintenance |  |  | 2024 | Tier 2 | Distribution Circuit |  |  |  | 2665042 | Sus |  | CompanyInitiated¦Plannedmaintenance¦¦
24-0136233 | Company Initiated | Planned- maintenance |  |  | 2024 | Tier 2 | Transformer only |  |  |  | 2665191 | Sus |  | CompanyInitiated¦Plannedmaintenance¦¦
24-0143341 | Wildfire Mitigation | Planned - WSIP/System Hardening |  |  | 2024 | Tier 3 | Distribution Circuit |  |  |  | 2665252 | Sus |  | WildfireMitigation¦PlannedWSIPSystemHardening¦¦
24-0147007 | Equipment Failure/Involved | Overhead | Fuse | Failed/Faulted | 2024 | Tier 2 | Transformer only |  |  |  | 2665308 | Sus |  | EquipmentFailureInvolved¦Overhead¦Fuse¦FailedFaulted
24-0143321 | Wildfire Mitigation | Planned - WSIP/System Hardening |  |  | 2024 | Tier 2 | Transformer only |  |  |  | 2665900 | Sus |  | WildfireMitigation¦PlannedWSIPSystemHardening¦¦
24-0138518 | Company Initiated | Planned- maintenance |  |  | 2024 | Tier 2 | Distribution Circuit |  |  |  | 2665785 | Sus |  | CompanyInitiated¦Plannedmaintenance¦¦
24-0143325 | Company Initiated | Planned- maintenance |  |  | 2024 | Tier 2 | Distribution Circuit |  |  |  | 2665776 | Sus |  | CompanyInitiated¦Plannedmaintenance¦¦
24-0142623 | Company Initiated | Planned- maintenance |  |  | 2024 | Tier 2 | Distribution Circuit |  |  |  | 2665786 | Sus |  | CompanyInitiated¦Plannedmaintenance¦¦
24-0147096 | Equipment Failure/Involved | Overhead | Transformer (OH) | Leaking | 2024 | Tier 3 | Transformer only |  |  |  | 2665847 | Sus |  | EquipmentFailureInvolved¦Overhead¦Transformer(OH)¦Leaking
24-0146494 | Company Initiated | Planned- maintenance |  |  | 2024 | Tier 3 | Distribution Circuit |  |  |  | 2665906 | Sus |  | CompanyInitiated¦Plannedmaintenance¦¦
24-0147138 | Unknown Cause | Patrol - found nothing |  |  | 2024 | Tier 2 | Distribution Circuit |  |  |  | 2666106 | Sus |  | UnknownCause¦Patrolfoundnothing¦¦
24-0144014 | Company Initiated | Planned- maintenance |  |  | 2024 | Tier 2 | Distribution Circuit |  |  |  | 2666425 | Sus |  | CompanyInitiated¦Plannedmaintenance¦¦
24-0143734 | Wildfire Mitigation | Planned - WSIP/System Hardening |  |  | 2024 | Tier 2 | Transformer only |  |  |  | 2666430 | Sus |  | WildfireMitigation¦PlannedWSIPSystemHardening¦¦
24-0139353 | Company Initiated | Planned- capital |  |  | 2024 | Tier 2 | Distribution Circuit |  |  |  | 2666419 | Sus |  | CompanyInitiated¦Plannedcapital¦¦
24-0139839 | Company Initiated | Planned- maintenance |  |  | 2024 | Tier 2 | Transformer only |  |  |  | 2666832 | Sus |  | CompanyInitiated¦Plannedmaintenance¦¦
24-0139832 | Company Initiated | Planned- maintenance |  |  | 2024 | Tier 2 | Transformer only |  |  |  | 2666458 | Sus |  | CompanyInitiated¦Plannedmaintenance¦¦
24-0137715 | Company Initiated | Planned- maintenance |  |  | 2024 | Tier 2 | Transformer only |  |  |  | 2666477 | Sus |  | CompanyInitiated¦Plannedmaintenance¦¦
24-0143741 | Company Initiated | Planned- capital |  |  | 2024 | Tier 2 | Distribution Circuit |  |  |  | 2666493 | Sus |  | CompanyInitiated¦Plannedcapital¦¦
24-0141726 | Company Initiated | Planned- maintenance |  |  | 2024 | Tier 2 | Distribution Circuit |  |  |  | 2666531 | Sus |  | CompanyInitiated¦Plannedmaintenance¦¦
24-0139866 | Wildfire Mitigation | Planned - WSIP/System Hardening |  |  | 2024 | Tier 2 | Transformer only |  |  |  | 2666829 | Sus |  | WildfireMitigation¦PlannedWSIPSystemHardening¦¦
24-0147257 | Equipment Failure/Involved | Overhead | Fuse | Broken | 2024 | Tier 2 | Transformer only |  |  |  | 2666902 | Sus |  | EquipmentFailureInvolved¦Overhead¦Fuse¦Broken
24-0147284 | Unknown Cause | Patrol - found nothing |  |  | 2024 | Tier 2 | Distribution Circuit |  |  |  | 2667145 | Sus |  | UnknownCause¦Patrolfoundnothing¦¦
24-0146823 | Company Initiated | Planned- capital |  |  | 2024 | Tier 3 | Distribution Circuit |  |  |  | 2667199 | Sus |  | CompanyInitiated¦Plannedcapital¦¦
24-0147317 | Unknown Cause | Patrol - found nothing |  |  | 2024 | Tier 2 | Transformer only |  |  |  | 2667291 | Sus |  | UnknownCause¦Patrolfoundnothing¦¦
24-0144048 | Company Initiated | Planned- maintenance |  |  | 2024 | Tier 2 | Distribution Circuit |  |  |  | 2667697 | Sus |  | CompanyInitiated¦Plannedmaintenance¦¦
24-0144050 | Company Initiated | Planned- maintenance |  |  | 2024 | Tier 3 | Distribution Circuit |  |  |  | 2667698 | Sus |  | CompanyInitiated¦Plannedmaintenance¦¦
24-0147397 | Equipment Failure/Involved | Overhead | Pole-Wood | Burned/flashed | 2024 | Tier 2 | Distribution Circuit |  |  |  | 2667787 | Sus |  | EquipmentFailureInvolved¦Overhead¦PoleWood¦Burnedflashed
24-0144657 | Company Initiated | Planned- maintenance |  |  | 2024 | Tier 3 | Transformer only |  |  |  | 2668128 | Sus |  | CompanyInitiated¦Plannedmaintenance¦¦
24-0147580 | Equipment Failure/Involved | Overhead | Jumper | Broken | 2024 | Tier 2 | Transformer only |  |  |  | 2668831 | Sus |  | EquipmentFailureInvolved¦Overhead¦Jumper¦Broken
24-0147671 | Vegetation | Tree - fell into line | Secondary | Broken- wire on ground | 2024 | Tier 3 | Transformer only |  |  |  | 2669258 | Sus |  | Vegetation¦Treefellintoline¦Secondary¦Brokenwireonground
24-0144690 | Company Initiated | Planned- maintenance |  |  | 2024 | Tier 3 | Distribution Circuit |  |  |  | 2669946 | Sus |  | CompanyInitiated¦Plannedmaintenance¦¦
24-0144810 | Company Initiated | Planned- maintenance |  |  | 2024 | Tier 2 | Distribution Circuit |  |  |  | 2670002 | Sus |  | CompanyInitiated¦Plannedmaintenance¦¦
24-0144585 | Wildfire Mitigation | Planned - WSIP/System Hardening |  |  | 2024 | Tier 2 | Transformer only |  |  |  | 2670795 | Sus |  | WildfireMitigation¦PlannedWSIPSystemHardening¦¦
24-0147938 | Equipment Failure/Involved | Overhead | Pole-Wood | Broken | 2024 | Tier 2 | Transformer only |  |  |  | 2670808 | Sus |  | EquipmentFailureInvolved¦Overhead¦PoleWood¦Broken
24-0146759 | Company Initiated | Planned- maintenance |  |  | 2024 | Tier 3 | Transformer only |  |  |  | 2671185 | Sus |  | CompanyInitiated¦Plannedmaintenance¦¦
24-0148030 | Vegetation | Tree - branch fell on line | Service conductor | Broken- wire on ground | 2024 | Tier 2 | Transformer only |  |  |  | 2671232 | Sus |  | Vegetation¦Treebranchfellonline¦Serviceconductor¦Brokenwireonground
24-0144696 | Company Initiated | Planned- maintenance |  |  | 2024 | Tier 2 | Transformer only |  |  |  | 2671305 | Sus |  | CompanyInitiated¦Plannedmaintenance¦¦
24-0148138 | Vegetation | Tree - fell into line | Conductor- Overhead | Normal | 2024 | Tier 3 | Distribution Circuit |  |  |  | 2671858 | Sus |  | Vegetation¦Treefellintoline¦ConductorOverhead¦Normal
24-0148190 | Equipment Failure/Involved | Overhead | Secondary | Broken | 2024 | Tier 2 | Transformer only |  |  |  | 2672303 | Sus |  | EquipmentFailureInvolved¦Overhead¦Secondary¦Broken
24-0146906 | Wildfire Mitigation | Planned - WSIP/System Hardening |  |  | 2024 | Tier 2 | Distribution Circuit |  |  |  | 2672330 | Sus |  | WildfireMitigation¦PlannedWSIPSystemHardening¦¦
24-0146919 | Company Initiated | Planned- maintenance |  |  | 2024 | Tier 2 | Distribution Circuit |  |  |  | 2672360 | Sus |  | CompanyInitiated¦Plannedmaintenance¦¦
24-0146919 | Company Initiated | Planned- maintenance |  |  | 2024 | Tier 2 | Distribution Circuit |  |  |  | 2672361 | Sus |  | CompanyInitiated¦Plannedmaintenance¦¦
24-0144829 | Company Initiated | Planned- maintenance |  |  | 2024 | Tier 2 | Transformer only |  |  |  | 2672510 | Sus |  | CompanyInitiated¦Plannedmaintenance¦¦
24-0148228 | Equipment Failure/Involved | Overhead | Conductor- Overhead | Deteriorated | 2024 | Tier 3 | Distribution Circuit |  |  |  | 2672666 | Sus |  | EquipmentFailureInvolved¦Overhead¦ConductorOverhead¦Deteriorated
24-0146908 | Company Initiated | Planned- maintenance |  |  | 2024 | Tier 2 | Transformer only |  |  |  | 2673058 | Sus |  | CompanyInitiated¦Plannedmaintenance¦¦
24-0146952 | Company Initiated | Planned- maintenance |  |  | 2024 | Tier 2 | Transformer only |  |  |  | 2673085 | Sus |  | CompanyInitiated¦Plannedmaintenance¦¦
24-0148300 | Equipment Failure/Involved | Overhead | Secondary | Deteriorated | 2024 | Tier 2 | Transformer only |  |  |  | 2673206 | Sus |  | EquipmentFailureInvolved¦Overhead¦Secondary¦Deteriorated

## Mapping
Percentage Effectiveness |  | GRC Drivers and Subdrivers (For Sustained Only)
Name | Value | Joint_Column_for_Vlookup | WDRM V4 Driver | WDRM V4 Subdriver | WDRM V4 Sub-Drivers
NONE | 0% | 3rdParty¦Aircraft¦ConductorOverhead¦Brokenwireonground | Third Party | Third Party (other) | Animal (Bird)
N/A | 0% | 3rdParty¦Aircraft¦ConductorOverhead¦Normal | Third Party | Third Party (other) | Animal (other)
LOW | 20% | 3rdParty¦Aircraft¦ConductorOverhead¦OnGround | Third Party | Third Party (other) | Animal (Squirrel)
MEDIUM | 40% | 3rdParty¦Aircraft¦PoleWood¦Brokenwireonground | Third Party | Third Party (other) | Equipment (Capacitor)
MEDIUM HIGH | 60% | 3rdParty¦ContactwithHighVoltage3rdparty¦ConductorOverhead¦Normal | Third Party | Third Party (other) | Equipment (DPD)
MEDIUM-HIGH | 60% | 3rdParty¦ContactwithHighVoltage3rdparty¦ConductorOverhead¦Brokenwireonground | Third Party | Third Party (other) | Equipment (Fuse)
HIGH | 70% | 3rdParty¦ContactwithHighVoltage3rdparty¦ConductorOverhead¦Together | Third Party | Third Party (other) | Equipment (other)
VERY HIGH | 90% | 3rdParty¦ContactwithHighVoltage3rdparty¦ConductorOverhead¦Burnedflashed | Third Party | Third Party (other) | Equipment (Support Structure)
VERY-HIGH | 90% | 3rdParty¦ContactwithHighVoltage3rdparty¦ConductorOverhead¦Annealed | Third Party | Third Party (other) | Equipment (Switch)
ALL | 100% | 3rdParty¦ContactwithHighVoltage3rdparty¦ConductorUnderground¦Broken | Third Party | Third Party (other) | Equipment (Transformer)
|  | 3rdParty¦ContactwithHighVoltage3rdparty¦Cutoutfuseholder¦Normal | Third Party | Third Party (other) | Equipment (Voltage Control)
|  | 3rdParty¦ContactwithHighVoltage3rdparty¦Fuse¦FailedFaulted | Third Party | Third Party (other) | Primary Conductor - Line Slap
|  | 3rdParty¦ContactwithHighVoltage3rdparty¦PoleWood¦Brokenwireonground | Third Party | Third Party (other) | Primary Conductor - Other
|  | 3rdParty¦ContactwithHighVoltage3rdparty¦PoleWood¦Broken | Third Party | Third Party (other) | Primary Conductor - Wire Down
|  | 3rdParty¦ContactwithHighVoltage3rdparty¦Pothead(RiserTermination)¦Broken | Third Party | Third Party (other) | Secondary Conductor
|  | 3rdParty¦ContactwithHighVoltage3rdparty¦Secondary¦BurnedOpen | Third Party | Third Party (other) | Third Party (Balloon)
|  | 3rdParty¦ContactwithHighVoltage3rdparty¦Secondary¦Brokenwireonground | Third Party | Third Party (other) | Third Party (other)
|  | 3rdParty¦CustomerEquipment¦Bus¦FailedFaulted | Third Party | Third Party (other) | Third Party (Vehicle)
|  | 3rdParty¦CustomerEquipment¦Bus¦Burnedflashed | Third Party | Third Party (other) | Vegetation (Branch)
|  | 3rdParty¦CustomerEquipment¦CircuitBreaker¦Normal | Third Party | Third Party (other) | Vegetation (other)
|  | 3rdParty¦CustomerEquipment¦CircuitBreaker¦Malfunctioning | Third Party | Third Party (other) | Vegetation (Trunk)
|  | 3rdParty¦CustomerEquipment¦CircuitBreaker¦Arcing | Third Party | Third Party (other) | Company Initiated (Not a true driver)
|  | 3rdParty¦CustomerEquipment¦CircuitBreaker¦FailedFaulted | Third Party | Third Party (other)
|  | 3rdParty¦CustomerEquipment¦ConductorOverhead¦Normal | Third Party | Third Party (other)
|  | 3rdParty¦CustomerEquipment¦ConductorOverhead¦Broken | Third Party | Third Party (other)
|  | 3rdParty¦CustomerEquipment¦ConductorOverhead¦Brokenwireonground | Third Party | Third Party (other)
|  | 3rdParty¦CustomerEquipment¦ConductorOverhead¦Together | Third Party | Third Party (other)
|  | 3rdParty¦CustomerEquipment¦ConductorOverhead¦OnGround | Third Party | Third Party (other)
|  | 3rdParty¦CustomerEquipment¦ConductorOverhead¦Burnedflashed | Third Party | Third Party (other)
|  | 3rdParty¦CustomerEquipment¦ConductorOverhead¦Deteriorated | Third Party | Third Party (other)
|  | 3rdParty¦CustomerEquipment¦ConductorUnderground¦Broken | Third Party | Third Party (other)
|  | 3rdParty¦CustomerEquipment¦ConductorUnderground¦Deteriorated | Third Party | Third Party (other)
|  | 3rdParty¦CustomerEquipment¦ConductorUnderground¦Normal | Third Party | Third Party (other)
|  | 3rdParty¦CustomerEquipment¦ConnectororSplice(OH)¦Normal | Third Party | Third Party (other)
|  | 3rdParty¦CustomerEquipment¦ConnectororSplice(OH)¦Broken | Third Party | Third Party (other)
|  | 3rdParty¦CustomerEquipment¦ConnectororSplice(UG)¦Normal | Third Party | Third Party (other)
|  | 3rdParty¦CustomerEquipment¦CrossarmWood¦Broken | Third Party | Third Party (other)
|  | 3rdParty¦CustomerEquipment¦CT¦Burnedflashed | Third Party | Third Party (other)
|  | 3rdParty¦CustomerEquipment¦CustomerEquipment¦Broken | Third Party | Third Party (other)
|  | 3rdParty¦CustomerEquipment¦CustomerEquipment¦Malfunctioning | Third Party | Third Party (other)
|  | 3rdParty¦CustomerEquipment¦CustomerEquipment¦FailedFaulted | Third Party | Third Party (other)
|  | 3rdParty¦CustomerEquipment¦CustomerEquipment¦Normal | Third Party | Third Party (other)
|  | 3rdParty¦CustomerEquipment¦CustomerEquipment¦Burnedflashed | Third Party | Third Party (other)
|  | 3rdParty¦CustomerEquipment¦CustomerEquipment¦Arcing | Third Party | Third Party (other)
|  | 3rdParty¦CustomerEquipment¦CustomerEquipment¦BurnedOpen | Third Party | Third Party (other)
|  | 3rdParty¦CustomerEquipment¦CustomerEquipment¦Deteriorated | Third Party | Third Party (other)
|  | 3rdParty¦CustomerEquipment¦CustomerEquipment¦Together | Third Party | Third Party (other)
|  | 3rdParty¦CustomerEquipment¦CustomerEquipment¦BentorTwisted | Third Party | Third Party (other)
|  | 3rdParty¦CustomerEquipment¦Cutoutfuseholder¦FailedFaulted | Third Party | Third Party (other)
|  | 3rdParty¦CustomerEquipment¦Cutoutfuseholder¦Burnedflashed | Third Party | Third Party (other)
|  | 3rdParty¦CustomerEquipment¦Fuse¦FailedFaulted | Third Party | Third Party (other)
|  | 3rdParty¦CustomerEquipment¦Fuse¦Normal | Third Party | Third Party (other)
|  | 3rdParty¦CustomerEquipment¦Fuse¦BurnedOpen | Third Party | Third Party (other)
|  | 3rdParty¦CustomerEquipment¦Fuse¦Broken | Third Party | Third Party (other)
|  | 3rdParty¦CustomerEquipment¦Generator¦Normal | Third Party | Third Party (other)
|  | 3rdParty¦CustomerEquipment¦Insulator¦Broken | Third Party | Third Party (other)
|  | 3rdParty¦CustomerEquipment¦LightningArrestor¦FailedFaulted | Third Party | Third Party (other)
|  | 3rdParty¦CustomerEquipment¦LightningArrestor¦Arcing | Third Party | Third Party (other)
|  | 3rdParty¦CustomerEquipment¦LightningArrestor¦Burnedflashed | Third Party | Third Party (other)
|  | 3rdParty¦CustomerEquipment¦MeteringEquipment¦Burnedflashed | Third Party | Third Party (other)
|  | 3rdParty¦CustomerEquipment¦MeteringEquipment¦Normal | Third Party | Third Party (other)
|  | 3rdParty¦CustomerEquipment¦MeteringEquipment¦Malfunctioning | Third Party | Third Party (other)
|  | 3rdParty¦CustomerEquipment¦MeteringEquipment¦Arcing | Third Party | Third Party (other)
|  | 3rdParty¦CustomerEquipment¦MeteringEquipment¦FailedFaulted | Third Party | Third Party (other)
|  | 3rdParty¦CustomerEquipment¦Other¦Normal | Third Party | Third Party (other)
|  | 3rdParty¦CustomerEquipment¦Other¦Broken | Third Party | Third Party (other)
|  | 3rdParty¦CustomerEquipment¦Other¦FailedFaulted | Third Party | Third Party (other)
|  | 3rdParty¦CustomerEquipment¦Other¦Malfunctioning | Third Party | Third Party (other)
|  | 3rdParty¦CustomerEquipment¦Other¦Burnedflashed | Third Party | Third Party (other)
|  | 3rdParty¦CustomerEquipment¦Other¦Contaminated | Third Party | Third Party (other)
|  | 3rdParty¦CustomerEquipment¦Other¦Deteriorated | Third Party | Third Party (other)
|  | 3rdParty¦CustomerEquipment¦PoleWood¦Broken | Third Party | Third Party (other)
|  | 3rdParty¦CustomerEquipment¦PoleWood¦Deteriorated | Third Party | Third Party (other)
|  | 3rdParty¦CustomerEquipment¦PoleWood¦Normal | Third Party | Third Party (other)
|  | 3rdParty¦CustomerEquipment¦PoleWood¦Brokenwireonground | Third Party | Third Party (other)
|  | 3rdParty¦CustomerEquipment¦PoleWood¦OnGround | Third Party | Third Party (other)
|  | 3rdParty¦CustomerEquipment¦PoleWood¦Burnedflashed | Third Party | Third Party (other)
|  | 3rdParty¦CustomerEquipment¦PTCCVT¦FailedFaulted | Third Party | Third Party (other)
|  | 3rdParty¦CustomerEquipment¦Recloser¦Normal | Third Party | Third Party (other)
|  | 3rdParty¦CustomerEquipment¦Recloser¦FailedFaulted | Third Party | Third Party (other)
|  | 3rdParty¦CustomerEquipment¦Relay¦Malfunctioning | Third Party | Third Party (other)
|  | 3rdParty¦CustomerEquipment¦Secondary¦Normal | Third Party | Third Party (other)
|  | 3rdParty¦CustomerEquipment¦Secondary¦Broken | Third Party | Third Party (other)
|  | 3rdParty¦CustomerEquipment¦Secondary¦Burnedflashed | Third Party | Third Party (other)
|  | 3rdParty¦CustomerEquipment¦Secondary¦Arcing | Third Party | Third Party (other)
|  | 3rdParty¦CustomerEquipment¦Secondary¦Deteriorated | Third Party | Third Party (other)
|  | 3rdParty¦CustomerEquipment¦Secondary¦BurnedOpen | Third Party | Third Party (other)
|  | 3rdParty¦CustomerEquipment¦Serviceconductor¦Normal | Third Party | Third Party (other)
|  | 3rdParty¦CustomerEquipment¦Serviceconductor¦Burnedflashed | Third Party | Third Party (other)
|  | 3rdParty¦CustomerEquipment¦Switch(OH)¦Normal | Third Party | Third Party (other)
|  | 3rdParty¦CustomerEquipment¦Switch(OH)¦Arcing | Third Party | Third Party (other)
|  | 3rdParty¦CustomerEquipment¦Switch(UG)¦FailedFaulted | Third Party | Third Party (other)
|  | 3rdParty¦CustomerEquipment¦Transformer¦FailedFaulted | Third Party | Third Party (other)
|  | 3rdParty¦CustomerEquipment¦Transformer¦Burnedflashed | Third Party | Third Party (other)
|  | 3rdParty¦CustomerEquipment¦Transformer¦Brokenwireonground | Third Party | Third Party (other)
|  | 3rdParty¦CustomerEquipment¦Transformer¦Normal | Third Party | Third Party (other)
|  | 3rdParty¦CustomerEquipment¦Transformer¦Broken | Third Party | Third Party (other)
|  | 3rdParty¦CustomerEquipment¦Transformer¦Annealed | Third Party | Third Party (other)
|  | 3rdParty¦CustomerEquipment¦Transformer¦Arcing | Third Party | Third Party (other)
|  | 3rdParty¦CustomerEquipment¦Transformer(OH)¦FailedFaulted | Third Party | Third Party (other)
|  | 3rdParty¦CustomerEquipment¦Transformer(OH)¦Normal | Third Party | Third Party (other)
|  | 3rdParty¦CustomerEquipment¦Transformer(OH)¦Broken | Third Party | Third Party (other)
|  | 3rdParty¦CustomerEquipment¦Transformer(OH)¦Burnedflashed | Third Party | Third Party (other)
|  | 3rdParty¦CustomerEquipment¦Transformer(OH)¦Deteriorated | Third Party | Third Party (other)
|  | 3rdParty¦CustomerEquipment¦Transformer(UG)¦Normal | Third Party | Third Party (other)
|  | 3rdParty¦CustomerEquipment¦Transformer(UG)¦FailedFaulted | Third Party | Third Party (other)
|  | 3rdParty¦CustomerEquipment¦¦FailedFaulted | Third Party | Third Party (other)
|  | 3rdParty¦Digin3rdparty¦Bushing¦Broken | Third Party | Third Party (other)
|  | 3rdParty¦Digin3rdparty¦ConductorOverhead¦Burnedflashed | Third Party | Third Party (other)
|  | 3rdParty¦Digin3rdparty¦ConductorOverhead¦Broken | Third Party | Third Party (other)
|  | 3rdParty¦Digin3rdparty¦ConductorUnderground¦Broken | Third Party | Third Party (other)
|  | 3rdParty¦Digin3rdparty¦ConductorUnderground¦Normal | Third Party | Third Party (other)
|  | 3rdParty¦Digin3rdparty¦ConductorUnderground¦Burnedflashed | Third Party | Third Party (other)
|  | 3rdParty¦Digin3rdparty¦ConnectororSplice(OH)¦Broken | Third Party | Third Party (other)
|  | 3rdParty¦Digin3rdparty¦ConnectororSplice(UG)¦FailedFaulted | Third Party | Third Party (other)
|  | 3rdParty¦Digin3rdparty¦CustomerEquipment¦Broken | Third Party | Third Party (other)
|  | 3rdParty¦Digin3rdparty¦Elbow¦Broken | Third Party | Third Party (other)
|  | 3rdParty¦Digin3rdparty¦Fuse¦FailedFaulted | Third Party | Third Party (other)
|  | 3rdParty¦Digin3rdparty¦Other¦FailedFaulted | Third Party | Third Party (other)
|  | 3rdParty¦Digin3rdparty¦Secondary¦Broken | Third Party | Third Party (other)
|  | 3rdParty¦Digin3rdparty¦Secondary¦Deteriorated | Third Party | Third Party (other)
|  | 3rdParty¦Digin3rdparty¦Serviceconductor¦Broken | Third Party | Third Party (other)
|  | 3rdParty¦Digin3rdparty¦Serviceconductor¦BurnedOpen | Third Party | Third Party (other)
|  | 3rdParty¦Digin3rdparty¦Serviceconductor¦Annealed | Third Party | Third Party (other)
|  | 3rdParty¦Digin3rdparty¦Serviceconductor¦BentorTwisted | Third Party | Third Party (other)
|  | 3rdParty¦Digin3rdparty¦Transformer¦Broken | Third Party | Third Party (other)
|  | 3rdParty¦Digin3rdparty¦Transformer¦FailedFaulted | Third Party | Third Party (other)
|  | 3rdParty¦Digin3rdparty¦Transformer¦Burnedflashed | Third Party | Third Party (other)
|  | 3rdParty¦Digin3rdparty¦Transformer¦Arcing | Third Party | Third Party (other)
|  | 3rdParty¦Digin3rdparty¦Transformer¦BurnedOpen | Third Party | Third Party (other)
|  | 3rdParty¦Digin3rdparty¦Transformer(OH)¦FailedFaulted | Third Party | Third Party (other)
|  | 3rdParty¦Digin3rdparty¦Transformer(UG)¦Normal | Third Party | Third Party (other)
|  | 3rdParty¦Digin3rdparty¦Transformer(UG)¦Leaking | Third Party | Third Party (other)
|  | 3rdParty¦Digin3rdparty¦Transformer(UG)¦Broken | Third Party | Third Party (other)
|  | 3rdParty¦Digin3rdparty¦Transformer(UG)¦Burnedflashed | Third Party | Third Party (other)
|  | 3rdParty¦Firehouseorbldg¦ConductorOverhead¦Normal | Third Party | Third Party (other)
|  | 3rdParty¦Firehouseorbldg¦ConductorOverhead¦Burnedflashed | Third Party | Third Party (other)
|  | 3rdParty¦Firehouseorbldg¦ConductorOverhead¦Brokenwireonground | Third Party | Third Party (other)
|  | 3rdParty¦Firehouseorbldg¦ConductorOverhead¦Together | Third Party | Third Party (other)
|  | 3rdParty¦Firehouseorbldg¦ConductorUnderground¦Normal | Third Party | Third Party (other)
|  | 3rdParty¦Firehouseorbldg¦ConductorUnderground¦Burnedflashed | Third Party | Third Party (other)
|  | 3rdParty¦Firehouseorbldg¦ConnectororSplice(OH)¦BurnedOpen | Third Party | Third Party (other)
|  | 3rdParty¦Firehouseorbldg¦CrossarmWood¦Burnedflashed | Third Party | Third Party (other)
|  | 3rdParty¦Firehouseorbldg¦CrossarmWood¦Broken | Third Party | Third Party (other)
|  | 3rdParty¦Firehouseorbldg¦CustomerEquipment¦BurnedOpen | Third Party | Third Party (other)
|  | 3rdParty¦Firehouseorbldg¦CustomerEquipment¦Burnedflashed | Third Party | Third Party (other)
|  | 3rdParty¦Firehouseorbldg¦CustomerEquipment¦Malfunctioning | Third Party | Third Party (other)
|  | 3rdParty¦Firehouseorbldg¦Cutoutfuseholder¦FailedFaulted | Third Party | Third Party (other)
|  | 3rdParty¦Firehouseorbldg¦Fuse¦Normal | Third Party | Third Party (other)
|  | 3rdParty¦Firehouseorbldg¦Jumper¦Normal | Third Party | Third Party (other)
|  | 3rdParty¦Firehouseorbldg¦Jumper¦Broken | Third Party | Third Party (other)
|  | 3rdParty¦Firehouseorbldg¦MeteringEquipment¦Burnedflashed | Third Party | Third Party (other)
|  | 3rdParty¦Firehouseorbldg¦MeteringEquipment¦Arcing | Third Party | Third Party (other)
|  | 3rdParty¦Firehouseorbldg¦Other¦Burnedflashed | Third Party | Third Party (other)
|  | 3rdParty¦Firehouseorbldg¦Other¦Normal | Third Party | Third Party (other)
|  | 3rdParty¦Firehouseorbldg¦PoleWood¦Burnedflashed | Third Party | Third Party (other)
|  | 3rdParty¦Firehouseorbldg¦PoleWood¦Normal | Third Party | Third Party (other)
|  | 3rdParty¦Firehouseorbldg¦PoleWood¦Brokenwireonground | Third Party | Third Party (other)
|  | 3rdParty¦Firehouseorbldg¦PoleWood¦Broken | Third Party | Third Party (other)
|  | 3rdParty¦Firehouseorbldg¦Secondary¦Burnedflashed | Third Party | Third Party (other)
|  | 3rdParty¦Firehouseorbldg¦Secondary¦BurnedOpen | Third Party | Third Party (other)
|  | 3rdParty¦Firehouseorbldg¦Secondary¦OnGround | Third Party | Third Party (other)
|  | 3rdParty¦Firehouseorbldg¦Secondary¦Together | Third Party | Third Party (other)
|  | 3rdParty¦Firehouseorbldg¦Secondary¦Brokenwireonground | Third Party | Third Party (other)
|  | 3rdParty¦Firehouseorbldg¦Secondary¦Normal | Third Party | Third Party (other)
|  | 3rdParty¦Firehouseorbldg¦Serviceconductor¦Burnedflashed | Third Party | Third Party (other)
|  | 3rdParty¦Firehouseorbldg¦Serviceconductor¦BurnedOpen | Third Party | Third Party (other)
|  | 3rdParty¦Firehouseorbldg¦Serviceconductor¦Brokenwireonground | Third Party | Third Party (other)
|  | 3rdParty¦Firehouseorbldg¦Serviceconductor¦Broken | Third Party | Third Party (other)
|  | 3rdParty¦Firehouseorbldg¦Transformer¦FailedFaulted | Third Party | Third Party (other)
|  | 3rdParty¦Firehouseorbldg¦Transformer¦BurnedOpen | Third Party | Third Party (other)
|  | 3rdParty¦Firehouseorbldg¦Transformer¦Burnedflashed | Third Party | Third Party (other)
|  | 3rdParty¦Firehouseorbldg¦Transformer(OH)¦Normal | Third Party | Third Party (other)
|  | 3rdParty¦Firehouseorbldg¦Transformer(OH)¦FailedFaulted | Third Party | Third Party (other)
|  | 3rdParty¦Firehouseorbldg¦Transformer(OH)¦Burnedflashed | Third Party | Third Party (other)
|  | 3rdParty¦Firehouseorbldg¦Transformer(OH)¦Brokenwireonground | Third Party | Third Party (other)
|  | 3rdParty¦Firehouseorbldg¦Transformer(UG)¦Normal | Third Party | Third Party (other)
|  | 3rdParty¦Firehouseorbldg¦¦FailedFaulted | Third Party | Third Party (other)
|  | 3rdParty¦GunShot¦ConductorOverhead¦Broken | Third Party | Third Party (other)
|  | 3rdParty¦GunShot¦ConductorOverhead¦Brokenwireonground | Third Party | Third Party (other)
|  | 3rdParty¦GunShot¦ConductorOverhead¦Deteriorated | Third Party | Third Party (other)
|  | 3rdParty¦GunShot¦ConductorOverhead¦Together | Third Party | Third Party (other)
|  | 3rdParty¦GunShot¦ConductorUnderground¦Broken | Third Party | Third Party (other)
|  | 3rdParty¦GunShot¦Insulator¦FailedFaulted | Third Party | Third Party (other)
|  | 3rdParty¦GunShot¦Pothead(RiserTermination)¦Burnedflashed | Third Party | Third Party (other)
|  | 3rdParty¦GunShot¦Regulator¦Leaking | Third Party | Third Party (other)
|  | 3rdParty¦GunShot¦Secondary¦Broken | Third Party | Third Party (other)
|  | 3rdParty¦GunShot¦Transformer¦FailedFaulted | Third Party | Third Party (other)
|  | 3rdParty¦GunShot¦Transformer(OH)¦Leaking | Third Party | Third Party (other)
|  | 3rdParty¦Kite¦ConductorOverhead¦Normal | Third Party | Third Party (other)
|  | 3rdParty¦MetallicBalloon¦ConductorOverhead¦Normal | Third Party | Third Party (Balloon)
|  | 3rdParty¦MetallicBalloon¦ConductorOverhead¦Together | Third Party | Third Party (Balloon)
|  | 3rdParty¦MetallicBalloon¦ConductorOverhead¦Brokenwireonground | Third Party | Third Party (Balloon)
|  | 3rdParty¦MetallicBalloon¦ConductorOverhead¦Broken | Third Party | Third Party (Balloon)
|  | 3rdParty¦MetallicBalloon¦ConductorOverhead¦Arcing | Third Party | Third Party (Balloon)
|  | 3rdParty¦MetallicBalloon¦Cutoutfuseholder¦FailedFaulted | Third Party | Third Party (Balloon)
|  | 3rdParty¦MetallicBalloon¦Fuse¦FailedFaulted | Third Party | Third Party (Balloon)
|  | 3rdParty¦MetallicBalloon¦Fuse¦Normal | Third Party | Third Party (Balloon)
|  | 3rdParty¦MetallicBalloon¦Other¦Normal | Third Party | Third Party (Balloon)
|  | 3rdParty¦MetallicBalloon¦PoleWood¦Burnedflashed | Third Party | Third Party (Balloon)
|  | 3rdParty¦MetallicBalloon¦Pothead(RiserTermination)¦Normal | Third Party | Third Party (Balloon)
|  | 3rdParty¦MetallicBalloon¦Transformer(OH)¦Burnedflashed | Third Party | Third Party (Balloon)
|  | 3rdParty¦MetallicBalloon¦Transformer(OH)¦Normal | Third Party | Third Party (Balloon)
|  | 3rdParty¦MetallicBalloon¦Transformer(OH)¦Leaking | Third Party | Third Party (Balloon)
|  | 3rdParty¦Other¦AnchororGuy¦Broken | Third Party | Third Party (other)
|  | 3rdParty¦Other¦AnchororGuy¦Normal | Third Party | Third Party (other)
|  | 3rdParty¦Other¦CircuitBreaker¦Normal | Third Party | Third Party (other)
|  | 3rdParty¦Other¦ConductorOverhead¦Normal | Third Party | Third Party (other)
|  | 3rdParty¦Other¦ConductorOverhead¦Together | Third Party | Third Party (other)
|  | 3rdParty¦Other¦ConductorOverhead¦Broken | Third Party | Third Party (other)
|  | 3rdParty¦Other¦ConductorOverhead¦BentorTwisted | Third Party | Third Party (other)
|  | 3rdParty¦Other¦ConductorOverhead¦Brokenwireonground | Third Party | Third Party (other)
|  | 3rdParty¦Other¦ConductorOverhead¦Arcing | Third Party | Third Party (other)
|  | 3rdParty¦Other¦ConductorOverhead¦OnGround | Third Party | Third Party (other)
|  | 3rdParty¦Other¦ConductorUnderground¦Normal | Third Party | Third Party (other)
|  | 3rdParty¦Other¦CrossarmWood¦Broken | Third Party | Third Party (other)
|  | 3rdParty¦Other¦CustomerEquipment¦Normal | Third Party | Third Party (other)
|  | 3rdParty¦Other¦CustomerEquipment¦Leaking | Third Party | Third Party (other)
|  | 3rdParty¦Other¦Cutoutfuseholder¦Normal | Third Party | Third Party (other)
|  | 3rdParty¦Other¦Cutoutfuseholder¦OnGround | Third Party | Third Party (other)
|  | 3rdParty¦Other¦Fuse¦Normal | Third Party | Third Party (other)
|  | 3rdParty¦Other¦Fuse¦FailedFaulted | Third Party | Third Party (other)
|  | 3rdParty¦Other¦Generator¦Normal | Third Party | Third Party (other)
|  | 3rdParty¦Other¦Insulator¦Normal | Third Party | Third Party (other)
|  | 3rdParty¦Other¦Insulator¦Broken | Third Party | Third Party (other)
|  | 3rdParty¦Other¦Jumper¦Normal | Third Party | Third Party (other)
|  | 3rdParty¦Other¦Jumper¦Broken | Third Party | Third Party (other)
|  | 3rdParty¦Other¦MeteringEquipment¦Normal | Third Party | Third Party (other)
|  | 3rdParty¦Other¦MeteringEquipment¦FailedFaulted | Third Party | Third Party (other)
|  | 3rdParty¦Other¦Other¦Normal | Third Party | Third Party (other)
|  | 3rdParty¦Other¦Other¦FailedFaulted | Third Party | Third Party (other)
|  | 3rdParty¦Other¦PoleWood¦Broken | Third Party | Third Party (other)
|  | 3rdParty¦Other¦PoleWood¦Deteriorated | Third Party | Third Party (other)
|  | 3rdParty¦Other¦PoleWood¦Brokenwireonground | Third Party | Third Party (other)
|  | 3rdParty¦Other¦PoleWood¦Contaminated | Third Party | Third Party (other)
|  | 3rdParty¦Other¦PoleWood¦Burnedflashed | Third Party | Third Party (other)
|  | 3rdParty¦Other¦Recloser¦Normal | Third Party | Third Party (other)
|  | 3rdParty¦Other¦Secondary¦Normal | Third Party | Third Party (other)
|  | 3rdParty¦Other¦Secondary¦Burnedflashed | Third Party | Third Party (other)
|  | 3rdParty¦Other¦Serviceconductor¦Normal | Third Party | Third Party (other)
|  | 3rdParty¦Other¦Serviceconductor¦Burnedflashed | Third Party | Third Party (other)
|  | 3rdParty¦Other¦Serviceconductor¦Broken | Third Party | Third Party (other)
|  | 3rdParty¦Other¦Serviceconductor¦Brokenwireonground | Third Party | Third Party (other)
|  | 3rdParty¦Other¦Transformer¦FailedFaulted | Third Party | Third Party (other)
|  | 3rdParty¦Other¦Transformer¦Broken | Third Party | Third Party (other)
|  | 3rdParty¦Other¦Transformer¦Normal | Third Party | Third Party (other)
|  | 3rdParty¦Other¦Transformer¦Malfunctioning | Third Party | Third Party (other)
|  | 3rdParty¦Other¦Transformer(OH)¦Normal | Third Party | Third Party (other)
|  | 3rdParty¦Other¦Transformer(OH)¦FailedFaulted | Third Party | Third Party (other)
|  | 3rdParty¦Other¦Transformer(OH)¦Broken | Third Party | Third Party (other)
|  | 3rdParty¦Other¦Transformer(OH)¦ | Third Party | Third Party (other)
|  | 3rdParty¦Other¦Transformer(OH)¦Contaminated | Third Party | Third Party (other)
|  | 3rdParty¦Other¦Transformer(UG)¦Normal | Third Party | Third Party (other)
|  | 3rdParty¦Other¦Transformer(UG)¦Broken | Third Party | Third Party (other)
|  | 3rdParty¦ThrownObject¦Bushing¦Normal | Third Party | Third Party (other)
|  | 3rdParty¦ThrownObject¦ConductorOverhead¦Normal | Third Party | Third Party (other)
|  | 3rdParty¦ThrownObject¦ConductorOverhead¦Together | Third Party | Third Party (other)
|  | 3rdParty¦ThrownObject¦Transformer¦Broken | Third Party | Third Party (other)
|  | 3rdParty¦Treecutting3rdparty¦AnchororGuy¦Normal | Third Party | Third Party (other)
|  | 3rdParty¦Treecutting3rdparty¦AnchororGuy¦Broken | Third Party | Third Party (other)
|  | 3rdParty¦Treecutting3rdparty¦Bushing¦Broken | Third Party | Third Party (other)
|  | 3rdParty¦Treecutting3rdparty¦ConductorOverhead¦Normal | Third Party | Third Party (other)
|  | 3rdParty¦Treecutting3rdparty¦ConductorOverhead¦Brokenwireonground | Third Party | Third Party (other)
|  | 3rdParty¦Treecutting3rdparty¦ConductorOverhead¦Together | Third Party | Third Party (other)
|  | 3rdParty¦Treecutting3rdparty¦ConductorOverhead¦OnGround | Third Party | Third Party (other)
|  | 3rdParty¦Treecutting3rdparty¦ConductorOverhead¦Broken | Third Party | Third Party (other)
|  | 3rdParty¦Treecutting3rdparty¦ConductorOverhead¦Burnedflashed | Third Party | Third Party (other)
|  | 3rdParty¦Treecutting3rdparty¦ConductorOverhead¦Brokenwireonobject | Third Party | Third Party (other)
|  | 3rdParty¦Treecutting3rdparty¦ConductorOverhead¦Deteriorated | Third Party | Third Party (other)
|  | 3rdParty¦Treecutting3rdparty¦ConductorOverhead¦Arcing | Third Party | Third Party (other)
|  | 3rdParty¦Treecutting3rdparty¦ConductorUnderground¦Normal | Third Party | Third Party (other)
|  | 3rdParty¦Treecutting3rdparty¦ConnectororSplice(OH)¦Brokenwireonground | Third Party | Third Party (other)
|  | 3rdParty¦Treecutting3rdparty¦ConnectororSplice(OH)¦Broken | Third Party | Third Party (other)
|  | 3rdParty¦Treecutting3rdparty¦CrossarmWood¦Brokenwireonground | Third Party | Third Party (other)
|  | 3rdParty¦Treecutting3rdparty¦CrossarmWood¦Broken | Third Party | Third Party (other)
|  | 3rdParty¦Treecutting3rdparty¦CrossarmWood¦Brokenwireonobject | Third Party | Third Party (other)
|  | 3rdParty¦Treecutting3rdparty¦Cutoutfuseholder¦Normal | Third Party | Third Party (other)
|  | 3rdParty¦Treecutting3rdparty¦Fuse¦FailedFaulted | Third Party | Third Party (other)
|  | 3rdParty¦Treecutting3rdparty¦Fuse¦Normal | Third Party | Third Party (other)
|  | 3rdParty¦Treecutting3rdparty¦Fuse¦Broken | Third Party | Third Party (other)
|  | 3rdParty¦Treecutting3rdparty¦Fuse¦BurnedOpen | Third Party | Third Party (other)
|  | 3rdParty¦Treecutting3rdparty¦Insulator¦Broken | Third Party | Third Party (other)
|  | 3rdParty¦Treecutting3rdparty¦Insulator¦Brokenwireonground | Third Party | Third Party (other)
|  | 3rdParty¦Treecutting3rdparty¦Jumper¦Normal | Third Party | Third Party (other)
|  | 3rdParty¦Treecutting3rdparty¦Jumper¦BurnedOpen | Third Party | Third Party (other)
|  | 3rdParty¦Treecutting3rdparty¦PoleWood¦Brokenwireonground | Third Party | Third Party (other)
|  | 3rdParty¦Treecutting3rdparty¦PoleWood¦Broken | Third Party | Third Party (other)
|  | 3rdParty¦Treecutting3rdparty¦PoleWood¦Brokenwireonobject | Third Party | Third Party (other)
|  | 3rdParty¦Treecutting3rdparty¦Recloser¦Normal | Third Party | Third Party (other)
|  | 3rdParty¦Treecutting3rdparty¦Recloser¦Malfunctioning | Third Party | Third Party (other)
|  | 3rdParty¦Treecutting3rdparty¦Secondary¦Broken | Third Party | Third Party (other)
|  | 3rdParty¦Treecutting3rdparty¦Secondary¦Brokenwireonground | Third Party | Third Party (other)
|  | 3rdParty¦Treecutting3rdparty¦Secondary¦OnGround | Third Party | Third Party (other)
|  | 3rdParty¦Treecutting3rdparty¦Secondary¦Together | Third Party | Third Party (other)
|  | 3rdParty¦Treecutting3rdparty¦Secondary¦Normal | Third Party | Third Party (other)
|  | 3rdParty¦Treecutting3rdparty¦Serviceconductor¦Brokenwireonground | Third Party | Third Party (other)
|  | 3rdParty¦Treecutting3rdparty¦Serviceconductor¦Normal | Third Party | Third Party (other)
|  | 3rdParty¦Treecutting3rdparty¦Serviceconductor¦Broken | Third Party | Third Party (other)
|  | 3rdParty¦Treecutting3rdparty¦Transformer¦FailedFaulted | Third Party | Third Party (other)
|  | 3rdParty¦Treecutting3rdparty¦Transformer¦Broken | Third Party | Third Party (other)
|  | 3rdParty¦Treecutting3rdparty¦Transformer¦Deteriorated | Third Party | Third Party (other)
|  | 3rdParty¦Treecutting3rdparty¦Transformer¦Brokenwireonobject | Third Party | Third Party (other)
|  | 3rdParty¦Treecutting3rdparty¦Transformer¦Leaking | Third Party | Third Party (other)
|  | 3rdParty¦Treecutting3rdparty¦Transformer¦Burnedflashed | Third Party | Third Party (other)
|  | 3rdParty¦Treecutting3rdparty¦Transformer¦Contaminated | Third Party | Third Party (other)
|  | 3rdParty¦Treecutting3rdparty¦Transformer(OH)¦FailedFaulted | Third Party | Third Party (other)
|  | 3rdParty¦Treecutting3rdparty¦Transformer(OH)¦Broken | Third Party | Third Party (other)
|  | 3rdParty¦Treecutting3rdparty¦Transformer(OH)¦Normal | Third Party | Third Party (other)
|  | 3rdParty¦Treecutting3rdparty¦Woodpin¦Broken | Third Party | Third Party (other)
|  | 3rdParty¦Vandalism¦Bushing¦Broken | Third Party | Third Party (other)
|  | 3rdParty¦Vandalism¦CircuitBreaker¦Normal | Third Party | Third Party (other)
|  | 3rdParty¦Vandalism¦ConductorOverhead¦Brokenwireonground | Third Party | Third Party (other)
|  | 3rdParty¦Vandalism¦Fuse¦FailedFaulted | Third Party | Third Party (other)
|  | 3rdParty¦Vandalism¦MeteringEquipment¦FailedFaulted | Third Party | Third Party (other)
|  | 3rdParty¦Vandalism¦Other¦Burnedflashed | Third Party | Third Party (other)
|  | 3rdParty¦Vandalism¦PoleWood¦Broken | Third Party | Third Party (other)
|  | 3rdParty¦Vandalism¦PoleWood¦Brokenwireonground | Third Party | Third Party (other)
|  | 3rdParty¦Vandalism¦Recloser¦Broken | Third Party | Third Party (other)
|  | 3rdParty¦Vandalism¦Secondary¦Broken | Third Party | Third Party (other)
|  | 3rdParty¦Vandalism¦Switch(OH)¦Normal | Third Party | Third Party (other)
|  | 3rdParty¦Vandalism¦Transformer¦FailedFaulted | Third Party | Third Party (other)
|  | 3rdParty¦Vandalism¦Transformer¦Contaminated | Third Party | Third Party (other)
|  | 3rdParty¦Vandalism¦Transformer(OH)¦FailedFaulted | Third Party | Third Party (other)
|  | 3rdParty¦Vandalism¦Transformer(UG)¦Broken | Third Party | Third Party (other)
|  | 3rdParty¦Vehicle¦AnchororGuy¦Broken | Third Party | Third Party (Vehicle)
|  | 3rdParty¦Vehicle¦AnchororGuy¦Normal | Third Party | Third Party (Vehicle)
|  | 3rdParty¦Vehicle¦AnchororGuy¦Brokenwireonground | Third Party | Third Party (Vehicle)
|  | 3rdParty¦Vehicle¦AnchororGuy¦BentorTwisted | Third Party | Third Party (Vehicle)
|  | 3rdParty¦Vehicle¦Bushing¦Broken | Third Party | Third Party (Vehicle)
|  | 3rdParty¦Vehicle¦Capacitor¦Burnedflashed | Third Party | Third Party (Vehicle)
|  | 3rdParty¦Vehicle¦ConductorOverhead¦Brokenwireonground | Third Party | Third Party (Vehicle)
|  | 3rdParty¦Vehicle¦ConductorOverhead¦Normal | Third Party | Third Party (Vehicle)
|  | 3rdParty¦Vehicle¦ConductorOverhead¦Together | Third Party | Third Party (Vehicle)
|  | 3rdParty¦Vehicle¦ConductorOverhead¦Broken | Third Party | Third Party (Vehicle)
|  | 3rdParty¦Vehicle¦ConductorOverhead¦Brokenwireonobject | Third Party | Third Party (Vehicle)
|  | 3rdParty¦Vehicle¦ConductorOverhead¦OnGround | Third Party | Third Party (Vehicle)
|  | 3rdParty¦Vehicle¦ConductorOverhead¦Contaminated | Third Party | Third Party (Vehicle)
|  | 3rdParty¦Vehicle¦ConductorOverhead¦BentorTwisted | Third Party | Third Party (Vehicle)
|  | 3rdParty¦Vehicle¦ConductorOverhead¦Deteriorated | Third Party | Third Party (Vehicle)
|  | 3rdParty¦Vehicle¦ConductorOverhead¦Burnedflashed | Third Party | Third Party (Vehicle)
|  | 3rdParty¦Vehicle¦ConductorUnderground¦Broken | Third Party | Third Party (Vehicle)
|  | 3rdParty¦Vehicle¦ConductorUnderground¦Burnedflashed | Third Party | Third Party (Vehicle)
|  | 3rdParty¦Vehicle¦ConnectororSplice(OH)¦Broken | Third Party | Third Party (Vehicle)
|  | 3rdParty¦Vehicle¦ConnectororSplice(OH)¦Brokenwireonground | Third Party | Third Party (Vehicle)
|  | 3rdParty¦Vehicle¦ConnectororSplice(OH)¦Normal | Third Party | Third Party (Vehicle)
|  | 3rdParty¦Vehicle¦ConnectororSplice(UG)¦Burnedflashed | Third Party | Third Party (Vehicle)
|  | 3rdParty¦Vehicle¦ConnectororSplice(UG)¦Broken | Third Party | Third Party (Vehicle)
|  | 3rdParty¦Vehicle¦CrossarmWood¦Broken | Third Party | Third Party (Vehicle)
|  | 3rdParty¦Vehicle¦CrossarmWood¦Brokenwireonground | Third Party | Third Party (Vehicle)
|  | 3rdParty¦Vehicle¦CrossarmWood¦Normal | Third Party | Third Party (Vehicle)
|  | 3rdParty¦Vehicle¦CrossarmWood¦Brokenwireonobject | Third Party | Third Party (Vehicle)
|  | 3rdParty¦Vehicle¦CustomerEquipment¦Broken | Third Party | Third Party (Vehicle)
|  | 3rdParty¦Vehicle¦Cutoutfuseholder¦Broken | Third Party | Third Party (Vehicle)
|  | 3rdParty¦Vehicle¦Cutoutfuseholder¦Normal | Third Party | Third Party (Vehicle)
|  | 3rdParty¦Vehicle¦Cutoutfuseholder¦FailedFaulted | Third Party | Third Party (Vehicle)
|  | 3rdParty¦Vehicle¦Elbow¦Broken | Third Party | Third Party (Vehicle)
|  | 3rdParty¦Vehicle¦Fuse¦FailedFaulted | Third Party | Third Party (Vehicle)
|  | 3rdParty¦Vehicle¦Fuse¦Normal | Third Party | Third Party (Vehicle)
|  | 3rdParty¦Vehicle¦Fuse¦BurnedOpen | Third Party | Third Party (Vehicle)
|  | 3rdParty¦Vehicle¦Insulator¦Broken | Third Party | Third Party (Vehicle)
|  | 3rdParty¦Vehicle¦Jumper¦BurnedOpen | Third Party | Third Party (Vehicle)
|  | 3rdParty¦Vehicle¦Jumper¦Broken | Third Party | Third Party (Vehicle)
|  | 3rdParty¦Vehicle¦LightningArrestor¦FailedFaulted | Third Party | Third Party (Vehicle)
|  | 3rdParty¦Vehicle¦Other¦Broken | Third Party | Third Party (Vehicle)
|  | 3rdParty¦Vehicle¦Other¦Normal | Third Party | Third Party (Vehicle)
|  | 3rdParty¦Vehicle¦PoleTowersteel¦Broken | Third Party | Third Party (Vehicle)
|  | 3rdParty¦Vehicle¦PoleWood¦Broken | Third Party | Third Party (Vehicle)
|  | 3rdParty¦Vehicle¦PoleWood¦Brokenwireonground | Third Party | Third Party (Vehicle)
|  | 3rdParty¦Vehicle¦PoleWood¦Normal | Third Party | Third Party (Vehicle)
|  | 3rdParty¦Vehicle¦PoleWood¦Brokenwireonobject | Third Party | Third Party (Vehicle)
|  | 3rdParty¦Vehicle¦PoleWood¦OnGround | Third Party | Third Party (Vehicle)
|  | 3rdParty¦Vehicle¦PoleWood¦Burnedflashed | Third Party | Third Party (Vehicle)
|  | 3rdParty¦Vehicle¦PoleWood¦Deteriorated | Third Party | Third Party (Vehicle)
|  | 3rdParty¦Vehicle¦Pothead(RiserTermination)¦Broken | Third Party | Third Party (Vehicle)
|  | 3rdParty¦Vehicle¦Recloser¦Burnedflashed | Third Party | Third Party (Vehicle)
|  | 3rdParty¦Vehicle¦Secondary¦Brokenwireonground | Third Party | Third Party (Vehicle)
|  | 3rdParty¦Vehicle¦Secondary¦Burnedflashed | Third Party | Third Party (Vehicle)
|  | 3rdParty¦Vehicle¦Secondary¦Normal | Third Party | Third Party (Vehicle)
|  | 3rdParty¦Vehicle¦Secondary¦Broken | Third Party | Third Party (Vehicle)
|  | 3rdParty¦Vehicle¦Secondary¦Together | Third Party | Third Party (Vehicle)
|  | 3rdParty¦Vehicle¦Secondary¦Brokenwireonobject | Third Party | Third Party (Vehicle)
|  | 3rdParty¦Vehicle¦Secondary¦BurnedOpen | Third Party | Third Party (Vehicle)
|  | 3rdParty¦Vehicle¦Serviceconductor¦Broken | Third Party | Third Party (Vehicle)
|  | 3rdParty¦Vehicle¦Serviceconductor¦Normal | Third Party | Third Party (Vehicle)
|  | 3rdParty¦Vehicle¦Serviceconductor¦Brokenwireonground | Third Party | Third Party (Vehicle)
|  | 3rdParty¦Vehicle¦Switch¦Broken | Third Party | Third Party (Vehicle)
|  | 3rdParty¦Vehicle¦Transformer¦Broken | Third Party | Third Party (Vehicle)
|  | 3rdParty¦Vehicle¦Transformer¦Brokenwireonground | Third Party | Third Party (Vehicle)
|  | 3rdParty¦Vehicle¦Transformer¦ | Third Party | Third Party (Vehicle)
|  | 3rdParty¦Vehicle¦Transformer¦Normal | Third Party | Third Party (Vehicle)
|  | 3rdParty¦Vehicle¦Transformer¦Leaking | Third Party | Third Party (Vehicle)
|  | 3rdParty¦Vehicle¦Transformer¦FailedFaulted | Third Party | Third Party (Vehicle)
|  | 3rdParty¦Vehicle¦Transformer¦Arcing | Third Party | Third Party (Vehicle)
|  | 3rdParty¦Vehicle¦Transformer(OH)¦Broken | Third Party | Third Party (Vehicle)
|  | 3rdParty¦Vehicle¦Transformer(OH)¦Normal | Third Party | Third Party (Vehicle)
|  | 3rdParty¦Vehicle¦Transformer(OH)¦FailedFaulted | Third Party | Third Party (Vehicle)
|  | 3rdParty¦Vehicle¦Transformer(UG)¦Broken | Third Party | Third Party (Vehicle)
|  | 3rdParty¦Vehicle¦Transformer(UG)¦OnGround | Third Party | Third Party (Vehicle)
|  | 3rdParty¦Vehicle¦Transformer(UG)¦Normal | Third Party | Third Party (Vehicle)
|  | 3rdParty¦Vehicle¦Transformer(UG)¦Leaking | Third Party | Third Party (Vehicle)
|  | 3rdParty¦Vehicle¦Transformer(UG)¦FailedFaulted | Third Party | Third Party (Vehicle)
|  | 3rdParty¦Vehicle¦Transformer(UG)¦Deteriorated | Third Party | Third Party (Vehicle)
|  | 3rdParty¦Vehicle¦¦Normal | Third Party | Third Party (Vehicle)
|  | 3rdParty¦Vehicle¦¦BurnedOpen | Third Party | Third Party (Vehicle)
|  | Animal¦Birdfound¦Booster¦Normal | Animal | Animal (Bird)
|  | Animal¦Birdfound¦Bus¦Burnedflashed | Animal | Animal (Bird)
|  | Animal¦Birdfound¦Bus¦Normal | Animal | Animal (Bird)
|  | Animal¦Birdfound¦Bushing¦Burnedflashed | Animal | Animal (Bird)
|  | Animal¦Birdfound¦Bushing¦FailedFaulted | Animal | Animal (Bird)
|  | Animal¦Birdfound¦Bushing¦Normal | Animal | Animal (Bird)
|  | Animal¦Birdfound¦Bushing¦Arcing | Animal | Animal (Bird)
|  | Animal¦Birdfound¦Capacitor¦Normal | Animal | Animal (Bird)
|  | Animal¦Birdfound¦CircuitBreaker¦Normal | Animal | Animal (Bird)
|  | Animal¦Birdfound¦ConductorOverhead¦Normal | Animal | Animal (Bird)
|  | Animal¦Birdfound¦ConductorOverhead¦Brokenwireonground | Animal | Animal (Bird)
|  | Animal¦Birdfound¦ConductorOverhead¦Together | Animal | Animal (Bird)
|  | Animal¦Birdfound¦ConductorOverhead¦Deteriorated | Animal | Animal (Bird)
|  | Animal¦Birdfound¦ConductorOverhead¦Burnedflashed | Animal | Animal (Bird)
|  | Animal¦Birdfound¦ConductorOverhead¦Broken | Animal | Animal (Bird)
|  | Animal¦Birdfound¦ConductorOverhead¦OnGround | Animal | Animal (Bird)
|  | Animal¦Birdfound¦ConductorOverhead¦BentorTwisted | Animal | Animal (Bird)
|  | Animal¦Birdfound¦ConductorOverhead¦Contaminated | Animal | Animal (Bird)
|  | Animal¦Birdfound¦ConductorOverhead¦Brokenwireonobject | Animal | Animal (Bird)
|  | Animal¦Birdfound¦ConductorOverhead¦Annealed | Animal | Animal (Bird)
|  | Animal¦Birdfound¦ConductorUnderground¦Normal | Animal | Animal (Bird)
|  | Animal¦Birdfound¦ConnectororSplice(OH)¦Normal | Animal | Animal (Bird)
|  | Animal¦Birdfound¦ConnectororSplice(OH)¦Arcing | Animal | Animal (Bird)
|  | Animal¦Birdfound¦ConnectororSplice(OH)¦Burnedflashed | Animal | Animal (Bird)
|  | Animal¦Birdfound¦Cutoutfuseholder¦Broken | Animal | Animal (Bird)
|  | Animal¦Birdfound¦Cutoutfuseholder¦FailedFaulted | Animal | Animal (Bird)
|  | Animal¦Birdfound¦Cutoutfuseholder¦Normal | Animal | Animal (Bird)
|  | Animal¦Birdfound¦Cutoutfuseholder¦Burnedflashed | Animal | Animal (Bird)
|  | Animal¦Birdfound¦Fuse¦FailedFaulted | Animal | Animal (Bird)
|  | Animal¦Birdfound¦Fuse¦Normal | Animal | Animal (Bird)
|  | Animal¦Birdfound¦Fuse¦BurnedOpen | Animal | Animal (Bird)
|  | Animal¦Birdfound¦Fuse¦Broken | Animal | Animal (Bird)
|  | Animal¦Birdfound¦Insulator¦Burnedflashed | Animal | Animal (Bird)
|  | Animal¦Birdfound¦Insulator¦Broken | Animal | Animal (Bird)
|  | Animal¦Birdfound¦Insulator¦FailedFaulted | Animal | Animal (Bird)
|  | Animal¦Birdfound¦Jumper¦BurnedOpen | Animal | Animal (Bird)
|  | Animal¦Birdfound¦Jumper¦Normal | Animal | Animal (Bird)
|  | Animal¦Birdfound¦Jumper¦BentorTwisted | Animal | Animal (Bird)
|  | Animal¦Birdfound¦Jumper¦Burnedflashed | Animal | Animal (Bird)
|  | Animal¦Birdfound¦LightningArrestor¦Burnedflashed | Animal | Animal (Bird)
|  | Animal¦Birdfound¦LightningArrestor¦FailedFaulted | Animal | Animal (Bird)
|  | Animal¦Birdfound¦LightningArrestor¦Normal | Animal | Animal (Bird)
|  | Animal¦Birdfound¦LightningArrestor¦Broken | Animal | Animal (Bird)
|  | Animal¦Birdfound¦MeteringEquipment¦Normal | Animal | Animal (Bird)
|  | Animal¦Birdfound¦Other¦Normal | Animal | Animal (Bird)
|  | Animal¦Birdfound¦PoleWood¦Normal | Animal | Animal (Bird)
|  | Animal¦Birdfound¦PoleWood¦Broken | Animal | Animal (Bird)
|  | Animal¦Birdfound¦PoleWood¦Deteriorated | Animal | Animal (Bird)
|  | Animal¦Birdfound¦PoleWood¦Brokenwireonground | Animal | Animal (Bird)
|  | Animal¦Birdfound¦Pothead(RiserTermination)¦Normal | Animal | Animal (Bird)
|  | Animal¦Birdfound¦Pothead(RiserTermination)¦Burnedflashed | Animal | Animal (Bird)
|  | Animal¦Birdfound¦Pothead(RiserTermination)¦Arcing | Animal | Animal (Bird)
|  | Animal¦Birdfound¦Pothead(RiserTermination)¦Broken | Animal | Animal (Bird)
|  | Animal¦Birdfound¦PTCCVT¦FailedFaulted | Animal | Animal (Bird)
|  | Animal¦Birdfound¦Recloser¦Normal | Animal | Animal (Bird)
|  | Animal¦Birdfound¦Recloser¦Burnedflashed | Animal | Animal (Bird)
|  | Animal¦Birdfound¦Recloser¦FailedFaulted | Animal | Animal (Bird)
|  | Animal¦Birdfound¦Recloser¦Malfunctioning | Animal | Animal (Bird)
|  | Animal¦Birdfound¦Regulator¦Normal | Animal | Animal (Bird)
|  | Animal¦Birdfound¦Relay¦Malfunctioning | Animal | Animal (Bird)
|  | Animal¦Birdfound¦Secondary¦Normal | Animal | Animal (Bird)
|  | Animal¦Birdfound¦Switch(OH)¦Normal | Animal | Animal (Bird)
|  | Animal¦Birdfound¦Switch(UG)¦Normal | Animal | Animal (Bird)
|  | Animal¦Birdfound¦Transformer¦FailedFaulted | Animal | Animal (Bird)
|  | Animal¦Birdfound¦Transformer¦Burnedflashed | Animal | Animal (Bird)
|  | Animal¦Birdfound¦Transformer¦Normal | Animal | Animal (Bird)
|  | Animal¦Birdfound¦Transformer¦OnGround | Animal | Animal (Bird)
|  | Animal¦Birdfound¦Transformer¦ | Animal | Animal (Bird)
|  | Animal¦Birdfound¦Transformer¦Malfunctioning | Animal | Animal (Bird)
|  | Animal¦Birdfound¦Transformer(OH)¦Normal | Animal | Animal (Bird)
|  | Animal¦Birdfound¦Transformer(OH)¦FailedFaulted | Animal | Animal (Bird)
|  | Animal¦Birdfound¦Transformer(OH)¦Burnedflashed | Animal | Animal (Bird)
|  | Animal¦Birdfound¦Transformer(OH)¦Broken | Animal | Animal (Bird)
|  | Animal¦Birdfound¦Transformer(OH)¦ | Animal | Animal (Bird)
|  | Animal¦Birdfound¦Transformer(UG)¦FailedFaulted | Animal | Animal (Bird)
|  | Animal¦Birdfound¦¦FailedFaulted | Animal | Animal (Bird)
|  | Animal¦Birdfound¦¦ | Animal | Animal (Bird)
|  | Animal¦Birdfound¦¦Broken | Animal | Animal (Bird)
|  | Animal¦Birdfound¦¦Normal | Animal | Animal (Bird)
|  | Animal¦Other¦AnchororGuy¦BentorTwisted | Animal | Animal (other)
|  | Animal¦Other¦AnchororGuy¦Normal | Animal | Animal (other)
|  | Animal¦Other¦AnchororGuy¦Broken | Animal | Animal (other)
|  | Animal¦Other¦Bus¦Normal | Animal | Animal (other)
|  | Animal¦Other¦Bushing¦Normal | Animal | Animal (other)
|  | Animal¦Other¦Bushing¦Burnedflashed | Animal | Animal (other)
|  | Animal¦Other¦Bushing¦Contaminated | Animal | Animal (other)
|  | Animal¦Other¦CircuitBreaker¦Normal | Animal | Animal (other)
|  | Animal¦Other¦ConductorOverhead¦Normal | Animal | Animal (other)
|  | Animal¦Other¦ConductorOverhead¦Brokenwireonground | Animal | Animal (other)
|  | Animal¦Other¦ConductorOverhead¦Together | Animal | Animal (other)
|  | Animal¦Other¦ConductorOverhead¦Burnedflashed | Animal | Animal (other)
|  | Animal¦Other¦ConductorOverhead¦OnGround | Animal | Animal (other)
|  | Animal¦Other¦ConductorOverhead¦FailedFaulted | Animal | Animal (other)
|  | Animal¦Other¦ConductorOverhead¦BentorTwisted | Animal | Animal (other)
|  | Animal¦Other¦ConductorOverhead¦Contaminated | Animal | Animal (other)
|  | Animal¦Other¦ConductorUnderground¦Deteriorated | Animal | Animal (other)
|  | Animal¦Other¦ConductorUnderground¦Normal | Animal | Animal (other)
|  | Animal¦Other¦ConductorUnderground¦Broken | Animal | Animal (other)
|  | Animal¦Other¦ConductorUnderground¦Burnedflashed | Animal | Animal (other)
|  | Animal¦Other¦ConnectororSplice(OH)¦BurnedOpen | Animal | Animal (other)
|  | Animal¦Other¦ConnectororSplice(OH)¦Normal | Animal | Animal (other)
|  | Animal¦Other¦ConnectororSplice(OH)¦Arcing | Animal | Animal (other)
|  | Animal¦Other¦CrossarmSteel¦Normal | Animal | Animal (other)
|  | Animal¦Other¦CrossarmWood¦Normal | Animal | Animal (other)
|  | Animal¦Other¦CrossarmWood¦Broken | Animal | Animal (other)
|  | Animal¦Other¦CrossarmWood¦Burnedflashed | Animal | Animal (other)
|  | Animal¦Other¦CustomerEquipment¦Normal | Animal | Animal (other)
|  | Animal¦Other¦Cutoutfuseholder¦Normal | Animal | Animal (other)
|  | Animal¦Other¦Cutoutfuseholder¦FailedFaulted | Animal | Animal (other)
|  | Animal¦Other¦Cutoutfuseholder¦Broken | Animal | Animal (other)
|  | Animal¦Other¦Elbow¦FailedFaulted | Animal | Animal (other)
|  | Animal¦Other¦Fuse¦FailedFaulted | Animal | Animal (other)
|  | Animal¦Other¦Fuse¦Normal | Animal | Animal (other)
|  | Animal¦Other¦Fuse¦BurnedOpen | Animal | Animal (other)
|  | Animal¦Other¦Fuse¦Broken | Animal | Animal (other)
|  | Animal¦Other¦Insulator¦Burnedflashed | Animal | Animal (other)
|  | Animal¦Other¦Insulator¦Normal | Animal | Animal (other)
|  | Animal¦Other¦Insulator¦Broken | Animal | Animal (other)
|  | Animal¦Other¦Insulator¦FailedFaulted | Animal | Animal (other)
|  | Animal¦Other¦Jumper¦BurnedOpen | Animal | Animal (other)
|  | Animal¦Other¦Jumper¦Burnedflashed | Animal | Animal (other)
|  | Animal¦Other¦Jumper¦Broken | Animal | Animal (other)
|  | Animal¦Other¦Jumper¦ | Animal | Animal (other)
|  | Animal¦Other¦Jumper¦Normal | Animal | Animal (other)
|  | Animal¦Other¦LightningArrestor¦Normal | Animal | Animal (other)
|  | Animal¦Other¦LightningArrestor¦FailedFaulted | Animal | Animal (other)
|  | Animal¦Other¦LightningArrestor¦Broken | Animal | Animal (other)
|  | Animal¦Other¦LightningArrestor¦Burnedflashed | Animal | Animal (other)
|  | Animal¦Other¦Other¦Broken | Animal | Animal (other)
|  | Animal¦Other¦Other¦Normal | Animal | Animal (other)
|  | Animal¦Other¦Other¦FailedFaulted | Animal | Animal (other)
|  | Animal¦Other¦PoleWood¦Broken | Animal | Animal (other)
|  | Animal¦Other¦PoleWood¦Deteriorated | Animal | Animal (other)
|  | Animal¦Other¦PoleWood¦Brokenwireonground | Animal | Animal (other)
|  | Animal¦Other¦PoleWood¦Normal | Animal | Animal (other)
|  | Animal¦Other¦PoleWood¦Burnedflashed | Animal | Animal (other)
|  | Animal¦Other¦Pothead(RiserTermination)¦Burnedflashed | Animal | Animal (other)
|  | Animal¦Other¦Pothead(RiserTermination)¦Normal | Animal | Animal (other)
|  | Animal¦Other¦Pothead(RiserTermination)¦Deteriorated | Animal | Animal (other)
|  | Animal¦Other¦PotheadRiserTermination¦Normal | Animal | Animal (other)
|  | Animal¦Other¦PTCCVT¦Burnedflashed | Animal | Animal (other)
|  | Animal¦Other¦Recloser¦Normal | Animal | Animal (other)
|  | Animal¦Other¦Recloser¦Burnedflashed | Animal | Animal (other)
|  | Animal¦Other¦Recloser¦FailedFaulted | Animal | Animal (other)
|  | Animal¦Other¦Recloser¦Malfunctioning | Animal | Animal (other)
|  | Animal¦Other¦Regulator¦Burnedflashed | Animal | Animal (other)
|  | Animal¦Other¦Secondary¦FailedFaulted | Animal | Animal (other)
|  | Animal¦Other¦Secondary¦Burnedflashed | Animal | Animal (other)
|  | Animal¦Other¦Sectionalizer¦Normal | Animal | Animal (other)
|  | Animal¦Other¦Sectionalizer¦Burnedflashed | Animal | Animal (other)
|  | Animal¦Other¦Switch(OH)¦Normal | Animal | Animal (other)
|  | Animal¦Other¦Switch(OH)¦Burnedflashed | Animal | Animal (other)
|  | Animal¦Other¦Switch(OH)¦Broken | Animal | Animal (other)
|  | Animal¦Other¦Transformer¦FailedFaulted | Animal | Animal (other)
|  | Animal¦Other¦Transformer¦Broken | Animal | Animal (other)
|  | Animal¦Other¦Transformer¦Burnedflashed | Animal | Animal (other)
|  | Animal¦Other¦Transformer(OH)¦Normal | Animal | Animal (other)
|  | Animal¦Other¦Transformer(OH)¦FailedFaulted | Animal | Animal (other)
|  | Animal¦Other¦Transformer(OH)¦Burnedflashed | Animal | Animal (other)
|  | Animal¦Other¦Transformer(OH)¦ | Animal | Animal (other)
|  | Animal¦Other¦Transformer(OH)¦Broken | Animal | Animal (other)
|  | Animal¦Other¦Transformer(UG)¦Normal | Animal | Animal (other)
|  | Animal¦Other¦Transformer(UG)¦Burnedflashed | Animal | Animal (other)
|  | Animal¦Other¦Transformer(UG)¦Arcing | Animal | Animal (other)
|  | Animal¦Other¦TransformerPower¦Normal | Animal | Animal (other)
|  | Animal¦Other¦Woodpin¦Broken | Animal | Animal (other)
|  | Animal¦Other¦¦FailedFaulted | Animal | Animal (other)
|  | Animal¦Other¦¦Normal | Animal | Animal (other)
|  | Animal¦Other¦¦BurnedOpen | Animal | Animal (other)
|  | Animal¦Squirrel¦Bus¦Normal | Animal | Animal (Squirrel)
|  | Animal¦Squirrel¦Bushing¦Normal | Animal | Animal (Squirrel)
|  | Animal¦Squirrel¦Bushing¦Burnedflashed | Animal | Animal (Squirrel)
|  | Animal¦Squirrel¦Bushing¦FailedFaulted | Animal | Animal (Squirrel)
|  | Animal¦Squirrel¦Bushing¦Broken | Animal | Animal (Squirrel)
|  | Animal¦Squirrel¦Capacitor¦FailedFaulted | Animal | Animal (Squirrel)
|  | Animal¦Squirrel¦ConductorOverhead¦Normal | Animal | Animal (Squirrel)
|  | Animal¦Squirrel¦ConductorOverhead¦Brokenwireonground | Animal | Animal (Squirrel)
|  | Animal¦Squirrel¦ConductorOverhead¦Together | Animal | Animal (Squirrel)
|  | Animal¦Squirrel¦ConductorOverhead¦Burnedflashed | Animal | Animal (Squirrel)
|  | Animal¦Squirrel¦ConductorOverhead¦Deteriorated | Animal | Animal (Squirrel)
|  | Animal¦Squirrel¦ConductorOverhead¦ | Animal | Animal (Squirrel)
|  | Animal¦Squirrel¦ConductorOverhead¦Arcing | Animal | Animal (Squirrel)
|  | Animal¦Squirrel¦ConductorUnderground¦Normal | Animal | Animal (Squirrel)
|  | Animal¦Squirrel¦ConductorUnderground¦Broken | Animal | Animal (Squirrel)
|  | Animal¦Squirrel¦ConductorUnderground¦Burnedflashed | Animal | Animal (Squirrel)
|  | Animal¦Squirrel¦ConnectororSplice(OH)¦Normal | Animal | Animal (Squirrel)
|  | Animal¦Squirrel¦ConnectororSplice(UG)¦Normal | Animal | Animal (Squirrel)
|  | Animal¦Squirrel¦CrossarmSteel¦Normal | Animal | Animal (Squirrel)
|  | Animal¦Squirrel¦CrossarmWood¦Normal | Animal | Animal (Squirrel)
|  | Animal¦Squirrel¦CrossarmWood¦Broken | Animal | Animal (Squirrel)
|  | Animal¦Squirrel¦CrossarmWood¦Burnedflashed | Animal | Animal (Squirrel)
|  | Animal¦Squirrel¦Cutoutfuseholder¦Normal | Animal | Animal (Squirrel)
|  | Animal¦Squirrel¦Cutoutfuseholder¦FailedFaulted | Animal | Animal (Squirrel)
|  | Animal¦Squirrel¦Cutoutfuseholder¦Broken | Animal | Animal (Squirrel)
|  | Animal¦Squirrel¦Cutoutfuseholder¦Burnedflashed | Animal | Animal (Squirrel)
|  | Animal¦Squirrel¦FootingsTowerorPole¦Burnedflashed | Animal | Animal (Squirrel)
|  | Animal¦Squirrel¦Fuse¦FailedFaulted | Animal | Animal (Squirrel)
|  | Animal¦Squirrel¦Fuse¦Normal | Animal | Animal (Squirrel)
|  | Animal¦Squirrel¦Fuse¦BurnedOpen | Animal | Animal (Squirrel)
|  | Animal¦Squirrel¦Fuse¦Broken | Animal | Animal (Squirrel)
|  | Animal¦Squirrel¦Insulator¦Normal | Animal | Animal (Squirrel)
|  | Animal¦Squirrel¦Insulator¦Burnedflashed | Animal | Animal (Squirrel)
|  | Animal¦Squirrel¦Insulator¦Broken | Animal | Animal (Squirrel)
|  | Animal¦Squirrel¦Jumper¦Normal | Animal | Animal (Squirrel)
|  | Animal¦Squirrel¦Jumper¦BurnedOpen | Animal | Animal (Squirrel)
|  | Animal¦Squirrel¦Jumper¦ | Animal | Animal (Squirrel)
|  | Animal¦Squirrel¦Jumper¦Broken | Animal | Animal (Squirrel)
|  | Animal¦Squirrel¦Jumper¦Burnedflashed | Animal | Animal (Squirrel)
|  | Animal¦Squirrel¦LightningArrestor¦FailedFaulted | Animal | Animal (Squirrel)
|  | Animal¦Squirrel¦LightningArrestor¦Normal | Animal | Animal (Squirrel)
|  | Animal¦Squirrel¦LightningArrestor¦Burnedflashed | Animal | Animal (Squirrel)
|  | Animal¦Squirrel¦LightningArrestor¦Broken | Animal | Animal (Squirrel)
|  | Animal¦Squirrel¦Other¦Normal | Animal | Animal (Squirrel)
|  | Animal¦Squirrel¦PoleWood¦Normal | Animal | Animal (Squirrel)
|  | Animal¦Squirrel¦PoleWood¦Burnedflashed | Animal | Animal (Squirrel)
|  | Animal¦Squirrel¦Pothead(RiserTermination)¦Normal | Animal | Animal (Squirrel)
|  | Animal¦Squirrel¦Pothead(RiserTermination)¦Burnedflashed | Animal | Animal (Squirrel)
|  | Animal¦Squirrel¦Pothead(RiserTermination)¦Broken | Animal | Animal (Squirrel)
|  | Animal¦Squirrel¦Pothead(RiserTermination)¦FailedFaulted | Animal | Animal (Squirrel)
|  | Animal¦Squirrel¦PotheadRiserTermination¦Burnedflashed | Animal | Animal (Squirrel)
|  | Animal¦Squirrel¦PotheadRiserTermination¦FailedFaulted | Animal | Animal (Squirrel)
|  | Animal¦Squirrel¦PTCCVT¦Normal | Animal | Animal (Squirrel)
|  | Animal¦Squirrel¦Recloser¦Burnedflashed | Animal | Animal (Squirrel)
|  | Animal¦Squirrel¦Recloser¦Normal | Animal | Animal (Squirrel)
|  | Animal¦Squirrel¦Recloser¦FailedFaulted | Animal | Animal (Squirrel)
|  | Animal¦Squirrel¦Recloser¦Brokenwireonground | Animal | Animal (Squirrel)
|  | Animal¦Squirrel¦Recloser¦Broken | Animal | Animal (Squirrel)
|  | Animal¦Squirrel¦Regulator¦Burnedflashed | Animal | Animal (Squirrel)
|  | Animal¦Squirrel¦Secondary¦Normal | Animal | Animal (Squirrel)
|  | Animal¦Squirrel¦Secondary¦Burnedflashed | Animal | Animal (Squirrel)
|  | Animal¦Squirrel¦Secondary¦Broken | Animal | Animal (Squirrel)
|  | Animal¦Squirrel¦Secondary¦BurnedOpen | Animal | Animal (Squirrel)
|  | Animal¦Squirrel¦Switch¦Normal | Animal | Animal (Squirrel)
|  | Animal¦Squirrel¦Switch(OH)¦Normal | Animal | Animal (Squirrel)
|  | Animal¦Squirrel¦Switch(UG)¦Leaking | Animal | Animal (Squirrel)
|  | Animal¦Squirrel¦Transformer¦FailedFaulted | Animal | Animal (Squirrel)
|  | Animal¦Squirrel¦Transformer¦Burnedflashed | Animal | Animal (Squirrel)
|  | Animal¦Squirrel¦Transformer¦Normal | Animal | Animal (Squirrel)
|  | Animal¦Squirrel¦Transformer¦Broken | Animal | Animal (Squirrel)
|  | Animal¦Squirrel¦Transformer¦ | Animal | Animal (Squirrel)
|  | Animal¦Squirrel¦Transformer¦BurnedOpen | Animal | Animal (Squirrel)
|  | Animal¦Squirrel¦Transformer¦Malfunctioning | Animal | Animal (Squirrel)
|  | Animal¦Squirrel¦Transformer¦OnGround | Animal | Animal (Squirrel)
|  | Animal¦Squirrel¦Transformer¦Deteriorated | Animal | Animal (Squirrel)
|  | Animal¦Squirrel¦Transformer(OH)¦Normal | Animal | Animal (Squirrel)
|  | Animal¦Squirrel¦Transformer(OH)¦FailedFaulted | Animal | Animal (Squirrel)
|  | Animal¦Squirrel¦Transformer(OH)¦Burnedflashed | Animal | Animal (Squirrel)
|  | Animal¦Squirrel¦Transformer(OH)¦Broken | Animal | Animal (Squirrel)
|  | Animal¦Squirrel¦Transformer(OH)¦Leaking | Animal | Animal (Squirrel)
|  | Animal¦Squirrel¦Transformer(OH)¦Arcing | Animal | Animal (Squirrel)
|  | Animal¦Squirrel¦Transformer(UG)¦Normal | Animal | Animal (Squirrel)
|  | Animal¦Squirrel¦TransformerSTASVC¦FailedFaulted | Animal | Animal (Squirrel)
|  | Animal¦Squirrel¦¦FailedFaulted | Animal | Animal (Squirrel)
|  | Animal¦Squirrel¦¦Normal | Animal | Animal (Squirrel)
|  | Animal¦Squirrel¦¦Broken | Animal | Animal (Squirrel)
|  | Animal¦Squirrel¦¦ | Animal | Animal (Squirrel)
|  | Animal¦Squirrel¦¦BurnedOpen | Animal | Animal (Squirrel)
|  | Animal¦Squirrel¦CutoutFusedDistribution¦FailedFaulted | Animal | Animal (Squirrel)
|  | Animal¦Squirrel¦Riser¦Normal | Animal | Animal (Squirrel)
|  | CompanyInitiated¦ConstructionActivityequipcompany¦AnchororGuy¦Normal | Other | Company Initiated
|  | CompanyInitiated¦ConstructionActivityequipcompany¦AnchororGuy¦Deteriorated | Other | Company Initiated
|  | CompanyInitiated¦ConstructionActivityequipcompany¦Bus¦Normal | Other | Company Initiated
|  | CompanyInitiated¦ConstructionActivityequipcompany¦ConductorOverhead¦Normal | Other | Company Initiated
|  | CompanyInitiated¦ConstructionActivityequipcompany¦ConductorOverhead¦Together | Other | Company Initiated
|  | CompanyInitiated¦ConstructionActivityequipcompany¦ConductorOverhead¦Broken | Other | Company Initiated
|  | CompanyInitiated¦ConstructionActivityequipcompany¦ConductorOverhead¦Deteriorated | Other | Company Initiated
|  | CompanyInitiated¦ConstructionActivityequipcompany¦ConductorOverhead¦Brokenwireonground | Other | Company Initiated
|  | CompanyInitiated¦ConstructionActivityequipcompany¦ConductorOverhead¦OnGround | Other | Company Initiated
|  | CompanyInitiated¦ConstructionActivityequipcompany¦ConductorOverhead¦Arcing | Other | Company Initiated
|  | CompanyInitiated¦ConstructionActivityequipcompany¦ConductorOverhead¦Burnedflashed | Other | Company Initiated
|  | CompanyInitiated¦ConstructionActivityequipcompany¦ConductorUnderground¦Deteriorated | Other | Company Initiated
|  | CompanyInitiated¦ConstructionActivityequipcompany¦ConnectororSplice(OH)¦Deteriorated | Other | Company Initiated
|  | CompanyInitiated¦ConstructionActivityequipcompany¦ConnectororSplice(OH)¦Broken | Other | Company Initiated
|  | CompanyInitiated¦ConstructionActivityequipcompany¦ConnectororSplice(OH)¦Normal | Other | Company Initiated
|  | CompanyInitiated¦ConstructionActivityequipcompany¦ConnectororSplice(OH)¦Brokenwireonground | Other | Company Initiated
|  | CompanyInitiated¦ConstructionActivityequipcompany¦ConnectororSplice(OH)¦Brokenwireonobject | Other | Company Initiated
|  | CompanyInitiated¦ConstructionActivityequipcompany¦CrossarmWood¦Broken | Other | Company Initiated
|  | CompanyInitiated¦ConstructionActivityequipcompany¦CrossarmWood¦Deteriorated | Other | Company Initiated
|  | CompanyInitiated¦ConstructionActivityequipcompany¦CrossarmWood¦Normal | Other | Company Initiated
|  | CompanyInitiated¦ConstructionActivityequipcompany¦CrossarmWood¦Burnedflashed | Other | Company Initiated
|  | CompanyInitiated¦ConstructionActivityequipcompany¦Cutoutfuseholder¦Normal | Other | Company Initiated
|  | CompanyInitiated¦ConstructionActivityequipcompany¦Elbow¦Broken | Other | Company Initiated
|  | CompanyInitiated¦ConstructionActivityequipcompany¦Fuse¦Normal | Other | Company Initiated
|  | CompanyInitiated¦ConstructionActivityequipcompany¦Fuse¦FailedFaulted | Other | Company Initiated
|  | CompanyInitiated¦ConstructionActivityequipcompany¦Fuse¦Broken | Other | Company Initiated
|  | CompanyInitiated¦ConstructionActivityequipcompany¦Generator¦Malfunctioning | Other | Company Initiated
|  | CompanyInitiated¦ConstructionActivityequipcompany¦Generator¦Broken | Other | Company Initiated
|  | CompanyInitiated¦ConstructionActivityequipcompany¦Insulator¦Broken | Other | Company Initiated
|  | CompanyInitiated¦ConstructionActivityequipcompany¦Insulator¦Burnedflashed | Other | Company Initiated
|  | CompanyInitiated¦ConstructionActivityequipcompany¦Insulator¦Brokenwireonground | Other | Company Initiated
|  | CompanyInitiated¦ConstructionActivityequipcompany¦Jumper¦Normal | Other | Company Initiated
|  | CompanyInitiated¦ConstructionActivityequipcompany¦Jumper¦Burnedflashed | Other | Company Initiated
|  | CompanyInitiated¦ConstructionActivityequipcompany¦Jumper¦Arcing | Other | Company Initiated
|  | CompanyInitiated¦ConstructionActivityequipcompany¦Jumper¦Broken | Other | Company Initiated
|  | CompanyInitiated¦ConstructionActivityequipcompany¦Other¦Normal | Other | Company Initiated
|  | CompanyInitiated¦ConstructionActivityequipcompany¦Other¦Broken | Other | Company Initiated
|  | CompanyInitiated¦ConstructionActivityequipcompany¦PoleWood¦Deteriorated | Other | Company Initiated
|  | CompanyInitiated¦ConstructionActivityequipcompany¦PoleWood¦Normal | Other | Company Initiated
|  | CompanyInitiated¦ConstructionActivityequipcompany¦PoleWood¦Broken | Other | Company Initiated
|  | CompanyInitiated¦ConstructionActivityequipcompany¦PoleWood¦Burnedflashed | Other | Company Initiated
|  | CompanyInitiated¦ConstructionActivityequipcompany¦Recloser¦Normal | Other | Company Initiated
|  | CompanyInitiated¦ConstructionActivityequipcompany¦Secondary¦Normal | Other | Company Initiated
|  | CompanyInitiated¦ConstructionActivityequipcompany¦Serviceconductor¦Brokenwireonobject | Other | Company Initiated
|  | CompanyInitiated¦ConstructionActivityequipcompany¦Switch(OH)¦Normal | Other | Company Initiated
|  | CompanyInitiated¦ConstructionActivityequipcompany¦Transformer¦Normal | Other | Company Initiated
|  | CompanyInitiated¦ConstructionActivityequipcompany¦Transformer¦Deteriorated | Other | Company Initiated
|  | CompanyInitiated¦ConstructionActivityequipcompany¦Transformer¦Broken | Other | Company Initiated
|  | CompanyInitiated¦ConstructionActivityequipcompany¦Transformer¦Leaking | Other | Company Initiated
|  | CompanyInitiated¦ConstructionActivityequipcompany¦Transformer(OH)¦Normal | Other | Company Initiated
|  | CompanyInitiated¦ConstructionActivityequipcompany¦Transformer(OH)¦Broken | Other | Company Initiated
|  | CompanyInitiated¦ConstructionActivityequipcompany¦Transformer(OH)¦FailedFaulted | Other | Company Initiated
|  | CompanyInitiated¦ConstructionActivityequipcompany¦Transformer(OH)¦ | Other | Company Initiated
|  | CompanyInitiated¦ConstructionActivityequipcompany¦Transformer(OH)¦Deteriorated | Other | Company Initiated
|  | CompanyInitiated¦ConstructionActivityequipcompany¦Transformer(UG)¦Broken | Other | Company Initiated
|  | CompanyInitiated¦ConstructionActivityequipcompany¦Transformer(UG)¦Normal | Other | Company Initiated
|  | CompanyInitiated¦ConstructionActivityequipcompany¦Transformer(UG)¦FailedFaulted | Other | Company Initiated
|  | CompanyInitiated¦ConstructionActivityequipcompany¦¦ | Other | Company Initiated
|  | CompanyInitiated¦ConstructionActivityequipcompany¦¦Normal | Other | Company Initiated
|  | CompanyInitiated¦ContactwithHighVoltagecompany¦ConductorOverhead¦Normal | Other | Company Initiated
|  | CompanyInitiated¦ContactwithHighVoltagecompany¦Fuse¦FailedFaulted | Other | Company Initiated
|  | CompanyInitiated¦ContactwithHighVoltagecompany¦Transformer¦Broken | Other | Company Initiated
|  | CompanyInitiated¦ContactwithHighVoltagecompany¦Transformer(OH)¦FailedFaulted | Other | Company Initiated
|  | CompanyInitiated¦ContactwithHighVoltagecompany¦¦FailedFaulted | Other | Company Initiated
|  | CompanyInitiated¦Coordinationfailure¦CircuitBreaker¦Normal | Other | Company Initiated
|  | CompanyInitiated¦Coordinationfailure¦ConductorOverhead¦Normal | Other | Company Initiated
|  | CompanyInitiated¦Coordinationfailure¦ConductorOverhead¦Burnedflashed | Other | Company Initiated
|  | CompanyInitiated¦Coordinationfailure¦Fuse¦Normal | Other | Company Initiated
|  | CompanyInitiated¦Coordinationfailure¦Fuse¦FailedFaulted | Other | Company Initiated
|  | CompanyInitiated¦Coordinationfailure¦Generator¦Normal | Other | Company Initiated
|  | CompanyInitiated¦Coordinationfailure¦Jumper¦Normal | Other | Company Initiated
|  | CompanyInitiated¦Coordinationfailure¦Other¦Normal | Other | Company Initiated
|  | CompanyInitiated¦Coordinationfailure¦Other¦Malfunctioning | Other | Company Initiated
|  | CompanyInitiated¦Coordinationfailure¦Recloser¦Normal | Other | Company Initiated
|  | CompanyInitiated¦Coordinationfailure¦Recloser¦Malfunctioning | Other | Company Initiated
|  | CompanyInitiated¦Coordinationfailure¦Relay¦Normal | Other | Company Initiated
|  | CompanyInitiated¦Coordinationfailure¦Serviceconductor¦Normal | Other | Company Initiated
|  | CompanyInitiated¦Coordinationfailure¦Transformer¦FailedFaulted | Other | Company Initiated
|  | CompanyInitiated¦Coordinationfailure¦Transformer¦BurnedOpen | Other | Company Initiated
|  | CompanyInitiated¦Digincompany¦ConductorUnderground¦Broken | Other | Company Initiated
|  | CompanyInitiated¦Digincompany¦ConnectororSplice(UG)¦Broken | Other | Company Initiated
|  | CompanyInitiated¦Digincompany¦PoleWood¦Normal | Other | Company Initiated
|  | CompanyInitiated¦Digincompany¦Secondary¦Broken | Other | Company Initiated
|  | CompanyInitiated¦Digincompany¦Serviceconductor¦Broken | Other | Company Initiated
|  | CompanyInitiated¦ImproperConstruction¦AnchororGuy¦Broken | Other | Company Initiated
|  | CompanyInitiated¦ImproperConstruction¦ConductorOverhead¦Normal | Other | Company Initiated
|  | CompanyInitiated¦ImproperConstruction¦ConductorOverhead¦Together | Other | Company Initiated
|  | CompanyInitiated¦ImproperConstruction¦ConductorOverhead¦Broken | Other | Company Initiated
|  | CompanyInitiated¦ImproperConstruction¦ConductorOverhead¦Arcing | Other | Company Initiated
|  | CompanyInitiated¦ImproperConstruction¦ConductorOverhead¦BentorTwisted | Other | Company Initiated
|  | CompanyInitiated¦ImproperConstruction¦ConductorOverhead¦Deteriorated | Other | Company Initiated
|  | CompanyInitiated¦ImproperConstruction¦ConductorOverhead¦Brokenwireonground | Other | Company Initiated
|  | CompanyInitiated¦ImproperConstruction¦ConductorUnderground¦Normal | Other | Company Initiated
|  | CompanyInitiated¦ImproperConstruction¦ConnectororSplice(OH)¦Broken | Other | Company Initiated
|  | CompanyInitiated¦ImproperConstruction¦ConnectororSplice(OH)¦Arcing | Other | Company Initiated
|  | CompanyInitiated¦ImproperConstruction¦CrossarmWood¦Normal | Other | Company Initiated
|  | CompanyInitiated¦ImproperConstruction¦CrossarmWood¦Broken | Other | Company Initiated
|  | CompanyInitiated¦ImproperConstruction¦Fuse¦Normal | Other | Company Initiated
|  | CompanyInitiated¦ImproperConstruction¦Fuse¦BurnedOpen | Other | Company Initiated
|  | CompanyInitiated¦ImproperConstruction¦Fuse¦FailedFaulted | Other | Company Initiated
|  | CompanyInitiated¦ImproperConstruction¦Jumper¦Normal | Other | Company Initiated
|  | CompanyInitiated¦ImproperConstruction¦Jumper¦ | Other | Company Initiated
|  | CompanyInitiated¦ImproperConstruction¦Jumper¦Arcing | Other | Company Initiated
|  | CompanyInitiated¦ImproperConstruction¦Jumper¦Broken | Other | Company Initiated
|  | CompanyInitiated¦ImproperConstruction¦Other¦Malfunctioning | Other | Company Initiated
|  | CompanyInitiated¦ImproperConstruction¦Other¦Broken | Other | Company Initiated
|  | CompanyInitiated¦ImproperConstruction¦PoleWood¦Normal | Other | Company Initiated
|  | CompanyInitiated¦ImproperConstruction¦PoleWood¦Broken | Other | Company Initiated
|  | CompanyInitiated¦ImproperConstruction¦Switch(OH)¦Arcing | Other | Company Initiated
|  | CompanyInitiated¦ImproperConstruction¦Switch(UG)¦Broken | Other | Company Initiated
|  | CompanyInitiated¦ImproperConstruction¦Transformer(OH)¦FailedFaulted | Other | Company Initiated
|  | CompanyInitiated¦ImproperConstruction¦Transformer(OH)¦Broken | Other | Company Initiated
|  | CompanyInitiated¦ImproperConstruction¦Transformer(UG)¦Normal | Other | Company Initiated
|  | CompanyInitiated¦Operatingerror¦CircuitBreaker¦Normal | Other | Company Initiated
|  | CompanyInitiated¦Operatingerror¦ConductorOverhead¦Normal | Other | Company Initiated
|  | CompanyInitiated¦Operatingerror¦Fuse¦Normal | Other | Company Initiated
|  | CompanyInitiated¦Operatingerror¦Fuse¦ | Other | Company Initiated
|  | CompanyInitiated¦Operatingerror¦Fuse¦BurnedOpen | Other | Company Initiated
|  | CompanyInitiated¦Operatingerror¦Fuse¦FailedFaulted | Other | Company Initiated
|  | CompanyInitiated¦Operatingerror¦Jumper¦Normal | Other | Company Initiated
|  | CompanyInitiated¦Operatingerror¦Other¦Normal | Other | Company Initiated
|  | CompanyInitiated¦Operatingerror¦PoleWood¦Normal | Other | Company Initiated
|  | CompanyInitiated¦Operatingerror¦Recloser¦Normal | Other | Company Initiated
|  | CompanyInitiated¦Operatingerror¦Relay¦Normal | Other | Company Initiated
|  | CompanyInitiated¦Operatingerror¦Switch¦Normal | Other | Company Initiated
|  | CompanyInitiated¦Operatingerror¦Switch(OH)¦Normal | Other | Company Initiated
|  | CompanyInitiated¦Operatingerror¦Switch(UG)¦Normal | Other | Company Initiated
|  | CompanyInitiated¦Operatingerror¦TransformerPower¦Normal | Other | Company Initiated
|  | CompanyInitiated¦Operatingerror¦¦ | Other | Company Initiated
|  | CompanyInitiated¦OtherCircuits¦CircuitBreaker¦Normal | Other | Company Initiated
|  | CompanyInitiated¦OtherCircuits¦ConductorOverhead¦Normal | Other | Company Initiated
|  | CompanyInitiated¦OtherCircuits¦ConductorOverhead¦Together | Other | Company Initiated
|  | CompanyInitiated¦OtherCircuits¦ConductorOverhead¦Arcing | Other | Company Initiated
|  | CompanyInitiated¦OtherCircuits¦ConductorOverhead¦Deteriorated | Other | Company Initiated
|  | CompanyInitiated¦OtherCircuits¦CrossarmWood¦Broken | Other | Company Initiated
|  | CompanyInitiated¦OtherCircuits¦Fuse¦Normal | Other | Company Initiated
|  | CompanyInitiated¦OtherCircuits¦Generator¦Malfunctioning | Other | Company Initiated
|  | CompanyInitiated¦OtherCircuits¦Insulator¦Broken | Other | Company Initiated
|  | CompanyInitiated¦OtherCircuits¦Jumper¦Broken | Other | Company Initiated
|  | CompanyInitiated¦OtherCircuits¦LightningArrestor¦FailedFaulted | Other | Company Initiated
|  | CompanyInitiated¦OtherCircuits¦Other¦Normal | Other | Company Initiated
|  | CompanyInitiated¦OtherCircuits¦Other¦Broken | Other | Company Initiated
|  | CompanyInitiated¦OtherCircuits¦PoleWood¦Deteriorated | Other | Company Initiated
|  | CompanyInitiated¦OtherCircuits¦PoleWood¦Burnedflashed | Other | Company Initiated
|  | CompanyInitiated¦OtherCircuits¦¦ | Other | Company Initiated
|  | CompanyInitiated¦Personnelcompany¦CircuitBreaker¦Normal | Other | Company Initiated
|  | CompanyInitiated¦Personnelcompany¦ConductorOverhead¦Normal | Other | Company Initiated
|  | CompanyInitiated¦Personnelcompany¦ConductorOverhead¦Brokenwireonground | Other | Company Initiated
|  | CompanyInitiated¦Personnelcompany¦ConductorUnderground¦Normal | Other | Company Initiated
|  | CompanyInitiated¦Personnelcompany¦ConductorUnderground¦Burnedflashed | Other | Company Initiated
|  | CompanyInitiated¦Personnelcompany¦ConnectororSplice(OH)¦Broken | Other | Company Initiated
|  | CompanyInitiated¦Personnelcompany¦CrossarmWood¦Broken | Other | Company Initiated
|  | CompanyInitiated¦Personnelcompany¦CrossarmWood¦Deteriorated | Other | Company Initiated
|  | CompanyInitiated¦Personnelcompany¦CT¦Normal | Other | Company Initiated
|  | CompanyInitiated¦Personnelcompany¦Fuse¦Normal | Other | Company Initiated
|  | CompanyInitiated¦Personnelcompany¦Fuse¦BurnedOpen | Other | Company Initiated
|  | CompanyInitiated¦Personnelcompany¦Generator¦Broken | Other | Company Initiated
|  | CompanyInitiated¦Personnelcompany¦Generator¦Normal | Other | Company Initiated
|  | CompanyInitiated¦Personnelcompany¦Generator¦Malfunctioning | Other | Company Initiated
|  | CompanyInitiated¦Personnelcompany¦Insulator¦Broken | Other | Company Initiated
|  | CompanyInitiated¦Personnelcompany¦Jumper¦Normal | Other | Company Initiated
|  | CompanyInitiated¦Personnelcompany¦Jumper¦Broken | Other | Company Initiated
|  | CompanyInitiated¦Personnelcompany¦LightningArrestor¦Burnedflashed | Other | Company Initiated
|  | CompanyInitiated¦Personnelcompany¦MeteringEquipment¦ | Other | Company Initiated
|  | CompanyInitiated¦Personnelcompany¦Other¦Normal | Other | Company Initiated
|  | CompanyInitiated¦Personnelcompany¦Other¦Deteriorated | Other | Company Initiated
|  | CompanyInitiated¦Personnelcompany¦Other¦Arcing | Other | Company Initiated
|  | CompanyInitiated¦Personnelcompany¦Other¦Broken | Other | Company Initiated
|  | CompanyInitiated¦Personnelcompany¦PoleWood¦Deteriorated | Other | Company Initiated
|  | CompanyInitiated¦Personnelcompany¦PoleWood¦Normal | Other | Company Initiated
|  | CompanyInitiated¦Personnelcompany¦PoleWood¦Broken | Other | Company Initiated
|  | CompanyInitiated¦Personnelcompany¦Recloser¦Normal | Other | Company Initiated
|  | CompanyInitiated¦Personnelcompany¦Relay¦Normal | Other | Company Initiated
|  | CompanyInitiated¦Personnelcompany¦Relay¦Malfunctioning | Other | Company Initiated
|  | CompanyInitiated¦Personnelcompany¦Secondary¦Brokenwireonground | Other | Company Initiated
|  | CompanyInitiated¦Personnelcompany¦Sectionalizer¦Normal | Other | Company Initiated
|  | CompanyInitiated¦Personnelcompany¦Switch¦Normal | Other | Company Initiated
|  | CompanyInitiated¦Personnelcompany¦Switch(OH)¦Normal | Other | Company Initiated
|  | CompanyInitiated¦Personnelcompany¦Transformer¦Normal | Other | Company Initiated
|  | CompanyInitiated¦Personnelcompany¦Transformer¦Together | Other | Company Initiated
|  | CompanyInitiated¦Personnelcompany¦Transformer(OH)¦Normal | Other | Company Initiated
|  | CompanyInitiated¦Personnelcompany¦Transformer(OH)¦Burnedflashed | Other | Company Initiated
|  | CompanyInitiated¦Personnelcompany¦Transformer(OH)¦ | Other | Company Initiated
|  | CompanyInitiated¦Personnelcompany¦Transformer(OH)¦Leaking | Other | Company Initiated
|  | CompanyInitiated¦Personnelcompany¦¦ | Other | Company Initiated
|  | CompanyInitiated¦Personnelcompany¦¦Broken | Other | Company Initiated
|  | CompanyInitiated¦ReturnCircuitNormal¦CircuitBreaker¦Normal | Other | Company Initiated
|  | CompanyInitiated¦ReturnCircuitNormal¦ConductorOverhead¦Normal | Other | Company Initiated
|  | CompanyInitiated¦ReturnCircuitNormal¦ConductorOverhead¦Deteriorated | Other | Company Initiated
|  | CompanyInitiated¦ReturnCircuitNormal¦ConductorUnderground¦Normal | Other | Company Initiated
|  | CompanyInitiated¦ReturnCircuitNormal¦ConductorUnderground¦Broken | Other | Company Initiated
|  | CompanyInitiated¦ReturnCircuitNormal¦ConductorUnderground¦Deteriorated | Other | Company Initiated
|  | CompanyInitiated¦ReturnCircuitNormal¦ConnectororSplice(UG)¦Normal | Other | Company Initiated
|  | CompanyInitiated¦ReturnCircuitNormal¦CrossarmWood¦Broken | Other | Company Initiated
|  | CompanyInitiated¦ReturnCircuitNormal¦Cutoutfuseholder¦Broken | Other | Company Initiated
|  | CompanyInitiated¦ReturnCircuitNormal¦Fuse¦Normal | Other | Company Initiated
|  | CompanyInitiated¦ReturnCircuitNormal¦Generator¦Normal | Other | Company Initiated
|  | CompanyInitiated¦ReturnCircuitNormal¦Other¦Normal | Other | Company Initiated
|  | CompanyInitiated¦ReturnCircuitNormal¦PoleWood¦Burnedflashed | Other | Company Initiated
|  | CompanyInitiated¦ReturnCircuitNormal¦PoleWood¦Normal | Other | Company Initiated
|  | CompanyInitiated¦ReturnCircuitNormal¦PoleWood¦Deteriorated | Other | Company Initiated
|  | CompanyInitiated¦ReturnCircuitNormal¦PTCCVT¦Normal | Other | Company Initiated
|  | CompanyInitiated¦ReturnCircuitNormal¦Recloser¦Normal | Other | Company Initiated
|  | CompanyInitiated¦ReturnCircuitNormal¦Secondary¦Normal | Other | Company Initiated
|  | CompanyInitiated¦ReturnCircuitNormal¦Switch(OH)¦Normal | Other | Company Initiated
|  | CompanyInitiated¦ReturnCircuitNormal¦Switch(OH)¦Broken | Other | Company Initiated
|  | CompanyInitiated¦ReturnCircuitNormal¦Transformer¦Normal | Other | Company Initiated
|  | CompanyInitiated¦ReturnCircuitNormal¦Transformer¦Broken | Other | Company Initiated
|  | CompanyInitiated¦ReturnCircuitNormal¦Transformer(OH)¦Normal | Other | Company Initiated
|  | CompanyInitiated¦ReturnCircuitNormal¦Transformer(UG)¦Normal | Other | Company Initiated
|  | CompanyInitiated¦Insulatorwashing¦Bus¦Contaminated | Other | Company Initiated
|  | EnvironmentalExternal¦Earthquake¦ConductorOverhead¦Normal | Other | Primary Conductor - Other
|  | EnvironmentalExternal¦Earthquake¦ConductorOverhead¦Together | Other | Primary Conductor - Line Slap
|  | EnvironmentalExternal¦Earthquake¦ConductorOverhead¦Brokenwireonground | Other | Primary Conductor - Wire Down
|  | EnvironmentalExternal¦Earthquake¦Fuse¦Normal | Other | Equipment (Fuse)
|  | EnvironmentalExternal¦Earthquake¦Other¦Normal | Other | Equipment (other)
|  | EnvironmentalExternal¦Earthquake¦PoleWood¦Deteriorated | Other | Equipment (Support Structure)
|  | EnvironmentalExternal¦Earthquake¦PoleWood¦Burnedflashed | Other | Equipment (Support Structure)
|  | EnvironmentalExternal¦Earthquake¦Transformer¦ | Other | Equipment (Transformer)
|  | EnvironmentalExternal¦FireForestGrass¦AnchororGuy¦Burnedflashed | Other | Equipment (Support Structure)
|  | EnvironmentalExternal¦FireForestGrass¦CircuitBreaker¦Normal | Other | Equipment (DPD)
|  | EnvironmentalExternal¦FireForestGrass¦ConductorOverhead¦Normal | Other | Primary Conductor - Other
|  | EnvironmentalExternal¦FireForestGrass¦ConductorOverhead¦Burnedflashed | Other | Primary Conductor - Other
|  | EnvironmentalExternal¦FireForestGrass¦ConductorOverhead¦Brokenwireonground | Other | Primary Conductor - Wire Down
|  | EnvironmentalExternal¦FireForestGrass¦ConductorOverhead¦Deteriorated | Other | Primary Conductor - Other
|  | EnvironmentalExternal¦FireForestGrass¦ConductorOverhead¦Broken | Other | Primary Conductor - Other
|  | EnvironmentalExternal¦FireForestGrass¦ConductorOverhead¦Contaminated | Other | Primary Conductor - Line Slap
|  | EnvironmentalExternal¦FireForestGrass¦ConductorOverhead¦OnGround | Other | Primary Conductor - Wire Down
|  | EnvironmentalExternal¦FireForestGrass¦ConductorOverhead¦BentorTwisted | Other | Primary Conductor - Other
|  | EnvironmentalExternal¦FireForestGrass¦ConductorUnderground¦Burnedflashed | Other | Primary Conductor - Other
|  | EnvironmentalExternal¦FireForestGrass¦ConductorUnderground¦Normal | Other | Primary Conductor - Other
|  | EnvironmentalExternal¦FireForestGrass¦ConductorUnderground¦Broken | Other | Primary Conductor - Other
|  | EnvironmentalExternal¦FireForestGrass¦ConnectororSplice(OH)¦Burnedflashed | Other | Primary Conductor - Other
|  | EnvironmentalExternal¦FireForestGrass¦CrossarmWood¦Burnedflashed | Other | Equipment (Support Structure)
|  | EnvironmentalExternal¦FireForestGrass¦CrossarmWood¦Broken | Other | Equipment (Support Structure)
|  | EnvironmentalExternal¦FireForestGrass¦CrossarmWood¦Brokenwireonground | Other | Equipment (Support Structure)
|  | EnvironmentalExternal¦FireForestGrass¦CustomerEquipment¦Burnedflashed | Other | Equipment (other)
|  | EnvironmentalExternal¦FireForestGrass¦CustomerEquipment¦Broken | Other | Equipment (other)
|  | EnvironmentalExternal¦FireForestGrass¦CustomerEquipment¦BurnedOpen | Other | Equipment (other)
|  | EnvironmentalExternal¦FireForestGrass¦Cutoutfuseholder¦Normal | Other | Equipment (Fuse)
|  | EnvironmentalExternal¦FireForestGrass¦Cutoutfuseholder¦Broken | Other | Equipment (Fuse)
|  | EnvironmentalExternal¦FireForestGrass¦Elbow¦FailedFaulted | Other | Equipment (other)
|  | EnvironmentalExternal¦FireForestGrass¦FootingsTowerorPole¦Normal | Other | Equipment (Support Structure)
|  | EnvironmentalExternal¦FireForestGrass¦FootingsTowerorPole¦Burnedflashed | Other | Equipment (Support Structure)
|  | EnvironmentalExternal¦FireForestGrass¦Fuse¦Normal | Other | Equipment (Fuse)
|  | EnvironmentalExternal¦FireForestGrass¦Fuse¦FailedFaulted | Other | Equipment (Fuse)
|  | EnvironmentalExternal¦FireForestGrass¦Fuse¦BurnedOpen | Other | Equipment (Fuse)
|  | EnvironmentalExternal¦FireForestGrass¦Insulator¦Broken | Other | Equipment (other)
|  | EnvironmentalExternal¦FireForestGrass¦Insulator¦Normal | Other | Equipment (other)
|  | EnvironmentalExternal¦FireForestGrass¦Jumper¦Normal | Other | Primary Conductor - Other
|  | EnvironmentalExternal¦FireForestGrass¦Jumper¦Broken | Other | Primary Conductor - Other
|  | EnvironmentalExternal¦FireForestGrass¦MeteringEquipment¦Burnedflashed | Other | Equipment (other)
|  | EnvironmentalExternal¦FireForestGrass¦Other¦Burnedflashed | Other | Equipment (other)
|  | EnvironmentalExternal¦FireForestGrass¦Other¦Normal | Other | Equipment (other)
|  | EnvironmentalExternal¦FireForestGrass¦Other¦BurnedOpen | Other | Equipment (other)
|  | EnvironmentalExternal¦FireForestGrass¦Other¦Brokenwireonground | Other | Primary Conductor - Wire Down
|  | EnvironmentalExternal¦FireForestGrass¦Other¦Deteriorated | Other | Equipment (other)
|  | EnvironmentalExternal¦FireForestGrass¦PoleTowersteel¦Brokenwireonground | Other | Equipment (Support Structure)
|  | EnvironmentalExternal¦FireForestGrass¦PoleTowersteel¦Broken | Other | Equipment (Support Structure)
|  | EnvironmentalExternal¦FireForestGrass¦PoleWood¦Burnedflashed | Other | Equipment (Support Structure)
|  | EnvironmentalExternal¦FireForestGrass¦PoleWood¦Brokenwireonground | Other | Equipment (Support Structure)
|  | EnvironmentalExternal¦FireForestGrass¦PoleWood¦Broken | Other | Equipment (Support Structure)
|  | EnvironmentalExternal¦FireForestGrass¦PoleWood¦Normal | Other | Equipment (Support Structure)
|  | EnvironmentalExternal¦FireForestGrass¦PoleWood¦OnGround | Other | Equipment (Support Structure)
|  | EnvironmentalExternal¦FireForestGrass¦PoleWood¦Deteriorated | Other | Equipment (Support Structure)
|  | EnvironmentalExternal¦FireForestGrass¦PoleWood¦Brokenwireonobject | Other | Equipment (Support Structure)
|  | EnvironmentalExternal¦FireForestGrass¦Pothead(RiserTermination)¦Burnedflashed | Other | Equipment (DPD)
|  | EnvironmentalExternal¦FireForestGrass¦Recloser¦Normal | Other | Equipment (DPD)
|  | EnvironmentalExternal¦FireForestGrass¦Recloser¦Broken | Other | Equipment (DPD)
|  | EnvironmentalExternal¦FireForestGrass¦Regulator¦FailedFaulted | Other | Equipment (Voltage Control)
|  | EnvironmentalExternal¦FireForestGrass¦Regulator¦Burnedflashed | Other | Equipment (Voltage Control)
|  | EnvironmentalExternal¦FireForestGrass¦Secondary¦Burnedflashed | Other | Secondary Conductor
|  | EnvironmentalExternal¦FireForestGrass¦Secondary¦BurnedOpen | Other | Secondary Conductor
|  | EnvironmentalExternal¦FireForestGrass¦Secondary¦Brokenwireonground | Other | Secondary Conductor
|  | EnvironmentalExternal¦FireForestGrass¦Secondary¦Broken | Other | Secondary Conductor
|  | EnvironmentalExternal¦FireForestGrass¦Secondary¦Together | Other | Secondary Conductor
|  | EnvironmentalExternal¦FireForestGrass¦Secondary¦Arcing | Other | Secondary Conductor
|  | EnvironmentalExternal¦FireForestGrass¦Serviceconductor¦Burnedflashed | Other | Secondary Conductor
|  | EnvironmentalExternal¦FireForestGrass¦Serviceconductor¦OnGround | Other | Secondary Conductor
|  | EnvironmentalExternal¦FireForestGrass¦Serviceconductor¦Broken | Other | Secondary Conductor
|  | EnvironmentalExternal¦FireForestGrass¦Serviceconductor¦BurnedOpen | Other | Secondary Conductor
|  | EnvironmentalExternal¦FireForestGrass¦Switch¦Normal | Other | Equipment (Switch)
|  | EnvironmentalExternal¦FireForestGrass¦Switch(OH)¦Normal | Other | Equipment (Switch)
|  | EnvironmentalExternal¦FireForestGrass¦Switch(UG)¦Normal | Other | Equipment (Switch)
|  | EnvironmentalExternal¦FireForestGrass¦Transformer¦Normal | Other | Equipment (Transformer)
|  | EnvironmentalExternal¦FireForestGrass¦Transformer¦FailedFaulted | Other | Equipment (Transformer)
|  | EnvironmentalExternal¦FireForestGrass¦Transformer¦Burnedflashed | Other | Equipment (Transformer)
|  | EnvironmentalExternal¦FireForestGrass¦Transformer¦Broken | Other | Equipment (Transformer)
|  | EnvironmentalExternal¦FireForestGrass¦Transformer¦BurnedOpen | Other | Equipment (Transformer)
|  | EnvironmentalExternal¦FireForestGrass¦Transformer(OH)¦Burnedflashed | Other | Equipment (Transformer)
|  | EnvironmentalExternal¦FireForestGrass¦Transformer(OH)¦Normal | Other | Equipment (Transformer)
|  | EnvironmentalExternal¦FireForestGrass¦Transformer(OH)¦Broken | Other | Equipment (Transformer)
|  | EnvironmentalExternal¦FireForestGrass¦Transformer(OH)¦Deteriorated | Other | Equipment (Transformer)
|  | EnvironmentalExternal¦FireForestGrass¦Transformer(OH)¦FailedFaulted | Other | Equipment (Transformer)
|  | EnvironmentalExternal¦FireForestGrass¦Transformer(UG)¦Burnedflashed | Other | Equipment (Transformer)
|  | EnvironmentalExternal¦FireForestGrass¦Transformer(UG)¦Broken | Other | Equipment (Transformer)
|  | EnvironmentalExternal¦FireForestGrass¦Transformer(UG)¦FailedFaulted | Other | Equipment (Transformer)
|  | EnvironmentalExternal¦FloodErosion¦AnchororGuy¦Deteriorated | Other | Equipment (Support Structure)
|  | EnvironmentalExternal¦FloodErosion¦AnchororGuy¦Broken | Other | Equipment (Support Structure)
|  | EnvironmentalExternal¦FloodErosion¦ConductorOverhead¦Brokenwireonground | Other | Primary Conductor - Wire Down
|  | EnvironmentalExternal¦FloodErosion¦ConductorOverhead¦Normal | Other | Primary Conductor - Other
|  | EnvironmentalExternal¦FloodErosion¦ConductorOverhead¦OnGround | Other | Primary Conductor - Wire Down
|  | EnvironmentalExternal¦FloodErosion¦ConductorOverhead¦Together | Other | Primary Conductor - Line Slap
|  | EnvironmentalExternal¦FloodErosion¦ConductorOverhead¦Arcing | Other | Primary Conductor - Other
|  | EnvironmentalExternal¦FloodErosion¦ConductorOverhead¦Broken | Other | Primary Conductor - Other
|  | EnvironmentalExternal¦FloodErosion¦ConductorOverhead¦Brokenwireonobject | Other | Primary Conductor - Other
|  | EnvironmentalExternal¦FloodErosion¦ConductorUnderground¦Normal | Other | Primary Conductor - Other
|  | EnvironmentalExternal¦FloodErosion¦CrossarmWood¦Broken | Other | Equipment (Support Structure)
|  | EnvironmentalExternal¦FloodErosion¦CrossarmWood¦Deteriorated | Other | Equipment (Support Structure)
|  | EnvironmentalExternal¦FloodErosion¦CrossarmWood¦Brokenwireonground | Other | Equipment (Support Structure)
|  | EnvironmentalExternal¦FloodErosion¦CustomerEquipment¦Normal | Other | Equipment (other)
|  | EnvironmentalExternal¦FloodErosion¦Cutoutfuseholder¦FailedFaulted | Other | Equipment (Fuse)
|  | EnvironmentalExternal¦FloodErosion¦Fuse¦Normal | Other | Equipment (Fuse)
|  | EnvironmentalExternal¦FloodErosion¦Fuse¦FailedFaulted | Other | Equipment (Fuse)
|  | EnvironmentalExternal¦FloodErosion¦Other¦Normal | Other | Equipment (other)
|  | EnvironmentalExternal¦FloodErosion¦Other¦Deteriorated | Other | Equipment (other)
|  | EnvironmentalExternal¦FloodErosion¦PoleTowersteel¦Deteriorated | Other | Equipment (Support Structure)
|  | EnvironmentalExternal¦FloodErosion¦PoleWood¦Brokenwireonground | Other | Equipment (Support Structure)
|  | EnvironmentalExternal¦FloodErosion¦PoleWood¦Broken | Other | Equipment (Support Structure)
|  | EnvironmentalExternal¦FloodErosion¦PoleWood¦Normal | Other | Equipment (Support Structure)
|  | EnvironmentalExternal¦FloodErosion¦PoleWood¦Deteriorated | Other | Equipment (Support Structure)
|  | EnvironmentalExternal¦FloodErosion¦PoleWood¦OnGround | Other | Equipment (Support Structure)
|  | EnvironmentalExternal¦FloodErosion¦Switch(UG)¦Normal | Other | Equipment (Switch)
|  | EnvironmentalExternal¦FloodErosion¦Transformer¦FailedFaulted | Other | Equipment (Transformer)
|  | EnvironmentalExternal¦FloodErosion¦Transformer¦Broken | Other | Equipment (Transformer)
|  | EnvironmentalExternal¦FloodErosion¦Transformer(OH)¦Normal | Other | Equipment (Transformer)
|  | EnvironmentalExternal¦FloodErosion¦Transformer(OH)¦Broken | Other | Equipment (Transformer)
|  | EnvironmentalExternal¦Iceorsnow¦CircuitBreaker¦Normal | Other | Equipment (DPD)
|  | EnvironmentalExternal¦Iceorsnow¦ConductorOverhead¦Brokenwireonground | Other | Primary Conductor - Wire Down
|  | EnvironmentalExternal¦Iceorsnow¦ConductorOverhead¦Normal | Other | Primary Conductor - Other
|  | EnvironmentalExternal¦Iceorsnow¦ConductorOverhead¦Broken | Other | Primary Conductor - Other
|  | EnvironmentalExternal¦Iceorsnow¦ConductorOverhead¦Together | Other | Primary Conductor - Line Slap
|  | EnvironmentalExternal¦Iceorsnow¦ConductorOverhead¦BentorTwisted | Other | Primary Conductor - Other
|  | EnvironmentalExternal¦Iceorsnow¦ConductorOverhead¦OnGround | Other | Primary Conductor - Wire Down
|  | EnvironmentalExternal¦Iceorsnow¦ConductorOverhead¦Arcing | Other | Primary Conductor - Other
|  | EnvironmentalExternal¦Iceorsnow¦ConductorOverhead¦Burnedflashed | Other | Primary Conductor - Other
|  | EnvironmentalExternal¦Iceorsnow¦ConnectororSplice(OH)¦Brokenwireonground | Other | Primary Conductor - Wire Down
|  | EnvironmentalExternal¦Iceorsnow¦ConnectororSplice(OH)¦Broken | Other | Primary Conductor - Other
|  | EnvironmentalExternal¦Iceorsnow¦CrossarmWood¦Broken | Other | Equipment (Support Structure)
|  | EnvironmentalExternal¦Iceorsnow¦CrossarmWood¦Brokenwireonground | Other | Equipment (Support Structure)
|  | EnvironmentalExternal¦Iceorsnow¦CrossarmWood¦Brokenwireonobject | Other | Equipment (Support Structure)
|  | EnvironmentalExternal¦Iceorsnow¦Cutoutfuseholder¦Broken | Other | Equipment (Fuse)
|  | EnvironmentalExternal¦Iceorsnow¦Cutoutfuseholder¦Arcing | Other | Equipment (Fuse)
|  | EnvironmentalExternal¦Iceorsnow¦Fuse¦Normal | Other | Equipment (Fuse)
|  | EnvironmentalExternal¦Iceorsnow¦Fuse¦BurnedOpen | Other | Equipment (Fuse)
|  | EnvironmentalExternal¦Iceorsnow¦Fuse¦FailedFaulted | Other | Equipment (Fuse)
|  | EnvironmentalExternal¦Iceorsnow¦Fuse¦Broken | Other | Equipment (Fuse)
|  | EnvironmentalExternal¦Iceorsnow¦Insulator¦Broken | Other | Equipment (other)
|  | EnvironmentalExternal¦Iceorsnow¦Insulator¦Brokenwireonobject | Other | Equipment (other)
|  | EnvironmentalExternal¦Iceorsnow¦Insulator¦Brokenwireonground | Other | Equipment (other)
|  | EnvironmentalExternal¦Iceorsnow¦Jumper¦Broken | Other | Primary Conductor - Other
|  | EnvironmentalExternal¦Iceorsnow¦LightningArrestor¦FailedFaulted | Other | Equipment (other)
|  | EnvironmentalExternal¦Iceorsnow¦Other¦Broken | Other | Equipment (other)
|  | EnvironmentalExternal¦Iceorsnow¦Other¦Annealed | Other | Equipment (other)
|  | EnvironmentalExternal¦Iceorsnow¦PoleWood¦Brokenwireonground | Other | Equipment (Support Structure)
|  | EnvironmentalExternal¦Iceorsnow¦PoleWood¦Broken | Other | Equipment (Support Structure)
|  | EnvironmentalExternal¦Iceorsnow¦Recloser¦Normal | Other | Equipment (DPD)
|  | EnvironmentalExternal¦Iceorsnow¦Secondary¦Brokenwireonground | Other | Secondary Conductor
|  | EnvironmentalExternal¦Iceorsnow¦Secondary¦Broken | Other | Secondary Conductor
|  | EnvironmentalExternal¦Iceorsnow¦Serviceconductor¦Brokenwireonground | Other | Secondary Conductor
|  | EnvironmentalExternal¦Iceorsnow¦Serviceconductor¦BentorTwisted | Other | Secondary Conductor
|  | EnvironmentalExternal¦Iceorsnow¦Switch(OH)¦Normal | Other | Equipment (Switch)
|  | EnvironmentalExternal¦Iceorsnow¦Transformer¦FailedFaulted | Other | Equipment (Transformer)
|  | EnvironmentalExternal¦Iceorsnow¦Transformer¦Broken | Other | Equipment (Transformer)
|  | EnvironmentalExternal¦Iceorsnow¦Transformer¦Brokenwireonground | Other | Equipment (Transformer)
|  | EnvironmentalExternal¦Iceorsnow¦Transformer¦Normal | Other | Equipment (Transformer)
|  | EnvironmentalExternal¦Iceorsnow¦Transformer¦Deteriorated | Other | Equipment (Transformer)
|  | EnvironmentalExternal¦Iceorsnow¦Transformer¦Burnedflashed | Other | Equipment (Transformer)
|  | EnvironmentalExternal¦Iceorsnow¦Transformer(OH)¦Broken | Other | Equipment (Transformer)
|  | EnvironmentalExternal¦Iceorsnow¦Transformer(OH)¦FailedFaulted | Other | Equipment (Transformer)
|  | EnvironmentalExternal¦Iceorsnow¦Transformer(OH)¦Leaking | Other | Equipment (Transformer)
|  | EnvironmentalExternal¦Iceorsnow¦Transformer(OH)¦Brokenwireonground | Other | Equipment (Transformer)
|  | EnvironmentalExternal¦Iceorsnow¦¦FailedFaulted | Other | Equipment (other)
|  | EnvironmentalExternal¦Lightning¦Bushing¦FailedFaulted | Other | Equipment (other)
|  | EnvironmentalExternal¦Lightning¦Bushing¦Broken | Other | Equipment (other)
|  | EnvironmentalExternal¦Lightning¦Capacitor¦Burnedflashed | Other | Equipment (Capacitor)
|  | EnvironmentalExternal¦Lightning¦CircuitBreaker¦Normal | Other | Equipment (DPD)
|  | EnvironmentalExternal¦Lightning¦CircuitBreaker¦Burnedflashed | Other | Equipment (DPD)
|  | EnvironmentalExternal¦Lightning¦CircuitBreaker¦Malfunctioning | Other | Equipment (DPD)
|  | EnvironmentalExternal¦Lightning¦ConductorOverhead¦Normal | Other | Primary Conductor - Other
|  | EnvironmentalExternal¦Lightning¦ConductorOverhead¦Brokenwireonground | Other | Primary Conductor - Wire Down
|  | EnvironmentalExternal¦Lightning¦ConductorOverhead¦Together | Other | Primary Conductor - Line Slap
|  | EnvironmentalExternal¦Lightning¦ConductorOverhead¦Burnedflashed | Other | Primary Conductor - Other
|  | EnvironmentalExternal¦Lightning¦ConductorOverhead¦OnGround | Other | Primary Conductor - Wire Down
|  | EnvironmentalExternal¦Lightning¦ConductorUnderground¦Burnedflashed | Other | Primary Conductor - Other
|  | EnvironmentalExternal¦Lightning¦ConnectororSplice(OH)¦Brokenwireonground | Other | Primary Conductor - Wire Down
|  | EnvironmentalExternal¦Lightning¦ConnectororSplice(OH)¦Normal | Other | Primary Conductor - Other
|  | EnvironmentalExternal¦Lightning¦ConnectororSplice(UG)¦FailedFaulted | Other | Primary Conductor - Other
|  | EnvironmentalExternal¦Lightning¦CrossarmSteel¦Normal | Other | Equipment (Support Structure)
|  | EnvironmentalExternal¦Lightning¦CrossarmWood¦Broken | Other | Equipment (Support Structure)
|  | EnvironmentalExternal¦Lightning¦CustomerEquipment¦FailedFaulted | Other | Equipment (other)
|  | EnvironmentalExternal¦Lightning¦Cutoutfuseholder¦FailedFaulted | Other | Equipment (Fuse)
|  | EnvironmentalExternal¦Lightning¦Cutoutfuseholder¦Broken | Other | Equipment (Fuse)
|  | EnvironmentalExternal¦Lightning¦Cutoutfuseholder¦Normal | Other | Equipment (Fuse)
|  | EnvironmentalExternal¦Lightning¦Cutoutfuseholder¦Arcing | Other | Equipment (Fuse)
|  | EnvironmentalExternal¦Lightning¦Cutoutfuseholder¦Burnedflashed | Other | Equipment (Fuse)
|  | EnvironmentalExternal¦Lightning¦Elbow¦FailedFaulted | Other | Equipment (other)
|  | EnvironmentalExternal¦Lightning¦Fuse¦FailedFaulted | Other | Equipment (Fuse)
|  | EnvironmentalExternal¦Lightning¦Fuse¦Normal | Other | Equipment (Fuse)
|  | EnvironmentalExternal¦Lightning¦Fuse¦Arcing | Other | Equipment (Fuse)
|  | EnvironmentalExternal¦Lightning¦Fuse¦BurnedOpen | Other | Equipment (Fuse)
|  | EnvironmentalExternal¦Lightning¦Insulator¦Burnedflashed | Other | Equipment (other)
|  | EnvironmentalExternal¦Lightning¦Insulator¦Broken | Other | Equipment (other)
|  | EnvironmentalExternal¦Lightning¦Insulator¦FailedFaulted | Other | Equipment (other)
|  | EnvironmentalExternal¦Lightning¦Insulator¦Brokenwireonground | Other | Equipment (other)
|  | EnvironmentalExternal¦Lightning¦Jumper¦BurnedOpen | Other | Primary Conductor - Other
|  | EnvironmentalExternal¦Lightning¦Jumper¦Brokenwireonobject | Other | Primary Conductor - Other
|  | EnvironmentalExternal¦Lightning¦LightningArrestor¦FailedFaulted | Other | Equipment (other)
|  | EnvironmentalExternal¦Lightning¦LightningArrestor¦Broken | Other | Equipment (other)
|  | EnvironmentalExternal¦Lightning¦LightningArrestor¦Burnedflashed | Other | Equipment (other)
|  | EnvironmentalExternal¦Lightning¦Other¦FailedFaulted | Other | Equipment (other)
|  | EnvironmentalExternal¦Lightning¦Other¦Broken | Other | Equipment (other)
|  | EnvironmentalExternal¦Lightning¦Other¦Normal | Other | Equipment (other)
|  | EnvironmentalExternal¦Lightning¦Other¦Malfunctioning | Other | Equipment (other)
|  | EnvironmentalExternal¦Lightning¦PoleWood¦Burnedflashed | Other | Equipment (Support Structure)
|  | EnvironmentalExternal¦Lightning¦PoleWood¦Broken | Other | Equipment (Support Structure)
|  | EnvironmentalExternal¦Lightning¦PoleWood¦Deteriorated | Other | Equipment (Support Structure)
|  | EnvironmentalExternal¦Lightning¦PoleWood¦Brokenwireonground | Other | Equipment (Support Structure)
|  | EnvironmentalExternal¦Lightning¦Pothead(RiserTermination)¦Normal | Other | Equipment (other)
|  | EnvironmentalExternal¦Lightning¦Pothead(RiserTermination)¦FailedFaulted | Other | Equipment (other)
|  | EnvironmentalExternal¦Lightning¦PTCCVT¦FailedFaulted | Other | Equipment (other)
|  | EnvironmentalExternal¦Lightning¦PTCCVT¦Burnedflashed | Other | Equipment (other)
|  | EnvironmentalExternal¦Lightning¦Recloser¦FailedFaulted | Other | Equipment (DPD)
|  | EnvironmentalExternal¦Lightning¦Recloser¦Burnedflashed | Other | Equipment (DPD)
|  | EnvironmentalExternal¦Lightning¦Regulator¦Brokenwireonground | Other | Equipment (Voltage Control)
|  | EnvironmentalExternal¦Lightning¦Secondary¦Burnedflashed | Other | Secondary Conductor
|  | EnvironmentalExternal¦Lightning¦Secondary¦Brokenwireonground | Other | Secondary Conductor
|  | EnvironmentalExternal¦Lightning¦Serviceconductor¦Brokenwireonground | Other | Secondary Conductor
|  | EnvironmentalExternal¦Lightning¦StreetLightEquipment¦FailedFaulted | Other | Equipment (other)
|  | EnvironmentalExternal¦Lightning¦Switch¦Normal | Other | Equipment (Switch)
|  | EnvironmentalExternal¦Lightning¦Switch¦Broken | Other | Equipment (Switch)
|  | EnvironmentalExternal¦Lightning¦Switch(OH)¦Normal | Other | Equipment (Switch)
|  | EnvironmentalExternal¦Lightning¦Switch(OH)¦FailedFaulted | Other | Equipment (Switch)
|  | EnvironmentalExternal¦Lightning¦Transformer¦FailedFaulted | Other | Equipment (Transformer)
|  | EnvironmentalExternal¦Lightning¦Transformer¦Burnedflashed | Other | Equipment (Transformer)
|  | EnvironmentalExternal¦Lightning¦Transformer¦Broken | Other | Equipment (Transformer)
|  | EnvironmentalExternal¦Lightning¦Transformer¦ | Other | Equipment (Transformer)
|  | EnvironmentalExternal¦Lightning¦Transformer¦Deteriorated | Other | Equipment (Transformer)
|  | EnvironmentalExternal¦Lightning¦Transformer¦Normal | Other | Equipment (Transformer)
|  | EnvironmentalExternal¦Lightning¦Transformer¦Contaminated | Other | Equipment (Transformer)
|  | EnvironmentalExternal¦Lightning¦Transformer¦Arcing | Other | Equipment (Transformer)
|  | EnvironmentalExternal¦Lightning¦Transformer¦Leaking | Other | Equipment (Transformer)
|  | EnvironmentalExternal¦Lightning¦Transformer¦Malfunctioning | Other | Equipment (Transformer)
|  | EnvironmentalExternal¦Lightning¦Transformer(OH)¦FailedFaulted | Other | Equipment (Transformer)
|  | EnvironmentalExternal¦Lightning¦Transformer(OH)¦Burnedflashed | Other | Equipment (Transformer)
|  | EnvironmentalExternal¦Lightning¦Transformer(OH)¦Broken | Other | Equipment (Transformer)
|  | EnvironmentalExternal¦Lightning¦Transformer(OH)¦Normal | Other | Equipment (Transformer)
|  | EnvironmentalExternal¦Lightning¦Transformer(OH)¦Deteriorated | Other | Equipment (Transformer)
|  | EnvironmentalExternal¦Lightning¦Transformer(OH)¦Brokenwireonground | Other | Equipment (Transformer)
|  | EnvironmentalExternal¦Lightning¦Transformer(UG)¦FailedFaulted | Other | Equipment (Transformer)
|  | EnvironmentalExternal¦Lightning¦Transformer(UG)¦Burnedflashed | Other | Equipment (Transformer)
|  | EnvironmentalExternal¦Lightning¦Transformer(UG)¦Deteriorated | Other | Equipment (Transformer)
|  | EnvironmentalExternal¦Lightning¦¦FailedFaulted | Other | Equipment (other)
|  | EnvironmentalExternal¦Lightning¦¦ | Other | Equipment (other)
|  | EnvironmentalExternal¦Lightning¦¦Broken | Other | Equipment (other)
|  | EnvironmentalExternal¦Lightning¦¦Normal | Other | Equipment (other)
|  | EnvironmentalExternal¦Water¦ConductorOverhead¦Brokenwireonground | Other | Primary Conductor - Wire Down
|  | EnvironmentalExternal¦Water¦ConductorOverhead¦OnGround | Other | Primary Conductor - Wire Down
|  | EnvironmentalExternal¦Water¦ConductorUnderground¦Deteriorated | Other | Primary Conductor - Other
|  | EnvironmentalExternal¦Water¦ConnectororSplice(UG)¦Normal | Other | Primary Conductor - Other
|  | EnvironmentalExternal¦Water¦CrossarmWood¦Burnedflashed | Other | Equipment (Support Structure)
|  | EnvironmentalExternal¦Water¦CrossarmWood¦Broken | Other | Equipment (Support Structure)
|  | EnvironmentalExternal¦Water¦Fuse¦FailedFaulted | Other | Equipment (Fuse)
|  | EnvironmentalExternal¦Water¦Other¦Normal | Other | Equipment (other)
|  | EnvironmentalExternal¦Water¦PoleWood¦Brokenwireonground | Other | Equipment (Support Structure)
|  | EnvironmentalExternal¦Water¦PoleWood¦Normal | Other | Equipment (Support Structure)
|  | EnvironmentalExternal¦Water¦Transformer¦Broken | Other | Equipment (Transformer)
|  | EnvironmentalExternal¦Water¦Transformer¦FailedFaulted | Other | Equipment (Transformer)
|  | EnvironmentalExternal¦Water¦Transformer¦BurnedOpen | Other | Equipment (Transformer)
|  | EnvironmentalExternal¦Water¦Transformer¦Brokenwireonground | Other | Equipment (Transformer)
|  | EquipmentFailureInvolved¦ElectricalOverload¦Bushing¦Broken | Equipment | Equipment (other)
|  | EquipmentFailureInvolved¦ElectricalOverload¦Capacitor¦FailedFaulted | Equipment | Equipment (Capacitor)
|  | EquipmentFailureInvolved¦ElectricalOverload¦CircuitBreaker¦Normal | Equipment | Equipment (DPD)
|  | EquipmentFailureInvolved¦ElectricalOverload¦ConductorOverhead¦Normal | Equipment | Primary Conductor - Other
|  | EquipmentFailureInvolved¦ElectricalOverload¦ConductorOverhead¦Brokenwireonground | Equipment | Primary Conductor - Wire Down
|  | EquipmentFailureInvolved¦ElectricalOverload¦ConductorOverhead¦Broken | Equipment | Primary Conductor - Other
|  | EquipmentFailureInvolved¦ElectricalOverload¦ConductorOverhead¦Burnedflashed | Equipment | Primary Conductor - Other
|  | EquipmentFailureInvolved¦ElectricalOverload¦ConductorOverhead¦Annealed | Equipment | Primary Conductor - Other
|  | EquipmentFailureInvolved¦ElectricalOverload¦ConductorOverhead¦Together | Equipment | Primary Conductor - Line Slap
|  | EquipmentFailureInvolved¦ElectricalOverload¦ConductorOverhead¦Arcing | Equipment | Primary Conductor - Other
|  | EquipmentFailureInvolved¦ElectricalOverload¦ConnectororSplice(OH)¦Deteriorated | Equipment | Primary Conductor - Other
|  | EquipmentFailureInvolved¦ElectricalOverload¦ConnectororSplice(OH)¦BurnedOpen | Equipment | Primary Conductor - Other
|  | EquipmentFailureInvolved¦ElectricalOverload¦ConnectororSplice(OH)¦Burnedflashed | Equipment | Primary Conductor - Other
|  | EquipmentFailureInvolved¦ElectricalOverload¦ConnectororSplice(OH)¦Brokenwireonground | Equipment | Primary Conductor - Wire Down
|  | EquipmentFailureInvolved¦ElectricalOverload¦ConnectororSplice(OH)¦Arcing | Equipment | Primary Conductor - Other
|  | EquipmentFailureInvolved¦ElectricalOverload¦ConnectororSplice(UG)¦Normal | Equipment | Primary Conductor - Other
|  | EquipmentFailureInvolved¦ElectricalOverload¦CrossarmWood¦Broken | Equipment | Equipment (Support Structure)
|  | EquipmentFailureInvolved¦ElectricalOverload¦CrossarmWood¦Normal | Equipment | Equipment (Support Structure)
|  | EquipmentFailureInvolved¦ElectricalOverload¦CustomerEquipment¦Malfunctioning | Equipment | Equipment (other)
|  | EquipmentFailureInvolved¦ElectricalOverload¦Cutoutfuseholder¦Broken | Equipment | Equipment (Fuse)
|  | EquipmentFailureInvolved¦ElectricalOverload¦Cutoutfuseholder¦FailedFaulted | Equipment | Equipment (Fuse)
|  | EquipmentFailureInvolved¦ElectricalOverload¦Cutoutfuseholder¦Burnedflashed | Equipment | Equipment (Fuse)
|  | EquipmentFailureInvolved¦ElectricalOverload¦Fuse¦FailedFaulted | Equipment | Equipment (Fuse)
|  | EquipmentFailureInvolved¦ElectricalOverload¦Fuse¦BurnedOpen | Equipment | Equipment (Fuse)
|  | EquipmentFailureInvolved¦ElectricalOverload¦Fuse¦Broken | Equipment | Equipment (Fuse)
|  | EquipmentFailureInvolved¦ElectricalOverload¦Generator¦Normal | Equipment | Equipment (other)
|  | EquipmentFailureInvolved¦ElectricalOverload¦Insulator¦Broken | Equipment | Equipment (other)
|  | EquipmentFailureInvolved¦ElectricalOverload¦Insulator¦FailedFaulted | Equipment | Equipment (other)
|  | EquipmentFailureInvolved¦ElectricalOverload¦Insulator¦Arcing | Equipment | Equipment (other)
|  | EquipmentFailureInvolved¦ElectricalOverload¦Insulator¦Burnedflashed | Equipment | Equipment (other)
|  | EquipmentFailureInvolved¦ElectricalOverload¦Interrupter¦Normal | Equipment | Equipment (other)
|  | EquipmentFailureInvolved¦ElectricalOverload¦Jumper¦BurnedOpen | Equipment | Primary Conductor - Other
|  | EquipmentFailureInvolved¦ElectricalOverload¦Jumper¦Broken | Equipment | Primary Conductor - Other
|  | EquipmentFailureInvolved¦ElectricalOverload¦Jumper¦Arcing | Equipment | Primary Conductor - Other
|  | EquipmentFailureInvolved¦ElectricalOverload¦Jumper¦BentorTwisted | Equipment | Primary Conductor - Other
|  | EquipmentFailureInvolved¦ElectricalOverload¦LightningArrestor¦Burnedflashed | Equipment | Equipment (other)
|  | EquipmentFailureInvolved¦ElectricalOverload¦LightningArrestor¦Broken | Equipment | Equipment (other)
|  | EquipmentFailureInvolved¦ElectricalOverload¦Other¦FailedFaulted | Equipment | Equipment (other)
|  | EquipmentFailureInvolved¦ElectricalOverload¦Other¦Normal | Equipment | Equipment (other)
|  | EquipmentFailureInvolved¦ElectricalOverload¦Other¦Broken | Equipment | Equipment (other)
|  | EquipmentFailureInvolved¦ElectricalOverload¦Other¦Malfunctioning | Equipment | Equipment (other)
|  | EquipmentFailureInvolved¦ElectricalOverload¦PoleWood¦Broken | Equipment | Equipment (Support Structure)
|  | EquipmentFailureInvolved¦ElectricalOverload¦PoleWood¦Deteriorated | Equipment | Equipment (Support Structure)
|  | EquipmentFailureInvolved¦ElectricalOverload¦Pothead(RiserTermination)¦FailedFaulted | Equipment | Equipment (other)
|  | EquipmentFailureInvolved¦ElectricalOverload¦Recloser¦Normal | Equipment | Equipment (DPD)
|  | EquipmentFailureInvolved¦ElectricalOverload¦Secondary¦BurnedOpen | Equipment | Secondary Conductor
|  | EquipmentFailureInvolved¦ElectricalOverload¦Secondary¦Deteriorated | Equipment | Secondary Conductor
|  | EquipmentFailureInvolved¦ElectricalOverload¦Secondary¦Burnedflashed | Equipment | Secondary Conductor
|  | EquipmentFailureInvolved¦ElectricalOverload¦Secondary¦Broken | Equipment | Secondary Conductor
|  | EquipmentFailureInvolved¦ElectricalOverload¦Secondary¦Arcing | Equipment | Secondary Conductor
|  | EquipmentFailureInvolved¦ElectricalOverload¦Serviceconductor¦Arcing | Equipment | Secondary Conductor
|  | EquipmentFailureInvolved¦ElectricalOverload¦Serviceconductor¦FailedFaulted | Equipment | Secondary Conductor
|  | EquipmentFailureInvolved¦ElectricalOverload¦Switch¦FailedFaulted | Equipment | Equipment (Switch)
|  | EquipmentFailureInvolved¦ElectricalOverload¦Switch(OH)¦Arcing | Equipment | Equipment (Switch)
|  | EquipmentFailureInvolved¦ElectricalOverload¦Transformer¦FailedFaulted | Equipment | Equipment (Transformer)
|  | EquipmentFailureInvolved¦ElectricalOverload¦Transformer¦Broken | Equipment | Equipment (Transformer)
|  | EquipmentFailureInvolved¦ElectricalOverload¦Transformer¦Leaking | Equipment | Equipment (Transformer)
|  | EquipmentFailureInvolved¦ElectricalOverload¦Transformer¦Malfunctioning | Equipment | Equipment (Transformer)
|  | EquipmentFailureInvolved¦ElectricalOverload¦Transformer¦Deteriorated | Equipment | Equipment (Transformer)
|  | EquipmentFailureInvolved¦ElectricalOverload¦Transformer¦Burnedflashed | Equipment | Equipment (Transformer)
|  | EquipmentFailureInvolved¦ElectricalOverload¦Transformer¦Normal | Equipment | Equipment (Transformer)
|  | EquipmentFailureInvolved¦ElectricalOverload¦Transformer¦Arcing | Equipment | Equipment (Transformer)
|  | EquipmentFailureInvolved¦ElectricalOverload¦Transformer¦ | Equipment | Equipment (Transformer)
|  | EquipmentFailureInvolved¦ElectricalOverload¦Transformer¦BurnedOpen | Equipment | Equipment (Transformer)
|  | EquipmentFailureInvolved¦ElectricalOverload¦Transformer¦Annealed | Equipment | Equipment (Transformer)
|  | EquipmentFailureInvolved¦ElectricalOverload¦Transformer¦Brokenwireonground | Equipment | Equipment (Transformer)
|  | EquipmentFailureInvolved¦ElectricalOverload¦Transformer(OH)¦FailedFaulted | Equipment | Equipment (Transformer)
|  | EquipmentFailureInvolved¦ElectricalOverload¦Transformer(OH)¦Broken | Equipment | Equipment (Transformer)
|  | EquipmentFailureInvolved¦ElectricalOverload¦Transformer(OH)¦Normal | Equipment | Equipment (Transformer)
|  | EquipmentFailureInvolved¦ElectricalOverload¦Transformer(OH)¦Leaking | Equipment | Equipment (Transformer)
|  | EquipmentFailureInvolved¦ElectricalOverload¦Transformer(OH)¦ | Equipment | Equipment (Transformer)
|  | EquipmentFailureInvolved¦ElectricalOverload¦Transformer(OH)¦Deteriorated | Equipment | Equipment (Transformer)
|  | EquipmentFailureInvolved¦ElectricalOverload¦Transformer(OH)¦Burnedflashed | Equipment | Equipment (Transformer)
|  | EquipmentFailureInvolved¦ElectricalOverload¦Transformer(OH)¦Arcing | Equipment | Equipment (Transformer)
|  | EquipmentFailureInvolved¦ElectricalOverload¦Transformer(UG)¦FailedFaulted | Equipment | Equipment (Transformer)
|  | EquipmentFailureInvolved¦ElectricalOverload¦Transformer(UG)¦Normal | Equipment | Equipment (Transformer)
|  | EquipmentFailureInvolved¦ElectricalOverload¦Transformer(UG)¦Broken | Equipment | Equipment (Transformer)
|  | EquipmentFailureInvolved¦ElectricalOverload¦¦FailedFaulted | Equipment | Equipment (other)
|  | EquipmentFailureInvolved¦ElectricalOverload¦¦Normal | Equipment | Equipment (other)
|  | EquipmentFailureInvolved¦ElectricalOverload¦¦Broken | Equipment | Equipment (other)
|  | EquipmentFailureInvolved¦Firepole¦AnchororGuy¦Deteriorated | Equipment | Equipment (Support Structure)
|  | EquipmentFailureInvolved¦Firepole¦Capacitor¦Burnedflashed | Equipment | Equipment (Capacitor)
|  | EquipmentFailureInvolved¦Firepole¦ConductorOverhead¦Normal | Equipment | Primary Conductor - Other
|  | EquipmentFailureInvolved¦Firepole¦ConductorOverhead¦OnGround | Equipment | Primary Conductor - Wire Down
|  | EquipmentFailureInvolved¦Firepole¦ConductorOverhead¦Burnedflashed | Equipment | Primary Conductor - Other
|  | EquipmentFailureInvolved¦Firepole¦ConductorOverhead¦Broken | Equipment | Primary Conductor - Other
|  | EquipmentFailureInvolved¦Firepole¦ConductorOverhead¦Arcing | Equipment | Primary Conductor - Other
|  | EquipmentFailureInvolved¦Firepole¦ConductorOverhead¦Brokenwireonground | Equipment | Primary Conductor - Wire Down
|  | EquipmentFailureInvolved¦Firepole¦ConductorUnderground¦Burnedflashed | Equipment | Primary Conductor - Other
|  | EquipmentFailureInvolved¦Firepole¦ConnectororSplice(OH)¦Burnedflashed | Equipment | Primary Conductor - Other
|  | EquipmentFailureInvolved¦Firepole¦CrossarmSteel¦Deteriorated | Equipment | Equipment (Support Structure)
|  | EquipmentFailureInvolved¦Firepole¦CrossarmWood¦Burnedflashed | Equipment | Equipment (Support Structure)
|  | EquipmentFailureInvolved¦Firepole¦CrossarmWood¦Broken | Equipment | Equipment (Support Structure)
|  | EquipmentFailureInvolved¦Firepole¦CrossarmWood¦Brokenwireonground | Equipment | Equipment (Support Structure)
|  | EquipmentFailureInvolved¦Firepole¦Cutoutfuseholder¦Burnedflashed | Equipment | Equipment (Fuse)
|  | EquipmentFailureInvolved¦Firepole¦FootingsTowerorPole¦Burnedflashed | Equipment | Equipment (other)
|  | EquipmentFailureInvolved¦Firepole¦Fuse¦BurnedOpen | Equipment | Equipment (Fuse)
|  | EquipmentFailureInvolved¦Firepole¦Insulator¦Broken | Equipment | Equipment (other)
|  | EquipmentFailureInvolved¦Firepole¦Insulator¦Burnedflashed | Equipment | Equipment (other)
|  | EquipmentFailureInvolved¦Firepole¦Insulator¦FailedFaulted | Equipment | Equipment (other)
|  | EquipmentFailureInvolved¦Firepole¦Jumper¦Deteriorated | Equipment | Primary Conductor - Other
|  | EquipmentFailureInvolved¦Firepole¦Jumper¦BurnedOpen | Equipment | Primary Conductor - Other
|  | EquipmentFailureInvolved¦Firepole¦Other¦Broken | Equipment | Equipment (Support Structure)
|  | EquipmentFailureInvolved¦Firepole¦PoleTowersteel¦Normal | Equipment | Equipment (Support Structure)
|  | EquipmentFailureInvolved¦Firepole¦PoleWood¦Burnedflashed | Equipment | Equipment (Support Structure)
|  | EquipmentFailureInvolved¦Firepole¦PoleWood¦Broken | Equipment | Equipment (Support Structure)
|  | EquipmentFailureInvolved¦Firepole¦PoleWood¦Brokenwireonground | Equipment | Equipment (Support Structure)
|  | EquipmentFailureInvolved¦Firepole¦PoleWood¦Deteriorated | Equipment | Equipment (Support Structure)
|  | EquipmentFailureInvolved¦Firepole¦PoleWood¦Brokenwireonobject | Equipment | Equipment (Support Structure)
|  | EquipmentFailureInvolved¦Firepole¦PoleWood¦OnGround | Equipment | Equipment (Support Structure)
|  | EquipmentFailureInvolved¦Firepole¦PoleWood¦Normal | Equipment | Equipment (Support Structure)
|  | EquipmentFailureInvolved¦Firepole¦Pothead(RiserTermination)¦FailedFaulted | Equipment | Equipment (other)
|  | EquipmentFailureInvolved¦Firepole¦Recloser¦Normal | Equipment | Equipment (DPD)
|  | EquipmentFailureInvolved¦Firepole¦Secondary¦Burnedflashed | Equipment | Secondary Conductor
|  | EquipmentFailureInvolved¦Firepole¦Serviceconductor¦Burnedflashed | Equipment | Secondary Conductor
|  | EquipmentFailureInvolved¦Firepole¦Transformer¦FailedFaulted | Equipment | Equipment (Transformer)
|  | EquipmentFailureInvolved¦Firepole¦Transformer(OH)¦Burnedflashed | Equipment | Equipment (Transformer)
|  | EquipmentFailureInvolved¦Firepole¦Transformer(OH)¦FailedFaulted | Equipment | Equipment (Transformer)
|  | EquipmentFailureInvolved¦Firepole¦Transformer(UG)¦Broken | Equipment | Equipment (Transformer)
|  | EquipmentFailureInvolved¦Iceorsnow¦ConductorOverhead¦Normal | Equipment | Primary Conductor - Other
|  | EquipmentFailureInvolved¦Iceorsnow¦ConductorOverhead¦Brokenwireonobject | Equipment | Primary Conductor - Other
|  | EquipmentFailureInvolved¦Lightning¦ConnectororSplice(OH)¦Broken | Equipment | Primary Conductor - Other
|  | EquipmentFailureInvolved¦Lightning¦Cutoutfuseholder¦FailedFaulted | Equipment | Equipment (Fuse)
|  | EquipmentFailureInvolved¦Lightning¦Fuse¦FailedFaulted | Equipment | Equipment (Fuse)
|  | EquipmentFailureInvolved¦Lightning¦Fuse¦Arcing | Equipment | Equipment (Fuse)
|  | EquipmentFailureInvolved¦Lightning¦LightningArrestor¦FailedFaulted | Equipment | Equipment (other)
|  | EquipmentFailureInvolved¦Lightning¦Other¦BentorTwisted | Equipment | Equipment (other)
|  | EquipmentFailureInvolved¦Lightning¦Other¦Malfunctioning | Equipment | Equipment (other)
|  | EquipmentFailureInvolved¦Lightning¦Other¦FailedFaulted | Equipment | Equipment (other)
|  | EquipmentFailureInvolved¦Lightning¦Transformer¦FailedFaulted | Equipment | Equipment (Transformer)
|  | EquipmentFailureInvolved¦Lightning¦Transformer¦Malfunctioning | Equipment | Equipment (Transformer)
|  | EquipmentFailureInvolved¦Lightning¦Transformer¦Burnedflashed | Equipment | Equipment (Transformer)
|  | EquipmentFailureInvolved¦Lightning¦Transformer¦Broken | Equipment | Equipment (Transformer)
|  | EquipmentFailureInvolved¦Lightning¦CutoutFusedDistribution¦FailedFaulted | Equipment | Equipment (Fuse)
|  | EquipmentFailureInvolved¦Other¦ConductorOverhead¦Brokenwireonground | Equipment | Primary Conductor - Wire Down
|  | EquipmentFailureInvolved¦Other¦ConductorOverhead¦Broken | Equipment | Primary Conductor - Other
|  | EquipmentFailureInvolved¦Other¦ConductorOverhead¦OnGround | Equipment | Primary Conductor - Wire Down
|  | EquipmentFailureInvolved¦Other¦ConductorOverhead¦Together | Equipment | Primary Conductor - Line Slap
|  | EquipmentFailureInvolved¦Other¦ConductorOverhead¦Brokenwireonobject | Equipment | Primary Conductor - Other
|  | EquipmentFailureInvolved¦Other¦ConductorOverhead¦Normal | Equipment | Primary Conductor - Other
|  | EquipmentFailureInvolved¦Other¦ConductorOverhead¦Malfunctioning | Equipment | Primary Conductor - Other
|  | EquipmentFailureInvolved¦Other¦ConductorOverhead¦BentorTwisted | Equipment | Primary Conductor - Other
|  | EquipmentFailureInvolved¦Other¦ConductorOverhead¦Deteriorated | Equipment | Primary Conductor - Other
|  | EquipmentFailureInvolved¦Other¦ConductorOverhead¦BurnedOpen | Equipment | Primary Conductor - Other
|  | EquipmentFailureInvolved¦Other¦ConductorOverhead¦Burnedflashed | Equipment | Primary Conductor - Other
|  | EquipmentFailureInvolved¦Other¦ConductorUnderground¦Broken | Equipment | Primary Conductor - Other
|  | EquipmentFailureInvolved¦Other¦ConductorUnderground¦FailedFaulted | Equipment | Primary Conductor - Other
|  | EquipmentFailureInvolved¦Other¦ConnectororSplice(OH)¦Broken | Equipment | Primary Conductor - Other
|  | EquipmentFailureInvolved¦Other¦ConnectororSplice(OH)¦Brokenwireonground | Equipment | Primary Conductor - Wire Down
|  | EquipmentFailureInvolved¦Other¦ConnectororSplice(OH)¦Deteriorated | Equipment | Primary Conductor - Other
|  | EquipmentFailureInvolved¦Other¦ConnectororSplice(OH)¦Arcing | Equipment | Primary Conductor - Other
|  | EquipmentFailureInvolved¦Other¦ConnectororSplice(OH)¦Burnedflashed | Equipment | Primary Conductor - Other
|  | EquipmentFailureInvolved¦Other¦ConnectororSplice(OH)¦BurnedOpen | Equipment | Primary Conductor - Other
|  | EquipmentFailureInvolved¦Other¦ConnectororSplice(UG)¦FailedFaulted | Equipment | Primary Conductor - Other
|  | EquipmentFailureInvolved¦Other¦CrossarmWood¦Broken | Equipment | Equipment (Support Structure)
|  | EquipmentFailureInvolved¦Other¦CrossarmWood¦Brokenwireonground | Equipment | Equipment (Support Structure)
|  | EquipmentFailureInvolved¦Other¦CrossarmWood¦Deteriorated | Equipment | Equipment (Support Structure)
|  | EquipmentFailureInvolved¦Other¦CrossarmWood¦Burnedflashed | Equipment | Equipment (Support Structure)
|  | EquipmentFailureInvolved¦Other¦CrossarmWood¦ | Equipment | Equipment (Support Structure)
|  | EquipmentFailureInvolved¦Other¦CustomerEquipment¦Malfunctioning | Equipment | Equipment (other)
|  | EquipmentFailureInvolved¦Other¦CustomerEquipment¦Burnedflashed | Equipment | Equipment (other)
|  | EquipmentFailureInvolved¦Other¦CustomerEquipment¦Deteriorated | Equipment | Equipment (other)
|  | EquipmentFailureInvolved¦Other¦Cutoutfuseholder¦Broken | Equipment | Equipment (Fuse)
|  | EquipmentFailureInvolved¦Other¦Cutoutfuseholder¦Arcing | Equipment | Equipment (Fuse)
|  | EquipmentFailureInvolved¦Other¦Cutoutfuseholder¦FailedFaulted | Equipment | Equipment (Fuse)
|  | EquipmentFailureInvolved¦Other¦Cutoutfuseholder¦Burnedflashed | Equipment | Equipment (Fuse)
|  | EquipmentFailureInvolved¦Other¦Elbow¦Malfunctioning | Equipment | Equipment (other)
|  | EquipmentFailureInvolved¦Other¦Fuse¦FailedFaulted | Equipment | Equipment (Fuse)
|  | EquipmentFailureInvolved¦Other¦Fuse¦Arcing | Equipment | Equipment (Fuse)
|  | EquipmentFailureInvolved¦Other¦Fuse¦Broken | Equipment | Equipment (Fuse)
|  | EquipmentFailureInvolved¦Other¦Insulator¦Broken | Equipment | Equipment (other)
|  | EquipmentFailureInvolved¦Other¦Insulator¦Brokenwireonobject | Equipment | Equipment (other)
|  | EquipmentFailureInvolved¦Other¦Insulator¦FailedFaulted | Equipment | Equipment (other)
|  | EquipmentFailureInvolved¦Other¦Insulator¦Malfunctioning | Equipment | Equipment (other)
|  | EquipmentFailureInvolved¦Other¦Insulator¦Burnedflashed | Equipment | Equipment (other)
|  | EquipmentFailureInvolved¦Other¦Jumper¦BurnedOpen | Equipment | Primary Conductor - Other
|  | EquipmentFailureInvolved¦Other¦Jumper¦Broken | Equipment | Primary Conductor - Other
|  | EquipmentFailureInvolved¦Other¦Jumper¦Arcing | Equipment | Primary Conductor - Other
|  | EquipmentFailureInvolved¦Other¦Jumper¦Burnedflashed | Equipment | Primary Conductor - Other
|  | EquipmentFailureInvolved¦Other¦LightningArrestor¦FailedFaulted | Equipment | Equipment (other)
|  | EquipmentFailureInvolved¦Other¦LightningArrestor¦Broken | Equipment | Equipment (other)
|  | EquipmentFailureInvolved¦Other¦MeteringEquipment¦Malfunctioning | Equipment | Equipment (other)
|  | EquipmentFailureInvolved¦Other¦Other¦Broken | Equipment | Equipment (other)
|  | EquipmentFailureInvolved¦Other¦Other¦FailedFaulted | Equipment | Equipment (other)
|  | EquipmentFailureInvolved¦Other¦Other¦Leaking | Equipment | Equipment (other)
|  | EquipmentFailureInvolved¦Other¦Other¦Burnedflashed | Equipment | Equipment (other)
|  | EquipmentFailureInvolved¦Other¦Other¦Malfunctioning | Equipment | Equipment (other)
|  | EquipmentFailureInvolved¦Other¦Other¦Deteriorated | Equipment | Equipment (other)
|  | EquipmentFailureInvolved¦Other¦PoleWood¦Broken | Equipment | Equipment (Support Structure)
|  | EquipmentFailureInvolved¦Other¦PoleWood¦Brokenwireonground | Equipment | Equipment (Support Structure)
|  | EquipmentFailureInvolved¦Other¦PoleWood¦Burnedflashed | Equipment | Equipment (Support Structure)
|  | EquipmentFailureInvolved¦Other¦PoleWood¦BentorTwisted | Equipment | Equipment (Support Structure)
|  | EquipmentFailureInvolved¦Other¦PotheadRiserTermination¦Burnedflashed | Equipment | Equipment (other)
|  | EquipmentFailureInvolved¦Other¦Secondary¦Broken | Equipment | Secondary Conductor
|  | EquipmentFailureInvolved¦Other¦Secondary¦Malfunctioning | Equipment | Secondary Conductor
|  | EquipmentFailureInvolved¦Other¦Serviceconductor¦Broken | Equipment | Secondary Conductor
|  | EquipmentFailureInvolved¦Other¦Switch¦Malfunctioning | Equipment | Equipment (Switch)
|  | EquipmentFailureInvolved¦Other¦Transformer¦FailedFaulted | Equipment | Equipment (Transformer)
|  | EquipmentFailureInvolved¦Other¦Transformer¦Malfunctioning | Equipment | Equipment (Transformer)
|  | EquipmentFailureInvolved¦Other¦Transformer¦Deteriorated | Equipment | Equipment (Transformer)
|  | EquipmentFailureInvolved¦Other¦Transformer¦Broken | Equipment | Equipment (Transformer)
|  | EquipmentFailureInvolved¦Other¦Transformer¦Burnedflashed | Equipment | Equipment (Transformer)
|  | EquipmentFailureInvolved¦Other¦Transformer¦Leaking | Equipment | Equipment (Transformer)
|  | EquipmentFailureInvolved¦Other¦Transformer¦Arcing | Equipment | Equipment (Transformer)
|  | EquipmentFailureInvolved¦Other¦Transformer¦BurnedOpen | Equipment | Equipment (Transformer)
|  | EquipmentFailureInvolved¦Other¦Transformer¦Contaminated | Equipment | Equipment (Transformer)
|  | EquipmentFailureInvolved¦Other¦Transformer¦ | Equipment | Equipment (Transformer)
|  | EquipmentFailureInvolved¦Other¦Transformer¦Normal | Equipment | Equipment (Transformer)
|  | EquipmentFailureInvolved¦Other¦Transformer(OH)¦Broken | Equipment | Equipment (Transformer)
|  | EquipmentFailureInvolved¦Other¦Woodpin¦Broken | Equipment | Equipment (other)
|  | EquipmentFailureInvolved¦Other¦¦FailedFaulted | Equipment | Equipment (other)
|  | EquipmentFailureInvolved¦Other¦¦Broken | Equipment | Equipment (other)
|  | EquipmentFailureInvolved¦Other¦Riser¦FailedFaulted | Equipment | Equipment (other)
|  | EquipmentFailureInvolved¦Overhead¦AnchororGuy¦Broken | Equipment | Equipment (Support Structure)
|  | EquipmentFailureInvolved¦Overhead¦AnchororGuy¦Deteriorated | Equipment | Equipment (Support Structure)
|  | EquipmentFailureInvolved¦Overhead¦AnchororGuy¦Normal | Equipment | Equipment (Support Structure)
|  | EquipmentFailureInvolved¦Overhead¦AnchororGuy¦Brokenwireonobject | Equipment | Equipment (Support Structure)
|  | EquipmentFailureInvolved¦Overhead¦AnchororGuy¦BentorTwisted | Equipment | Equipment (Support Structure)
|  | EquipmentFailureInvolved¦Overhead¦AnchororGuy¦Burnedflashed | Equipment | Equipment (Support Structure)
|  | EquipmentFailureInvolved¦Overhead¦AnchororGuy¦Brokenwireonground | Equipment | Equipment (Support Structure)
|  | EquipmentFailureInvolved¦Overhead¦Booster¦Arcing | Equipment | Equipment (Voltage Control)
|  | EquipmentFailureInvolved¦Overhead¦Booster¦FailedFaulted | Equipment | Equipment (Voltage Control)
|  | EquipmentFailureInvolved¦Overhead¦Booster¦Burnedflashed | Equipment | Equipment (Voltage Control)
|  | EquipmentFailureInvolved¦Overhead¦Booster¦Malfunctioning | Equipment | Equipment (Voltage Control)
|  | EquipmentFailureInvolved¦Overhead¦Bus¦FailedFaulted | Equipment | Equipment (other)
|  | EquipmentFailureInvolved¦Overhead¦Bus¦Normal | Equipment | Equipment (other)
|  | EquipmentFailureInvolved¦Overhead¦Bus¦Annealed | Equipment | Equipment (other)
|  | EquipmentFailureInvolved¦Overhead¦Bus¦BurnedOpen | Equipment | Equipment (other)
|  | EquipmentFailureInvolved¦Overhead¦Bushing¦Broken | Equipment | Equipment (other)
|  | EquipmentFailureInvolved¦Overhead¦Bushing¦FailedFaulted | Equipment | Equipment (other)
|  | EquipmentFailureInvolved¦Overhead¦Bushing¦Burnedflashed | Equipment | Equipment (other)
|  | EquipmentFailureInvolved¦Overhead¦Bushing¦Leaking | Equipment | Equipment (other)
|  | EquipmentFailureInvolved¦Overhead¦Bushing¦Arcing | Equipment | Equipment (other)
|  | EquipmentFailureInvolved¦Overhead¦Bushing¦BurnedOpen | Equipment | Equipment (other)
|  | EquipmentFailureInvolved¦Overhead¦Capacitor¦FailedFaulted | Equipment | Equipment (Capacitor)
|  | EquipmentFailureInvolved¦Overhead¦Capacitor¦Burnedflashed | Equipment | Equipment (Capacitor)
|  | EquipmentFailureInvolved¦Overhead¦Capacitor¦Arcing | Equipment | Equipment (Capacitor)
|  | EquipmentFailureInvolved¦Overhead¦ConductorOverhead¦Brokenwireonground | Equipment | Primary Conductor - Wire Down
|  | EquipmentFailureInvolved¦Overhead¦ConductorOverhead¦Together | Equipment | Primary Conductor - Line Slap
|  | EquipmentFailureInvolved¦Overhead¦ConductorOverhead¦Broken | Equipment | Primary Conductor - Other
|  | EquipmentFailureInvolved¦Overhead¦ConductorOverhead¦Normal | Equipment | Primary Conductor - Other
|  | EquipmentFailureInvolved¦Overhead¦ConductorOverhead¦Deteriorated | Equipment | Primary Conductor - Other
|  | EquipmentFailureInvolved¦Overhead¦ConductorOverhead¦OnGround | Equipment | Primary Conductor - Wire Down
|  | EquipmentFailureInvolved¦Overhead¦ConductorOverhead¦BentorTwisted | Equipment | Primary Conductor - Other
|  | EquipmentFailureInvolved¦Overhead¦ConductorOverhead¦Brokenwireonobject | Equipment | Primary Conductor - Other
|  | EquipmentFailureInvolved¦Overhead¦ConductorOverhead¦Burnedflashed | Equipment | Primary Conductor - Other
|  | EquipmentFailureInvolved¦Overhead¦ConductorOverhead¦Annealed | Equipment | Primary Conductor - Other
|  | EquipmentFailureInvolved¦Overhead¦ConductorOverhead¦Arcing | Equipment | Primary Conductor - Other
|  | EquipmentFailureInvolved¦Overhead¦ConductorOverhead¦Contaminated | Equipment | Primary Conductor - Line Slap
|  | EquipmentFailureInvolved¦Overhead¦ConductorOverhead¦FailedFaulted | Equipment | Primary Conductor - Other
|  | EquipmentFailureInvolved¦Overhead¦ConductorUnderground¦Burnedflashed | Equipment | Primary Conductor - Other
|  | EquipmentFailureInvolved¦Overhead¦ConnectororSplice(OH)¦Broken | Equipment | Primary Conductor - Other
|  | EquipmentFailureInvolved¦Overhead¦ConnectororSplice(OH)¦Brokenwireonground | Equipment | Primary Conductor - Wire Down
|  | EquipmentFailureInvolved¦Overhead¦ConnectororSplice(OH)¦Deteriorated | Equipment | Primary Conductor - Other
|  | EquipmentFailureInvolved¦Overhead¦ConnectororSplice(OH)¦BurnedOpen | Equipment | Primary Conductor - Other
|  | EquipmentFailureInvolved¦Overhead¦ConnectororSplice(OH)¦Arcing | Equipment | Primary Conductor - Other
|  | EquipmentFailureInvolved¦Overhead¦ConnectororSplice(OH)¦Burnedflashed | Equipment | Primary Conductor - Other
|  | EquipmentFailureInvolved¦Overhead¦ConnectororSplice(OH)¦Brokenwireonobject | Equipment | Primary Conductor - Other
|  | EquipmentFailureInvolved¦Overhead¦ConnectororSplice(OH)¦Contaminated | Equipment | Primary Conductor - Other
|  | EquipmentFailureInvolved¦Overhead¦ConnectororSplice(OH)¦Normal | Equipment | Primary Conductor - Other
|  | EquipmentFailureInvolved¦Overhead¦ConnectororSplice(UG)¦Normal | Equipment | Primary Conductor - Other
|  | EquipmentFailureInvolved¦Overhead¦ConnectororSplice(UG)¦Deteriorated | Equipment | Primary Conductor - Other
|  | EquipmentFailureInvolved¦Overhead¦CrossarmSteel¦Broken | Equipment | Equipment (Support Structure)
|  | EquipmentFailureInvolved¦Overhead¦CrossarmSteel¦Deteriorated | Equipment | Equipment (Support Structure)
|  | EquipmentFailureInvolved¦Overhead¦CrossarmSteel¦Burnedflashed | Equipment | Equipment (Support Structure)
|  | EquipmentFailureInvolved¦Overhead¦CrossarmSteel¦Brokenwireonobject | Equipment | Equipment (Support Structure)
|  | EquipmentFailureInvolved¦Overhead¦CrossarmWood¦Broken | Equipment | Equipment (Support Structure)
|  | EquipmentFailureInvolved¦Overhead¦CrossarmWood¦Deteriorated | Equipment | Equipment (Support Structure)
|  | EquipmentFailureInvolved¦Overhead¦CrossarmWood¦Brokenwireonground | Equipment | Equipment (Support Structure)
|  | EquipmentFailureInvolved¦Overhead¦CrossarmWood¦Burnedflashed | Equipment | Equipment (Support Structure)
|  | EquipmentFailureInvolved¦Overhead¦CrossarmWood¦Brokenwireonobject | Equipment | Equipment (Support Structure)
|  | EquipmentFailureInvolved¦Overhead¦CrossarmWood¦Normal | Equipment | Equipment (Support Structure)
|  | EquipmentFailureInvolved¦Overhead¦CrossarmWood¦FailedFaulted | Equipment | Equipment (Support Structure)
|  | EquipmentFailureInvolved¦Overhead¦CT¦FailedFaulted | Equipment | Equipment (other)
|  | EquipmentFailureInvolved¦Overhead¦CT¦Deteriorated | Equipment | Equipment (other)
|  | EquipmentFailureInvolved¦Overhead¦CustomerEquipment¦Arcing | Equipment | Equipment (other)
|  | EquipmentFailureInvolved¦Overhead¦CustomerEquipment¦FailedFaulted | Equipment | Equipment (other)
|  | EquipmentFailureInvolved¦Overhead¦CustomerEquipment¦Broken | Equipment | Equipment (other)
|  | EquipmentFailureInvolved¦Overhead¦CustomerEquipment¦Normal | Equipment | Equipment (other)
|  | EquipmentFailureInvolved¦Overhead¦CustomerEquipment¦Burnedflashed | Equipment | Equipment (other)
|  | EquipmentFailureInvolved¦Overhead¦CustomerEquipment¦Together | Equipment | Equipment (other)
|  | EquipmentFailureInvolved¦Overhead¦CustomerEquipment¦Deteriorated | Equipment | Equipment (other)
|  | EquipmentFailureInvolved¦Overhead¦Cutoutfuseholder¦Broken | Equipment | Equipment (Fuse)
|  | EquipmentFailureInvolved¦Overhead¦Cutoutfuseholder¦FailedFaulted | Equipment | Equipment (Fuse)
|  | EquipmentFailureInvolved¦Overhead¦Cutoutfuseholder¦Burnedflashed | Equipment | Equipment (Fuse)
|  | EquipmentFailureInvolved¦Overhead¦Cutoutfuseholder¦Normal | Equipment | Equipment (Fuse)
|  | EquipmentFailureInvolved¦Overhead¦Cutoutfuseholder¦Arcing | Equipment | Equipment (Fuse)
|  | EquipmentFailureInvolved¦Overhead¦Cutoutfuseholder¦Malfunctioning | Equipment | Equipment (Fuse)
|  | EquipmentFailureInvolved¦Overhead¦Cutoutfuseholder¦Brokenwireonobject | Equipment | Equipment (Fuse)
|  | EquipmentFailureInvolved¦Overhead¦Cutoutfuseholder¦BurnedOpen | Equipment | Equipment (Fuse)
|  | EquipmentFailureInvolved¦Overhead¦FootingsTowerorPole¦Broken | Equipment | Equipment (Support Structure)
|  | EquipmentFailureInvolved¦Overhead¦FootingsTowerorPole¦Normal | Equipment | Equipment (Support Structure)
|  | EquipmentFailureInvolved¦Overhead¦FootingsTowerorPole¦Brokenwireonobject | Equipment | Equipment (Support Structure)
|  | EquipmentFailureInvolved¦Overhead¦Fuse¦FailedFaulted | Equipment | Equipment (Fuse)
|  | EquipmentFailureInvolved¦Overhead¦Fuse¦Broken | Equipment | Equipment (Fuse)
|  | EquipmentFailureInvolved¦Overhead¦Fuse¦BurnedOpen | Equipment | Equipment (Fuse)
|  | EquipmentFailureInvolved¦Overhead¦Fuse¦Normal | Equipment | Equipment (Fuse)
|  | EquipmentFailureInvolved¦Overhead¦Fuse¦Arcing | Equipment | Equipment (Fuse)
|  | EquipmentFailureInvolved¦Overhead¦Fuse¦ | Equipment | Equipment (Fuse)
|  | EquipmentFailureInvolved¦Overhead¦Fuse¦Brokenwireonground | Equipment | Equipment (Fuse)
|  | EquipmentFailureInvolved¦Overhead¦Generator¦Normal | Equipment | Equipment (other)
|  | EquipmentFailureInvolved¦Overhead¦Generator¦Malfunctioning | Equipment | Equipment (other)
|  | EquipmentFailureInvolved¦Overhead¦Insulator¦Broken | Equipment | Equipment (other)
|  | EquipmentFailureInvolved¦Overhead¦Insulator¦Burnedflashed | Equipment | Equipment (other)
|  | EquipmentFailureInvolved¦Overhead¦Insulator¦Brokenwireonground | Equipment | Equipment (other)
|  | EquipmentFailureInvolved¦Overhead¦Insulator¦Brokenwireonobject | Equipment | Equipment (other)
|  | EquipmentFailureInvolved¦Overhead¦Insulator¦FailedFaulted | Equipment | Equipment (other)
|  | EquipmentFailureInvolved¦Overhead¦Insulator¦Arcing | Equipment | Equipment (other)
|  | EquipmentFailureInvolved¦Overhead¦Insulator¦Normal | Equipment | Equipment (other)
|  | EquipmentFailureInvolved¦Overhead¦Jumper¦BurnedOpen | Equipment | Primary Conductor - Other
|  | EquipmentFailureInvolved¦Overhead¦Jumper¦Broken | Equipment | Primary Conductor - Other
|  | EquipmentFailureInvolved¦Overhead¦Jumper¦Arcing | Equipment | Primary Conductor - Other
|  | EquipmentFailureInvolved¦Overhead¦Jumper¦Burnedflashed | Equipment | Primary Conductor - Other
|  | EquipmentFailureInvolved¦Overhead¦Jumper¦BentorTwisted | Equipment | Primary Conductor - Other
|  | EquipmentFailureInvolved¦Overhead¦Jumper¦Deteriorated | Equipment | Primary Conductor - Other
|  | EquipmentFailureInvolved¦Overhead¦Jumper¦Normal | Equipment | Primary Conductor - Other
|  | EquipmentFailureInvolved¦Overhead¦Jumper¦Brokenwireonground | Equipment | Primary Conductor - Other
|  | EquipmentFailureInvolved¦Overhead¦Jumper¦ | Equipment | Primary Conductor - Other
|  | EquipmentFailureInvolved¦Overhead¦Jumper¦FailedFaulted | Equipment | Primary Conductor - Other
|  | EquipmentFailureInvolved¦Overhead¦LightningArrestor¦FailedFaulted | Equipment | Equipment (other)
|  | EquipmentFailureInvolved¦Overhead¦LightningArrestor¦Broken | Equipment | Equipment (other)
|  | EquipmentFailureInvolved¦Overhead¦LightningArrestor¦Burnedflashed | Equipment | Equipment (other)
|  | EquipmentFailureInvolved¦Overhead¦LightningArrestor¦Normal | Equipment | Equipment (other)
|  | EquipmentFailureInvolved¦Overhead¦LightningArrestor¦Arcing | Equipment | Equipment (other)
|  | EquipmentFailureInvolved¦Overhead¦LightningArrestor¦Brokenwireonground | Equipment | Equipment (other)
|  | EquipmentFailureInvolved¦Overhead¦MeteringEquipment¦Malfunctioning | Equipment | Equipment (other)
|  | EquipmentFailureInvolved¦Overhead¦MeteringEquipment¦Burnedflashed | Equipment | Equipment (other)
|  | EquipmentFailureInvolved¦Overhead¦MeteringEquipment¦FailedFaulted | Equipment | Equipment (other)
|  | EquipmentFailureInvolved¦Overhead¦MeteringEquipment¦ | Equipment | Equipment (other)
|  | EquipmentFailureInvolved¦Overhead¦MeteringEquipment¦Broken | Equipment | Equipment (other)
|  | EquipmentFailureInvolved¦Overhead¦Other¦Broken | Equipment | Equipment (other)
|  | EquipmentFailureInvolved¦Overhead¦Other¦FailedFaulted | Equipment | Equipment (other)
|  | EquipmentFailureInvolved¦Overhead¦Other¦Normal | Equipment | Equipment (other)
|  | EquipmentFailureInvolved¦Overhead¦Other¦Malfunctioning | Equipment | Equipment (other)
|  | EquipmentFailureInvolved¦Overhead¦Other¦Brokenwireonobject | Equipment | Equipment (other)
|  | EquipmentFailureInvolved¦Overhead¦Other¦Deteriorated | Equipment | Equipment (other)
|  | EquipmentFailureInvolved¦Overhead¦Other¦Burnedflashed | Equipment | Equipment (other)
|  | EquipmentFailureInvolved¦Overhead¦Other¦Together | Equipment | Primary Conductor - Line Slap
|  | EquipmentFailureInvolved¦Overhead¦Other¦Arcing | Equipment | Equipment (other)
|  | EquipmentFailureInvolved¦Overhead¦Other¦BurnedOpen | Equipment | Equipment (other)
|  | EquipmentFailureInvolved¦Overhead¦Other¦Leaking | Equipment | Equipment (other)
|  | EquipmentFailureInvolved¦Overhead¦PGsKearneys¦Brokenwireonground | Equipment | Equipment (other)
|  | EquipmentFailureInvolved¦Overhead¦PGsKearneys¦Broken | Equipment | Equipment (other)
|  | EquipmentFailureInvolved¦Overhead¦PGsKearneys¦Burnedflashed | Equipment | Equipment (other)
|  | EquipmentFailureInvolved¦Overhead¦PGsKearneys¦Deteriorated | Equipment | Equipment (other)
|  | EquipmentFailureInvolved¦Overhead¦PGsKearneys¦BurnedOpen | Equipment | Equipment (other)
|  | EquipmentFailureInvolved¦Overhead¦PoleTowersteel¦Broken | Equipment | Equipment (Support Structure)
|  | EquipmentFailureInvolved¦Overhead¦PoleTowersteel¦BentorTwisted | Equipment | Equipment (Support Structure)
|  | EquipmentFailureInvolved¦Overhead¦PoleTowersteel¦Brokenwireonground | Equipment | Equipment (Support Structure)
|  | EquipmentFailureInvolved¦Overhead¦PoleTowersteel¦Deteriorated | Equipment | Equipment (Support Structure)
|  | EquipmentFailureInvolved¦Overhead¦PoleWood¦Broken | Equipment | Equipment (Support Structure)
|  | EquipmentFailureInvolved¦Overhead¦PoleWood¦Deteriorated | Equipment | Equipment (Support Structure)
|  | EquipmentFailureInvolved¦Overhead¦PoleWood¦Brokenwireonground | Equipment | Equipment (Support Structure)
|  | EquipmentFailureInvolved¦Overhead¦PoleWood¦Burnedflashed | Equipment | Equipment (Support Structure)
|  | EquipmentFailureInvolved¦Overhead¦PoleWood¦Normal | Equipment | Equipment (Support Structure)
|  | EquipmentFailureInvolved¦Overhead¦PoleWood¦OnGround | Equipment | Equipment (Support Structure)
|  | EquipmentFailureInvolved¦Overhead¦PoleWood¦Brokenwireonobject | Equipment | Equipment (Support Structure)
|  | EquipmentFailureInvolved¦Overhead¦PoleWood¦Contaminated | Equipment | Primary Conductor - Other
|  | EquipmentFailureInvolved¦Overhead¦PoleWood¦FailedFaulted | Equipment | Equipment (Support Structure)
|  | EquipmentFailureInvolved¦Overhead¦Pothead(RiserTermination)¦FailedFaulted | Equipment | Equipment (other)
|  | EquipmentFailureInvolved¦Overhead¦Pothead(RiserTermination)¦Burnedflashed | Equipment | Equipment (other)
|  | EquipmentFailureInvolved¦Overhead¦Pothead(RiserTermination)¦Broken | Equipment | Equipment (other)
|  | EquipmentFailureInvolved¦Overhead¦Pothead(RiserTermination)¦Arcing | Equipment | Equipment (other)
|  | EquipmentFailureInvolved¦Overhead¦Pothead(RiserTermination)¦Deteriorated | Equipment | Equipment (other)
|  | EquipmentFailureInvolved¦Overhead¦Pothead(RiserTermination)¦Leaking | Equipment | Equipment (other)
|  | EquipmentFailureInvolved¦Overhead¦PTCCVT¦FailedFaulted | Equipment | Equipment (other)
|  | EquipmentFailureInvolved¦Overhead¦PTCCVT¦Burnedflashed | Equipment | Equipment (other)
|  | EquipmentFailureInvolved¦Overhead¦PTCCVT¦Leaking | Equipment | Equipment (other)
|  | EquipmentFailureInvolved¦Overhead¦Recloser¦Malfunctioning | Equipment | Equipment (DPD)
|  | EquipmentFailureInvolved¦Overhead¦Recloser¦FailedFaulted | Equipment | Equipment (DPD)
|  | EquipmentFailureInvolved¦Overhead¦Recloser¦Normal | Equipment | Equipment (DPD)
|  | EquipmentFailureInvolved¦Overhead¦Recloser¦Broken | Equipment | Equipment (DPD)
|  | EquipmentFailureInvolved¦Overhead¦Recloser¦Burnedflashed | Equipment | Equipment (DPD)
|  | EquipmentFailureInvolved¦Overhead¦Recloser¦Leaking | Equipment | Equipment (DPD)
|  | EquipmentFailureInvolved¦Overhead¦Regulator¦Malfunctioning | Equipment | Equipment (Voltage Control)
|  | EquipmentFailureInvolved¦Overhead¦Regulator¦FailedFaulted | Equipment | Equipment (Voltage Control)
|  | EquipmentFailureInvolved¦Overhead¦Regulator¦Broken | Equipment | Equipment (Voltage Control)
|  | EquipmentFailureInvolved¦Overhead¦Regulator¦Burnedflashed | Equipment | Equipment (Voltage Control)
|  | EquipmentFailureInvolved¦Overhead¦Regulator¦Arcing | Equipment | Equipment (Voltage Control)
|  | EquipmentFailureInvolved¦Overhead¦Regulator¦Leaking | Equipment | Equipment (Voltage Control)
|  | EquipmentFailureInvolved¦Overhead¦Regulator¦Normal | Equipment | Equipment (Voltage Control)
|  | EquipmentFailureInvolved¦Overhead¦RegulatorLTCsubstation¦FailedFaulted | Equipment | Equipment (Voltage Control)
|  | EquipmentFailureInvolved¦Overhead¦Secondary¦Broken | Equipment | Secondary Conductor
|  | EquipmentFailureInvolved¦Overhead¦Secondary¦Brokenwireonground | Equipment | Secondary Conductor
|  | EquipmentFailureInvolved¦Overhead¦Secondary¦Deteriorated | Equipment | Secondary Conductor
|  | EquipmentFailureInvolved¦Overhead¦Secondary¦Normal | Equipment | Secondary Conductor
|  | EquipmentFailureInvolved¦Overhead¦Secondary¦Burnedflashed | Equipment | Secondary Conductor
|  | EquipmentFailureInvolved¦Overhead¦Secondary¦BurnedOpen | Equipment | Secondary Conductor
|  | EquipmentFailureInvolved¦Overhead¦Secondary¦Together | Equipment | Secondary Conductor
|  | EquipmentFailureInvolved¦Overhead¦Secondary¦Arcing | Equipment | Secondary Conductor
|  | EquipmentFailureInvolved¦Overhead¦Secondary¦BentorTwisted | Equipment | Secondary Conductor
|  | EquipmentFailureInvolved¦Overhead¦Secondary¦OnGround | Equipment | Secondary Conductor
|  | EquipmentFailureInvolved¦Overhead¦Secondary¦Contaminated | Equipment | Secondary Conductor
|  | EquipmentFailureInvolved¦Overhead¦Secondary¦ | Equipment | Secondary Conductor
|  | EquipmentFailureInvolved¦Overhead¦Secondary¦Brokenwireonobject | Equipment | Secondary Conductor
|  | EquipmentFailureInvolved¦Overhead¦Secondary¦FailedFaulted | Equipment | Secondary Conductor
|  | EquipmentFailureInvolved¦Overhead¦Sectionalizer¦Malfunctioning | Equipment | Equipment (DPD)
|  | EquipmentFailureInvolved¦Overhead¦Sectionalizer¦Broken | Equipment | Equipment (DPD)
|  | EquipmentFailureInvolved¦Overhead¦Sectionalizer¦Burnedflashed | Equipment | Equipment (DPD)
|  | EquipmentFailureInvolved¦Overhead¦Serviceconductor¦Broken | Equipment | Secondary Conductor
|  | EquipmentFailureInvolved¦Overhead¦Serviceconductor¦Deteriorated | Equipment | Secondary Conductor
|  | EquipmentFailureInvolved¦Overhead¦Serviceconductor¦Brokenwireonground | Equipment | Secondary Conductor
|  | EquipmentFailureInvolved¦Overhead¦Serviceconductor¦Normal | Equipment | Secondary Conductor
|  | EquipmentFailureInvolved¦Overhead¦Serviceconductor¦BurnedOpen | Equipment | Secondary Conductor
|  | EquipmentFailureInvolved¦Overhead¦Serviceconductor¦Arcing | Equipment | Secondary Conductor
|  | EquipmentFailureInvolved¦Overhead¦Serviceconductor¦Burnedflashed | Equipment | Secondary Conductor
|  | EquipmentFailureInvolved¦Overhead¦Serviceconductor¦OnGround | Equipment | Secondary Conductor
|  | EquipmentFailureInvolved¦Overhead¦Serviceconductor¦Brokenwireonobject | Equipment | Secondary Conductor
|  | EquipmentFailureInvolved¦Overhead¦Serviceconductor¦BentorTwisted | Equipment | Secondary Conductor
|  | EquipmentFailureInvolved¦Overhead¦Serviceconductor¦Annealed | Equipment | Secondary Conductor
|  | EquipmentFailureInvolved¦Overhead¦Stepdown¦FailedFaulted | Equipment | Equipment (other)
|  | EquipmentFailureInvolved¦Overhead¦Stepdown¦Burnedflashed | Equipment | Equipment (other)
|  | EquipmentFailureInvolved¦Overhead¦Stepdown¦Normal | Equipment | Equipment (other)
|  | EquipmentFailureInvolved¦Overhead¦Stepdown¦Broken | Equipment | Equipment (other)
|  | EquipmentFailureInvolved¦Overhead¦Stepdown¦Arcing | Equipment | Equipment (other)
|  | EquipmentFailureInvolved¦Overhead¦Stepdown¦Deteriorated | Equipment | Equipment (other)
|  | EquipmentFailureInvolved¦Overhead¦StreetLightEquipment¦OnGround | Equipment | Equipment (other)
|  | EquipmentFailureInvolved¦Overhead¦StreetLightEquipment¦Broken | Equipment | Equipment (other)
|  | EquipmentFailureInvolved¦Overhead¦Switch¦FailedFaulted | Equipment | Equipment (Switch)
|  | EquipmentFailureInvolved¦Overhead¦Switch¦Normal | Equipment | Equipment (Switch)
|  | EquipmentFailureInvolved¦Overhead¦Switch¦Arcing | Equipment | Equipment (Switch)
|  | EquipmentFailureInvolved¦Overhead¦Switch¦Broken | Equipment | Equipment (Switch)
|  | EquipmentFailureInvolved¦Overhead¦Switch(OH)¦Broken | Equipment | Equipment (Switch)
|  | EquipmentFailureInvolved¦Overhead¦Switch(OH)¦Burnedflashed | Equipment | Equipment (Switch)
|  | EquipmentFailureInvolved¦Overhead¦Switch(OH)¦Arcing | Equipment | Equipment (Switch)
|  | EquipmentFailureInvolved¦Overhead¦Switch(OH)¦FailedFaulted | Equipment | Equipment (Switch)
|  | EquipmentFailureInvolved¦Overhead¦Switch(OH)¦Normal | Equipment | Equipment (Switch)
|  | EquipmentFailureInvolved¦Overhead¦Transformer¦FailedFaulted | Equipment | Equipment (Transformer)
|  | EquipmentFailureInvolved¦Overhead¦Transformer¦Broken | Equipment | Equipment (Transformer)
|  | EquipmentFailureInvolved¦Overhead¦Transformer¦Deteriorated | Equipment | Equipment (Transformer)
|  | EquipmentFailureInvolved¦Overhead¦Transformer¦Leaking | Equipment | Equipment (Transformer)
|  | EquipmentFailureInvolved¦Overhead¦Transformer¦Burnedflashed | Equipment | Equipment (Transformer)
|  | EquipmentFailureInvolved¦Overhead¦Transformer¦Brokenwireonground | Equipment | Equipment (Transformer)
|  | EquipmentFailureInvolved¦Overhead¦Transformer¦Arcing | Equipment | Equipment (Transformer)
|  | EquipmentFailureInvolved¦Overhead¦Transformer¦Malfunctioning | Equipment | Equipment (Transformer)
|  | EquipmentFailureInvolved¦Overhead¦Transformer¦Normal | Equipment | Equipment (Transformer)
|  | EquipmentFailureInvolved¦Overhead¦Transformer¦BurnedOpen | Equipment | Equipment (Transformer)
|  | EquipmentFailureInvolved¦Overhead¦Transformer¦ | Equipment | Equipment (Transformer)
|  | EquipmentFailureInvolved¦Overhead¦Transformer¦Contaminated | Equipment | Equipment (Transformer)
|  | EquipmentFailureInvolved¦Overhead¦Transformer¦Together | Equipment | Equipment (Transformer)
|  | EquipmentFailureInvolved¦Overhead¦Transformer¦Brokenwireonobject | Equipment | Equipment (Transformer)
|  | EquipmentFailureInvolved¦Overhead¦Transformer¦BentorTwisted | Equipment | Equipment (Transformer)
|  | EquipmentFailureInvolved¦Overhead¦Transformer¦OnGround | Equipment | Equipment (Transformer)
|  | EquipmentFailureInvolved¦Overhead¦Transformer(OH)¦FailedFaulted | Equipment | Equipment (Transformer)
|  | EquipmentFailureInvolved¦Overhead¦Transformer(OH)¦Broken | Equipment | Equipment (Transformer)
|  | EquipmentFailureInvolved¦Overhead¦Transformer(OH)¦Leaking | Equipment | Equipment (Transformer)
|  | EquipmentFailureInvolved¦Overhead¦Transformer(OH)¦Deteriorated | Equipment | Equipment (Transformer)
|  | EquipmentFailureInvolved¦Overhead¦Transformer(OH)¦Normal | Equipment | Equipment (Transformer)
|  | EquipmentFailureInvolved¦Overhead¦Transformer(OH)¦Burnedflashed | Equipment | Equipment (Transformer)
|  | EquipmentFailureInvolved¦Overhead¦Transformer(OH)¦Arcing | Equipment | Equipment (Transformer)
|  | EquipmentFailureInvolved¦Overhead¦Transformer(OH)¦ | Equipment | Equipment (Transformer)
|  | EquipmentFailureInvolved¦Overhead¦Transformer(OH)¦Brokenwireonground | Equipment | Equipment (Transformer)
|  | EquipmentFailureInvolved¦Overhead¦Transformer(OH)¦Brokenwireonobject | Equipment | Equipment (Transformer)
|  | EquipmentFailureInvolved¦Overhead¦Woodpin¦Broken | Equipment | Equipment (other)
|  | EquipmentFailureInvolved¦Overhead¦Woodpin¦Brokenwireonobject | Equipment | Equipment (other)
|  | EquipmentFailureInvolved¦Overhead¦Woodpin¦Brokenwireonground | Equipment | Equipment (other)
|  | EquipmentFailureInvolved¦Overhead¦Woodpin¦Normal | Equipment | Equipment (other)
|  | EquipmentFailureInvolved¦Overhead¦¦FailedFaulted | Equipment | Equipment (other)
|  | EquipmentFailureInvolved¦Overhead¦¦Broken | Equipment | Equipment (other)
|  | EquipmentFailureInvolved¦Overhead¦¦Normal | Equipment | Equipment (other)
|  | EquipmentFailureInvolved¦Overhead¦¦BurnedOpen | Equipment | Equipment (other)
|  | EquipmentFailureInvolved¦Overhead¦¦Arcing | Equipment | Equipment (other)
|  | EquipmentFailureInvolved¦Substation¦Bus¦Normal | Equipment | Equipment (other)
|  | EquipmentFailureInvolved¦Substation¦Bushing¦FailedFaulted | Equipment | Equipment (other)
|  | EquipmentFailureInvolved¦Substation¦Bushing¦Burnedflashed | Equipment | Equipment (other)
|  | EquipmentFailureInvolved¦Substation¦Bushing¦Deteriorated | Equipment | Equipment (other)
|  | EquipmentFailureInvolved¦Substation¦CircuitBreaker¦Malfunctioning | Equipment | Equipment (DPD)
|  | EquipmentFailureInvolved¦Substation¦CircuitBreaker¦FailedFaulted | Equipment | Equipment (DPD)
|  | EquipmentFailureInvolved¦Substation¦CircuitBreaker¦Normal | Equipment | Equipment (DPD)
|  | EquipmentFailureInvolved¦Substation¦CircuitBreaker¦Broken | Equipment | Equipment (DPD)
|  | EquipmentFailureInvolved¦Substation¦ConductorUnderground¦Broken | Equipment | Primary Conductor - Other
|  | EquipmentFailureInvolved¦Substation¦ControlCircuitWiring¦Broken | Equipment | Equipment (DPD)
|  | EquipmentFailureInvolved¦Substation¦CT¦Broken | Equipment | Equipment (other)
|  | EquipmentFailureInvolved¦Substation¦Generator¦Malfunctioning | Equipment | Equipment (other)
|  | EquipmentFailureInvolved¦Substation¦Generator¦Burnedflashed | Equipment | Equipment (other)
|  | EquipmentFailureInvolved¦Substation¦Generator¦FailedFaulted | Equipment | Equipment (other)
|  | EquipmentFailureInvolved¦Substation¦Insulator¦Broken | Equipment | Equipment (other)
|  | EquipmentFailureInvolved¦Substation¦Insulator¦FailedFaulted | Equipment | Equipment (other)
|  | EquipmentFailureInvolved¦Substation¦LightningArrestor¦FailedFaulted | Equipment | Equipment (other)
|  | EquipmentFailureInvolved¦Substation¦Other¦Normal | Equipment | Equipment (other)
|  | EquipmentFailureInvolved¦Substation¦Other¦Malfunctioning | Equipment | Equipment (other)
|  | EquipmentFailureInvolved¦Substation¦Other¦Broken | Equipment | Equipment (other)
|  | EquipmentFailureInvolved¦Substation¦Other¦FailedFaulted | Equipment | Equipment (other)
|  | EquipmentFailureInvolved¦Substation¦Other¦Burnedflashed | Equipment | Equipment (other)
|  | EquipmentFailureInvolved¦Substation¦Other¦Leaking | Equipment | Equipment (other)
|  | EquipmentFailureInvolved¦Substation¦Other¦BentorTwisted | Equipment | Equipment (other)
|  | EquipmentFailureInvolved¦Substation¦Other¦Arcing | Equipment | Equipment (other)
|  | EquipmentFailureInvolved¦Substation¦PTCCVT¦FailedFaulted | Equipment | Equipment (other)
|  | EquipmentFailureInvolved¦Substation¦PTCCVT¦Burnedflashed | Equipment | Equipment (other)
|  | EquipmentFailureInvolved¦Substation¦RegulatorLTCsubstation¦FailedFaulted | Equipment | Equipment (Voltage Control)
|  | EquipmentFailureInvolved¦Substation¦Relay¦Malfunctioning | Equipment | Equipment (other)
|  | EquipmentFailureInvolved¦Substation¦Relay¦Normal | Equipment | Equipment (other)
|  | EquipmentFailureInvolved¦Substation¦Relay¦FailedFaulted | Equipment | Equipment (other)
|  | EquipmentFailureInvolved¦Substation¦Secondary¦Broken | Equipment | Secondary Conductor
|  | EquipmentFailureInvolved¦Substation¦Switch¦Broken | Equipment | Equipment (Switch)
|  | EquipmentFailureInvolved¦Substation¦Switch¦FailedFaulted | Equipment | Equipment (Switch)
|  | EquipmentFailureInvolved¦Substation¦Transformer¦FailedFaulted | Equipment | Equipment (Transformer)
|  | EquipmentFailureInvolved¦Substation¦Transformer¦Broken | Equipment | Equipment (Transformer)
|  | EquipmentFailureInvolved¦Substation¦TransformerPower¦Burnedflashed | Equipment | Equipment (Transformer)
|  | EquipmentFailureInvolved¦Substation¦TransformerPower¦Malfunctioning | Equipment | Equipment (Transformer)
|  | EquipmentFailureInvolved¦Substation¦TransformerPower¦FailedFaulted | Equipment | Equipment (Transformer)
|  | EquipmentFailureInvolved¦Underground¦Bus¦FailedFaulted | Equipment | Equipment (other)
|  | EquipmentFailureInvolved¦Underground¦Bus¦Deteriorated | Equipment | Equipment (other)
|  | EquipmentFailureInvolved¦Underground¦Bus¦Burnedflashed | Equipment | Equipment (other)
|  | EquipmentFailureInvolved¦Underground¦Bus¦Contaminated | Equipment | Primary Conductor - Other
|  | EquipmentFailureInvolved¦Underground¦Bushing¦Broken | Equipment | Equipment (other)
|  | EquipmentFailureInvolved¦Underground¦Bushing¦Burnedflashed | Equipment | Equipment (other)
|  | EquipmentFailureInvolved¦Underground¦Bushing¦Arcing | Equipment | Equipment (other)
|  | EquipmentFailureInvolved¦Underground¦CableTermination(livefront)¦FailedFaulted | Equipment | Equipment (other)
|  | EquipmentFailureInvolved¦Underground¦CableTermination(livefront)¦Contaminated | Equipment | Primary Conductor - Other
|  | EquipmentFailureInvolved¦Underground¦CableTermination(livefront)¦Broken | Equipment | Equipment (other)
|  | EquipmentFailureInvolved¦Underground¦CableTermination(livefront)¦Burnedflashed | Equipment | Equipment (other)
|  | EquipmentFailureInvolved¦Underground¦ConductorUnderground¦Broken | Equipment | Primary Conductor - Other
|  | EquipmentFailureInvolved¦Underground¦ConductorUnderground¦Burnedflashed | Equipment | Primary Conductor - Other
|  | EquipmentFailureInvolved¦Underground¦ConductorUnderground¦Deteriorated | Equipment | Primary Conductor - Other
|  | EquipmentFailureInvolved¦Underground¦ConductorUnderground¦Normal | Equipment | Primary Conductor - Other
|  | EquipmentFailureInvolved¦Underground¦ConductorUnderground¦FailedFaulted | Equipment | Primary Conductor - Other
|  | EquipmentFailureInvolved¦Underground¦ConnectororSplice(OH)¦Burnedflashed | Equipment | Primary Conductor - Other
|  | EquipmentFailureInvolved¦Underground¦ConnectororSplice(OH)¦Arcing | Equipment | Primary Conductor - Other
|  | EquipmentFailureInvolved¦Underground¦ConnectororSplice(UG)¦FailedFaulted | Equipment | Primary Conductor - Other
|  | EquipmentFailureInvolved¦Underground¦ConnectororSplice(UG)¦Broken | Equipment | Primary Conductor - Other
|  | EquipmentFailureInvolved¦Underground¦ConnectororSplice(UG)¦Burnedflashed | Equipment | Primary Conductor - Other
|  | EquipmentFailureInvolved¦Underground¦ConnectororSplice(UG)¦Deteriorated | Equipment | Primary Conductor - Other
|  | EquipmentFailureInvolved¦Underground¦ConnectororSplice(UG)¦Contaminated | Equipment | Primary Conductor - Other
|  | EquipmentFailureInvolved¦Underground¦CustomerEquipment¦Malfunctioning | Equipment | Equipment (other)
|  | EquipmentFailureInvolved¦Underground¦CustomerEquipment¦Burnedflashed | Equipment | Equipment (other)
|  | EquipmentFailureInvolved¦Underground¦Elbow¦FailedFaulted | Equipment | Equipment (other)
|  | EquipmentFailureInvolved¦Underground¦Elbow¦Burnedflashed | Equipment | Equipment (other)
|  | EquipmentFailureInvolved¦Underground¦Elbow¦Broken | Equipment | Equipment (other)
|  | EquipmentFailureInvolved¦Underground¦Elbow¦Deteriorated | Equipment | Equipment (other)
|  | EquipmentFailureInvolved¦Underground¦Elbow¦Normal | Equipment | Equipment (other)
|  | EquipmentFailureInvolved¦Underground¦Fuse¦FailedFaulted | Equipment | Equipment (Fuse)
|  | EquipmentFailureInvolved¦Underground¦Fuse¦Arcing | Equipment | Equipment (Fuse)
|  | EquipmentFailureInvolved¦Underground¦Fuse¦Broken | Equipment | Equipment (Fuse)
|  | EquipmentFailureInvolved¦Underground¦MeteringEquipment¦Broken | Equipment | Equipment (other)
|  | EquipmentFailureInvolved¦Underground¦Other¦FailedFaulted | Equipment | Equipment (other)
|  | EquipmentFailureInvolved¦Underground¦Other¦Normal | Equipment | Equipment (other)
|  | EquipmentFailureInvolved¦Underground¦Other¦Malfunctioning | Equipment | Equipment (other)
|  | EquipmentFailureInvolved¦Underground¦Other¦Burnedflashed | Equipment | Equipment (other)
|  | EquipmentFailureInvolved¦Underground¦Other¦Broken | Equipment | Equipment (other)
|  | EquipmentFailureInvolved¦Underground¦Other¦Together | Equipment | Primary Conductor - Line Slap
|  | EquipmentFailureInvolved¦Underground¦Other¦Leaking | Equipment | Equipment (other)
|  | EquipmentFailureInvolved¦Underground¦PotheadRiserTermination¦FailedFaulted | Equipment | Equipment (other)
|  | EquipmentFailureInvolved¦Underground¦PotheadRiserTermination¦Broken | Equipment | Equipment (other)
|  | EquipmentFailureInvolved¦Underground¦Recloser¦Burnedflashed | Equipment | Equipment (DPD)
|  | EquipmentFailureInvolved¦Underground¦Secondary¦Broken | Equipment | Secondary Conductor
|  | EquipmentFailureInvolved¦Underground¦Secondary¦Deteriorated | Equipment | Secondary Conductor
|  | EquipmentFailureInvolved¦Underground¦Secondary¦Burnedflashed | Equipment | Secondary Conductor
|  | EquipmentFailureInvolved¦Underground¦Secondary¦BurnedOpen | Equipment | Secondary Conductor
|  | EquipmentFailureInvolved¦Underground¦Secondary¦Normal | Equipment | Secondary Conductor
|  | EquipmentFailureInvolved¦Underground¦Secondary¦Together | Equipment | Secondary Conductor
|  | EquipmentFailureInvolved¦Underground¦Secondary¦Contaminated | Equipment | Secondary Conductor
|  | EquipmentFailureInvolved¦Underground¦Secondary¦Arcing | Equipment | Secondary Conductor
|  | EquipmentFailureInvolved¦Underground¦Serviceconductor¦BurnedOpen | Equipment | Secondary Conductor
|  | EquipmentFailureInvolved¦Underground¦Serviceconductor¦Broken | Equipment | Secondary Conductor
|  | EquipmentFailureInvolved¦Underground¦Serviceconductor¦Deteriorated | Equipment | Secondary Conductor
|  | EquipmentFailureInvolved¦Underground¦Serviceconductor¦Arcing | Equipment | Secondary Conductor
|  | EquipmentFailureInvolved¦Underground¦Stepdown¦FailedFaulted | Equipment | Equipment (other)
|  | EquipmentFailureInvolved¦Underground¦Stepdown¦Broken | Equipment | Equipment (other)
|  | EquipmentFailureInvolved¦Underground¦Switch¦Burnedflashed | Equipment | Equipment (Switch)
|  | EquipmentFailureInvolved¦Underground¦Switch¦Arcing | Equipment | Equipment (Switch)
|  | EquipmentFailureInvolved¦Underground¦Switch(UG)¦Broken | Equipment | Equipment (Switch)
|  | EquipmentFailureInvolved¦Underground¦Switch(UG)¦FailedFaulted | Equipment | Equipment (Switch)
|  | EquipmentFailureInvolved¦Underground¦Switch(UG)¦Leaking | Equipment | Equipment (Switch)
|  | EquipmentFailureInvolved¦Underground¦Switch(UG)¦Burnedflashed | Equipment | Equipment (Switch)
|  | EquipmentFailureInvolved¦Underground¦Transformer¦FailedFaulted | Equipment | Equipment (Transformer)
|  | EquipmentFailureInvolved¦Underground¦Transformer¦Broken | Equipment | Equipment (Transformer)
|  | EquipmentFailureInvolved¦Underground¦Transformer¦Deteriorated | Equipment | Equipment (Transformer)
|  | EquipmentFailureInvolved¦Underground¦Transformer¦Leaking | Equipment | Equipment (Transformer)
|  | EquipmentFailureInvolved¦Underground¦Transformer¦Burnedflashed | Equipment | Equipment (Transformer)
|  | EquipmentFailureInvolved¦Underground¦Transformer¦Normal | Equipment | Equipment (Transformer)
|  | EquipmentFailureInvolved¦Underground¦Transformer¦Arcing | Equipment | Equipment (Transformer)
|  | EquipmentFailureInvolved¦Underground¦Transformer(OH)¦FailedFaulted | Equipment | Equipment (Transformer)
|  | EquipmentFailureInvolved¦Underground¦Transformer(OH)¦Deteriorated | Equipment | Equipment (Transformer)
|  | EquipmentFailureInvolved¦Underground¦Transformer(UG)¦FailedFaulted | Equipment | Equipment (Transformer)
|  | EquipmentFailureInvolved¦Underground¦Transformer(UG)¦Leaking | Equipment | Equipment (Transformer)
|  | EquipmentFailureInvolved¦Underground¦Transformer(UG)¦Broken | Equipment | Equipment (Transformer)
|  | EquipmentFailureInvolved¦Underground¦Transformer(UG)¦Deteriorated | Equipment | Equipment (Transformer)
|  | EquipmentFailureInvolved¦Underground¦Transformer(UG)¦Normal | Equipment | Equipment (Transformer)
|  | EquipmentFailureInvolved¦Underground¦Transformer(UG)¦Burnedflashed | Equipment | Equipment (Transformer)
|  | EquipmentFailureInvolved¦Underground¦Transformer(UG)¦Arcing | Equipment | Equipment (Transformer)
|  | EquipmentFailureInvolved¦Underground¦Transformer(UG)¦Contaminated | Equipment | Equipment (Transformer)
|  | EquipmentFailureInvolved¦Rockmudslide¦PoleWood¦Brokenwireonground | Equipment | Equipment (Support Structure)
|  | UnknownCause¦Patrolfoundnothing¦ConductorOverhead¦Normal | Other | Primary Conductor - Other
|  | UnknownCause¦Patrolfoundnothing¦ConductorOverhead¦BentorTwisted | Other | Primary Conductor - Other
|  | UnknownCause¦Patrolfoundnothing¦ConductorOverhead¦Broken | Other | Primary Conductor - Other
|  | UnknownCause¦Patrolfoundnothing¦CrossarmWood¦Broken | Other | Equipment (Support Structure)
|  | UnknownCause¦Patrolfoundnothing¦Cutoutfuseholder¦FailedFaulted | Other | Equipment (Fuse)
|  | UnknownCause¦Patrolfoundnothing¦Fuse¦FailedFaulted | Other | Equipment (Fuse)
|  | UnknownCause¦Patrolfoundnothing¦Insulator¦Broken | Other | Equipment (other)
|  | UnknownCause¦Patrolfoundnothing¦Other¦Broken | Other | Equipment (other)
|  | UnknownCause¦Patrolfoundnothing¦PoleWood¦Burnedflashed | Other | Equipment (Support Structure)
|  | UnknownCause¦Patrolfoundnothing¦Recloser¦Normal | Other | Equipment (DPD)
|  | UnknownCause¦Patrolfoundnothing¦Recloser¦Malfunctioning | Other | Equipment (DPD)
|  | UnknownCause¦Patrolfoundnothing¦Sectionalizer¦Normal | Other | Equipment (DPD)
|  | UnknownCause¦Patrolfoundnothing¦Transformer¦FailedFaulted | Other | Equipment (Transformer)
|  | UnknownCause¦Patrolfoundnothing¦Transformer¦Normal | Other | Equipment (Transformer)
|  | UnknownCause¦Patrolfoundnothing¦Transformer¦Broken | Other | Equipment (Transformer)
|  | UnknownCause¦Patrolfoundnothing¦Transformer¦Burnedflashed | Other | Equipment (Transformer)
|  | UnknownCause¦Patrolfoundnothing¦Transformer(OH)¦FailedFaulted | Other | Equipment (Transformer)
|  | UnknownCause¦Patrolfoundnothing¦¦ | Other | Equipment (other)
|  | UnknownCause¦Patrolfoundnothing¦¦FailedFaulted | Other | Equipment (other)
|  | UnknownCause¦Patrolfoundnothing¦¦BurnedOpen | Other | Equipment (other)
|  | UnknownCause¦Patrolfoundnothing¦¦Normal | Other | Equipment (other)
|  | UnknownCause¦Patrolfoundnothing¦¦Broken | Other | Equipment (other)
|  | UnknownCause¦Patrolnotconducted¦CircuitBreaker¦Malfunctioning | Other | Equipment (DPD)
|  | UnknownCause¦Patrolnotconducted¦ConductorOverhead¦Arcing | Other | Primary Conductor - Other
|  | UnknownCause¦Patrolnotconducted¦ConductorOverhead¦Together | Other | Primary Conductor - Line Slap
|  | UnknownCause¦Patrolnotconducted¦ConductorOverhead¦Brokenwireonground | Other | Primary Conductor - Wire Down
|  | UnknownCause¦Patrolnotconducted¦CustomerEquipment¦Malfunctioning | Other | Equipment (other)
|  | UnknownCause¦Patrolnotconducted¦Cutoutfuseholder¦Broken | Other | Equipment (Fuse)
|  | UnknownCause¦Patrolnotconducted¦PoleWood¦Broken | Other | Equipment (Support Structure)
|  | UnknownCause¦Patrolnotconducted¦Transformer¦Malfunctioning | Other | Equipment (Transformer)
|  | UnknownCause¦Patrolnotconducted¦Transformer¦FailedFaulted | Other | Equipment (Transformer)
|  | UnknownCause¦Patrolnotconducted¦¦ | Other | Equipment (other)
|  | UnknownCause¦Patrolnotconducted¦¦FailedFaulted | Other | Equipment (other)
|  | Vegetation¦Othergroundvegetation¦ConductorOverhead¦Normal | Vegetation | Vegetation (other)
|  | Vegetation¦Othergroundvegetation¦ConductorOverhead¦Together | Vegetation | Vegetation (other)
|  | Vegetation¦Othergroundvegetation¦ConductorOverhead¦Broken | Vegetation | Vegetation (other)
|  | Vegetation¦Othergroundvegetation¦ConductorOverhead¦Contaminated | Vegetation | Vegetation (other)
|  | Vegetation¦Othergroundvegetation¦CrossarmWood¦Broken | Vegetation | Vegetation (other)
|  | Vegetation¦Othergroundvegetation¦Cutoutfuseholder¦Normal | Vegetation | Vegetation (other)
|  | Vegetation¦Othergroundvegetation¦Fuse¦FailedFaulted | Vegetation | Vegetation (other)
|  | Vegetation¦Othergroundvegetation¦Fuse¦Normal | Vegetation | Vegetation (other)
|  | Vegetation¦Othergroundvegetation¦Insulator¦Arcing | Vegetation | Vegetation (other)
|  | Vegetation¦Othergroundvegetation¦Other¦Normal | Vegetation | Vegetation (other)
|  | Vegetation¦Othergroundvegetation¦PoleWood¦Normal | Vegetation | Vegetation (other)
|  | Vegetation¦Othergroundvegetation¦PoleWood¦Broken | Vegetation | Vegetation (other)
|  | Vegetation¦Othergroundvegetation¦Pothead(RiserTermination)¦Burnedflashed | Vegetation | Vegetation (other)
|  | Vegetation¦Othergroundvegetation¦Secondary¦Contaminated | Vegetation | Vegetation (other)
|  | Vegetation¦Othergroundvegetation¦Secondary¦Burnedflashed | Vegetation | Vegetation (other)
|  | Vegetation¦Othergroundvegetation¦Transformer¦Arcing | Vegetation | Vegetation (other)
|  | Vegetation¦Othergroundvegetation¦Transformer¦Brokenwireonground | Vegetation | Vegetation (other)
|  | Vegetation¦Othergroundvegetation¦Transformer¦Broken | Vegetation | Vegetation (other)
|  | Vegetation¦Othergroundvegetation¦Transformer(UG)¦Broken | Vegetation | Vegetation (other)
|  | Vegetation¦Treebarkfellintoline¦AnchororGuy¦Broken | Vegetation | Vegetation (Branch)
|  | Vegetation¦Treebarkfellintoline¦ConductorOverhead¦Normal | Vegetation | Vegetation (Branch)
|  | Vegetation¦Treebarkfellintoline¦ConductorOverhead¦Brokenwireonground | Vegetation | Vegetation (Branch)
|  | Vegetation¦Treebarkfellintoline¦ConductorOverhead¦Together | Vegetation | Vegetation (Branch)
|  | Vegetation¦Treebarkfellintoline¦ConductorOverhead¦Broken | Vegetation | Vegetation (Branch)
|  | Vegetation¦Treebarkfellintoline¦ConductorOverhead¦Arcing | Vegetation | Vegetation (Branch)
|  | Vegetation¦Treebarkfellintoline¦ConductorOverhead¦FailedFaulted | Vegetation | Vegetation (Branch)
|  | Vegetation¦Treebarkfellintoline¦ConductorOverhead¦Brokenwireonobject | Vegetation | Vegetation (Branch)
|  | Vegetation¦Treebarkfellintoline¦ConductorOverhead¦Burnedflashed | Vegetation | Vegetation (Branch)
|  | Vegetation¦Treebarkfellintoline¦ConductorOverhead¦OnGround | Vegetation | Vegetation (Branch)
|  | Vegetation¦Treebarkfellintoline¦ConductorOverhead¦Deteriorated | Vegetation | Vegetation (Branch)
|  | Vegetation¦Treebarkfellintoline¦ConductorOverhead¦Contaminated | Vegetation | Vegetation (Branch)
|  | Vegetation¦Treebarkfellintoline¦ConnectororSplice(OH)¦Normal | Vegetation | Vegetation (Branch)
|  | Vegetation¦Treebarkfellintoline¦ConnectororSplice(OH)¦Broken | Vegetation | Vegetation (Branch)
|  | Vegetation¦Treebarkfellintoline¦ConnectororSplice(OH)¦Arcing | Vegetation | Vegetation (Branch)
|  | Vegetation¦Treebarkfellintoline¦ConnectororSplice(OH)¦Burnedflashed | Vegetation | Vegetation (Branch)
|  | Vegetation¦Treebarkfellintoline¦CrossarmWood¦Broken | Vegetation | Vegetation (Branch)
|  | Vegetation¦Treebarkfellintoline¦CrossarmWood¦Brokenwireonground | Vegetation | Vegetation (Branch)
|  | Vegetation¦Treebarkfellintoline¦CrossarmWood¦Burnedflashed | Vegetation | Vegetation (Branch)
|  | Vegetation¦Treebarkfellintoline¦Cutoutfuseholder¦Broken | Vegetation | Vegetation (Branch)
|  | Vegetation¦Treebarkfellintoline¦Cutoutfuseholder¦Normal | Vegetation | Vegetation (Branch)
|  | Vegetation¦Treebarkfellintoline¦Cutoutfuseholder¦FailedFaulted | Vegetation | Vegetation (Branch)
|  | Vegetation¦Treebarkfellintoline¦Fuse¦FailedFaulted | Vegetation | Vegetation (Branch)
|  | Vegetation¦Treebarkfellintoline¦Fuse¦Normal | Vegetation | Vegetation (Branch)
|  | Vegetation¦Treebarkfellintoline¦Fuse¦BurnedOpen | Vegetation | Vegetation (Branch)
|  | Vegetation¦Treebarkfellintoline¦Insulator¦Broken | Vegetation | Vegetation (Branch)
|  | Vegetation¦Treebarkfellintoline¦PoleWood¦Brokenwireonground | Vegetation | Vegetation (Branch)
|  | Vegetation¦Treebarkfellintoline¦PoleWood¦Broken | Vegetation | Vegetation (Branch)
|  | Vegetation¦Treebarkfellintoline¦Recloser¦Normal | Vegetation | Vegetation (Branch)
|  | Vegetation¦Treebarkfellintoline¦Secondary¦Broken | Vegetation | Vegetation (Branch)
|  | Vegetation¦Treebarkfellintoline¦Secondary¦Brokenwireonground | Vegetation | Vegetation (Branch)
|  | Vegetation¦Treebarkfellintoline¦Secondary¦OnGround | Vegetation | Vegetation (Branch)
|  | Vegetation¦Treebarkfellintoline¦Secondary¦Together | Vegetation | Vegetation (Branch)
|  | Vegetation¦Treebarkfellintoline¦Secondary¦Brokenwireonobject | Vegetation | Vegetation (Branch)
|  | Vegetation¦Treebarkfellintoline¦Serviceconductor¦Brokenwireonground | Vegetation | Vegetation (Branch)
|  | Vegetation¦Treebarkfellintoline¦Serviceconductor¦Normal | Vegetation | Vegetation (Branch)
|  | Vegetation¦Treebarkfellintoline¦Serviceconductor¦Broken | Vegetation | Vegetation (Branch)
|  | Vegetation¦Treebarkfellintoline¦Transformer¦Broken | Vegetation | Vegetation (Branch)
|  | Vegetation¦Treebarkfellintoline¦Transformer¦BentorTwisted | Vegetation | Vegetation (Branch)
|  | Vegetation¦Treebarkfellintoline¦Transformer¦FailedFaulted | Vegetation | Vegetation (Branch)
|  | Vegetation¦Treebarkfellintoline¦Transformer¦Brokenwireonground | Vegetation | Vegetation (Branch)
|  | Vegetation¦Treebarkfellintoline¦Transformer¦Normal | Vegetation | Vegetation (Branch)
|  | Vegetation¦Treebarkfellintoline¦Transformer(OH)¦Normal | Vegetation | Vegetation (Branch)
|  | Vegetation¦Treebarkfellintoline¦Transformer(OH)¦Broken | Vegetation | Vegetation (Branch)
|  | Vegetation¦Treebarkfellintoline¦Transformer(OH)¦Leaking | Vegetation | Vegetation (Branch)
|  | Vegetation¦Treebarkfellintoline¦¦FailedFaulted | Vegetation | Vegetation (Branch)
|  | Vegetation¦Treebranchfellonline¦AnchororGuy¦Normal | Vegetation | Vegetation (Branch)
|  | Vegetation¦Treebranchfellonline¦AnchororGuy¦Broken | Vegetation | Vegetation (Branch)
|  | Vegetation¦Treebranchfellonline¦Bushing¦Broken | Vegetation | Vegetation (Branch)
|  | Vegetation¦Treebranchfellonline¦Bushing¦Normal | Vegetation | Vegetation (Branch)
|  | Vegetation¦Treebranchfellonline¦Bushing¦Brokenwireonground | Vegetation | Vegetation (Branch)
|  | Vegetation¦Treebranchfellonline¦Capacitor¦Brokenwireonground | Vegetation | Vegetation (Branch)
|  | Vegetation¦Treebranchfellonline¦ConductorOverhead¦Normal | Vegetation | Vegetation (Branch)
|  | Vegetation¦Treebranchfellonline¦ConductorOverhead¦Brokenwireonground | Vegetation | Vegetation (Branch)
|  | Vegetation¦Treebranchfellonline¦ConductorOverhead¦Together | Vegetation | Vegetation (Branch)
|  | Vegetation¦Treebranchfellonline¦ConductorOverhead¦Broken | Vegetation | Vegetation (Branch)
|  | Vegetation¦Treebranchfellonline¦ConductorOverhead¦OnGround | Vegetation | Vegetation (Branch)
|  | Vegetation¦Treebranchfellonline¦ConductorOverhead¦Arcing | Vegetation | Vegetation (Branch)
|  | Vegetation¦Treebranchfellonline¦ConductorOverhead¦Burnedflashed | Vegetation | Vegetation (Branch)
|  | Vegetation¦Treebranchfellonline¦ConductorOverhead¦Brokenwireonobject | Vegetation | Vegetation (Branch)
|  | Vegetation¦Treebranchfellonline¦ConductorOverhead¦BentorTwisted | Vegetation | Vegetation (Branch)
|  | Vegetation¦Treebranchfellonline¦ConductorOverhead¦Contaminated | Vegetation | Vegetation (Branch)
|  | Vegetation¦Treebranchfellonline¦ConductorOverhead¦Deteriorated | Vegetation | Vegetation (Branch)
|  | Vegetation¦Treebranchfellonline¦ConductorOverhead¦Annealed | Vegetation | Vegetation (Branch)
|  | Vegetation¦Treebranchfellonline¦ConductorOverhead¦FailedFaulted | Vegetation | Vegetation (Branch)
|  | Vegetation¦Treebranchfellonline¦ConductorOverhead¦Malfunctioning | Vegetation | Vegetation (Branch)
|  | Vegetation¦Treebranchfellonline¦ConductorUnderground¦Normal | Vegetation | Vegetation (Branch)
|  | Vegetation¦Treebranchfellonline¦ConnectororSplice(OH)¦Broken | Vegetation | Vegetation (Branch)
|  | Vegetation¦Treebranchfellonline¦ConnectororSplice(OH)¦Brokenwireonground | Vegetation | Primary Conductor - Wire Down
|  | Vegetation¦Treebranchfellonline¦ConnectororSplice(OH)¦Normal | Vegetation | Vegetation (Branch)
|  | Vegetation¦Treebranchfellonline¦ConnectororSplice(OH)¦Burnedflashed | Vegetation | Vegetation (Branch)
|  | Vegetation¦Treebranchfellonline¦ConnectororSplice(OH)¦Brokenwireonobject | Vegetation | Vegetation (Branch)
|  | Vegetation¦Treebranchfellonline¦CrossarmSteel¦Brokenwireonground | Vegetation | Vegetation (Branch)
|  | Vegetation¦Treebranchfellonline¦CrossarmWood¦Broken | Vegetation | Vegetation (Branch)
|  | Vegetation¦Treebranchfellonline¦CrossarmWood¦Brokenwireonground | Vegetation | Vegetation (Branch)
|  | Vegetation¦Treebranchfellonline¦CrossarmWood¦Brokenwireonobject | Vegetation | Vegetation (Branch)
|  | Vegetation¦Treebranchfellonline¦CrossarmWood¦Normal | Vegetation | Vegetation (Branch)
|  | Vegetation¦Treebranchfellonline¦CrossarmWood¦Burnedflashed | Vegetation | Vegetation (Branch)
|  | Vegetation¦Treebranchfellonline¦CustomerEquipment¦Normal | Vegetation | Vegetation (Branch)
|  | Vegetation¦Treebranchfellonline¦CustomerEquipment¦Broken | Vegetation | Vegetation (Branch)
|  | Vegetation¦Treebranchfellonline¦Cutoutfuseholder¦Broken | Vegetation | Vegetation (Branch)
|  | Vegetation¦Treebranchfellonline¦Cutoutfuseholder¦Normal | Vegetation | Vegetation (Branch)
|  | Vegetation¦Treebranchfellonline¦Cutoutfuseholder¦FailedFaulted | Vegetation | Vegetation (Branch)
|  | Vegetation¦Treebranchfellonline¦Cutoutfuseholder¦Burnedflashed | Vegetation | Vegetation (Branch)
|  | Vegetation¦Treebranchfellonline¦Cutoutfuseholder¦Brokenwireonground | Vegetation | Vegetation (Branch)
|  | Vegetation¦Treebranchfellonline¦Fuse¦FailedFaulted | Vegetation | Vegetation (Branch)
|  | Vegetation¦Treebranchfellonline¦Fuse¦Normal | Vegetation | Vegetation (Branch)
|  | Vegetation¦Treebranchfellonline¦Fuse¦BurnedOpen | Vegetation | Vegetation (Branch)
|  | Vegetation¦Treebranchfellonline¦Fuse¦Broken | Vegetation | Vegetation (Branch)
|  | Vegetation¦Treebranchfellonline¦Fuse¦OnGround | Vegetation | Vegetation (Branch)
|  | Vegetation¦Treebranchfellonline¦Insulator¦Broken | Vegetation | Vegetation (Branch)
|  | Vegetation¦Treebranchfellonline¦Insulator¦Burnedflashed | Vegetation | Vegetation (Branch)
|  | Vegetation¦Treebranchfellonline¦Insulator¦Normal | Vegetation | Vegetation (Branch)
|  | Vegetation¦Treebranchfellonline¦Insulator¦Brokenwireonground | Vegetation | Vegetation (Branch)
|  | Vegetation¦Treebranchfellonline¦Insulator¦Brokenwireonobject | Vegetation | Vegetation (Branch)
|  | Vegetation¦Treebranchfellonline¦Jumper¦Broken | Vegetation | Vegetation (Branch)
|  | Vegetation¦Treebranchfellonline¦Jumper¦BurnedOpen | Vegetation | Vegetation (Branch)
|  | Vegetation¦Treebranchfellonline¦Jumper¦Normal | Vegetation | Vegetation (Branch)
|  | Vegetation¦Treebranchfellonline¦Jumper¦BentorTwisted | Vegetation | Vegetation (Branch)
|  | Vegetation¦Treebranchfellonline¦Jumper¦Brokenwireonground | Vegetation | Vegetation (Branch)
|  | Vegetation¦Treebranchfellonline¦LightningArrestor¦Normal | Vegetation | Vegetation (Branch)
|  | Vegetation¦Treebranchfellonline¦LightningArrestor¦Broken | Vegetation | Vegetation (Branch)
|  | Vegetation¦Treebranchfellonline¦Other¦Broken | Vegetation | Vegetation (Branch)
|  | Vegetation¦Treebranchfellonline¦Other¦Normal | Vegetation | Vegetation (Branch)
|  | Vegetation¦Treebranchfellonline¦Other¦OnGround | Vegetation | Vegetation (Branch)
|  | Vegetation¦Treebranchfellonline¦Other¦BentorTwisted | Vegetation | Vegetation (Branch)
|  | Vegetation¦Treebranchfellonline¦Other¦Brokenwireonobject | Vegetation | Vegetation (Branch)
|  | Vegetation¦Treebranchfellonline¦PoleTowersteel¦Normal | Vegetation | Vegetation (Branch)
|  | Vegetation¦Treebranchfellonline¦PoleWood¦Brokenwireonground | Vegetation | Vegetation (Branch)
|  | Vegetation¦Treebranchfellonline¦PoleWood¦Broken | Vegetation | Vegetation (Branch)
|  | Vegetation¦Treebranchfellonline¦PoleWood¦Brokenwireonobject | Vegetation | Vegetation (Branch)
|  | Vegetation¦Treebranchfellonline¦Pothead(RiserTermination)¦Normal | Vegetation | Vegetation (Branch)
|  | Vegetation¦Treebranchfellonline¦Pothead(RiserTermination)¦FailedFaulted | Vegetation | Vegetation (Branch)
|  | Vegetation¦Treebranchfellonline¦Recloser¦Normal | Vegetation | Vegetation (Branch)
|  | Vegetation¦Treebranchfellonline¦Secondary¦Normal | Vegetation | Vegetation (Branch)
|  | Vegetation¦Treebranchfellonline¦Secondary¦Brokenwireonground | Vegetation | Vegetation (Branch)
|  | Vegetation¦Treebranchfellonline¦Secondary¦Broken | Vegetation | Vegetation (Branch)
|  | Vegetation¦Treebranchfellonline¦Secondary¦Together | Vegetation | Vegetation (Branch)
|  | Vegetation¦Treebranchfellonline¦Secondary¦BentorTwisted | Vegetation | Vegetation (Branch)
|  | Vegetation¦Treebranchfellonline¦Secondary¦Brokenwireonobject | Vegetation | Vegetation (Branch)
|  | Vegetation¦Treebranchfellonline¦Secondary¦OnGround | Vegetation | Vegetation (Branch)
|  | Vegetation¦Treebranchfellonline¦Secondary¦Arcing | Vegetation | Vegetation (Branch)
|  | Vegetation¦Treebranchfellonline¦Secondary¦Annealed | Vegetation | Vegetation (Branch)
|  | Vegetation¦Treebranchfellonline¦Secondary¦Deteriorated | Vegetation | Vegetation (Branch)
|  | Vegetation¦Treebranchfellonline¦Serviceconductor¦Brokenwireonground | Vegetation | Vegetation (Branch)
|  | Vegetation¦Treebranchfellonline¦Serviceconductor¦Broken | Vegetation | Vegetation (Branch)
|  | Vegetation¦Treebranchfellonline¦Serviceconductor¦Normal | Vegetation | Vegetation (Branch)
|  | Vegetation¦Treebranchfellonline¦Serviceconductor¦Brokenwireonobject | Vegetation | Vegetation (Branch)
|  | Vegetation¦Treebranchfellonline¦Serviceconductor¦Together | Vegetation | Vegetation (Branch)
|  | Vegetation¦Treebranchfellonline¦Serviceconductor¦OnGround | Vegetation | Vegetation (Branch)
|  | Vegetation¦Treebranchfellonline¦Switch(OH)¦Normal | Vegetation | Vegetation (Branch)
|  | Vegetation¦Treebranchfellonline¦Switch(OH)¦FailedFaulted | Vegetation | Vegetation (Branch)
|  | Vegetation¦Treebranchfellonline¦Switch(OH)¦Broken | Vegetation | Vegetation (Branch)
|  | Vegetation¦Treebranchfellonline¦Transformer¦Brokenwireonground | Vegetation | Vegetation (Branch)
|  | Vegetation¦Treebranchfellonline¦Transformer¦FailedFaulted | Vegetation | Vegetation (Branch)
|  | Vegetation¦Treebranchfellonline¦Transformer¦Broken | Vegetation | Vegetation (Branch)
|  | Vegetation¦Treebranchfellonline¦Transformer¦Normal | Vegetation | Vegetation (Branch)
|  | Vegetation¦Treebranchfellonline¦Transformer¦Leaking | Vegetation | Vegetation (Branch)
|  | Vegetation¦Treebranchfellonline¦Transformer¦ | Vegetation | Vegetation (Branch)
|  | Vegetation¦Treebranchfellonline¦Transformer¦Together | Vegetation | Vegetation (Branch)
|  | Vegetation¦Treebranchfellonline¦Transformer¦BentorTwisted | Vegetation | Vegetation (Branch)
|  | Vegetation¦Treebranchfellonline¦Transformer¦Burnedflashed | Vegetation | Vegetation (Branch)
|  | Vegetation¦Treebranchfellonline¦Transformer¦Deteriorated | Vegetation | Vegetation (Branch)
|  | Vegetation¦Treebranchfellonline¦Transformer¦Brokenwireonobject | Vegetation | Vegetation (Branch)
|  | Vegetation¦Treebranchfellonline¦Transformer¦OnGround | Vegetation | Vegetation (Branch)
|  | Vegetation¦Treebranchfellonline¦Transformer¦BurnedOpen | Vegetation | Vegetation (Branch)
|  | Vegetation¦Treebranchfellonline¦Transformer¦Arcing | Vegetation | Vegetation (Branch)
|  | Vegetation¦Treebranchfellonline¦Transformer(OH)¦Normal | Vegetation | Vegetation (Branch)
|  | Vegetation¦Treebranchfellonline¦Transformer(OH)¦Broken | Vegetation | Vegetation (Branch)
|  | Vegetation¦Treebranchfellonline¦Transformer(OH)¦FailedFaulted | Vegetation | Vegetation (Branch)
|  | Vegetation¦Treebranchfellonline¦Transformer(OH)¦Brokenwireonground | Vegetation | Vegetation (Branch)
|  | Vegetation¦Treebranchfellonline¦Transformer(OH)¦Burnedflashed | Vegetation | Vegetation (Branch)
|  | Vegetation¦Treebranchfellonline¦Transformer(OH)¦Leaking | Vegetation | Vegetation (Branch)
|  | Vegetation¦Treebranchfellonline¦Transformer(OH)¦ | Vegetation | Vegetation (Branch)
|  | Vegetation¦Treebranchfellonline¦Woodpin¦Broken | Vegetation | Vegetation (Branch)
|  | Vegetation¦Treebranchfellonline¦¦FailedFaulted | Vegetation | Vegetation (Branch)
|  | Vegetation¦Treebranchfellonline¦¦ | Vegetation | Vegetation (Branch)
|  | Vegetation¦Treebranchfellonline¦¦BurnedOpen | Vegetation | Vegetation (Branch)
|  | Vegetation¦Treebranchfellonline¦¦Broken | Vegetation | Vegetation (Branch)
|  | Vegetation¦Treebranchfellonline¦CutoutFusedDistribution¦FailedFaulted | Vegetation | Vegetation (Branch)
|  | Vegetation¦Treecutting3rdparty¦ConductorOverhead¦Brokenwireonground | Vegetation | Vegetation (other)
|  | Vegetation¦Treecutting3rdparty¦ConductorOverhead¦Together | Vegetation | Vegetation (other)
|  | Vegetation¦Treecutting3rdparty¦CrossarmWood¦Broken | Vegetation | Vegetation (other)
|  | Vegetation¦TreecuttingPG&Econtractor¦AnchororGuy¦Broken | Vegetation | Vegetation (other)
|  | Vegetation¦TreecuttingPG&Econtractor¦ConductorOverhead¦Normal | Vegetation | Vegetation (other)
|  | Vegetation¦TreecuttingPG&Econtractor¦ConductorOverhead¦Brokenwireonground | Vegetation | Vegetation (other)
|  | Vegetation¦TreecuttingPG&Econtractor¦ConductorOverhead¦Together | Vegetation | Vegetation (other)
|  | Vegetation¦TreecuttingPG&Econtractor¦ConductorOverhead¦Broken | Vegetation | Vegetation (other)
|  | Vegetation¦TreecuttingPG&Econtractor¦ConductorOverhead¦Burnedflashed | Vegetation | Vegetation (other)
|  | Vegetation¦TreecuttingPG&Econtractor¦ConductorOverhead¦Annealed | Vegetation | Vegetation (other)
|  | Vegetation¦TreecuttingPG&Econtractor¦ConductorOverhead¦OnGround | Vegetation | Vegetation (other)
|  | Vegetation¦TreecuttingPG&Econtractor¦ConductorOverhead¦Contaminated | Vegetation | Vegetation (other)
|  | Vegetation¦TreecuttingPG&Econtractor¦ConductorOverhead¦Arcing | Vegetation | Vegetation (other)
|  | Vegetation¦TreecuttingPG&Econtractor¦ConnectororSplice(OH)¦Normal | Vegetation | Vegetation (other)
|  | Vegetation¦TreecuttingPG&Econtractor¦CrossarmWood¦Brokenwireonground | Vegetation | Vegetation (other)
|  | Vegetation¦TreecuttingPG&Econtractor¦CrossarmWood¦Broken | Vegetation | Vegetation (other)
|  | Vegetation¦TreecuttingPG&Econtractor¦Fuse¦FailedFaulted | Vegetation | Vegetation (other)
|  | Vegetation¦TreecuttingPG&Econtractor¦Insulator¦Broken | Vegetation | Vegetation (other)
|  | Vegetation¦TreecuttingPG&Econtractor¦Other¦Normal | Vegetation | Vegetation (other)
|  | Vegetation¦TreecuttingPG&Econtractor¦Other¦Broken | Vegetation | Vegetation (other)
|  | Vegetation¦TreecuttingPG&Econtractor¦PoleWood¦Broken | Vegetation | Vegetation (other)
|  | Vegetation¦TreecuttingPG&Econtractor¦PoleWood¦Brokenwireonground | Vegetation | Vegetation (other)
|  | Vegetation¦TreecuttingPG&Econtractor¦Recloser¦Normal | Vegetation | Vegetation (other)
|  | Vegetation¦TreecuttingPG&Econtractor¦Secondary¦Normal | Vegetation | Vegetation (other)
|  | Vegetation¦TreecuttingPG&Econtractor¦Secondary¦Broken | Vegetation | Vegetation (other)
|  | Vegetation¦TreecuttingPG&Econtractor¦Serviceconductor¦Broken | Vegetation | Vegetation (other)
|  | Vegetation¦TreecuttingPG&Econtractor¦Transformer¦Normal | Vegetation | Vegetation (other)
|  | Vegetation¦TreecuttingPG&Econtractor¦Transformer(OH)¦Normal | Vegetation | Vegetation (other)
|  | Vegetation¦Treefellintoline¦AnchororGuy¦Broken | Vegetation | Vegetation (Trunk)
|  | Vegetation¦Treefellintoline¦AnchororGuy¦Normal | Vegetation | Vegetation (Trunk)
|  | Vegetation¦Treefellintoline¦AnchororGuy¦Brokenwireonground | Vegetation | Vegetation (Trunk)
|  | Vegetation¦Treefellintoline¦AnchororGuy¦Deteriorated | Vegetation | Vegetation (Trunk)
|  | Vegetation¦Treefellintoline¦Bushing¦Broken | Vegetation | Vegetation (Trunk)
|  | Vegetation¦Treefellintoline¦Capacitor¦Brokenwireonground | Vegetation | Vegetation (Trunk)
|  | Vegetation¦Treefellintoline¦CircuitBreaker¦Normal | Vegetation | Vegetation (Trunk)
|  | Vegetation¦Treefellintoline¦ConductorOverhead¦Brokenwireonground | Vegetation | Vegetation (Trunk)
|  | Vegetation¦Treefellintoline¦ConductorOverhead¦Normal | Vegetation | Vegetation (Trunk)
|  | Vegetation¦Treefellintoline¦ConductorOverhead¦Together | Vegetation | Vegetation (Trunk)
|  | Vegetation¦Treefellintoline¦ConductorOverhead¦Broken | Vegetation | Vegetation (Trunk)
|  | Vegetation¦Treefellintoline¦ConductorOverhead¦OnGround | Vegetation | Vegetation (Trunk)
|  | Vegetation¦Treefellintoline¦ConductorOverhead¦BentorTwisted | Vegetation | Vegetation (Trunk)
|  | Vegetation¦Treefellintoline¦ConductorOverhead¦Brokenwireonobject | Vegetation | Vegetation (Trunk)
|  | Vegetation¦Treefellintoline¦ConductorOverhead¦Arcing | Vegetation | Vegetation (Trunk)
|  | Vegetation¦Treefellintoline¦ConductorOverhead¦Burnedflashed | Vegetation | Vegetation (Trunk)
|  | Vegetation¦Treefellintoline¦ConductorOverhead¦Contaminated | Vegetation | Vegetation (Trunk)
|  | Vegetation¦Treefellintoline¦ConductorOverhead¦Deteriorated | Vegetation | Vegetation (Trunk)
|  | Vegetation¦Treefellintoline¦ConductorOverhead¦FailedFaulted | Vegetation | Vegetation (Trunk)
|  | Vegetation¦Treefellintoline¦ConductorOverhead¦ | Vegetation | Vegetation (Trunk)
|  | Vegetation¦Treefellintoline¦ConductorOverhead¦Annealed | Vegetation | Vegetation (Trunk)
|  | Vegetation¦Treefellintoline¦ConductorUnderground¦Normal | Vegetation | Vegetation (Trunk)
|  | Vegetation¦Treefellintoline¦ConductorUnderground¦Brokenwireonground | Vegetation | Vegetation (Trunk)
|  | Vegetation¦Treefellintoline¦ConductorUnderground¦Broken | Vegetation | Vegetation (Trunk)
|  | Vegetation¦Treefellintoline¦ConnectororSplice(OH)¦Brokenwireonground | Vegetation | Primary Conductor - Wire Down
|  | Vegetation¦Treefellintoline¦ConnectororSplice(OH)¦Normal | Vegetation | Vegetation (Trunk)
|  | Vegetation¦Treefellintoline¦ConnectororSplice(OH)¦Broken | Vegetation | Vegetation (Trunk)
|  | Vegetation¦Treefellintoline¦ConnectororSplice(OH)¦BurnedOpen | Vegetation | Vegetation (Trunk)
|  | Vegetation¦Treefellintoline¦ConnectororSplice(OH)¦Brokenwireonobject | Vegetation | Vegetation (Trunk)
|  | Vegetation¦Treefellintoline¦CrossarmSteel¦Broken | Vegetation | Vegetation (Trunk)
|  | Vegetation¦Treefellintoline¦CrossarmSteel¦Brokenwireonground | Vegetation | Vegetation (Trunk)
|  | Vegetation¦Treefellintoline¦CrossarmWood¦Brokenwireonground | Vegetation | Vegetation (Trunk)
|  | Vegetation¦Treefellintoline¦CrossarmWood¦Broken | Vegetation | Vegetation (Trunk)
|  | Vegetation¦Treefellintoline¦CrossarmWood¦Brokenwireonobject | Vegetation | Vegetation (Trunk)
|  | Vegetation¦Treefellintoline¦CrossarmWood¦Burnedflashed | Vegetation | Vegetation (Trunk)
|  | Vegetation¦Treefellintoline¦CustomerEquipment¦Broken | Vegetation | Vegetation (Trunk)
|  | Vegetation¦Treefellintoline¦CustomerEquipment¦OnGround | Vegetation | Vegetation (Trunk)
|  | Vegetation¦Treefellintoline¦Cutoutfuseholder¦Broken | Vegetation | Vegetation (Trunk)
|  | Vegetation¦Treefellintoline¦Cutoutfuseholder¦FailedFaulted | Vegetation | Vegetation (Trunk)
|  | Vegetation¦Treefellintoline¦Cutoutfuseholder¦Normal | Vegetation | Vegetation (Trunk)
|  | Vegetation¦Treefellintoline¦Cutoutfuseholder¦Brokenwireonground | Vegetation | Vegetation (Trunk)
|  | Vegetation¦Treefellintoline¦Cutoutfuseholder¦Burnedflashed | Vegetation | Vegetation (Trunk)
|  | Vegetation¦Treefellintoline¦Cutoutfuseholder¦BurnedOpen | Vegetation | Vegetation (Trunk)
|  | Vegetation¦Treefellintoline¦Fuse¦FailedFaulted | Vegetation | Vegetation (Trunk)
|  | Vegetation¦Treefellintoline¦Fuse¦Normal | Vegetation | Vegetation (Trunk)
|  | Vegetation¦Treefellintoline¦Fuse¦BurnedOpen | Vegetation | Vegetation (Trunk)
|  | Vegetation¦Treefellintoline¦Fuse¦Broken | Vegetation | Vegetation (Trunk)
|  | Vegetation¦Treefellintoline¦Fuse¦Arcing | Vegetation | Vegetation (Trunk)
|  | Vegetation¦Treefellintoline¦Insulator¦Broken | Vegetation | Vegetation (Trunk)
|  | Vegetation¦Treefellintoline¦Insulator¦Brokenwireonobject | Vegetation | Vegetation (Trunk)
|  | Vegetation¦Treefellintoline¦Insulator¦Brokenwireonground | Vegetation | Vegetation (Trunk)
|  | Vegetation¦Treefellintoline¦Insulator¦Normal | Vegetation | Vegetation (Trunk)
|  | Vegetation¦Treefellintoline¦Jumper¦BurnedOpen | Vegetation | Vegetation (Trunk)
|  | Vegetation¦Treefellintoline¦Jumper¦Broken | Vegetation | Vegetation (Trunk)
|  | Vegetation¦Treefellintoline¦Jumper¦Normal | Vegetation | Vegetation (Trunk)
|  | Vegetation¦Treefellintoline¦Jumper¦Burnedflashed | Vegetation | Vegetation (Trunk)
|  | Vegetation¦Treefellintoline¦LightningArrestor¦FailedFaulted | Vegetation | Vegetation (Trunk)
|  | Vegetation¦Treefellintoline¦LightningArrestor¦Brokenwireonground | Vegetation | Vegetation (Trunk)
|  | Vegetation¦Treefellintoline¦Other¦Broken | Vegetation | Vegetation (Trunk)
|  | Vegetation¦Treefellintoline¦Other¦Normal | Vegetation | Vegetation (Trunk)
|  | Vegetation¦Treefellintoline¦Other¦Brokenwireonground | Vegetation | Vegetation (Trunk)
|  | Vegetation¦Treefellintoline¦Other¦Together | Vegetation | Vegetation (Trunk)
|  | Vegetation¦Treefellintoline¦Other¦Arcing | Vegetation | Vegetation (Trunk)
|  | Vegetation¦Treefellintoline¦PoleTowersteel¦Burnedflashed | Vegetation | Vegetation (Trunk)
|  | Vegetation¦Treefellintoline¦PoleTowersteel¦Normal | Vegetation | Vegetation (Trunk)
|  | Vegetation¦Treefellintoline¦PoleWood¦Brokenwireonground | Vegetation | Vegetation (Trunk)
|  | Vegetation¦Treefellintoline¦PoleWood¦Broken | Vegetation | Vegetation (Trunk)
|  | Vegetation¦Treefellintoline¦PoleWood¦Normal | Vegetation | Vegetation (Trunk)
|  | Vegetation¦Treefellintoline¦PoleWood¦Brokenwireonobject | Vegetation | Vegetation (Trunk)
|  | Vegetation¦Treefellintoline¦PoleWood¦OnGround | Vegetation | Vegetation (Trunk)
|  | Vegetation¦Treefellintoline¦PoleWood¦Deteriorated | Vegetation | Vegetation (Trunk)
|  | Vegetation¦Treefellintoline¦PoleWood¦Together | Vegetation | Vegetation (Trunk)
|  | Vegetation¦Treefellintoline¦PoleWood¦Burnedflashed | Vegetation | Vegetation (Trunk)
|  | Vegetation¦Treefellintoline¦Recloser¦Normal | Vegetation | Vegetation (Trunk)
|  | Vegetation¦Treefellintoline¦Recloser¦Arcing | Vegetation | Vegetation (Trunk)
|  | Vegetation¦Treefellintoline¦Recloser¦Burnedflashed | Vegetation | Vegetation (Trunk)
|  | Vegetation¦Treefellintoline¦Secondary¦Brokenwireonground | Vegetation | Vegetation (Trunk)
|  | Vegetation¦Treefellintoline¦Secondary¦Broken | Vegetation | Vegetation (Trunk)
|  | Vegetation¦Treefellintoline¦Secondary¦Normal | Vegetation | Vegetation (Trunk)
|  | Vegetation¦Treefellintoline¦Secondary¦Together | Vegetation | Vegetation (Trunk)
|  | Vegetation¦Treefellintoline¦Secondary¦BentorTwisted | Vegetation | Vegetation (Trunk)
|  | Vegetation¦Treefellintoline¦Secondary¦Brokenwireonobject | Vegetation | Vegetation (Trunk)
|  | Vegetation¦Treefellintoline¦Secondary¦OnGround | Vegetation | Vegetation (Trunk)
|  | Vegetation¦Treefellintoline¦Secondary¦Burnedflashed | Vegetation | Vegetation (Trunk)
|  | Vegetation¦Treefellintoline¦Secondary¦Arcing | Vegetation | Vegetation (Trunk)
|  | Vegetation¦Treefellintoline¦Sectionalizer¦Normal | Vegetation | Vegetation (Trunk)
|  | Vegetation¦Treefellintoline¦Serviceconductor¦Brokenwireonground | Vegetation | Vegetation (Trunk)
|  | Vegetation¦Treefellintoline¦Serviceconductor¦Broken | Vegetation | Vegetation (Trunk)
|  | Vegetation¦Treefellintoline¦Serviceconductor¦Brokenwireonobject | Vegetation | Vegetation (Trunk)
|  | Vegetation¦Treefellintoline¦Serviceconductor¦Normal | Vegetation | Vegetation (Trunk)
|  | Vegetation¦Treefellintoline¦Serviceconductor¦BentorTwisted | Vegetation | Vegetation (Trunk)
|  | Vegetation¦Treefellintoline¦Serviceconductor¦OnGround | Vegetation | Vegetation (Trunk)
|  | Vegetation¦Treefellintoline¦Serviceconductor¦Deteriorated | Vegetation | Vegetation (Trunk)
|  | Vegetation¦Treefellintoline¦Serviceconductor¦Together | Vegetation | Vegetation (Trunk)
|  | Vegetation¦Treefellintoline¦Serviceconductor¦BurnedOpen | Vegetation | Vegetation (Trunk)
|  | Vegetation¦Treefellintoline¦Switch(OH)¦Normal | Vegetation | Vegetation (Trunk)
|  | Vegetation¦Treefellintoline¦Switch(OH)¦Broken | Vegetation | Vegetation (Trunk)
|  | Vegetation¦Treefellintoline¦Switch(UG)¦Broken | Vegetation | Vegetation (Trunk)
|  | Vegetation¦Treefellintoline¦Transformer¦Brokenwireonground | Vegetation | Vegetation (Trunk)
|  | Vegetation¦Treefellintoline¦Transformer¦Broken | Vegetation | Vegetation (Trunk)
|  | Vegetation¦Treefellintoline¦Transformer¦FailedFaulted | Vegetation | Vegetation (Trunk)
|  | Vegetation¦Treefellintoline¦Transformer¦Leaking | Vegetation | Vegetation (Trunk)
|  | Vegetation¦Treefellintoline¦Transformer¦Normal | Vegetation | Vegetation (Trunk)
|  | Vegetation¦Treefellintoline¦Transformer¦OnGround | Vegetation | Vegetation (Trunk)
|  | Vegetation¦Treefellintoline¦Transformer¦BentorTwisted | Vegetation | Vegetation (Trunk)
|  | Vegetation¦Treefellintoline¦Transformer¦Deteriorated | Vegetation | Vegetation (Trunk)
|  | Vegetation¦Treefellintoline¦Transformer¦Brokenwireonobject | Vegetation | Vegetation (Trunk)
|  | Vegetation¦Treefellintoline¦Transformer¦Burnedflashed | Vegetation | Vegetation (Trunk)
|  | Vegetation¦Treefellintoline¦Transformer¦Arcing | Vegetation | Vegetation (Trunk)
|  | Vegetation¦Treefellintoline¦Transformer¦Together | Vegetation | Vegetation (Trunk)
|  | Vegetation¦Treefellintoline¦Transformer¦ | Vegetation | Vegetation (Trunk)
|  | Vegetation¦Treefellintoline¦Transformer¦Malfunctioning | Vegetation | Vegetation (Trunk)
|  | Vegetation¦Treefellintoline¦Transformer¦Contaminated | Vegetation | Vegetation (Trunk)
|  | Vegetation¦Treefellintoline¦Transformer(OH)¦Broken | Vegetation | Vegetation (Trunk)
|  | Vegetation¦Treefellintoline¦Transformer(OH)¦Brokenwireonground | Vegetation | Vegetation (Trunk)
|  | Vegetation¦Treefellintoline¦Transformer(OH)¦FailedFaulted | Vegetation | Vegetation (Trunk)
|  | Vegetation¦Treefellintoline¦Transformer(OH)¦Normal | Vegetation | Vegetation (Trunk)
|  | Vegetation¦Treefellintoline¦Transformer(OH)¦Leaking | Vegetation | Vegetation (Trunk)
|  | Vegetation¦Treefellintoline¦Transformer(OH)¦OnGround | Vegetation | Vegetation (Trunk)
|  | Vegetation¦Treefellintoline¦Transformer(OH)¦Burnedflashed | Vegetation | Vegetation (Trunk)
|  | Vegetation¦Treefellintoline¦Transformer(OH)¦ | Vegetation | Vegetation (Trunk)
|  | Vegetation¦Treefellintoline¦Transformer(OH)¦Deteriorated | Vegetation | Vegetation (Trunk)
|  | Vegetation¦Treefellintoline¦Transformer(UG)¦Normal | Vegetation | Vegetation (Trunk)
|  | Vegetation¦Treefellintoline¦Transformer(UG)¦FailedFaulted | Vegetation | Vegetation (Trunk)
|  | Vegetation¦Treefellintoline¦Transformer(UG)¦Brokenwireonground | Vegetation | Vegetation (Trunk)
|  | Vegetation¦Treefellintoline¦Transformer(UG)¦Contaminated | Vegetation | Vegetation (Trunk)
|  | Vegetation¦Treefellintoline¦Woodpin¦Broken | Vegetation | Vegetation (Trunk)
|  | Vegetation¦Treefellintoline¦Woodpin¦Normal | Vegetation | Vegetation (Trunk)
|  | Vegetation¦Treefellintoline¦¦FailedFaulted | Vegetation | Vegetation (Trunk)
|  | Vegetation¦Treefellintoline¦¦BurnedOpen | Vegetation | Vegetation (Trunk)
|  | Vegetation¦Treefellintoline¦¦ | Vegetation | Vegetation (Trunk)
|  | Vegetation¦Treefellintoline¦CommunicationEquipment¦Broken | Vegetation | Vegetation (Trunk)
|  | Vegetation¦Treegrewintoline¦AnchororGuy¦BentorTwisted | Vegetation | Vegetation (other)
|  | Vegetation¦Treegrewintoline¦AnchororGuy¦Deteriorated | Vegetation | Vegetation (other)
|  | Vegetation¦Treegrewintoline¦AnchororGuy¦Broken | Vegetation | Vegetation (other)
|  | Vegetation¦Treegrewintoline¦CircuitBreaker¦Normal | Vegetation | Vegetation (other)
|  | Vegetation¦Treegrewintoline¦ConductorOverhead¦Normal | Vegetation | Vegetation (other)
|  | Vegetation¦Treegrewintoline¦ConductorOverhead¦Together | Vegetation | Vegetation (other)
|  | Vegetation¦Treegrewintoline¦ConductorOverhead¦Brokenwireonground | Vegetation | Vegetation (other)
|  | Vegetation¦Treegrewintoline¦ConductorOverhead¦Arcing | Vegetation | Vegetation (other)
|  | Vegetation¦Treegrewintoline¦ConductorOverhead¦Burnedflashed | Vegetation | Vegetation (other)
|  | Vegetation¦Treegrewintoline¦ConductorOverhead¦Broken | Vegetation | Vegetation (other)
|  | Vegetation¦Treegrewintoline¦ConductorOverhead¦Contaminated | Vegetation | Vegetation (other)
|  | Vegetation¦Treegrewintoline¦ConductorOverhead¦BentorTwisted | Vegetation | Vegetation (other)
|  | Vegetation¦Treegrewintoline¦ConductorOverhead¦Deteriorated | Vegetation | Vegetation (other)
|  | Vegetation¦Treegrewintoline¦ConductorOverhead¦Brokenwireonobject | Vegetation | Vegetation (other)
|  | Vegetation¦Treegrewintoline¦CrossarmWood¦Burnedflashed | Vegetation | Vegetation (other)
|  | Vegetation¦Treegrewintoline¦CrossarmWood¦Broken | Vegetation | Vegetation (other)
|  | Vegetation¦Treegrewintoline¦Fuse¦FailedFaulted | Vegetation | Vegetation (other)
|  | Vegetation¦Treegrewintoline¦Fuse¦Normal | Vegetation | Vegetation (other)
|  | Vegetation¦Treegrewintoline¦Fuse¦BurnedOpen | Vegetation | Vegetation (other)
|  | Vegetation¦Treegrewintoline¦Other¦Normal | Vegetation | Vegetation (other)
|  | Vegetation¦Treegrewintoline¦PoleWood¦Broken | Vegetation | Vegetation (other)
|  | Vegetation¦Treegrewintoline¦PoleWood¦Normal | Vegetation | Vegetation (other)
|  | Vegetation¦Treegrewintoline¦PoleWood¦Brokenwireonground | Vegetation | Vegetation (other)
|  | Vegetation¦Treegrewintoline¦Secondary¦Normal | Vegetation | Vegetation (other)
|  | Vegetation¦Treegrewintoline¦Secondary¦Arcing | Vegetation | Vegetation (other)
|  | Vegetation¦Treegrewintoline¦Secondary¦Brokenwireonground | Vegetation | Vegetation (other)
|  | Vegetation¦Treegrewintoline¦Secondary¦Broken | Vegetation | Vegetation (other)
|  | Vegetation¦Treegrewintoline¦Secondary¦Together | Vegetation | Vegetation (other)
|  | Vegetation¦Treegrewintoline¦Secondary¦Burnedflashed | Vegetation | Vegetation (other)
|  | Vegetation¦Treegrewintoline¦Secondary¦OnGround | Vegetation | Vegetation (other)
|  | Vegetation¦Treegrewintoline¦Secondary¦BentorTwisted | Vegetation | Vegetation (other)
|  | Vegetation¦Treegrewintoline¦Serviceconductor¦Broken | Vegetation | Vegetation (other)
|  | Vegetation¦Treegrewintoline¦Serviceconductor¦Burnedflashed | Vegetation | Vegetation (other)
|  | Vegetation¦Treegrewintoline¦Serviceconductor¦Normal | Vegetation | Vegetation (other)
|  | Vegetation¦Treegrewintoline¦Serviceconductor¦Brokenwireonground | Vegetation | Vegetation (other)
|  | Vegetation¦Treegrewintoline¦Serviceconductor¦BurnedOpen | Vegetation | Vegetation (other)
|  | Vegetation¦Treegrewintoline¦Transformer¦Brokenwireonground | Vegetation | Vegetation (other)
|  | Vegetation¦Treegrewintoline¦Transformer¦Broken | Vegetation | Vegetation (other)
|  | Vegetation¦Treegrewintoline¦Transformer¦Arcing | Vegetation | Vegetation (other)
|  | Vegetation¦Treegrewintoline¦Transformer¦Normal | Vegetation | Vegetation (other)
|  | Vegetation¦Treegrewintoline¦Transformer¦Together | Vegetation | Vegetation (other)
|  | Vegetation¦Treegrewintoline¦Transformer¦BentorTwisted | Vegetation | Vegetation (other)
|  | Vegetation¦Treegrewintoline¦Transformer¦OnGround | Vegetation | Vegetation (other)
|  | Vegetation¦Treegrewintoline¦Transformer¦FailedFaulted | Vegetation | Vegetation (other)
|  | Vegetation¦Treegrewintoline¦Transformer¦Annealed | Vegetation | Vegetation (other)
|  | Vegetation¦Treegrewintoline¦Transformer¦Brokenwireonobject | Vegetation | Vegetation (other)
|  | Vegetation¦Treegrewintoline¦Transformer(OH)¦Normal | Vegetation | Vegetation (other)
|  | Vegetation¦Treegrewintoline¦Transformer(OH)¦Broken | Vegetation | Vegetation (other)
|  | Vegetation¦Treepalmfrondfellintoline¦ConductorOverhead¦Normal | Vegetation | Vegetation (Branch)
|  | Vegetation¦Treepalmfrondfellintoline¦ConductorOverhead¦Together | Vegetation | Vegetation (Branch)
|  | Vegetation¦Treepalmfrondfellintoline¦ConductorOverhead¦BentorTwisted | Vegetation | Vegetation (Branch)
|  | Vegetation¦Treepalmfrondfellintoline¦ConductorOverhead¦Brokenwireonground | Vegetation | Vegetation (Branch)
|  | Vegetation¦Treepalmfrondfellintoline¦CrossarmWood¦Broken | Vegetation | Vegetation (Branch)
|  | Vegetation¦Treepalmfrondfellintoline¦Fuse¦FailedFaulted | Vegetation | Vegetation (Branch)
|  | Vegetation¦Treepalmfrondfellintoline¦Fuse¦Normal | Vegetation | Vegetation (Branch)
|  | Vegetation¦Treepalmfrondfellintoline¦Jumper¦BurnedOpen | Vegetation | Vegetation (Branch)
|  | Vegetation¦Treepalmfrondfellintoline¦Other¦FailedFaulted | Vegetation | Vegetation (Branch)
|  | Vegetation¦Treepalmfrondfellintoline¦Recloser¦Normal | Vegetation | Vegetation (Branch)
|  | Vegetation¦Treepalmfrondfellintoline¦Serviceconductor¦Brokenwireonground | Vegetation | Vegetation (Branch)
|  | Vegetation¦Treepalmfrondfellintoline¦Transformer¦Normal | Vegetation | Vegetation (Branch)
|  | Vegetation¦Treepalmfrondfellintoline¦Transformer¦Burnedflashed | Vegetation | Vegetation (Branch)
|  | Vegetation¦Treepalmfrondfellintoline¦Transformer(OH)¦Broken | Vegetation | Vegetation (Branch)
|  | WildfireMitigation¦CWSPVegetationRemoval¦ConductorOverhead¦Normal | Other | Company Initiated
|  | WildfireMitigation¦CWSPVegetationRemoval¦ConductorOverhead¦Annealed | Other | Company Initiated
|  | WildfireMitigation¦CWSPVegetationRemoval¦Fuse¦Normal | Other | Company Initiated
|  | WildfireMitigation¦CWSPVegetationRemoval¦Other¦Normal | Other | Company Initiated
|  | WildfireMitigation¦CWSPVegetationRemoval¦PoleWood¦Deteriorated | Other | Company Initiated
|  | WildfireMitigation¦CWSPVegetationRemoval¦PoleWood¦Broken | Other | Company Initiated
|  | WildfireMitigation¦CWSPVegetationRemoval¦Secondary¦Normal | Other | Company Initiated
|  | WildfireMitigation¦CWSPVegetationRemoval¦Secondary¦Annealed | Other | Company Initiated
|  | WildfireMitigation¦CWSPVegetationRemoval¦Transformer¦Burnedflashed | Other | Company Initiated
|  | WildfireMitigation¦CWSPVegetationRemoval¦Transformer(OH)¦Normal | Other | Company Initiated
|  | WildfireMitigation¦CWSPVegetationRemoval¦¦ | Other | Company Initiated
|  | WildfireMitigation¦PublicSafetyPowerShutoff¦CircuitBreaker¦Normal | Other | Company Initiated
|  | WildfireMitigation¦PublicSafetyPowerShutoff¦ConductorOverhead¦Normal | Other | Company Initiated
|  | WildfireMitigation¦PublicSafetyPowerShutoff¦ConductorOverhead¦Brokenwireonground | Other | Company Initiated
|  | WildfireMitigation¦PublicSafetyPowerShutoff¦ConductorOverhead¦Broken | Other | Company Initiated
|  | WildfireMitigation¦PublicSafetyPowerShutoff¦ConductorOverhead¦Deteriorated | Other | Company Initiated
|  | WildfireMitigation¦PublicSafetyPowerShutoff¦ConductorOverhead¦Together | Other | Company Initiated
|  | WildfireMitigation¦PublicSafetyPowerShutoff¦ConductorOverhead¦Arcing | Other | Company Initiated
|  | WildfireMitigation¦PublicSafetyPowerShutoff¦ConductorOverhead¦Brokenwireonobject | Other | Company Initiated
|  | WildfireMitigation¦PublicSafetyPowerShutoff¦ConnectororSplice(OH)¦Brokenwireonground | Other | Company Initiated
|  | WildfireMitigation¦PublicSafetyPowerShutoff¦CrossarmWood¦Broken | Other | Company Initiated
|  | WildfireMitigation¦PublicSafetyPowerShutoff¦CrossarmWood¦Brokenwireonground | Other | Company Initiated
|  | WildfireMitigation¦PublicSafetyPowerShutoff¦CrossarmWood¦Deteriorated | Other | Company Initiated
|  | WildfireMitigation¦PublicSafetyPowerShutoff¦Cutoutfuseholder¦Broken | Other | Company Initiated
|  | WildfireMitigation¦PublicSafetyPowerShutoff¦Fuse¦Normal | Other | Company Initiated
|  | WildfireMitigation¦PublicSafetyPowerShutoff¦Generator¦Normal | Other | Company Initiated
|  | WildfireMitigation¦PublicSafetyPowerShutoff¦Other¦Normal | Other | Company Initiated
|  | WildfireMitigation¦PublicSafetyPowerShutoff¦Other¦Broken | Other | Company Initiated
|  | WildfireMitigation¦PublicSafetyPowerShutoff¦PoleWood¦Brokenwireonground | Other | Company Initiated
|  | WildfireMitigation¦PublicSafetyPowerShutoff¦PoleWood¦Broken | Other | Company Initiated
|  | WildfireMitigation¦PublicSafetyPowerShutoff¦Recloser¦Normal | Other | Company Initiated
|  | WildfireMitigation¦PublicSafetyPowerShutoff¦Secondary¦Brokenwireonground | Other | Company Initiated
|  | WildfireMitigation¦PublicSafetyPowerShutoff¦Secondary¦Together | Other | Company Initiated
|  | WildfireMitigation¦PublicSafetyPowerShutoff¦Switch(OH)¦Normal | Other | Company Initiated
|  | WildfireMitigation¦PublicSafetyPowerShutoff¦Switch(OH)¦Broken | Other | Company Initiated
|  | WildfireMitigation¦PublicSafetyPowerShutoff¦Transformer¦Brokenwireonground | Other | Company Initiated
|  | WildfireMitigation¦PublicSafetyPowerShutoff¦Transformer(OH)¦Normal | Other | Company Initiated
|  | WildfireMitigation¦PublicSafetyPowerShutoff¦Transformer(UG)¦Burnedflashed | Other | Company Initiated
|  | WildfireMitigation¦PublicSafetyPowerShutoff¦Woodpin¦Broken | Other | Company Initiated
|  | WildfireMitigation¦PublicSafetyPowerShutoff¦¦ | Other | Company Initiated
|  | WildfireMitigation¦PublicSafetyPowerShutoff¦¦Normal | Other | Company Initiated
|  | 3rdParty¦ContactwithHighVoltage3rdparty¦CrossarmWood¦Brokenwireonground | Third Party | Third Party (other)
|  | 3rdParty¦CustomerEquipment¦MeteringEquipment¦Broken | Third Party | Third Party (other)
|  | 3rdParty¦CustomerEquipment¦Recloser¦Malfunctioning | Third Party | Third Party (other)
|  | 3rdParty¦CustomerEquipment¦Relay¦Normal | Third Party | Third Party (other)
|  | 3rdParty¦CustomerEquipment¦Secondary¦BentorTwisted | Third Party | Third Party (other)
|  | 3rdParty¦CustomerEquipment¦Secondary¦Brokenwireonground | Third Party | Third Party (other)
|  | 3rdParty¦CustomerEquipment¦Serviceconductor¦Broken | Third Party | Third Party (other)
|  | 3rdParty¦Digin3rdparty¦Other¦Broken | Third Party | Third Party (other)
|  | 3rdParty¦MetallicBalloon¦ConductorOverhead¦Burnedflashed | Third Party | Third Party (Balloon)
|  | 3rdParty¦Other¦ConductorUnderground¦Burnedflashed | Third Party | Third Party (other)
|  | 3rdParty¦Other¦Jumper¦ | Third Party | Third Party (other)
|  | 3rdParty¦Other¦Other¦Broken | Third Party | Third Party (other)
|  | 3rdParty¦Other¦Other¦Deteriorated | Third Party | Third Party (other)
|  | 3rdParty¦Other¦Other¦Malfunctioning | Third Party | Third Party (other)
|  | 3rdParty¦Treecutting3rdparty¦Transformer(OH)¦Leaking | Third Party | Third Party (other)
|  | 3rdParty¦Treecutting3rdparty¦Transformer¦Brokenwireonground | Third Party | Third Party (other)
|  | 3rdParty¦Vandalism¦ConductorOverhead¦Normal | Third Party | Third Party (other)
|  | 3rdParty¦Vandalism¦ConductorUnderground¦Broken | Third Party | Third Party (other)
|  | 3rdParty¦Vandalism¦ConductorUnderground¦Burnedflashed | Third Party | Third Party (other)
|  | 3rdParty¦Vandalism¦Other¦Broken | Third Party | Third Party (other)
|  | 3rdParty¦Vandalism¦PoleWood¦Burnedflashed | Third Party | Third Party (other)
|  | 3rdParty¦Vehicle¦Recloser¦Broken | Third Party | Third Party (Vehicle)
|  | 3rdParty¦Vehicle¦Transformer¦Malfunctioning | Third Party | Third Party (Vehicle)
|  | Animal¦Birdfound¦CrossarmWood¦Broken | Animal | Animal (Bird)
|  | Animal¦Birdfound¦PTCCVT¦Burnedflashed | Animal | Animal (Bird)
|  | Animal¦Birdfound¦Regulator¦Burnedflashed | Animal | Animal (Bird)
|  | Animal¦Birdfound¦Transformer(UG)¦Normal | Animal | Animal (Bird)
|  | Animal¦Birdfound¦Transformer¦Broken | Animal | Animal (Bird)
|  | Animal¦Birdfound¦Transformer¦BurnedOpen | Animal | Animal (Bird)
|  | Animal¦Other¦Secondary¦Normal | Animal | Animal (other)
|  | Animal¦Squirrel¦ConductorOverhead¦Broken | Animal | Animal (Squirrel)
|  | Animal¦Squirrel¦Insulator¦FailedFaulted | Animal | Animal (Squirrel)
|  | Animal¦Squirrel¦Regulator¦Normal | Animal | Animal (Squirrel)
|  | Animal¦Squirrel¦Switch(UG)¦Normal | Animal | Animal (Squirrel)
|  | CompanyInitiated¦ConstructionActivityequipcompany¦AnchororGuy¦Broken | Other | Company Initiated
|  | CompanyInitiated¦ConstructionActivityequipcompany¦Capacitor¦Broken | Other | Company Initiated
|  | CompanyInitiated¦ConstructionActivityequipcompany¦ConductorOverhead¦Contaminated | Other | Company Initiated
|  | CompanyInitiated¦ConstructionActivityequipcompany¦ConductorUnderground¦Normal | Other | Company Initiated
|  | CompanyInitiated¦ConstructionActivityequipcompany¦Cutoutfuseholder¦FailedFaulted | Other | Company Initiated
|  | CompanyInitiated¦ConstructionActivityequipcompany¦Elbow¦Normal | Other | Company Initiated
|  | CompanyInitiated¦ConstructionActivityequipcompany¦Recloser¦Malfunctioning | Other | Company Initiated
|  | CompanyInitiated¦ConstructionActivityequipcompany¦Serviceconductor¦Broken | Other | Company Initiated
|  | CompanyInitiated¦ConstructionActivityequipcompany¦Transformer¦Malfunctioning | Other | Company Initiated
|  | CompanyInitiated¦ContactwithHighVoltagecompany¦ConductorOverhead¦Brokenwireonground | Other | Company Initiated
|  | CompanyInitiated¦Coordinationfailure¦ConductorOverhead¦Brokenwireonground | Other | Company Initiated
|  | CompanyInitiated¦Coordinationfailure¦CustomerEquipment¦Normal | Other | Company Initiated
|  | CompanyInitiated¦Coordinationfailure¦Cutoutfuseholder¦Normal | Other | Company Initiated
|  | CompanyInitiated¦Coordinationfailure¦Interrupter¦Malfunctioning | Other | Company Initiated
|  | CompanyInitiated¦Coordinationfailure¦Other¦BurnedOpen | Other | Company Initiated
|  | CompanyInitiated¦Coordinationfailure¦PoleWood¦Broken | Other | Company Initiated
|  | CompanyInitiated¦ImproperConstruction¦ConductorOverhead¦Burnedflashed | Other | Company Initiated
|  | CompanyInitiated¦ImproperConstruction¦ConnectororSplice(OH)¦Normal | Other | Company Initiated
|  | CompanyInitiated¦ImproperConstruction¦Cutoutfuseholder¦Broken | Other | Company Initiated
|  | CompanyInitiated¦ImproperConstruction¦Cutoutfuseholder¦Normal | Other | Company Initiated
|  | CompanyInitiated¦Operatingerror¦ConnectororSplice(OH)¦Normal | Other | Company Initiated
|  | CompanyInitiated¦Operatingerror¦Cutoutfuseholder¦Normal | Other | Company Initiated
|  | CompanyInitiated¦OtherCircuits¦Fuse¦Arcing | Other | Company Initiated
|  | CompanyInitiated¦OtherCircuits¦Recloser¦Normal | Other | Company Initiated
|  | CompanyInitiated¦OtherCircuits¦Regulator¦Normal | Other | Company Initiated
|  | CompanyInitiated¦OtherCircuits¦Secondary¦Normal | Other | Company Initiated
|  | CompanyInitiated¦OtherCircuits¦Switch(UG)¦Broken | Other | Company Initiated
|  | CompanyInitiated¦OtherCircuits¦Transformer(OH)¦Normal | Other | Company Initiated
|  | CompanyInitiated¦OtherCircuits¦Transformer¦Normal | Other | Company Initiated
|  | CompanyInitiated¦Personnelcompany¦ConductorOverhead¦ | Other | Company Initiated
|  | CompanyInitiated¦Personnelcompany¦ConductorOverhead¦Broken | Other | Company Initiated
|  | CompanyInitiated¦Personnelcompany¦ConductorOverhead¦Deteriorated | Other | Company Initiated
|  | CompanyInitiated¦Personnelcompany¦ConductorOverhead¦Together | Other | Company Initiated
|  | CompanyInitiated¦Personnelcompany¦Cutoutfuseholder¦Normal | Other | Company Initiated
|  | CompanyInitiated¦Personnelcompany¦Elbow¦Normal | Other | Company Initiated
|  | CompanyInitiated¦Personnelcompany¦Insulator¦Normal | Other | Company Initiated
|  | CompanyInitiated¦Personnelcompany¦LightningArrestor¦ | Other | Company Initiated
|  | CompanyInitiated¦Personnelcompany¦Recloser¦Malfunctioning | Other | Company Initiated
|  | CompanyInitiated¦Personnelcompany¦Regulator¦Normal | Other | Company Initiated
|  | CompanyInitiated¦Personnelcompany¦Serviceconductor¦Broken | Other | Company Initiated
|  | CompanyInitiated¦Personnelcompany¦Transformer(OH)¦Broken | Other | Company Initiated
|  | CompanyInitiated¦Personnelcompany¦Transformer(OH)¦FailedFaulted | Other | Company Initiated
|  | CompanyInitiated¦Personnelcompany¦Transformer¦Deteriorated | Other | Company Initiated
|  | CompanyInitiated¦ReturnCircuitNormal¦ConductorOverhead¦Brokenwireonground | Other | Company Initiated
|  | CompanyInitiated¦ReturnCircuitNormal¦ConductorOverhead¦Together | Other | Company Initiated
|  | CompanyInitiated¦ReturnCircuitNormal¦Elbow¦Normal | Other | Company Initiated
|  | CompanyInitiated¦ReturnCircuitNormal¦Fuse¦BurnedOpen | Other | Company Initiated
|  | CompanyInitiated¦ReturnCircuitNormal¦Jumper¦Normal | Other | Company Initiated
|  | CompanyInitiated¦ReturnCircuitNormal¦PoleWood¦Broken | Other | Company Initiated
|  | CompanyInitiated¦ReturnCircuitNormal¦PoleWood¦Brokenwireonground | Other | Company Initiated
|  | CompanyInitiated¦ReturnCircuitNormal¦Switch(UG)¦Normal | Other | Company Initiated
|  | CompanyInitiated¦ReturnCircuitNormal¦Transformer(OH)¦FailedFaulted | Other | Company Initiated
|  | EnvironmentalExternal¦FireForestGrass¦Transformer(OH)¦ | Other | Equipment (Transformer)
|  | EnvironmentalExternal¦FloodErosion¦ConductorUnderground¦Contaminated | Other | Primary Conductor - Line Slap
|  | EnvironmentalExternal¦FloodErosion¦Other¦OnGround | Other | Primary Conductor - Wire Down
|  | EnvironmentalExternal¦FloodErosion¦Transformer(OH)¦ | Other | Equipment (Transformer)
|  | EnvironmentalExternal¦FloodErosion¦Transformer(UG)¦Deteriorated | Other | Equipment (Transformer)
|  | EnvironmentalExternal¦Iceorsnow¦AnchororGuy¦Broken | Other | Equipment (Support Structure)
|  | EnvironmentalExternal¦Iceorsnow¦ConductorOverhead¦Deteriorated | Other | Primary Conductor - Other
|  | EnvironmentalExternal¦Iceorsnow¦PoleWood¦Normal | Other | Equipment (Support Structure)
|  | EnvironmentalExternal¦Iceorsnow¦Serviceconductor¦Broken | Other | Secondary Conductor
|  | EnvironmentalExternal¦Iceorsnow¦Transformer(OH)¦Normal | Other | Equipment (Transformer)
|  | EnvironmentalExternal¦Iceorsnow¦Transformer¦Arcing | Other | Equipment (Transformer)
|  | EnvironmentalExternal¦Lightning¦ConductorUnderground¦Normal | Other | Primary Conductor - Other
|  | EnvironmentalExternal¦Lightning¦CT¦Burnedflashed | Other | Equipment (other)
|  | EnvironmentalExternal¦Lightning¦Pothead(RiserTermination)¦Burnedflashed | Other | Equipment (other)
|  | EnvironmentalExternal¦Lightning¦Recloser¦Normal | Other | Equipment (DPD)
|  | EnvironmentalExternal¦Lightning¦Transformer¦Brokenwireonground | Other | Equipment (Transformer)
|  | EnvironmentalExternal¦Water¦PoleWood¦Broken | Other | Equipment (Support Structure)
|  | EnvironmentalExternal¦Water¦PoleWood¦OnGround | Other | Equipment (Support Structure)
|  | EnvironmentalExternal¦Water¦Switch(OH)¦Normal | Other | Equipment (Switch)
|  | EnvironmentalExternal¦Water¦Transformer(UG)¦Contaminated | Other | Equipment (Transformer)
|  | EnvironmentalExternal¦Water¦Transformer(UG)¦Normal | Other | Equipment (Transformer)
|  | EnvironmentalExternal¦Water¦Transformer¦Arcing | Other | Equipment (Transformer)
|  | EnvironmentalExternal¦Water¦Transformer¦Brokenwireonobject | Other | Equipment (Transformer)
|  | EquipmentFailureInvolved¦ElectricalOverload¦ConductorUnderground¦Normal | Equipment | Primary Conductor - Wire Down
|  | EquipmentFailureInvolved¦ElectricalOverload¦ConnectororSplice(UG)¦Burnedflashed | Equipment | Primary Conductor - Other
|  | EquipmentFailureInvolved¦ElectricalOverload¦Fuse¦Normal | Equipment | Equipment (Fuse)
|  | EquipmentFailureInvolved¦ElectricalOverload¦Jumper¦Deteriorated | Equipment | Primary Conductor - Other
|  | EquipmentFailureInvolved¦Firepole¦Fuse¦Broken | Equipment | Equipment (Fuse)
|  | EquipmentFailureInvolved¦Overhead¦Bushing¦Deteriorated | Equipment | Primary Conductor - Other
|  | EquipmentFailureInvolved¦Overhead¦Capacitor¦Broken | Equipment | Equipment (Capacitor)
|  | EquipmentFailureInvolved¦Overhead¦Cutoutfuseholder¦Brokenwireonground | Equipment | Equipment (Fuse)
|  | EquipmentFailureInvolved¦Overhead¦Fuse¦Malfunctioning | Equipment | Equipment (Fuse)
|  | EquipmentFailureInvolved¦Overhead¦Other¦Brokenwireonground | Equipment | Primary Conductor - Wire Down
|  | EquipmentFailureInvolved¦Overhead¦PotheadRiserTermination¦Burnedflashed | Equipment | Equipment (other)
|  | EquipmentFailureInvolved¦Overhead¦PTCCVT¦BurnedOpen | Equipment | Equipment (other)
|  | EquipmentFailureInvolved¦Overhead¦Recloser¦Arcing | Equipment | Equipment (DPD)
|  | EquipmentFailureInvolved¦Overhead¦SCADA¦Malfunctioning | Equipment | Equipment (other)
|  | EquipmentFailureInvolved¦Overhead¦Serviceconductor¦FailedFaulted | Equipment | Secondary Conductor
|  | EquipmentFailureInvolved¦Overhead¦Serviceconductor¦Together | Equipment | Secondary Conductor
|  | EquipmentFailureInvolved¦Overhead¦Switch(OH)¦Leaking | Equipment | Equipment (Switch)
|  | EquipmentFailureInvolved¦Underground¦CableTermination(livefront¦Broken | Equipment | Primary Conductor - Other
|  | EquipmentFailureInvolved¦Underground¦CustomerEquipment¦Normal | Equipment | Equipment (other)
|  | EquipmentFailureInvolved¦Underground¦Fuse¦BurnedOpen | Equipment | Equipment (Fuse)
|  | EquipmentFailureInvolved¦Underground¦Transformer(OH)¦Burnedflashed | Equipment | Equipment (Transformer)
|  | UnknownCause¦Patrolfoundnothing¦Fuse¦Broken | Other | Equipment (Fuse)
|  | Vegetation¦Othergroundvegetation¦AnchororGuy¦Normal | Vegetation | Vegetation (other)
|  | Vegetation¦Othergroundvegetation¦Transformer¦Normal | Vegetation | Vegetation (other)
|  | Vegetation¦Treebarkfellintoline¦Bus¦FailedFaulted | Vegetation | Vegetation (Branch)
|  | Vegetation¦Treebarkfellintoline¦Insulator¦Normal | Vegetation | Vegetation (Branch)
|  | Vegetation¦Treebarkfellintoline¦PoleWood¦Normal | Vegetation | Vegetation (Branch)
|  | Vegetation¦Treebranchfellonline¦Bushing¦Arcing | Vegetation | Vegetation (Branch)
|  | Vegetation¦Treebranchfellonline¦CustomerEquipment¦Arcing | Vegetation | Vegetation (Branch)
|  | Vegetation¦Treebranchfellonline¦PoleWood¦Contaminated | Vegetation | Vegetation (Branch)
|  | Vegetation¦Treebranchfellonline¦PoleWood¦Deteriorated | Vegetation | Vegetation (Branch)
|  | Vegetation¦Treebranchfellonline¦Transformer(OH)¦Deteriorated | Vegetation | Vegetation (Branch)
|  | Vegetation¦TreecuttingPG&Econtractor¦CircuitBreaker¦Normal | Vegetation | Vegetation (other)
|  | Vegetation¦TreecuttingPG&Econtractor¦Transformer(OH)¦Brokenwireonground | Vegetation | Vegetation (other)
|  | Vegetation¦Treefellintoline¦LightningArrestor¦Burnedflashed | Vegetation | Vegetation (Trunk)
|  | Vegetation¦Treefellintoline¦MeteringEquipment¦FailedFaulted | Vegetation | Vegetation (Trunk)
|  | Vegetation¦Treegrewintoline¦Transformer(OH)¦Contaminated | Vegetation | Vegetation (other)
|  | Vegetation¦Treegrewintoline¦Transformer¦Burnedflashed | Vegetation | Vegetation (other)
|  | WildfireMitigation¦PublicSafetyPowerShutoff¦Insulator¦Broken | Other | Company Initiated
|  | 3rdParty¦CustomerEquipment¦AnchororGuy¦Brokenwireonground | Third Party | Third Party (other)
|  | 3rdParty¦CustomerEquipment¦CircuitBreaker¦Broken | Third Party | Third Party (other)
|  | 3rdParty¦CustomerEquipment¦CT¦FailedFaulted | Third Party | Third Party (other)
|  | 3rdParty¦Firehouseorbldg¦CustomerEquipment¦Contaminated | Third Party | Third Party (other)
|  | 3rdParty¦Firehouseorbldg¦Insulator¦FailedFaulted | Third Party | Third Party (other)
|  | 3rdParty¦Firehouseorbldg¦MeteringEquipment¦Normal | Third Party | Third Party (other)
|  | 3rdParty¦Firehouseorbldg¦Serviceconductor¦Normal | Third Party | Third Party (other)
|  | 3rdParty¦GunShot¦Fuse¦BurnedOpen | Third Party | Third Party (other)
|  | 3rdParty¦Kite¦ConductorOverhead¦Contaminated | Third Party | Third Party (other)
|  | 3rdParty¦MetallicBalloon¦ConductorOverhead¦Contaminated | Third Party | Third Party (Balloon)
|  | 3rdParty¦Other¦ConductorOverhead¦Deteriorated | Third Party | Third Party (other)
|  | 3rdParty¦Other¦Other¦Brokenwireonground | Third Party | Third Party (other)
|  | 3rdParty¦ThrownObject¦Fuse¦Normal | Third Party | Third Party (other)
|  | 3rdParty¦Treecutting3rdparty¦PoleWood¦Normal | Third Party | Third Party (other)
|  | 3rdParty¦Vandalism¦Transformer(OH)¦Burnedflashed | Third Party | Third Party (other)
|  | 3rdParty¦Vehicle¦ConductorUnderground¦Normal | Third Party | Third Party (Vehicle)
|  | 3rdParty¦Vehicle¦CrossarmWood¦Burnedflashed | Third Party | Third Party (Vehicle)
|  | Animal¦Birdfound¦CrossarmWood¦Burnedflashed | Animal | Animal (Bird)
|  | Animal¦Birdfound¦Insulator¦Normal | Animal | Animal (Bird)
|  | Animal¦Birdfound¦Switch¦Burnedflashed | Animal | Animal (Bird)
|  | Animal¦Other¦Capacitor¦Broken | Animal | Animal (other)
|  | Animal¦Other¦Capacitor¦Burnedflashed | Animal | Animal (other)
|  | Animal¦Other¦ConductorOverhead¦Arcing | Animal | Animal (other)
|  | Animal¦Other¦Sectionalizer¦FailedFaulted | Animal | Animal (other)
|  | Animal¦Other¦Transformer(OH)¦Contaminated | Animal | Animal (other)
|  | Animal¦Squirrel¦Transformer(OH)¦ | Animal | Animal (Squirrel)
|  | EnvironmentalExternal¦FireForestGrass¦Transformer¦Brokenwireonground | Other | Equipment (Transformer)
|  | EnvironmentalExternal¦FireForestGrass¦Transformer(UG)¦Normal | Other | Equipment (Transformer)
|  | EnvironmentalExternal¦FloodErosion¦Transformer(UG)¦Normal | Other | Equipment (Transformer)
|  | EnvironmentalExternal¦Lightning¦Capacitor¦Broken | Other | Equipment (Capacitor)
|  | EnvironmentalExternal¦Lightning¦Transformer(OH)¦ | Other | Equipment (Transformer)
|  | EnvironmentalExternal¦Water¦Recloser¦Leaking | Other | Equipment (DPD)
|  | EnvironmentalExternal¦Water¦Recloser¦Malfunctioning | Other | Equipment (DPD)
|  | EnvironmentalExternal¦Water¦Transformer¦Normal | Other | Equipment (Transformer)
|  | EquipmentFailureInvolved¦ElectricalOverload¦CrossarmWood¦Deteriorated | Equipment | Equipment (Support Structure)
|  | EquipmentFailureInvolved¦Firepole¦Jumper¦Broken | Equipment | Primary Conductor - Other
|  | EquipmentFailureInvolved¦Firepole¦StreetLightEquipment¦Burnedflashed | Equipment | Equipment (other)
|  | EquipmentFailureInvolved¦Overhead¦Booster¦Leaking | Equipment | Equipment (Voltage Control)
|  | EquipmentFailureInvolved¦Overhead¦ConnectorBolted¦Annealed | Equipment | Primary Conductor - Other
|  | EquipmentFailureInvolved¦Overhead¦PTCCVT¦Broken | Equipment | Equipment (other)
|  | EquipmentFailureInvolved¦Overhead¦Serviceconductor¦Contaminated | Equipment | Secondary Conductor
|  | EquipmentFailureInvolved¦Overhead¦StreetLightEquipment¦Malfunctioning | Equipment | Equipment (other)
|  | EquipmentFailureInvolved¦Substation¦RegulatorLTCsubstation¦Malfunctioning | Equipment | Equipment (Voltage Control)
|  | EquipmentFailureInvolved¦Underground¦¦Malfunctioning | Equipment | Equipment (other)
|  | EquipmentFailureInvolved¦Underground¦CustomerEquipment¦FailedFaulted | Equipment | Equipment (other)
|  | EquipmentFailureInvolved¦Underground¦Other¦Contaminated | Equipment | Primary Conductor - Other
|  | EquipmentFailureInvolved¦Underground¦Other¦Deteriorated | Equipment | Equipment (other)
|  | EquipmentFailureInvolved¦Underground¦Splicebox¦FailedFaulted | Equipment | Primary Conductor - Other
|  | EquipmentFailureInvolved¦Underground¦Transformer¦BurnedOpen | Equipment | Equipment (Transformer)
|  | UnknownCause¦Patrolnotconducted¦Transformer¦Broken | Other | Equipment (Transformer)
|  | Vegetation¦Othergroundvegetation¦Fuse¦BurnedOpen | Vegetation | Vegetation (other)
|  | Vegetation¦Othergroundvegetation¦Transformer(OH)¦FailedFaulted | Vegetation | Vegetation (other)
|  | Vegetation¦Treebarkfellintoline¦Pothead(RiserTermination)¦Normal | Vegetation | Vegetation (Branch)
|  | Vegetation¦Treebarkfellintoline¦Serviceconductor¦Together | Vegetation | Vegetation (Branch)
|  | Vegetation¦Treebarkfellintoline¦Transformer¦Arcing | Vegetation | Vegetation (Branch)
|  | Vegetation¦Treebarkfellintoline¦Transformer¦Burnedflashed | Vegetation | Vegetation (Branch)
|  | Vegetation¦Treebranchfellonline¦Capacitor¦Normal | Vegetation | Vegetation (Branch)
|  | Vegetation¦Treebranchfellonline¦Other¦FailedFaulted | Vegetation | Vegetation (Branch)
|  | Vegetation¦Treebranchfellonline¦PoleWood¦Normal | Vegetation | Vegetation (Branch)
|  | Vegetation¦Treebranchfellonline¦Recloser¦Malfunctioning | Vegetation | Vegetation (Branch)
|  | Vegetation¦Treefellintoline¦ConductorUnderground¦Burnedflashed | Vegetation | Vegetation (Trunk)
|  | Vegetation¦Treefellintoline¦CrossarmWood¦Normal | Vegetation | Vegetation (Trunk)
|  | Vegetation¦Treefellintoline¦Transformer(UG)¦Broken | Vegetation | Vegetation (Trunk)
|  | 3rdParty¦CustomerEquipment¦ConductorUnderground¦Contaminated | Third Party | Third Party (other)
|  | 3rdParty¦Firehouseorbldg¦Capacitor¦Burnedflashed | Third Party | Third Party (other)
|  | 3rdParty¦Treecutting3rdparty¦Transformer(OH)¦Brokenwireonground | Third Party | Third Party (other)
|  | 3rdParty¦Treecutting3rdparty¦Transformer(UG)¦Normal | Third Party | Third Party (other)
|  | Animal¦Squirrel¦TransformerSTASVC¦Normal | Animal | Animal (Squirrel)
|  | CompanyInitiated¦ConstructionActivityequipcompany¦Generator¦Normal | Other | Company Initiated
|  | CompanyInitiated¦ConstructionActivityequipcompany¦Insulator¦FailedFaulted | Other | Company Initiated
|  | CompanyInitiated¦ConstructionActivityequipcompany¦LightningArrestor¦FailedFaulted | Other | Company Initiated
|  | CompanyInitiated¦ConstructionActivityequipcompany¦Other¦Malfunctioning | Other | Company Initiated
|  | CompanyInitiated¦ConstructionActivityequipcompany¦Regulator¦Normal | Other | Company Initiated
|  | CompanyInitiated¦ConstructionActivityequipcompany¦Secondary¦Broken | Other | Company Initiated
|  | CompanyInitiated¦ConstructionActivityequipcompany¦Transformer¦FailedFaulted | Other | Company Initiated
|  | CompanyInitiated¦ConstructionActivityequipcompany¦Transformer(OH)¦Leaking | Other | Company Initiated
|  | CompanyInitiated¦Coordinationfailure¦ConductorUnderground¦Normal | Other | Company Initiated
|  | CompanyInitiated¦Coordinationfailure¦Serviceconductor¦Brokenwireonground | Other | Company Initiated
|  | CompanyInitiated¦ImproperConstruction¦ConductorUnderground¦Broken | Other | Company Initiated
|  | CompanyInitiated¦ImproperConstruction¦Elbow¦Normal | Other | Company Initiated
|  | CompanyInitiated¦ImproperConstruction¦Insulator¦Normal | Other | Company Initiated
|  | CompanyInitiated¦ImproperConstruction¦Interrupter¦Normal | Other | Company Initiated
|  | CompanyInitiated¦ImproperConstruction¦Other¦FailedFaulted | Other | Company Initiated
|  | CompanyInitiated¦ImproperConstruction¦Secondary¦BurnedOpen | Other | Company Initiated
|  | CompanyInitiated¦ImproperConstruction¦Secondary¦Normal | Other | Company Initiated
|  | CompanyInitiated¦ImproperConstruction¦Switch(OH)¦Normal | Other | Company Initiated
|  | CompanyInitiated¦Insulatorwashing¦PoleWood¦Contaminated | Other | Company Initiated
|  | CompanyInitiated¦Operatingerror¦Generator¦FailedFaulted | Other | Company Initiated
|  | CompanyInitiated¦OtherCircuits¦PoleWood¦Normal | Other | Company Initiated
|  | CompanyInitiated¦OtherCircuits¦Relay¦Normal | Other | Company Initiated
|  | CompanyInitiated¦Personnelcompany¦ConductorOverhead¦Annealed | Other | Company Initiated
|  | CompanyInitiated¦Personnelcompany¦Pothead(RiserTermination)¦Burnedflashed | Other | Company Initiated
|  | CompanyInitiated¦Personnelcompany¦Transformer¦Broken | Other | Company Initiated
|  | CompanyInitiated¦Personnelcompany¦Transformer¦Malfunctioning | Other | Company Initiated
|  | CompanyInitiated¦Personnelcompany¦Transformer(OH)¦Deteriorated | Other | Company Initiated
|  | CompanyInitiated¦Personnelcompany¦Transformer(UG)¦Normal | Other | Company Initiated
|  | CompanyInitiated¦Plannedcapital¦¦ | Other | Company Initiated
|  | CompanyInitiated¦Plannedcapital¦ConductorOverhead¦Normal | Other | Company Initiated
|  | CompanyInitiated¦Plannedcapital¦ConnectororSplice(UG)¦Arcing | Other | Company Initiated
|  | CompanyInitiated¦Plannedcapital¦Elbow¦Normal | Other | Company Initiated
|  | CompanyInitiated¦Plannedcapital¦Fuse¦Normal | Other | Company Initiated
|  | CompanyInitiated¦Plannedcapital¦Interrupter¦ | Other | Company Initiated
|  | CompanyInitiated¦Plannedcapital¦Other¦Normal | Other | Company Initiated
|  | CompanyInitiated¦Plannedcapital¦PoleWood¦Normal | Other | Company Initiated
|  | CompanyInitiated¦Plannedcapital¦Transformer¦Broken | Other | Company Initiated
|  | CompanyInitiated¦Plannedcapital¦Transformer¦Normal | Other | Company Initiated
|  | CompanyInitiated¦Plannedcapital¦Transformer(OH)¦ | Other | Company Initiated
|  | CompanyInitiated¦Plannedcapital¦Transformer(UG)¦Normal | Other | Company Initiated
|  | CompanyInitiated¦Plannedcustomer¦¦ | Other | Company Initiated
|  | CompanyInitiated¦Plannedcustomer¦Serviceconductor¦Normal | Other | Company Initiated
|  | CompanyInitiated¦Plannedcustomer¦Transformer¦Normal | Other | Company Initiated
|  | CompanyInitiated¦Plannedcustomer¦Transformer(OH)¦ | Other | Company Initiated
|  | CompanyInitiated¦Plannedmaintenance¦¦ | Other | Company Initiated
|  | CompanyInitiated¦Plannedmaintenance¦ConductorOverhead¦Brokenwireonobject | Other | Company Initiated
|  | CompanyInitiated¦Plannedmaintenance¦ConductorUnderground¦Normal | Other | Company Initiated
|  | CompanyInitiated¦Plannedmaintenance¦Cutoutfuseholder¦Normal | Other | Company Initiated
|  | CompanyInitiated¦Plannedmaintenance¦Other¦Normal | Other | Company Initiated
|  | CompanyInitiated¦Plannedmaintenance¦PoleWood¦Normal | Other | Company Initiated
|  | CompanyInitiated¦Plannedmaintenance¦Secondary¦Normal | Other | Company Initiated
|  | CompanyInitiated¦Plannedmaintenance¦Transformer¦Deteriorated | Other | Company Initiated
|  | CompanyInitiated¦Plannedmaintenance¦Transformer¦Normal | Other | Company Initiated
|  | CompanyInitiated¦Plannedmaintenance¦Transformer(OH)¦ | Other | Company Initiated
|  | CompanyInitiated¦Plannedmaintenance¦Transformer(UG)¦Normal | Other | Company Initiated
|  | CompanyInitiated¦ReturnCircuitNormal¦Jumper¦Broken | Other | Company Initiated
|  | EnvironmentalExternal¦Earthquake¦Fuse¦FailedFaulted | Other | Equipment (Fuse)
|  | EquipmentFailureInvolved¦Firepole¦CrossarmSteel¦Burnedflashed | Equipment | Equipment (Support Structure)
|  | EquipmentFailureInvolved¦Overhead¦Capacitor¦Normal | Equipment | Equipment (Capacitor)
|  | EquipmentFailureInvolved¦Overhead¦PotheadRiserTermination¦Broken | Equipment | Equipment (other)
|  | Vegetation¦Treefellintoline¦Serviceconductor¦FailedFaulted | Vegetation | Vegetation (Trunk)
|  | WildfireMitigation¦PlannedWSIPSystemHardening¦¦ | Other | Company Initiated
|  | WildfireMitigation¦PlannedWSIPSystemHardening¦Bushing¦FailedFaulted | Other | Company Initiated
|  | WildfireMitigation¦PlannedWSIPSystemHardening¦ConductorOverhead¦Normal | Other | Company Initiated
|  | WildfireMitigation¦PlannedWSIPSystemHardening¦Other¦Normal | Other | Company Initiated
|  | WildfireMitigation¦PlannedWSIPSystemHardening¦PoleWood¦Deteriorated | Other | Company Initiated
|  | WildfireMitigation¦PlannedWSIPSystemHardening¦Transformer(OH)¦ | Other | Company Initiated
|  | WildfireMitigation¦PublicSafetyPowerShutoff¦Switch(UG)¦Normal | Other | Company Initiated
|  | WildfireMitigation¦PublicSafetyPowerShutoff¦Transformer(UG)¦Normal | Other | Company Initiated
|  | CompanyInitiated¦Personnelcompany¦Capacitor¦Normal |  | Company Initiated
|  | EquipmentFailureInvolved¦ElectricalOverload¦Regulator¦Malfunctioning |  | Equipment (Voltage Control)
|  | EquipmentFailureInvolved¦Overhead¦Relay¦Malfunctioning |  | Equipment (other)
|  | EquipmentFailureInvolved¦Underground¦Bushing¦FailedFaulted |  | Equipment (other)