## Overview
Spatial Data Status Report - v3.2 - Overview
Dataset | Feature Class or Table | Submitted (Yes/No) | Reason | Availability Explanation | Locations Confidential? (Yes/No) | Metadata Included (Yes/No)? | Metadata Absence Explanation | Data Procurement Actions | Estimated Delivery
Asset Point | Camera | Yes |  | Included | No | No | Included | N/A - Included | N/A
| Connection Device | Yes |  | Included | Yes | Yes | Included | N/A - Included | N/A
| Customer Meter | No | Not able to provide | Data not currently in GIS or available through the new ETL process | Yes | No | Data not included | Need to create new data process | TBD
| Fuse | Yes |  | Included | Yes | Yes | Included | N/A - Included | N/A
| Lightning Arrester | Yes |  | Included | Yes | Yes | Included | N/A - Included | N/A
| Substation | Yes |  | Included | Yes | Yes | Included | N/A - Included | N/A
| Support Structure | Yes |  | Included | Yes | Yes | Included | N/A - Included | N/A
| Support Structure Detail | Yes |  | Included | N/A | Yes | Included | N/A - Included | N/A
| Switchgear | Yes |  | Included | Yes | Yes | Included | N/A - Included | N/A
| Transformer Site | Yes |  | Included | Yes | Yes | Included | N/A - Included | N/A
| Transformer Detail | Yes |  | Included | N/A | Yes | Included | N/A - Included | N/A
| Weather Station | Yes |  | Included | No | Yes | Included | N/A - Included | N/A
Asset Line | Transmission Line | Yes |  | Included | Yes | Yes | Included | N/A - Included | N/A
| Transmission Line Detail | Yes |  | Included | N/A | Yes | Included | N/A - Included | N/A
| Primary Distribution Line | Yes |  | Included | Yes | Yes | Included | N/A - Included | N/A
| Secondary Distribution Line | Yes |  | Included | Yes | Yes | Included | N/A - Included | N/A
PSPS Event | PSPS Event Log | No | Not relevant for the reporting quarter | No PSPS Data in Q2 | N/A | No | No PSPS Data in Q2 | N/A | N/A
| PSPS Event Line | No | Not relevant for the reporting quarter | No PSPS Data in Q2 | Yes | No | No PSPS Data in Q2 | N/A | N/A
| PSPS Event Polygon | No | Not relevant for the reporting quarter | No PSPS Data in Q2 | Yes | No | No PSPS Data in Q2 | N/A | N/A
| PSPS Event Customer Meter Point | No | Not relevant for the reporting quarter | No PSPS Data in Q2 | Yes | No | No PSPS Data in Q2 | N/A | N/A
| PSPS Event Damage Point | No | Not relevant for the reporting quarter | No PSPS Data in Q2 | No | No | No PSPS Data in Q2 | N/A | N/A
| PSPS Event Conductor Damage Detail | No | Not relevant for the reporting quarter | No PSPS Data in Q2 | N/A | No | No PSPS Data in Q2 | N/A | N/A
| PSPS Event Support Structure Damage Detail | No | Not relevant for the reporting quarter | No PSPS Data in Q2 | N/A | No | No PSPS Data in Q2 | N/A | N/A
| PSPS Event Other Asset Damage Detail | No | Not relevant for the reporting quarter | No PSPS Data in Q2 | N/A | No | No PSPS Data in Q2 | N/A | N/A
| PSPS Event Damage Photo Log | No | Not relevant for the reporting quarter | No PSPS Data in Q2 | N/A | No | No PSPS Data in Q2 | N/A | N/A
Risk Event | Wire Down Event | Yes |  | Included | Yes | Yes | Included | N/A - Included | N/A
| Ignition | No | Not relevant for the reporting quarter | No Ignition Data in Q2 | Yes | Yes | No Ignition Data in Q2 | N/A | N/A
| Unplanned Outage | Yes |  | Included | No | Yes | Included | N/A - Included | N/A
| Risk Event Photo Log | No | Not able to provide | Do not have photos / data | N/A | No | No data included | Would need to add resources, tools, storage, and processes to include | TBD
Initiative | Vegetation Inspection Point | No | Not able to provide | Vegetation management inspections are managed "line-based" and therefore no point data will be submitted | No | No | No vegetation management point data to submit | N/A | N/A
| Vegetation Inspection Line | Yes |  | Included | No | Yes | Included | N/A - Included | N/A
| Vegetation Inspection Polygon | No | Not able to provide | Vegetation management inspections are managed "line-based" and therefore no point data will be submitted | No | No | No vegetation management polygon data to submit | N/A | N/A
| Vegetation Management Project Point | No | Not able to provide | Not currently in GIS or tracked this way | No | No | No Data Provided | N/A | N/A
| Vegetation Management Project Line | Yes |  | Included | No | Yes | Included | N/A - Included | N/A
| Vegetation Management Project Polygon | No | Not able to provide | Not currently in GIS or tracked this way | No | No | No vegetation management polygon data to submit | N/A | N/A
| Asset Inspection Point | Yes |  | Included | No | Yes | Included | N/A - Included | N/A
| Asset Inspection Line | Yes |  | Included | No | Yes | Included | N/A - Included | N/A
| Asset Inspection Polygon | Yes |  | Included | No | Yes | Included | N/A - Included | N/A
| Grid Hardening Point | Yes |  | Included | No | Yes | Included | N/A - Included | N/A
| Grid Hardening Line | Yes |  | Included | No | Yes | Included | N/A - Included | N/A
| Other Initiative Point | No | Not able to provide | No Other Initiatives | No | No | No Other Initiatives | No Other Initiatives | N/A
| Other Initiative Line | No | Not able to provide | No Other Initiatives | No | No | No Other Initiatives | No Other Initiatives | N/A
| Other Initiative Polygon | No | Not able to provide | No Other Initiatives | No | No | No Other Initiatives | No Other Initiatives | N/A
| Initiative Audit Point | No | Not able to provide | Data not currently in GIS or available through the new ETL process | No | No | Data not included | Need to create new data process | TBD
| Initiative Audit Line | No | Not able to provide | Data not currently in GIS or available through the new ETL process | No | No | Data not included | Need to create new data process | TBD
| Initiative Audit Polygon | No | Not able to provide | Data not currently in GIS or available through the new ETL process | No | No | Data not included | Need to create new data process | TBD
| Initiative Photo Log | No | Not able to provide | Photo capture is not part of standard procedure at this time - no photos available | N/A | No | No data submitted | Amend process to capture and store photos | TBD
Other Required Data | Other Power Line Connection Location | No | Not able to provide | Do not have the data in GIS | Yes | No | Data not included | Need to make improvements to the ETL Process | TBD
| Critical Facility | No | Not able to provide | Do not have the data in GIS | Yes | No | Data not included | Need to make improvements to the ETL Process | TBD
| Red Flag Warning Day Polygon | No | Not able to provide | Do not have the data in GIS | No | No | Data not included | Need to make improvements to the ETL Process | TBD
| High Wind Warning Day Polygon | No | Not able to provide | Do not have the data in GIS | No | No | Data not included | Need to make improvements to the ETL Process | TBD
| Administrative Area | Yes |  | Included | No | Yes | Included | N/A - Included | N/A
| Major Woody Stem Exempt Tree Points | Yes |  | Included | No | Yes | Included | N/A - Included | N/A

## Reasons (hidden)
No change since last submission | Yes
Not able to provide | No
Not relevant for the reporting quarter

## Details
Spatial Data Status Report - v3.2 - Details
Dataset | Feature Class / Table Name | Field Name | Provided in Current Submission | Availability Explanation | Data Procurement Actions | Estimated Delivery | Confidential
Asset Line | Primary Distribution Line | SegmentID | No | Data not currently in GIS or available through the new ETL process | Need to create new data process | TBD | Yes
Asset Line | Primary Distribution Line | CircuitID | Yes | Included | N/A - Included | N/A | Yes
Asset Line | Primary Distribution Line | UtilityID | Yes | Included | N/A - Included | N/A | Yes
Asset Line | Primary Distribution Line | SubstationID | Yes | Included | N/A - Included | N/A | Yes
Asset Line | Primary Distribution Line | CircuitName | Yes | Included | N/A - Included | N/A | Yes
Asset Line | Primary Distribution Line | ConductorType | Yes | Included | N/A - Included | N/A | Yes
Asset Line | Primary Distribution Line | ConductorTypeComment | Yes | Included | N/A - Included | N/A | Yes
Asset Line | Primary Distribution Line | AssetOHUG | Yes | Included | N/A - Included | N/A | Yes
Asset Line | Primary Distribution Line | NominalVoltagekV | Yes | Included | N/A - Included | N/A | Yes
Asset Line | Primary Distribution Line | OperatingVoltagekV | Yes | Included | N/A - Included | N/A | Yes
Asset Line | Primary Distribution Line | SubstationName | Yes | Included | N/A - Included | N/A | Yes
Asset Line | Primary Distribution Line | ConductorMaterial | Yes | Included | N/A - Included | N/A | Yes
Asset Line | Primary Distribution Line | ConductorMaterialComment | Yes | Included | N/A - Included | N/A | Yes
Asset Line | Primary Distribution Line | ConductorSize | Yes | Included | N/A - Included | N/A | Yes
Asset Line | Primary Distribution Line | ConductorOD | No | Data not currently in GIS or available through the new ETL process | Need to create new data process | TBD | Yes
Asset Line | Primary Distribution Line | LastInspectionDate | No | Data not currently in GIS or available through the new ETL process | Need to create new data process | TBD | Yes
Asset Line | Primary Distribution Line | LastMaintenanceDate | No | Data not currently in GIS or available through the new ETL process | Need to create new data process | TBD | Yes
Asset Line | Primary Distribution Line | InstallationDate | No | Data not currently in GIS or available through the new ETL process | Need to create new data process | TBD | Yes
Asset Line | Primary Distribution Line | InstallationYear | Yes | Included | N/A - Included | N/A | Yes
Asset Line | Primary Distribution Line | EstimatedAge | Yes | Included | N/A - Included | N/A | Yes
Asset Line | Primary Distribution Line | UsefulLifespan | No | Data not currently in GIS or available through the new ETL process | Need to create new data process | TBD | Yes
Asset Line | Primary Distribution Line | AmpacityRating | No | Data not currently in GIS or available through the new ETL process | Need to create new data process | TBD | Yes
Asset Line | Primary Distribution Line | OverallUtilityRisk | No | Data not currently in GIS or available through the new ETL process | Need to create new data process | TBD | Yes
Asset Line | Primary Distribution Line | IgnitionRisk | No | Data not currently in GIS or available through the new ETL process | Need to create new data process | TBD | Yes
Asset Line | Primary Distribution Line | PSPSRisk | No | Data not currently in GIS or available through the new ETL process | Need to create new data process | TBD | Yes
Asset Line | Secondary Distribution Line | SegmentID | No | Data not currently in GIS or available through the new ETL process | Need to create new data process | TBD | Yes
Asset Line | Secondary Distribution Line | CircuitID | Yes | Included | N/A - Included | N/A | Yes
Asset Line | Secondary Distribution Line | UtilityID | Yes | Included | N/A - Included | N/A | Yes
Asset Line | Secondary Distribution Line | SubstationID | Yes | Included | N/A - Included | N/A | Yes
Asset Line | Secondary Distribution Line | CircuitName | Yes | Included | N/A - Included | N/A | Yes
Asset Line | Secondary Distribution Line | ConductorType | Yes | Included | N/A - Included | N/A | Yes
Asset Line | Secondary Distribution Line | ConductorTypeComment | Yes | Included | N/A - Included | N/A | Yes
Asset Line | Secondary Distribution Line | AssetOHUG | Yes | Included | N/A - Included | N/A | Yes
Asset Line | Secondary Distribution Line | SubstationName | Yes | Included | N/A - Included | N/A | Yes
Asset Line | Secondary Distribution Line | ConductorMaterial | Yes | Included | N/A - Included | N/A | Yes
Asset Line | Secondary Distribution Line | ConductorMaterialComment | Yes | Included | N/A - Included | N/A | Yes
Asset Line | Secondary Distribution Line | ConductorSize | Yes | Included | N/A - Included | N/A | Yes
Asset Line | Secondary Distribution Line | ConductorOD | No | Data not currently in GIS or available through the new ETL process | Need to create new data process | TBD | Yes
Asset Line | Secondary Distribution Line | LastInspectionDate | No | Data not currently in GIS or available through the new ETL process | Need to create new data process | TBD | Yes
Asset Line | Secondary Distribution Line | LastMaintenanceDate | No | Data not currently in GIS or available through the new ETL process | Need to create new data process | TBD | Yes
Asset Line | Secondary Distribution Line | InstallationDate | No | Data not currently in GIS or available through the new ETL process | Need to create new data process | TBD | Yes
Asset Line | Secondary Distribution Line | InstallationYear | Yes | Included | N/A - Included | N/A | Yes
Asset Line | Secondary Distribution Line | EstimatedAge | Yes | Included | N/A - Included | N/A | Yes
Asset Line | Secondary Distribution Line | UsefulLifespan | No | Data not currently in GIS or available through the new ETL process | Need to create new data process | TBD | Yes
Asset Line | Secondary Distribution Line | AmpacityRating | No | Data not currently in GIS or available through the new ETL process | Need to create new data process | TBD | Yes
Asset Line | Secondary Distribution Line | OverallUtilityRisk | No | Data not currently in GIS or available through the new ETL process | Need to create new data process | TBD | Yes
Asset Line | Secondary Distribution Line | IgnitionRisk | No | Data not currently in GIS or available through the new ETL process | Need to create new data process | TBD | Yes
Asset Line | Secondary Distribution Line | PSPSRisk | No | Data not currently in GIS or available through the new ETL process | Need to create new data process | TBD | Yes
Asset Line | Transmission Line | SegmentID | No | Data not currently in GIS or available through the new ETL process | Need to create new data process | TBD | Yes
Asset Line | Transmission Line | CircuitID | Yes | Included | N/A - Included | N/A | Yes
Asset Line | Transmission Line | UtilityID | Yes | Included | N/A - Included | N/A | Yes
Asset Line | Transmission Line | LineClass | Yes | Included | N/A - Included | N/A | Yes
Asset Line | Transmission Line | CircuitName | Yes | Included | N/A - Included | N/A | Yes
Asset Line | Transmission Line | ConductorType | Yes | Included | N/A - Included | N/A | Yes
Asset Line | Transmission Line | ConductorTypeComment | Yes | Included | N/A - Included | N/A | Yes
Asset Line | Transmission Line | AssetOHUG | Yes | Included | N/A - Included | N/A | Yes
Asset Line | Transmission Line | NominalVoltagekV | Yes | Included | N/A - Included | N/A | Yes
Asset Line | Transmission Line | OperatingVoltagekV | Yes | Included | N/A - Included | N/A | Yes
Asset Line | Transmission Line | ConductorMaterial | No | Data not currently in GIS or available through the new ETL process | Need to create new data process | TBD | Yes
Asset Line | Transmission Line | ConductorMaterialComment | No | Data not currently in GIS or available through the new ETL process | Need to create new data process | TBD | Yes
Asset Line | Transmission Line | ConductorSize | No | Data not currently in GIS or available through the new ETL process | Need to create new data process | TBD | Yes
Asset Line | Transmission Line | ConductorOD | No | Data not currently in GIS or available through the new ETL process | Need to create new data process | TBD | Yes
Asset Line | Transmission Line | LastInspectionDate | No | Data not currently in GIS or available through the new ETL process | Need to create new data process | TBD | Yes
Asset Line | Transmission Line | LastMaintenanceDate | No | Data not currently in GIS or available through the new ETL process | Need to create new data process | TBD | Yes
Asset Line | Transmission Line | InstallationDate | No | Data not currently in GIS or available through the new ETL process | Need to create new data process | TBD | Yes
Asset Line | Transmission Line | InstallationYear | No | Data not currently in GIS or available through the new ETL process | Need to create new data process | TBD | Yes
Asset Line | Transmission Line | EstimatedAge | No | Data not currently in GIS or available through the new ETL process | Need to create new data process | TBD | Yes
Asset Line | Transmission Line | UsefulLifespan | No | Data not currently in GIS or available through the new ETL process | Need to create new data process | TBD | Yes
Asset Line | Transmission Line | AmpacityRating | No | Data not currently in GIS or available through the new ETL process | Need to create new data process | TBD | Yes
Asset Line | Transmission Line | OverallUtilityRisk | No | Data not currently in GIS or available through the new ETL process | Need to create new data process | TBD | Yes
Asset Line | Transmission Line | IgnitionRisk | No | Data not currently in GIS or available through the new ETL process | Need to create new data process | TBD | Yes
Asset Line | Transmission Line | PSPSRisk | No | Data not currently in GIS or available through the new ETL process | Need to create new data process | TBD | Yes
Table (Asset Line) | Transmission Line Detail | SegmentID | No | Data not currently in GIS or available through the new ETL process | Need to create new data process | TBD | Yes
Table (Asset Line) | Transmission Line Detail | CircuitID | Yes | Included | N/A - Included | N/A | Yes
Table (Asset Line) | Transmission Line Detail | UtilityID | Yes | Included | N/A - Included | N/A | Yes
Table (Asset Line) | Transmission Line Detail | SubstationID | Yes | Included | N/A - Included | N/A | Yes
Asset Point | Camera | AssetID | Yes | Included | N/A - Included | N/A | No
Asset Point | Camera | SupportStructureID | Yes | Included | N/A - Included | N/A | No
Asset Point | Camera | UtilityID | Yes | Included | N/A - Included | N/A | No
Asset Point | Camera | CameraLocationName | Yes | Included | N/A - Included | N/A | No
Asset Point | Camera | HFTDClass | Yes | Included | N/A - Included | N/A | No
Asset Point | Connection Device | AssetID | Yes | Included | N/A - Included | N/A | Yes
Asset Point | Connection Device | FromStructureID | No | Do not have circuit span data | Rebuild data architecture | TBD | Yes
Asset Point | Connection Device | ToStructureID | No | Do not have circuit span data | Rebuild data architecture | TBD | Yes
Asset Point | Connection Device | SegmentID | No | Data not currently in GIS or available through the new ETL process | Need to create new data process | TBD | Yes
Asset Point | Connection Device | CircuitID | Yes | Included | N/A - Included | N/A | Yes
Asset Point | Connection Device | LineClass | No | Data not currently in GIS or available through the new ETL process | Need to create new data process | TBD | Yes
Asset Point | Connection Device | SubstationID | Yes | Included | N/A - Included | N/A | Yes
Asset Point | Connection Device | UtilityID | Yes | Included | N/A - Included | N/A | Yes
Asset Point | Connection Device | AssetLocation | Yes | Included | N/A - Included | N/A | Yes
Asset Point | Connection Device | ConnectionDeviceType | Yes | Included | N/A - Included | N/A | Yes
Asset Point | Connection Device | ConnectionDeviceTypeComment | Yes | Included | N/A - Included | N/A | Yes
Asset Point | Connection Device | ConnectionDeviceSubtype | Yes | Included | N/A - Included | N/A | Yes
Asset Point | Connection Device | ConnectionDeviceSubtypeComment | Yes | Included | N/A - Included | N/A | Yes
Asset Point | Connection Device | AssociatedNominalVoltagekV | Yes | Included | N/A - Included | N/A | Yes
Asset Point | Connection Device | AssociatedOperatingVoltagekV | Yes | Included | N/A - Included | N/A | Yes
Asset Point | Connection Device | CircuitName | Yes | Included | N/A - Included | N/A | Yes
Asset Point | Connection Device | Manufacturer | Yes | Included | N/A - Included | N/A | Yes
Asset Point | Connection Device | ModelNumber | Yes | Included | N/A - Included | N/A | Yes
Asset Point | Connection Device | LastInspectionDate | Yes | Included | N/A - Included | N/A | Yes
Asset Point | Connection Device | InstallationDate | Yes | Included | N/A - Included | N/A | Yes
Asset Point | Connection Device | InstallationYear | Yes | Included | N/A - Included | N/A | Yes
Asset Point | Connection Device | EstimatedAge | Yes | Included | N/A - Included | N/A | Yes
Asset Point | Connection Device | UsefulLifespan | Yes | Included | N/A - Included | N/A | Yes
Asset Point | Connection Device | HFTDClass | Yes | Included | N/A - Included | N/A | Yes
Asset Point | Customer Meter | MeterID | No | Data not currently in GIS or available through the new ETL process | Need to create new data process | TBD | Yes
Asset Point | Customer Meter | UtilityID | No | Data not currently in GIS or available through the new ETL process | Need to create new data process | TBD | Yes
Asset Point | Customer Meter | SegmentID | No | Data not currently in GIS or available through the new ETL process | Improvements / Enhancement to the ETL process | TBD | Yes
Asset Point | Customer Meter | CircuitID | No | Data not currently in GIS or available through the new ETL process | Need to create new data process | TBD | Yes
Asset Point | Customer Meter | SubstationID | No | Data not currently in GIS or available through the new ETL process | Need to create new data process | TBD | Yes
Asset Point | Customer Meter | CircuitName | No | Data not currently in GIS or available through the new ETL process | Need to create new data process | TBD | Yes
Asset Point | Customer Meter | MeterType | No | Data not currently in GIS or available through the new ETL process | Need to create new data process | TBD | Yes
Asset Point | Customer Meter | Manufacturer | No | Data not currently in GIS or available through the new ETL process | Need to create new data process | TBD | Yes
Asset Point | Customer Meter | ModelNumber | No | Data not currently in GIS or available through the new ETL process | Need to create new data process | TBD | Yes
Asset Point | Customer Meter | InstallationDate | No | Data not currently in GIS or available through the new ETL process | Need to create new data process | TBD | Yes
Asset Point | Customer Meter | InstallationYear | No | Data not currently in GIS or available through the new ETL process | Need to create new data process | TBD | Yes
Asset Point | Customer Meter | EstimatedAge | No | Data not currently in GIS or available through the new ETL process | Need to create new data process | TBD | Yes
Asset Point | Customer Meter | HFTDClass | No | Data not currently in GIS or available through the new ETL process | Need to create new data process | TBD | Yes
Asset Point | Fuse | AssetID | Yes | Included | N/A - Included | N/A | Yes
Asset Point | Fuse | SupportStructureID | Yes | Included | N/A - Included | N/A | Yes
Asset Point | Fuse | UtilityID | Yes | Included | N/A - Included | N/A | Yes
Asset Point | Fuse | SubstationID | Yes | Included | N/A - Included | N/A | Yes
Asset Point | Fuse | SegmentID | No | Data not currently in GIS or available through the new ETL process | Improvements / Enhancement to the ETL process | TBD | Yes
Asset Point | Fuse | CircuitID | Yes | Included | N/A - Included | N/A | Yes
Asset Point | Fuse | AssociatedNominalVoltagekV | Yes | Included | N/A - Included | N/A | Yes
Asset Point | Fuse | AssociatedOperatingVoltagekV | Yes | Included | N/A - Included | N/A | Yes
Asset Point | Fuse | CircuitName | Yes | Included | N/A - Included | N/A | Yes
Asset Point | Fuse | LastInspectionDate | Yes | Included | N/A - Included | N/A | Yes
Asset Point | Fuse | LastMaintenanceDate | Yes | Included | N/A - Included | N/A | Yes
Asset Point | Fuse | ExemptionStatus | Yes | Included | N/A - Included | N/A | Yes
Asset Point | Fuse | FuseRating | Yes | Included | N/A - Included | N/A | Yes
Asset Point | Fuse | FuseType | Yes | Included | N/A - Included | N/A | Yes
Asset Point | Fuse | FuseTypeComment | Yes | Included | N/A - Included | N/A | Yes
Asset Point | Fuse | FuseSubtype | Yes | Included | N/A - Included | N/A | Yes
Asset Point | Fuse | HFTDClass | Yes | Included | N/A - Included | N/A | Yes
Asset Point | Lightning Arrester | AssetID | Yes | Included | N/A - Included | N/A | Yes
Asset Point | Lightning Arrester | SupportStructureID | Yes | Included | N/A - Included | N/A | Yes
Asset Point | Lightning Arrester | UtilityID | Yes | Included | N/A - Included | N/A | Yes
Asset Point | Lightning Arrester | SubstationID | Yes | Included | N/A - Included | N/A | Yes
Asset Point | Lightning Arrester | SegmentID | No | Data not currently in GIS or available through the new ETL process | Improvements / Enhancement to the ETL process | TBD | Yes
Asset Point | Lightning Arrester | CircuitID | Yes | Included | N/A - Included | N/A | Yes
Asset Point | Lightning Arrester | AssociatedNominalVoltagekV | Yes | Included | N/A - Included | N/A | Yes
Asset Point | Lightning Arrester | AssociatedOperatingVoltagekV | Yes | Included | N/A - Included | N/A | Yes
Asset Point | Lightning Arrester | CircuitName | Yes | Included | N/A - Included | N/A | Yes
Asset Point | Lightning Arrester | Manufacturer | Yes | Included | N/A - Included | N/A | Yes
Asset Point | Lightning Arrester | ModelNumber | Yes | Included | N/A - Included | N/A | Yes
Asset Point | Lightning Arrester | LastInspectionDate | Yes | Included | N/A - Included | N/A | Yes
Asset Point | Lightning Arrester | LastMaintenanceDate | Yes | Included | N/A - Included | N/A | Yes
Asset Point | Lightning Arrester | InstallationDate | Yes | Included | N/A - Included | N/A | Yes
Asset Point | Lightning Arrester | InstallationYear | Yes | Included | N/A - Included | N/A | Yes
Asset Point | Lightning Arrester | EstimatedAge | Yes | Included | N/A - Included | N/A | Yes
Asset Point | Lightning Arrester | UsefulLifespan | Yes | Included | N/A - Included | N/A | Yes
Asset Point | Lightning Arrester | ExemptionStatus | Yes | Included | N/A - Included | N/A | Yes
Asset Point | Lightning Arrester | ArresterRating | No | Data not currently in GIS or available through the new ETL process | Improvements / Enhancement to the ETL process | TBD | Yes
Asset Point | Lightning Arrester | HFTDClass | Yes | Included | N/A - Included | N/A | Yes
Asset Point | Substation | SubstationID | Yes | Included | N/A - Included | N/A | Yes
Asset Point | Substation | UtilityID | Yes | Included | N/A - Included | N/A | Yes
Asset Point | Substation | SubstationName | Yes | Included | N/A - Included | N/A | Yes
Asset Point | Substation | SubstationNominalVoltagekV | Yes | Included | N/A - Included | N/A | Yes
Asset Point | Substation | SubstationOperatingVoltagekV | Yes | Included | N/A - Included | N/A | Yes
Asset Point | Substation | SubstationRating | No | Data not currently in GIS or available through the new ETL process | Improvements / Enhancement to the ETL process | TBD | Yes
Asset Point | Substation | LastInspectionDate | No | Data not currently in GIS or available through the new ETL process | Improvements / Enhancement to the ETL process | TBD | Yes
Asset Point | Substation | InstallationDate | No | Data not currently in GIS or available through the new ETL process | Improvements / Enhancement to the ETL process | TBD | Yes
Asset Point | Substation | InstallationYear | Yes | Included | N/A - Included | N/A | Yes
Asset Point | Substation | HFTDClass | Yes | Included | N/A - Included | N/A | Yes
Asset Point | Support Structure | SupportStructureID | Yes | Included | N/A - Included | N/A | Yes
Asset Point | Support Structure | PoleNumber | Yes | Included | N/A - Included | N/A | Yes
Asset Point | Support Structure | UtilityID | Yes | Included | N/A - Included | N/A | Yes
Asset Point | Support Structure | ExemptionStatus | Yes | Included | N/A - Included | N/A | Yes
Asset Point | Support Structure | LastInspectionDate | No | Data not currently in GIS or available through the new ETL process | Improvements / Enhancement to the ETL process | TBD | Yes
Asset Point | Support Structure | LastMaintenanceDate | No | Data not currently in GIS or available through the new ETL process | Improvements / Enhancement to the ETL process | TBD | Yes
Asset Point | Support Structure | LastIntrusiveDate | No | Data not currently in GIS or available through the new ETL process | Improvements / Enhancement to the ETL process | TBD | Yes
Asset Point | Support Structure | InstallationDate | No | Data not currently in GIS or available through the new ETL process | Improvements / Enhancement to the ETL process | TBD | Yes
Asset Point | Support Structure | InstallationYear | Yes | Included | N/A - Included | N/A | Yes
Asset Point | Support Structure | EstimatedAge | No | Data not currently in GIS or available through the new ETL process | Improvements / Enhancement to the ETL process | TBD | Yes
Asset Point | Support Structure | UsefulLifespan | No | Data not currently in GIS or available through the new ETL process | Improvements / Enhancement to the ETL process | TBD | Yes
Asset Point | Support Structure | SupportStructureType | No | Data not currently in GIS or available through the new ETL process | Improvements / Enhancement to the ETL process | TBD | Yes
Asset Point | Support Structure | SupportStructureTypeComment | No | Data not currently in GIS or available through the new ETL process | Improvements / Enhancement to the ETL process | TBD | Yes
Asset Point | Support Structure | SupportStructureMaterial | Yes | Included | N/A - Included | N/A | Yes
Asset Point | Support Structure | SupportStructureMaterialComment | Yes | Included | N/A - Included | N/A | Yes
Asset Point | Support Structure | SupportStructureMaterialSubtype | Yes | Included | N/A - Included | N/A | Yes
Asset Point | Support Structure | Underbuild | Yes | Included | N/A - Included | N/A | Yes
Asset Point | Support Structure | ConstructionGrade | No | Data not currently in GIS or available through the new ETL process | Improvements / Enhancement to the ETL process | TBD | Yes
Asset Point | Support Structure | CrossarmAttached | Yes | Included | N/A - Included | N/A | Yes
Asset Point | Support Structure | OverallUtilityRisk | No | Data not currently in GIS or available through the new ETL process | Improvements / Enhancement to the ETL process | TBD | Yes
Asset Point | Support Structure | IgnitionRisk | No | Data not currently in GIS or available through the new ETL process | Improvements / Enhancement to the ETL process | TBD | Yes
Asset Point | Support Structure | PSPSRisk | No | Data not currently in GIS or available through the new ETL process | Improvements / Enhancement to the ETL process | TBD | Yes
Asset Point | Support Structure | HFTDClass | Yes | Included | N/A - Included | N/A | Yes
Table (Asset Point) | Support Structure Detail | SupportStructureID | Yes | Included | N/A - Included | N/A | Yes
Table (Asset Point) | Support Structure Detail | UtilityID | Yes | Included | N/A - Included | N/A | Yes
Table (Asset Point) | Support Structure Detail | LineClass | Yes | Included | N/A - Included | N/A | Yes
Table (Asset Point) | Support Structure Detail | SegmentID | No | Data not currently in GIS or available through the new ETL process | Improvements / Enhancement to the ETL process | TBD | Yes
Table (Asset Point) | Support Structure Detail | CircuitID | Yes | Included | N/A - Included | N/A | Yes
Asset Point | Switchgear | AssetID | Yes | Included | N/A - Included | N/A | Yes
Asset Point | Switchgear | SupportStructureID | Yes | Included | N/A - Included | N/A | Yes
Asset Point | Switchgear | UtilityID | Yes | Included | N/A - Included | N/A | Yes
Asset Point | Switchgear | SubstationID | Yes | Included | N/A - Included | N/A | Yes
Asset Point | Switchgear | SegmentID | No | Data not currently in GIS or available through the new ETL process | Improvements / Enhancement to the ETL process | TBD | Yes
Asset Point | Switchgear | CircuitID | Yes | Included | N/A - Included | N/A | Yes
Asset Point | Switchgear | CircuitName | Yes | Included | N/A - Included | N/A | Yes
Asset Point | Switchgear | AssetLocation | Yes | Included | N/A - Included | N/A | Yes
Asset Point | Switchgear | AssociatedNominalVoltagekV | Yes | Included | N/A - Included | N/A | Yes
Asset Point | Switchgear | AssociatedOperatingVoltagekV | Yes | Included | N/A - Included | N/A | Yes
Asset Point | Switchgear | Manufacturer | Yes | Included | N/A - Included | N/A | Yes
Asset Point | Switchgear | ModelNumber | Yes | Included | N/A - Included | N/A | Yes
Asset Point | Switchgear | LastInspectionDate | No | Data not currently in GIS or available through the new ETL process | Improvements / Enhancement to the ETL process | TBD | Yes
Asset Point | Switchgear | LastMaintenanceDate | No | Data not currently in GIS or available through the new ETL process | Improvements / Enhancement to the ETL process | TBD | Yes
Asset Point | Switchgear | InstallationDate | No | Data not currently in GIS or available through the new ETL process | Improvements / Enhancement to the ETL process | TBD | Yes
Asset Point | Switchgear | InstallationYear | Yes | Included | N/A - Included | N/A | Yes
Asset Point | Switchgear | EstimatedAge | Yes | Included | N/A - Included | N/A | Yes
Asset Point | Switchgear | UsefulLifespan | Yes | Included | N/A - Included | N/A | Yes
Asset Point | Switchgear | ExemptionStatus | Yes | Included | N/A - Included | N/A | Yes
Asset Point | Switchgear | CurrentRating | Yes | Included | N/A - Included | N/A | Yes
Asset Point | Switchgear | AssetClass | Yes | Included | N/A - Included | N/A | Yes
Asset Point | Switchgear | SCADAEnabled | No | Data not currently in GIS or available through the new ETL process | Improvements / Enhancement to the ETL process | TBD | Yes
Asset Point | Switchgear | SwitchgearType | Yes | Included | N/A - Included | N/A | Yes
Asset Point | Switchgear | SwitchgearTypeComment | Yes | Included | N/A - Included | N/A | Yes
Asset Point | Switchgear | SwitchgearInsulatingMedium | Yes | Included | N/A - Included | N/A | Yes
Asset Point | Switchgear | HFTDClass | Yes | Included | N/A - Included | N/A | Yes
Asset Point | Transformer Site | TransformerSiteID | Yes | Included | N/A - Included | N/A | Yes
Asset Point | Transformer Site | SupportStructureID | Yes | Included | N/A - Included | N/A | Yes
Asset Point | Transformer Site | UtilityID | Yes | Included | N/A - Included | N/A | Yes
Asset Point | Transformer Site | AssetLocation | Yes | Included | N/A - Included | N/A | Yes
Asset Point | Transformer Site | InaBank | Yes | Included | N/A - Included | N/A | Yes
Asset Point | Transformer Site | QuantityinBank | Yes | Included | N/A - Included | N/A | Yes
Asset Point | Transformer Site | HFTDClass | Yes | Included | N/A - Included | N/A | Yes
Table (Asset Point) | Transformer Detail | AssetID | Yes | Included | N/A - Included | N/A | Yes
Table (Asset Point) | Transformer Detail | TransformerSiteID | Yes | Included | N/A - Included | N/A | Yes
Table (Asset Point) | Transformer Detail | UtilityID | Yes | Included | N/A - Included | N/A | Yes
Table (Asset Point) | Transformer Detail | SubstationID | No | Data not currently in GIS or available through the new ETL process | Improvements / Enhancement to the ETL process | TBD | Yes
Table (Asset Point) | Transformer Detail | HighSideSegmentID | No | Data not currently in GIS or available through the new ETL process | Improvements / Enhancement to the ETL process | TBD | Yes
Table (Asset Point) | Transformer Detail | LowSideSegmentID | No | Data not currently in GIS or available through the new ETL process | Improvements / Enhancement to the ETL process | TBD | Yes
Table (Asset Point) | Transformer Detail | HighSideLineClass | No | Data not currently in GIS or available through the new ETL process | Improvements / Enhancement to the ETL process | TBD | Yes
Table (Asset Point) | Transformer Detail | LowSideLineClass | No | Data not currently in GIS or available through the new ETL process | Improvements / Enhancement to the ETL process | TBD | Yes
Table (Asset Point) | Transformer Detail | CircuitID | Yes | Included | N/A - Included | N/A | Yes
Table (Asset Point) | Transformer Detail | CircuitName | Yes | Included | N/A - Included | N/A | Yes
Table (Asset Point) | Transformer Detail | Phases | Yes | Included | N/A - Included | N/A | Yes
Table (Asset Point) | Transformer Detail | AssociatedNominalVoltagekV | Yes | Included | N/A - Included | N/A | Yes
Table (Asset Point) | Transformer Detail | AssociatedOperatingVoltagekV | Yes | Included | N/A - Included | N/A | Yes
Table (Asset Point) | Transformer Detail | Manufacturer | Yes | Included | N/A - Included | N/A | Yes
Table (Asset Point) | Transformer Detail | ModelNumber | Yes | Included | N/A - Included | N/A | Yes
Table (Asset Point) | Transformer Detail | LastInspectionDate | No | Data not currently in GIS or available through the new ETL process | Improvements / Enhancement to the ETL process | TBD | Yes
Table (Asset Point) | Transformer Detail | LastMaintenanceDate | No | Data not currently in GIS or available through the new ETL process | Improvements / Enhancement to the ETL process | TBD | Yes
Table (Asset Point) | Transformer Detail | InstallationDate | No | Data not currently in GIS or available through the new ETL process | Improvements / Enhancement to the ETL process | TBD | Yes
Table (Asset Point) | Transformer Detail | InstallationYear | Yes | Included | N/A - Included | N/A | Yes
Table (Asset Point) | Transformer Detail | EstimatedAge | Yes | Included | N/A - Included | N/A | Yes
Table (Asset Point) | Transformer Detail | UsefulLifespan | No | Data not currently in GIS or available through the new ETL process | Improvements / Enhancement to the ETL process | TBD | Yes
Table (Asset Point) | Transformer Detail | ExemptionStatus | No | Data not currently in GIS or available through the new ETL process | Improvements / Enhancement to the ETL process | TBD | Yes
Table (Asset Point) | Transformer Detail | TransformerRating | Yes | Included | N/A - Included | N/A | Yes
Asset Point | Weather Station | StationID | Yes | Included | N/A - Included | N/A | No
Asset Point | Weather Station | UtilityID | Yes | Included | N/A - Included | N/A | No
Asset Point | Weather Station | InstallationDate | Yes | Included | N/A - Included | N/A | No
Asset Point | Weather Station | InstallationYear | Yes | Included | N/A - Included | N/A | No
Asset Point | Weather Station | EstimatedAge | Yes | Included | N/A - Included | N/A | No
Asset Point | Weather Station | LastMaintenanceDate | Yes | Included | N/A - Included | N/A | No
Asset Point | Weather Station | Placement | Yes | Included | N/A - Included | N/A | No
Asset Point | Weather Station | HasAnemometer | Yes | Included | N/A - Included | N/A | No
Asset Point | Weather Station | AnemometerHeight | Yes | Included | N/A - Included | N/A | No
Asset Point | Weather Station | HasFuelMoistureSensor | Yes | Included | N/A - Included | N/A | No
Asset Point | Weather Station | ObservationInterval | Yes | Included | N/A - Included | N/A | No
Asset Point | Weather Station | NFDRSCompliant | Yes | Included | N/A - Included | N/A | No
Asset Point | Weather Station | WeatherStationURL | No | No data to include | N/A | N/A | No
Asset Point | Weather Station | HFTDClass | Yes | Included | N/A - Included | N/A | No
Initiative | Asset Inspection Line | AiID | Yes | Included | N/A - Included | N/A | No
Initiative | Asset Inspection Line | UtilityID | Yes | Included | N/A - Included | N/A | No
Initiative | Asset Inspection Line | UtilityInitiativeTrackingID | Yes | Included | N/A - Included | N/A | No
Initiative | Asset Inspection Line | InitiativeClass | Yes | Included | N/A - Included | N/A | No
Initiative | Asset Inspection Line | SegmentID | No | Data not currently in GIS or available through the new ETL process | Need to create new data process | TBD | No
Initiative | Asset Inspection Line | CircuitID | Yes | Included | N/A - Included | N/A | No
Initiative | Asset Inspection Line | LineClass | Yes | Included | N/A - Included | N/A | No
Initiative | Asset Inspection Line | InspectionLocationOrAddress | Yes | Included | N/A - Included | N/A | No
Initiative | Asset Inspection Line | WMPInitiativeActivity | Yes | Included | N/A - Included | N/A | No
Initiative | Asset Inspection Line | InspectionProgramName | Yes | Included | N/A - Included | N/A | No
Initiative | Asset Inspection Line | WMPSection | Yes | Included | N/A - Included | N/A | No
Initiative | Asset Inspection Line | InspectionStatus | Yes | Included | N/A - Included | N/A | No
Initiative | Asset Inspection Line | InitiativeTarget | Yes | Included | N/A - Included | N/A | No
Initiative | Asset Inspection Line | QuarterlyProgress | Yes | Included | N/A - Included | N/A | No
Initiative | Asset Inspection Line | CumulativeProgress | Yes | Included | N/A - Included | N/A | No
Initiative | Asset Inspection Line | InitiativeTargetUnits | Yes | Included | N/A - Included | N/A | No
Initiative | Asset Inspection Line | ChangeOrder | Yes | Included | N/A - Included | N/A | No
Initiative | Asset Inspection Line | ChangeOrderDate | Yes | Included | N/A - Included | N/A | No
Initiative | Asset Inspection Line | ChangeOrderType | Yes | Included | N/A - Included | N/A | No
Initiative | Asset Inspection Line | ChangeOrderTypeComment | Yes | Included | N/A - Included | N/A | No
Initiative | Asset Inspection Line | InspectionStartDate | Yes | Included | N/A - Included | N/A | No
Initiative | Asset Inspection Line | InspectionEndDate | Yes | Included | N/A - Included | N/A | No
Initiative | Asset Inspection Line | PerformedBy | Yes | Included | N/A - Included | N/A | No
Initiative | Asset Inspection Line | PerformedByComment | Yes | Included | N/A - Included | N/A | No
Initiative | Asset Inspection Line | InspectionType | Yes | Included | N/A - Included | N/A | No
Initiative | Asset Inspection Line | InspectionTypeComment | Yes | Included | N/A - Included | N/A | No
Initiative | Asset Inspection Line | InspectionComment | Yes | Included | N/A - Included | N/A | No
Initiative | Asset Inspection Line | FindingL1 | Yes | Included | N/A - Included | N/A | No
Initiative | Asset Inspection Line | FindingL2 | Yes | Included | N/A - Included | N/A | No
Initiative | Asset Inspection Line | FindingL3 | Yes | Included | N/A - Included | N/A | No
Initiative | Asset Inspection Line | InspectionMethod | Yes | Included | N/A - Included | N/A | No
Initiative | Asset Inspection Line | InspectionMethodComment | Yes | Included | N/A - Included | N/A | No
Initiative | Asset Inspection Line | DataCaptureSensorType | Yes | Included | N/A - Included | N/A | No
Initiative | Asset Inspection Line | DataCaptureSensorTypeComment | Yes | Included | N/A - Included | N/A | No
Initiative | Asset Inspection Line | HFTDClass | Yes | Included | N/A - Included | N/A | No
Initiative | Asset Inspection Line | HFTDClassComment | Yes | Included | N/A - Included | N/A | No
Initiative | Asset Inspection Point | AiID | Yes | Included | N/A - Included | N/A | No
Initiative | Asset Inspection Point | UtilityID | Yes | Included | N/A - Included | N/A | No
Initiative | Asset Inspection Point | UtilityInitiativeTrackingID | Yes | Included | N/A - Included | N/A | No
Initiative | Asset Inspection Point | InitiativeClass | Yes | Included | N/A - Included | N/A | No
Initiative | Asset Inspection Point | AssetID | Yes | Included | N/A - Included | N/A | No
Initiative | Asset Inspection Point | AssetFeature | Yes | Included | N/A - Included | N/A | No
Initiative | Asset Inspection Point | SegmentID | No | Data not currently in GIS or available through the new ETL process | Need to create new data process | TBD | No
Initiative | Asset Inspection Point | CircuitID | Yes | Included | N/A - Included | N/A | No
Initiative | Asset Inspection Point | LineClass | Yes | Included | N/A - Included | N/A | No
Initiative | Asset Inspection Point | InspectionLocationOrAddress | Yes | Included | N/A - Included | N/A | No
Initiative | Asset Inspection Point | WMPInitiativeActivity | Yes | Included | N/A - Included | N/A | No
Initiative | Asset Inspection Point | InspectionProgramName | Yes | Included | N/A - Included | N/A | No
Initiative | Asset Inspection Point | WMPSection | Yes | Included | N/A - Included | N/A | No
Initiative | Asset Inspection Point | InspectionStatus | Yes | Included | N/A - Included | N/A | No
Initiative | Asset Inspection Point | InitiativeTarget | Yes | Included | N/A - Included | N/A | No
Initiative | Asset Inspection Point | QuarterlyProgress | Yes | Included | N/A - Included | N/A | No
Initiative | Asset Inspection Point | CumulativeProgress | Yes | Included | N/A - Included | N/A | No
Initiative | Asset Inspection Point | InitiativeTargetUnits | Yes | Included | N/A - Included | N/A | No
Initiative | Asset Inspection Point | ChangeOrder | Yes | Included | N/A - Included | N/A | No
Initiative | Asset Inspection Point | ChangeOrderDate | Yes | Included | N/A - Included | N/A | No
Initiative | Asset Inspection Point | ChangeOrderType | Yes | Included | N/A - Included | N/A | No
Initiative | Asset Inspection Point | ChangeOrderTypeComment | Yes | Included | N/A - Included | N/A | No
Initiative | Asset Inspection Point | InspectionStartDate | Yes | Included | N/A - Included | N/A | No
Initiative | Asset Inspection Point | InspectionEndDate | Yes | Included | N/A - Included | N/A | No
Initiative | Asset Inspection Point | PerformedBy | Yes | Included | N/A - Included | N/A | No
Initiative | Asset Inspection Point | PerformedByComment | Yes | Included | N/A - Included | N/A | No
Initiative | Asset Inspection Point | InspectionType | Yes | Included | N/A - Included | N/A | No
Initiative | Asset Inspection Point | InspectionTypeComment | Yes | Included | N/A - Included | N/A | No
Initiative | Asset Inspection Point | InspectionComment | Yes | Included | N/A - Included | N/A | No
Initiative | Asset Inspection Point | FindingL1 | Yes | Included | N/A - Included | N/A | No
Initiative | Asset Inspection Point | FindingL2 | Yes | Included | N/A - Included | N/A | No
Initiative | Asset Inspection Point | FindingL3 | Yes | Included | N/A - Included | N/A | No
Initiative | Asset Inspection Point | InspectionMethod | Yes | Included | N/A - Included | N/A | No
Initiative | Asset Inspection Point | InspectionMethodComment | Yes | Included | N/A - Included | N/A | No
Initiative | Asset Inspection Point | DataCaptureSensorType | Yes | Included | N/A - Included | N/A | No
Initiative | Asset Inspection Point | DataCaptureSensorTypeComment | Yes | Included | N/A - Included | N/A | No
Initiative | Asset Inspection Point | HFTDClass | Yes | Included | N/A - Included | N/A | No
Initiative | Asset Inspection Polygon | AiID | Yes | Included | N/A - Included | N/A | No
Initiative | Asset Inspection Polygon | UtilityID | Yes | Included | N/A - Included | N/A | No
Initiative | Asset Inspection Polygon | UtilityInitiativeTrackingID | Yes | Included | N/A - Included | N/A | No
Initiative | Asset Inspection Polygon | InitiativeClass | Yes | Included | N/A - Included | N/A | No
Initiative | Asset Inspection Polygon | AssetID | Yes | Included | N/A - Included | N/A | No
Initiative | Asset Inspection Polygon | AssetFeature | No | Data not currently in GIS or available through the new ETL process | Need to create new data process | TBD | No
Initiative | Asset Inspection Polygon | SegmentID | No | Data not currently in GIS or available through the new ETL process | Need to create new data process | TBD | No
Initiative | Asset Inspection Polygon | CircuitID | No | Data not currently in GIS or available through the new ETL process | Need to create new data process | TBD | No
Initiative | Asset Inspection Polygon | LineClass | No | Data not currently in GIS or available through the new ETL process | Need to create new data process | TBD | No
Initiative | Asset Inspection Polygon | WMPInitiativeActivity | Yes | Included | N/A - Included | N/A | No
Initiative | Asset Inspection Polygon | InspectionProgramName | Yes | Included | N/A - Included | N/A | No
Initiative | Asset Inspection Polygon | WMPSection | Yes | Included | N/A - Included | N/A | No
Initiative | Asset Inspection Polygon | InspectionStatus | Yes | Included | N/A - Included | N/A | No
Initiative | Asset Inspection Polygon | InitiativeTarget | Yes | Included | N/A - Included | N/A | No
Initiative | Asset Inspection Polygon | QuarterlyProgress | Yes | Included | N/A - Included | N/A | No
Initiative | Asset Inspection Polygon | CumulativeProgress | Yes | Included | N/A - Included | N/A | No
Initiative | Asset Inspection Polygon | InitiativeTargetUnits | Yes | Included | N/A - Included | N/A | No
Initiative | Asset Inspection Polygon | ChangeOrder | Yes | Included | N/A - Included | N/A | No
Initiative | Asset Inspection Polygon | ChangeOrderDate | Yes | Included | N/A - Included | N/A | No
Initiative | Asset Inspection Polygon | ChangeOrderType | Yes | Included | N/A - Included | N/A | No
Initiative | Asset Inspection Polygon | ChangeOrderTypeComment | Yes | Included | N/A - Included | N/A | No
Initiative | Asset Inspection Polygon | InspectionStartDate | Yes | Included | N/A - Included | N/A | No
Initiative | Asset Inspection Polygon | InspectionEndDate | Yes | Included | N/A - Included | N/A | No
Initiative | Asset Inspection Polygon | PerformedBy | Yes | Included | N/A - Included | N/A | No
Initiative | Asset Inspection Polygon | PerformedByComment | Yes | Included | N/A - Included | N/A | No
Initiative | Asset Inspection Polygon | InspectionType | Yes | Included | N/A - Included | N/A | No
Initiative | Asset Inspection Polygon | InspectionTypeComment | Yes | Included | N/A - Included | N/A | No
Initiative | Asset Inspection Polygon | InspectionComment | Yes | Included | N/A - Included | N/A | No
Initiative | Asset Inspection Polygon | FindingL1 | Yes | Included | N/A - Included | N/A | No
Initiative | Asset Inspection Polygon | FindingL2 | Yes | Included | N/A - Included | N/A | No
Initiative | Asset Inspection Polygon | FindingL3 | Yes | Included | N/A - Included | N/A | No
Initiative | Asset Inspection Polygon | InspectionMethod | Yes | Included | N/A - Included | N/A | No
Initiative | Asset Inspection Polygon | InspectionMethodComment | Yes | Included | N/A - Included | N/A | No
Initiative | Asset Inspection Polygon | DataCaptureSensorType | Yes | Included | N/A - Included | N/A | No
Initiative | Asset Inspection Polygon | DataCaptureSensorTypeComment | Yes | Included | N/A - Included | N/A | No
Initiative | Asset Inspection Polygon | HFTDClass | Yes | Included | N/A - Included | N/A | No
Initiative | Asset Inspection Polygon | HFTDClassComment | Yes | Included | N/A - Included | N/A | No
Initiative | Grid Hardening Line | GhID | Yes | Included | N/A - Included | N/A | No
Initiative | Grid Hardening Line | AssetLocation | Yes | Included | N/A - Included | N/A | No
Initiative | Grid Hardening Line | UtilityID | Yes | Included | N/A - Included | N/A | No
Initiative | Grid Hardening Line | UtilityInitiativeTrackingID | Yes | Included | N/A - Included | N/A | No
Initiative | Grid Hardening Line | SegmentID | No | Data not currently in GIS or available through the new ETL process | Need to create new data process | TBD | No
Initiative | Grid Hardening Line | CircuitID | Yes | Included | N/A - Included | N/A | No
Initiative | Grid Hardening Line | LineClass | Yes | Included | N/A - Included | N/A | No
Initiative | Grid Hardening Line | GridHardeningLocationOrAddress | Yes | Included | N/A - Included | N/A | No
Initiative | Grid Hardening Line | WMPInitiativeActivity | Yes | Included | N/A - Included | N/A | No
Initiative | Grid Hardening Line | WMPSection | Yes | Included | N/A - Included | N/A | No
Initiative | Grid Hardening Line | DescriptionOfWork | Yes | Included | N/A - Included | N/A | No
Initiative | Grid Hardening Line | GhStatus | Yes | Included | N/A - Included | N/A | No
Initiative | Grid Hardening Line | InitiativeTarget | Yes | Included | N/A - Included | N/A | No
Initiative | Grid Hardening Line | QuarterlyProgress | Yes | Included | N/A - Included | N/A | No
Initiative | Grid Hardening Line | CumulativeProgress | Yes | Included | N/A - Included | N/A | No
Initiative | Grid Hardening Line | InitiativeTargetUnits | Yes | Included | N/A - Included | N/A | No
Initiative | Grid Hardening Line | ChangeOrder | Yes | Included | N/A - Included | N/A | No
Initiative | Grid Hardening Line | ChangeOrderDate | Yes | Included | N/A - Included | N/A | No
Initiative | Grid Hardening Line | ChangeOrderType | Yes | Included | N/A - Included | N/A | No
Initiative | Grid Hardening Line | ChangeOrderTypeComment | Yes | Included | N/A - Included | N/A | No
Initiative | Grid Hardening Line | StartDate | Yes | Included | N/A - Included | N/A | No
Initiative | Grid Hardening Line | EndDate | Yes | Included | N/A - Included | N/A | No
Initiative | Grid Hardening Line | LineDeenergized | Yes | Included | N/A - Included | N/A | No
Initiative | Grid Hardening Line | PerformedBy | Yes | Included | N/A - Included | N/A | No
Initiative | Grid Hardening Line | PerformedByComment | Yes | Included | N/A - Included | N/A | No
Initiative | Grid Hardening Line | HFTDClass | Yes | Included | N/A - Included | N/A | No
Initiative | Grid Hardening Line | HFTDClassComment | Yes | Included | N/A - Included | N/A | No
Initiative | Grid Hardening Point | GhID | Yes | Included | N/A - Included | N/A | No
Initiative | Grid Hardening Point | AssetLocation | Yes | Included | N/A - Included | N/A | No
Initiative | Grid Hardening Point | UtilityID | Yes | Included | N/A - Included | N/A | No
Initiative | Grid Hardening Point | UtilityInitiativeTrackingID | Yes | Included | N/A - Included | N/A | No
Initiative | Grid Hardening Point | AssetID | Yes | Included | N/A - Included | N/A | No
Initiative | Grid Hardening Point | AssetFeature | Yes | Included | N/A - Included | N/A | No
Initiative | Grid Hardening Point | SegmentID | No | Data not currently in GIS or available through the new ETL process | Need to create new data process | TBD | No
Initiative | Grid Hardening Point | CircuitID | Yes | Included | N/A - Included | N/A | No
Initiative | Grid Hardening Point | LineClass | Yes | Included | N/A - Included | N/A | No
Initiative | Grid Hardening Point | GridHardeningLocationOrAddress | Yes | Included | N/A - Included | N/A | No
Initiative | Grid Hardening Point | WMPInitiativeActivity | Yes | Included | N/A - Included | N/A | No
Initiative | Grid Hardening Point | WMPSection | Yes | Included | N/A - Included | N/A | No
Initiative | Grid Hardening Point | DescriptionOfWork | Yes | Included | N/A - Included | N/A | No
Initiative | Grid Hardening Point | GhStatus | Yes | Included | N/A - Included | N/A | No
Initiative | Grid Hardening Point | InitiativeTarget | Yes | Included | N/A - Included | N/A | No
Initiative | Grid Hardening Point | QuarterlyProgress | Yes | Included | N/A - Included | N/A | No
Initiative | Grid Hardening Point | CumulativeProgress | Yes | Included | N/A - Included | N/A | No
Initiative | Grid Hardening Point | InitiativeTargetUnits | Yes | Included | N/A - Included | N/A | No
Initiative | Grid Hardening Point | ChangeOrder | Yes | Included | N/A - Included | N/A | No
Initiative | Grid Hardening Point | ChangeOrderDate | Yes | Included | N/A - Included | N/A | No
Initiative | Grid Hardening Point | ChangeOrderType | Yes | Included | N/A - Included | N/A | No
Initiative | Grid Hardening Point | ChangeOrderTypeComment | Yes | Included | N/A - Included | N/A | No
Initiative | Grid Hardening Point | StartDate | Yes | Included | N/A - Included | N/A | No
Initiative | Grid Hardening Point | EndDate | Yes | Included | N/A - Included | N/A | No
Initiative | Grid Hardening Point | LineDeenergized | Yes | Included | N/A - Included | N/A | No
Initiative | Grid Hardening Point | PerformedBy | Yes | Included | N/A - Included | N/A | No
Initiative | Grid Hardening Point | PerformedByComment | Yes | Included | N/A - Included | N/A | No
Initiative | Grid Hardening Point | HFTDClass | Yes | Included | N/A - Included | N/A | No
Initiative | Initiative Audit Line | IaID | No | Do not have the data in GIS | Need to create new data process | TBD | No
Initiative | Initiative Audit Line | UtilityID | No | Do not have the data in GIS | Need to create new data process | TBD | No
Initiative | Initiative Audit Line | InitiativeFeature | No | Do not have the data in GIS | Need to create new data process | TBD | No
Initiative | Initiative Audit Line | InitiativeID | No | Do not have the data in GIS | Need to create new data process | TBD | No
Initiative | Initiative Audit Line | UtilityInitiativeTrackingID | No | Do not have the data in GIS | Need to create new data process | TBD | No
Initiative | Initiative Audit Line | AuditDate | No | Do not have the data in GIS | Need to create new data process | TBD | No
Initiative | Initiative Audit Line | ActivityDate | No | Do not have the data in GIS | Need to create new data process | TBD | No
Initiative | Initiative Audit Line | AssetType | No | Do not have the data in GIS | Need to create new data process | TBD | No
Initiative | Initiative Audit Line | Result | No | Do not have the data in GIS | Need to create new data process | TBD | No
Initiative | Initiative Audit Line | Description | No | Do not have the data in GIS | Need to create new data process | TBD | No
Initiative | Initiative Audit Line | PerformedBy | No | Do not have the data in GIS | Need to create new data process | TBD | No
Initiative | Initiative Audit Line | PerformedByComment | No | Do not have the data in GIS | Need to create new data process | TBD | No
Initiative | Initiative Audit Point | IaID | No | Do not have the data in GIS | Need to create new data process | TBD | No
Initiative | Initiative Audit Point | UtilityID | No | Do not have the data in GIS | Need to create new data process | TBD | No
Initiative | Initiative Audit Point | InitiativeFeature | No | Do not have the data in GIS | Need to create new data process | TBD | No
Initiative | Initiative Audit Point | InitiativeID | No | Do not have the data in GIS | Need to create new data process | TBD | No
Initiative | Initiative Audit Point | UtilityInitiativeTrackingID | No | Do not have the data in GIS | Need to create new data process | TBD | No
Initiative | Initiative Audit Point | AuditDate | No | Do not have the data in GIS | Need to create new data process | TBD | No
Initiative | Initiative Audit Point | ActivityDate | No | Do not have the data in GIS | Need to create new data process | TBD | No
Initiative | Initiative Audit Point | AssetType | No | Do not have the data in GIS | Need to create new data process | TBD | No
Initiative | Initiative Audit Point | Result | No | Do not have the data in GIS | Need to create new data process | TBD | No
Initiative | Initiative Audit Point | Description | No | Do not have the data in GIS | Need to create new data process | TBD | No
Initiative | Initiative Audit Point | PerformedBy | No | Do not have the data in GIS | Need to create new data process | TBD | No
Initiative | Initiative Audit Point | PerformedByComment | No | Do not have the data in GIS | Need to create new data process | TBD | No
Initiative | Initiative Audit Polygon | IaID | No | Do not have the data in GIS | Need to create new data process | TBD | No
Initiative | Initiative Audit Polygon | UtilityID | No | Do not have the data in GIS | Need to create new data process | TBD | No
Initiative | Initiative Audit Polygon | InitiativeFeature | No | Do not have the data in GIS | Need to create new data process | TBD | No
Initiative | Initiative Audit Polygon | InitiativeID | No | Do not have the data in GIS | Need to create new data process | TBD | No
Initiative | Initiative Audit Polygon | UtilityInitiativeTrackingID | No | Do not have the data in GIS | Need to create new data process | TBD | No
Initiative | Initiative Audit Polygon | AuditDate | No | Do not have the data in GIS | Need to create new data process | TBD | No
Initiative | Initiative Audit Polygon | ActivityDate | No | Do not have the data in GIS | Need to create new data process | TBD | No
Initiative | Initiative Audit Polygon | AssetType | No | Do not have the data in GIS | Need to create new data process | TBD | No
Initiative | Initiative Audit Polygon | Result | No | Do not have the data in GIS | Need to create new data process | TBD | No
Initiative | Initiative Audit Polygon | Description | No | Do not have the data in GIS | Need to create new data process | TBD | No
Initiative | Initiative Audit Polygon | PerformedBy | No | Do not have the data in GIS | Need to create new data process | TBD | No
Initiative | Initiative Audit Polygon | PerformedByComment | No | Do not have the data in GIS | Need to create new data process | TBD | No
Initiative | Other Initiative Line | OiID | No | Do not have the data in GIS | Need to create new data process | TBD | No
Initiative | Other Initiative Line | UtilityID | No | Do not have the data in GIS | Need to create new data process | TBD | No
Initiative | Other Initiative Line | UtilityInitiativeTrackingID | No | Do not have the data in GIS | Need to create new data process | TBD | No
Initiative | Other Initiative Line | LocationOrAddress | No | Do not have the data in GIS | Need to create new data process | TBD | No
Initiative | Other Initiative Line | WMPInitiativeCategory | No | Do not have the data in GIS | Need to create new data process | TBD | No
Initiative | Other Initiative Line | WMPInitiativeActivity | No | Do not have the data in GIS | Need to create new data process | TBD | No
Initiative | Other Initiative Line | WMPSection | No | Do not have the data in GIS | Need to create new data process | TBD | No
Initiative | Other Initiative Line | OiStatus | No | Do not have the data in GIS | Need to create new data process | TBD | No
Initiative | Other Initiative Line | InitiativeTarget | No | Do not have the data in GIS | Need to create new data process | TBD | No
Initiative | Other Initiative Line | QuarterlyProgress | No | Do not have the data in GIS | Need to create new data process | TBD | No
Initiative | Other Initiative Line | CumulativeProgress | No | Do not have the data in GIS | Need to create new data process | TBD | No
Initiative | Other Initiative Line | InitiativeTargetUnits | No | Do not have the data in GIS | Need to create new data process | TBD | No
Initiative | Other Initiative Line | ChangeOrder | No | Do not have the data in GIS | Need to create new data process | TBD | No
Initiative | Other Initiative Line | ChangeOrderDate | No | Do not have the data in GIS | Need to create new data process | TBD | No
Initiative | Other Initiative Line | ChangeOrderType | No | Do not have the data in GIS | Need to create new data process | TBD | No
Initiative | Other Initiative Line | ChangeOrderTypeComment | No | Do not have the data in GIS | Need to create new data process | TBD | No
Initiative | Other Initiative Line | StartDate | No | Do not have the data in GIS | Need to create new data process | TBD | No
Initiative | Other Initiative Line | EndDate | No | Do not have the data in GIS | Need to create new data process | TBD | No
Initiative | Other Initiative Line | OiComment | No | Do not have the data in GIS | Need to create new data process | TBD | No
Initiative | Other Initiative Line | HFTDClass | No | Do not have the data in GIS | Need to create new data process | TBD | No
Initiative | Other Initiative Line | HFTDClassComment | No | Do not have the data in GIS | Need to create new data process | TBD | No
Initiative | Other Initiative Point | OiID | No | Do not have the data in GIS | Need to create new data process | TBD | No
Initiative | Other Initiative Point | UtilityID | No | Do not have the data in GIS | Need to create new data process | TBD | No
Initiative | Other Initiative Point | UtilityInitiativeTrackingID | No | Do not have the data in GIS | Need to create new data process | TBD | No
Initiative | Other Initiative Point | LocationOrAddress | No | Do not have the data in GIS | Need to create new data process | TBD | No
Initiative | Other Initiative Point | WMPInitiativeCategory | No | Do not have the data in GIS | Need to create new data process | TBD | No
Initiative | Other Initiative Point | WMPInitiativeActivity | No | Do not have the data in GIS | Need to create new data process | TBD | No
Initiative | Other Initiative Point | WMPSection | No | Do not have the data in GIS | Need to create new data process | TBD | No
Initiative | Other Initiative Point | OiStatus | No | Do not have the data in GIS | Need to create new data process | TBD | No
Initiative | Other Initiative Point | InitiativeTarget | No | Do not have the data in GIS | Need to create new data process | TBD | No
Initiative | Other Initiative Point | QuarterlyProgress | No | Do not have the data in GIS | Need to create new data process | TBD | No
Initiative | Other Initiative Point | CumulativeProgress | No | Do not have the data in GIS | Need to create new data process | TBD | No
Initiative | Other Initiative Point | InitiativeTargetUnits | No | Do not have the data in GIS | Need to create new data process | TBD | No
Initiative | Other Initiative Point | ChangeOrder | No | Do not have the data in GIS | Need to create new data process | TBD | No
Initiative | Other Initiative Point | ChangeOrderDate | No | Do not have the data in GIS | Need to create new data process | TBD | No
Initiative | Other Initiative Point | ChangeOrderType | No | Do not have the data in GIS | Need to create new data process | TBD | No
Initiative | Other Initiative Point | ChangeOrderTypeComment | No | Do not have the data in GIS | Need to create new data process | TBD | No
Initiative | Other Initiative Point | StartDate | No | Do not have the data in GIS | Need to create new data process | TBD | No
Initiative | Other Initiative Point | EndDate | No | Do not have the data in GIS | Need to create new data process | TBD | No
Initiative | Other Initiative Point | OiComment | No | Do not have the data in GIS | Need to create new data process | TBD | No
Initiative | Other Initiative Point | HFTDClass | No | Do not have the data in GIS | Need to create new data process | TBD | No
Initiative | Other Initiative Polygon | OiID | No | Do not have the data in GIS | Need to create new data process | TBD | No
Initiative | Other Initiative Polygon | UtilityID | No | Do not have the data in GIS | Need to create new data process | TBD | No
Initiative | Other Initiative Polygon | UtilityInitiativeTrackingID | No | Do not have the data in GIS | Need to create new data process | TBD | No
Initiative | Other Initiative Polygon | LocationOrAddress | No | Do not have the data in GIS | Need to create new data process | TBD | No
Initiative | Other Initiative Polygon | WMPInitiativeCategory | No | Do not have the data in GIS | Need to create new data process | TBD | No
Initiative | Other Initiative Polygon | WMPInitiativeActivity | No | Do not have the data in GIS | Need to create new data process | TBD | No
Initiative | Other Initiative Polygon | WMPSection | No | Do not have the data in GIS | Need to create new data process | TBD | No
Initiative | Other Initiative Polygon | OiStatus | No | Do not have the data in GIS | Need to create new data process | TBD | No
Initiative | Other Initiative Polygon | InitiativeTarget | No | Do not have the data in GIS | Need to create new data process | TBD | No
Initiative | Other Initiative Polygon | QuarterlyProgress | No | Do not have the data in GIS | Need to create new data process | TBD | No
Initiative | Other Initiative Polygon | CumulativeProgress | No | Do not have the data in GIS | Need to create new data process | TBD | No
Initiative | Other Initiative Polygon | InitiativeTargetUnits | No | Do not have the data in GIS | Need to create new data process | TBD | No
Initiative | Other Initiative Polygon | ChangeOrder | No | Do not have the data in GIS | Need to create new data process | TBD | No
Initiative | Other Initiative Polygon | ChangeOrderDate | No | Do not have the data in GIS | Need to create new data process | TBD | No
Initiative | Other Initiative Polygon | ChangeOrderType | No | Do not have the data in GIS | Need to create new data process | TBD | No
Initiative | Other Initiative Polygon | ChangeOrderTypeComment | No | Do not have the data in GIS | Need to create new data process | TBD | No
Initiative | Other Initiative Polygon | StartDate | No | Do not have the data in GIS | Need to create new data process | TBD | No
Initiative | Other Initiative Polygon | EndDate | No | Do not have the data in GIS | Need to create new data process | TBD | No
Initiative | Other Initiative Polygon | OiComment | No | Do not have the data in GIS | Need to create new data process | TBD | No
Initiative | Other Initiative Polygon | HFTDClass | No | Do not have the data in GIS | Need to create new data process | TBD | No
Initiative | Other Initiative Polygon | HFTDClassComment | No | Do not have the data in GIS | Need to create new data process | TBD | No
Initiative | Vegetation Inspection Line | VmiID | Yes | Included | N/A - Included | N/A | No
Initiative | Vegetation Inspection Line | UtilityID | Yes | Included | N/A - Included | N/A | No
Initiative | Vegetation Inspection Line | UtilityInitiativeTrackingID | Yes | Included | N/A - Included | N/A | No
Initiative | Vegetation Inspection Line | InitiativeClass | Yes | Included | N/A - Included | N/A | No
Initiative | Vegetation Inspection Line | SegmentID | No | Data not currently in GIS or available through the new ETL process | Need to create new data process | TBD | No
Initiative | Vegetation Inspection Line | CircuitID | Yes | Included | N/A - Included | N/A | No
Initiative | Vegetation Inspection Line | LineClass | Yes | Included | N/A - Included | N/A | No
Initiative | Vegetation Inspection Line | InspectionLocationOrAddress | Yes | Included | N/A - Included | N/A | No
Initiative | Vegetation Inspection Line | WMPInitiativeActivity | Yes | Included | N/A - Included | N/A | No
Initiative | Vegetation Inspection Line | InspectionProgramName | Yes | Included | N/A - Included | N/A | No
Initiative | Vegetation Inspection Line | WMPSection | Yes | Included | N/A - Included | N/A | No
Initiative | Vegetation Inspection Line | InspectionStatus | Yes | Included | N/A - Included | N/A | No
Initiative | Vegetation Inspection Line | InitiativeTarget | Yes | Included | N/A - Included | N/A | No
Initiative | Vegetation Inspection Line | QuarterlyProgress | Yes | Included | N/A - Included | N/A | No
Initiative | Vegetation Inspection Line | CumulativeProgress | Yes | Included | N/A - Included | N/A | No
Initiative | Vegetation Inspection Line | InitiativeTargetUnits | Yes | Included | N/A - Included | N/A | No
Initiative | Vegetation Inspection Line | ChangeOrder | Yes | Included | N/A - Included | N/A | No
Initiative | Vegetation Inspection Line | ChangeOrderDate | Yes | Included | N/A - Included | N/A | No
Initiative | Vegetation Inspection Line | ChangeOrderType | Yes | Included | N/A - Included | N/A | No
Initiative | Vegetation Inspection Line | ChangeOrderTypeComment | Yes | Included | N/A - Included | N/A | No
Initiative | Vegetation Inspection Line | InspectionStartDate | Yes | Included | N/A - Included | N/A | No
Initiative | Vegetation Inspection Line | InspectionEndDate | Yes | Included | N/A - Included | N/A | No
Initiative | Vegetation Inspection Line | InspectionType | Yes | Included | N/A - Included | N/A | No
Initiative | Vegetation Inspection Line | InspectionTypeComment | Yes | Included | N/A - Included | N/A | No
Initiative | Vegetation Inspection Line | PerformedBy | Yes | Included | N/A - Included | N/A | No
Initiative | Vegetation Inspection Line | PerformedByComment | Yes | Included | N/A - Included | N/A | No
Initiative | Vegetation Inspection Line | CommercialHarvest | Yes | Included | N/A - Included | N/A | No
Initiative | Vegetation Inspection Line | TreeTrimCount | Yes | Included | N/A - Included | N/A | No
Initiative | Vegetation Inspection Line | TreeRemovalCount | Yes | Included | N/A - Included | N/A | No
Initiative | Vegetation Inspection Line | InspectionComment | Yes | Included | N/A - Included | N/A | No
Initiative | Vegetation Inspection Line | InspectionMethod | Yes | Included | N/A - Included | N/A | No
Initiative | Vegetation Inspection Line | InspectionMethodComment | Yes | Included | N/A - Included | N/A | No
Initiative | Vegetation Inspection Line | DataCaptureSensorType | Yes | Included | N/A - Included | N/A | No
Initiative | Vegetation Inspection Line | DataCaptureSensorTypeComment | Yes | Included | N/A - Included | N/A | No
Initiative | Vegetation Inspection Line | HFTDClass | Yes | Included | N/A - Included | N/A | No
Initiative | Vegetation Inspection Line | HFTDClassComment | Yes | Included | N/A - Included | N/A | No
Initiative | Vegetation Inspection Point | VmiID | No | Vegetation management inspections are managed "line-based" and therefore no point data will be submitted | N/A | N/A | No
Initiative | Vegetation Inspection Point | UtilityID | No | Vegetation management inspections are managed "line-based" and therefore no point data will be submitted | N/A | N/A | No
Initiative | Vegetation Inspection Point | UtilityInitiativeTrackingID | No | Vegetation management inspections are managed "line-based" and therefore no point data will be submitted | N/A | N/A | No
Initiative | Vegetation Inspection Point | InitiativeClass | No | Vegetation management inspections are managed "line-based" and therefore no point data will be submitted | N/A | N/A | No
Initiative | Vegetation Inspection Point | AssetID | No | Vegetation management inspections are managed "line-based" and therefore no point data will be submitted | N/A | N/A | No
Initiative | Vegetation Inspection Point | AssetFeature | No | Vegetation management inspections are managed "line-based" and therefore no point data will be submitted | N/A | N/A | No
Initiative | Vegetation Inspection Point | SegmentID | No | Vegetation management inspections are managed "line-based" and therefore no point data will be submitted | N/A | N/A | No
Initiative | Vegetation Inspection Point | CircuitID | No | Vegetation management inspections are managed "line-based" and therefore no point data will be submitted | N/A | N/A | No
Initiative | Vegetation Inspection Point | LineClass | No | Vegetation management inspections are managed "line-based" and therefore no point data will be submitted | N/A | N/A | No
Initiative | Vegetation Inspection Point | InspectionLocationOrAddress | No | Vegetation management inspections are managed "line-based" and therefore no point data will be submitted | N/A | N/A | No
Initiative | Vegetation Inspection Point | IsTree | No | Vegetation management inspections are managed "line-based" and therefore no point data will be submitted | N/A | N/A | No
Initiative | Vegetation Inspection Point | VegetationGenus | No | Vegetation management inspections are managed "line-based" and therefore no point data will be submitted | N/A | N/A | No
Initiative | Vegetation Inspection Point | VegetationSpecies | No | Vegetation management inspections are managed "line-based" and therefore no point data will be submitted | N/A | N/A | No
Initiative | Vegetation Inspection Point | VegetationCommonName | No | Vegetation management inspections are managed "line-based" and therefore no point data will be submitted | N/A | N/A | No
Initiative | Vegetation Inspection Point | TreeHeight | No | Vegetation management inspections are managed "line-based" and therefore no point data will be submitted | N/A | N/A | No
Initiative | Vegetation Inspection Point | TreeDiameter | No | Vegetation management inspections are managed "line-based" and therefore no point data will be submitted | N/A | N/A | No
Initiative | Vegetation Inspection Point | TreeDistance | No | Vegetation management inspections are managed "line-based" and therefore no point data will be submitted | N/A | N/A | No
Initiative | Vegetation Inspection Point | DangerTree | No | Vegetation management inspections are managed "line-based" and therefore no point data will be submitted | N/A | N/A | No
Initiative | Vegetation Inspection Point | WMPInitiativeActivity | No | Vegetation management inspections are managed "line-based" and therefore no point data will be submitted | N/A | N/A | No
Initiative | Vegetation Inspection Point | InspectionProgramName | No | Vegetation management inspections are managed "line-based" and therefore no point data will be submitted | N/A | N/A | No
Initiative | Vegetation Inspection Point | WMPSection | No | Vegetation management inspections are managed "line-based" and therefore no point data will be submitted | N/A | N/A | No
Initiative | Vegetation Inspection Point | InspectionStatus | No | Vegetation management inspections are managed "line-based" and therefore no point data will be submitted | N/A | N/A | No
Initiative | Vegetation Inspection Point | InitiativeTarget | No | Vegetation management inspections are managed "line-based" and therefore no point data will be submitted | N/A | N/A | No
Initiative | Vegetation Inspection Point | QuarterlyProgress | No | Vegetation management inspections are managed "line-based" and therefore no point data will be submitted | N/A | N/A | No
Initiative | Vegetation Inspection Point | CumulativeProgress | No | Vegetation management inspections are managed "line-based" and therefore no point data will be submitted | N/A | N/A | No
Initiative | Vegetation Inspection Point | InitiativeTargetUnits | No | Vegetation management inspections are managed "line-based" and therefore no point data will be submitted | N/A | N/A | No
Initiative | Vegetation Inspection Point | ChangeOrder | No | Vegetation management inspections are managed "line-based" and therefore no point data will be submitted | N/A | N/A | No
Initiative | Vegetation Inspection Point | ChangeOrderDate | No | Vegetation management inspections are managed "line-based" and therefore no point data will be submitted | N/A | N/A | No
Initiative | Vegetation Inspection Point | ChangeOrderType | No | Vegetation management inspections are managed "line-based" and therefore no point data will be submitted | N/A | N/A | No
Initiative | Vegetation Inspection Point | ChangeOrderTypeComment | No | Vegetation management inspections are managed "line-based" and therefore no point data will be submitted | N/A | N/A | No
Initiative | Vegetation Inspection Point | InspectionStartDate | No | Vegetation management inspections are managed "line-based" and therefore no point data will be submitted | N/A | N/A | No
Initiative | Vegetation Inspection Point | InspectionEndDate | No | Vegetation management inspections are managed "line-based" and therefore no point data will be submitted | N/A | N/A | No
Initiative | Vegetation Inspection Point | InspectionType | No | Vegetation management inspections are managed "line-based" and therefore no point data will be submitted | N/A | N/A | No
Initiative | Vegetation Inspection Point | InspectionTypeComment | No | Vegetation management inspections are managed "line-based" and therefore no point data will be submitted | N/A | N/A | No
Initiative | Vegetation Inspection Point | PerformedBy | No | Vegetation management inspections are managed "line-based" and therefore no point data will be submitted | N/A | N/A | No
Initiative | Vegetation Inspection Point | PerformedByComment | No | Vegetation management inspections are managed "line-based" and therefore no point data will be submitted | N/A | N/A | No
Initiative | Vegetation Inspection Point | CommercialHarvest | No | Vegetation management inspections are managed "line-based" and therefore no point data will be submitted | N/A | N/A | No
Initiative | Vegetation Inspection Point | TreeTrimCount | No | Vegetation management inspections are managed "line-based" and therefore no point data will be submitted | N/A | N/A | No
Initiative | Vegetation Inspection Point | TreeRemovalCount | No | Vegetation management inspections are managed "line-based" and therefore no point data will be submitted | N/A | N/A | No
Initiative | Vegetation Inspection Point | InspectionComment | No | Vegetation management inspections are managed "line-based" and therefore no point data will be submitted | N/A | N/A | No
Initiative | Vegetation Inspection Point | InspectionMethod | No | Vegetation management inspections are managed "line-based" and therefore no point data will be submitted | N/A | N/A | No
Initiative | Vegetation Inspection Point | InspectionMethodComment | No | Vegetation management inspections are managed "line-based" and therefore no point data will be submitted | N/A | N/A | No
Initiative | Vegetation Inspection Point | DataCaptureSensorType | No | Vegetation management inspections are managed "line-based" and therefore no point data will be submitted | N/A | N/A | No
Initiative | Vegetation Inspection Point | DataCaptureSensorTypeComment | No | Vegetation management inspections are managed "line-based" and therefore no point data will be submitted | N/A | N/A | No
Initiative | Vegetation Inspection Point | HFTDClass | No | Vegetation management inspections are managed "line-based" and therefore no point data will be submitted | N/A | N/A | No
Initiative | Vegetation Inspection Polygon | VmiID | No | Vegetation management inspections are managed "line-based" and therefore no point data will be submitted | N/A | N/A | No
Initiative | Vegetation Inspection Polygon | UtilityID | No | Vegetation management inspections are managed "line-based" and therefore no point data will be submitted | N/A | N/A | No
Initiative | Vegetation Inspection Polygon | UtilityInitiativeTrackingID | No | Vegetation management inspections are managed "line-based" and therefore no point data will be submitted | N/A | N/A | No
Initiative | Vegetation Inspection Polygon | InitiativeClass | No | Vegetation management inspections are managed "line-based" and therefore no point data will be submitted | N/A | N/A | No
Initiative | Vegetation Inspection Polygon | SegmentID | No | Vegetation management inspections are managed "line-based" and therefore no point data will be submitted | N/A | N/A | No
Initiative | Vegetation Inspection Polygon | CircuitID | No | Vegetation management inspections are managed "line-based" and therefore no point data will be submitted | N/A | N/A | No
Initiative | Vegetation Inspection Polygon | LineClass | No | Vegetation management inspections are managed "line-based" and therefore no point data will be submitted | N/A | N/A | No
Initiative | Vegetation Inspection Polygon | AssetID | No | Vegetation management inspections are managed "line-based" and therefore no point data will be submitted | N/A | N/A | No
Initiative | Vegetation Inspection Polygon | AssetFeature | No | Vegetation management inspections are managed "line-based" and therefore no point data will be submitted | N/A | N/A | No
Initiative | Vegetation Inspection Polygon | InspectionLocationOrAddress | No | Vegetation management inspections are managed "line-based" and therefore no point data will be submitted | N/A | N/A | No
Initiative | Vegetation Inspection Polygon | WMPInitiativeActivity | No | Vegetation management inspections are managed "line-based" and therefore no point data will be submitted | N/A | N/A | No
Initiative | Vegetation Inspection Polygon | InspectionProgramName | No | Vegetation management inspections are managed "line-based" and therefore no point data will be submitted | N/A | N/A | No
Initiative | Vegetation Inspection Polygon | WMPSection | No | Vegetation management inspections are managed "line-based" and therefore no point data will be submitted | N/A | N/A | No
Initiative | Vegetation Inspection Polygon | InspectionStatus | No | Vegetation management inspections are managed "line-based" and therefore no point data will be submitted | N/A | N/A | No
Initiative | Vegetation Inspection Polygon | InitiativeTarget | No | Vegetation management inspections are managed "line-based" and therefore no point data will be submitted | N/A | N/A | No
Initiative | Vegetation Inspection Polygon | QuarterlyProgress | No | Vegetation management inspections are managed "line-based" and therefore no point data will be submitted | N/A | N/A | No
Initiative | Vegetation Inspection Polygon | CumulativeProgress | No | Vegetation management inspections are managed "line-based" and therefore no point data will be submitted | N/A | N/A | No
Initiative | Vegetation Inspection Polygon | InitiativeTargetUnits | No | Vegetation management inspections are managed "line-based" and therefore no point data will be submitted | N/A | N/A | No
Initiative | Vegetation Inspection Polygon | ChangeOrder | No | Vegetation management inspections are managed "line-based" and therefore no point data will be submitted | N/A | N/A | No
Initiative | Vegetation Inspection Polygon | ChangeOrderDate | No | Vegetation management inspections are managed "line-based" and therefore no point data will be submitted | N/A | N/A | No
Initiative | Vegetation Inspection Polygon | ChangeOrderType | No | Vegetation management inspections are managed "line-based" and therefore no point data will be submitted | N/A | N/A | No
Initiative | Vegetation Inspection Polygon | ChangeOrderTypeComment | No | Vegetation management inspections are managed "line-based" and therefore no point data will be submitted | N/A | N/A | No
Initiative | Vegetation Inspection Polygon | InspectionStartDate | No | Vegetation management inspections are managed "line-based" and therefore no point data will be submitted | N/A | N/A | No
Initiative | Vegetation Inspection Polygon | InspectionEndDate | No | Vegetation management inspections are managed "line-based" and therefore no point data will be submitted | N/A | N/A | No
Initiative | Vegetation Inspection Polygon | InspectionType | No | Vegetation management inspections are managed "line-based" and therefore no point data will be submitted | N/A | N/A | No
Initiative | Vegetation Inspection Polygon | InspectionTypeComment | No | Vegetation management inspections are managed "line-based" and therefore no point data will be submitted | N/A | N/A | No
Initiative | Vegetation Inspection Polygon | PerformedBy | No | Vegetation management inspections are managed "line-based" and therefore no point data will be submitted | N/A | N/A | No
Initiative | Vegetation Inspection Polygon | PerformedByComment | No | Vegetation management inspections are managed "line-based" and therefore no point data will be submitted | N/A | N/A | No
Initiative | Vegetation Inspection Polygon | CommercialHarvest | No | Vegetation management inspections are managed "line-based" and therefore no point data will be submitted | N/A | N/A | No
Initiative | Vegetation Inspection Polygon | TreeTrimCount | No | Vegetation management inspections are managed "line-based" and therefore no point data will be submitted | N/A | N/A | No
Initiative | Vegetation Inspection Polygon | TreeRemovalCount | No | Vegetation management inspections are managed "line-based" and therefore no point data will be submitted | N/A | N/A | No
Initiative | Vegetation Inspection Polygon | InspectionComment | No | Vegetation management inspections are managed "line-based" and therefore no point data will be submitted | N/A | N/A | No
Initiative | Vegetation Inspection Polygon | InspectionMethod | No | Vegetation management inspections are managed "line-based" and therefore no point data will be submitted | N/A | N/A | No
Initiative | Vegetation Inspection Polygon | InspectionMethodComment | No | Vegetation management inspections are managed "line-based" and therefore no point data will be submitted | N/A | N/A | No
Initiative | Vegetation Inspection Polygon | DataCaptureSensorType | No | Vegetation management inspections are managed "line-based" and therefore no point data will be submitted | N/A | N/A | No
Initiative | Vegetation Inspection Polygon | DataCaptureSensorTypeComment | No | Vegetation management inspections are managed "line-based" and therefore no point data will be submitted | N/A | N/A | No
Initiative | Vegetation Inspection Polygon | HFTDClass | No | Vegetation management inspections are managed "line-based" and therefore no point data will be submitted | N/A | N/A | No
Initiative | Vegetation Inspection Polygon | HFTDClassComment | No | Vegetation management inspections are managed "line-based" and therefore no point data will be submitted | N/A | N/A | No
Initiative | Vegetation Management Project Line | VmpID | Yes | Included | N/A - Included | N/A | No
Initiative | Vegetation Management Project Line | UtilityID | Yes | Included | N/A - Included | N/A | No
Initiative | Vegetation Management Project Line | UtilityInitiativeTrackingID | Yes | Included | N/A - Included | N/A | No
Initiative | Vegetation Management Project Line | InitiativeClass | Yes | Included | N/A - Included | N/A | No
Initiative | Vegetation Management Project Line | SegmentID | No | Data not currently in GIS or available through the new ETL process | Need to create new data process | TBD | No
Initiative | Vegetation Management Project Line | CircuitID | Yes | Included | N/A - Included | N/A | No
Initiative | Vegetation Management Project Line | LineClass | Yes | Included | N/A - Included | N/A | No
Initiative | Vegetation Management Project Line | ProjectLocationOrAddress | Yes | Included | N/A - Included | N/A | No
Initiative | Vegetation Management Project Line | RadialClearanceDistance | Yes | Included | N/A - Included | N/A | No
Initiative | Vegetation Management Project Line | LineDeenergized | Yes | Included | N/A - Included | N/A | No
Initiative | Vegetation Management Project Line | WMPInitiativeActivity | Yes | Included | N/A - Included | N/A | No
Initiative | Vegetation Management Project Line | WMPSection | Yes | Included | N/A - Included | N/A | No
Initiative | Vegetation Management Project Line | VmpStatus | Yes | Included | N/A - Included | N/A | No
Initiative | Vegetation Management Project Line | HerbicideUse | Yes | Included | N/A - Included | N/A | No
Initiative | Vegetation Management Project Line | HerbicideName | Yes | Included | N/A - Included | N/A | No
Initiative | Vegetation Management Project Line | InitiativeTarget | Yes | Included | N/A - Included | N/A | No
Initiative | Vegetation Management Project Line | QuarterlyProgress | Yes | Included | N/A - Included | N/A | No
Initiative | Vegetation Management Project Line | CumulativeProgress | Yes | Included | N/A - Included | N/A | No
Initiative | Vegetation Management Project Line | InitiativeTargetUnits | Yes | Included | N/A - Included | N/A | No
Initiative | Vegetation Management Project Line | ChangeOrder | Yes | Included | N/A - Included | N/A | No
Initiative | Vegetation Management Project Line | ChangeOrderDate | Yes | Included | N/A - Included | N/A | No
Initiative | Vegetation Management Project Line | ChangeOrderType | Yes | Included | N/A - Included | N/A | No
Initiative | Vegetation Management Project Line | ChangeOrderTypeComment | Yes | Included | N/A - Included | N/A | No
Initiative | Vegetation Management Project Line | DescriptionOfWork | Yes | Included | N/A - Included | N/A | No
Initiative | Vegetation Management Project Line | StartDate | Yes | Included | N/A - Included | N/A | No
Initiative | Vegetation Management Project Line | EndDate | Yes | Included | N/A - Included | N/A | No
Initiative | Vegetation Management Project Line | CoastalRedwoodExemption | Yes | Included | N/A - Included | N/A | No
Initiative | Vegetation Management Project Line | EncroachPermit | Yes | Included | N/A - Included | N/A | No
Initiative | Vegetation Management Project Line | EnvPermit | Yes | Included | N/A - Included | N/A | No
Initiative | Vegetation Management Project Line | EnvPermitProject | Yes | Included | N/A - Included | N/A | No
Initiative | Vegetation Management Project Line | CALFIREHdNumber | Yes | Included | N/A - Included | N/A | No
Initiative | Vegetation Management Project Line | OtherEnvPermitDocumentation | Yes | Included | N/A - Included | N/A | No
Initiative | Vegetation Management Project Line | CommercialHarvest | Yes | Included | N/A - Included | N/A | No
Initiative | Vegetation Management Project Line | SlashManagement | Yes | Included | N/A - Included | N/A | No
Initiative | Vegetation Management Project Line | SlashManagementComments | Yes | Included | N/A - Included | N/A | No
Initiative | Vegetation Management Project Line | TreeTrimCountPlanned | Yes | Included | N/A - Included | N/A | No
Initiative | Vegetation Management Project Line | TreeRemovalCountPlanned | Yes | Included | N/A - Included | N/A | No
Initiative | Vegetation Management Project Line | TreeTrimCountActl | Yes | Included | N/A - Included | N/A | No
Initiative | Vegetation Management Project Line | TreeRemovalCountActl | Yes | Included | N/A - Included | N/A | No
Initiative | Vegetation Management Project Line | WoodDestination | Yes | Included | N/A - Included | N/A | No
Initiative | Vegetation Management Project Line | WoodDestinationComment | Yes | Included | N/A - Included | N/A | No
Initiative | Vegetation Management Project Line | HFTDClass | Yes | Included | N/A - Included | N/A | No
Initiative | Vegetation Management Project Line | HFTDClassComment | Yes | Included | N/A - Included | N/A | No
Initiative | Vegetation Management Project Point | VmpID | No | Not Currently in GIS or tracked this way | N/A | N/A | No
Initiative | Vegetation Management Project Point | UtilityID | No | Not Currently in GIS or tracked this way | N/A | N/A | No
Initiative | Vegetation Management Project Point | UtilityInitiativeTrackingID | No | Not Currently in GIS or tracked this way | N/A | N/A | No
Initiative | Vegetation Management Project Point | InitiativeClass | No | Not Currently in GIS or tracked this way | N/A | N/A | No
Initiative | Vegetation Management Project Point | AssetID | No | Not Currently in GIS or tracked this way | N/A | N/A | No
Initiative | Vegetation Management Project Point | AssetFeature | No | Not Currently in GIS or tracked this way | N/A | N/A | No
Initiative | Vegetation Management Project Point | SegmentID | No | Not Currently in GIS or tracked this way | N/A | N/A | No
Initiative | Vegetation Management Project Point | CircuitID | No | Not Currently in GIS or tracked this way | N/A | N/A | No
Initiative | Vegetation Management Project Point | LineClass | No | Not Currently in GIS or tracked this way | N/A | N/A | No
Initiative | Vegetation Management Project Point | ProjectLocationOrAddress | No | Not Currently in GIS or tracked this way | N/A | N/A | No
Initiative | Vegetation Management Project Point | IsTree | No | Not Currently in GIS or tracked this way | N/A | N/A | No
Initiative | Vegetation Management Project Point | TreeID | No | Not Currently in GIS or tracked this way | N/A | N/A | No
Initiative | Vegetation Management Project Point | VegetationGenus | No | Not Currently in GIS or tracked this way | N/A | N/A | No
Initiative | Vegetation Management Project Point | VegetationSpecies | No | Not Currently in GIS or tracked this way | N/A | N/A | No
Initiative | Vegetation Management Project Point | VegetationCommonName | No | Not Currently in GIS or tracked this way | N/A | N/A | No
Initiative | Vegetation Management Project Point | SpeciesGrowthRate | No | Not Currently in GIS or tracked this way | N/A | N/A | No
Initiative | Vegetation Management Project Point | TreeHeight | No | Not Currently in GIS or tracked this way | N/A | N/A | No
Initiative | Vegetation Management Project Point | TreeDiameter | No | Not Currently in GIS or tracked this way | N/A | N/A | No
Initiative | Vegetation Management Project Point | DangerTree | No | Not Currently in GIS or tracked this way | N/A | N/A | No
Initiative | Vegetation Management Project Point | RadialClearanceDistance | No | Not Currently in GIS or tracked this way | N/A | N/A | No
Initiative | Vegetation Management Project Point | LineDeenergized | No | Not Currently in GIS or tracked this way | N/A | N/A | No
Initiative | Vegetation Management Project Point | WMPInitiativeActivity | No | Not Currently in GIS or tracked this way | N/A | N/A | No
Initiative | Vegetation Management Project Point | WMPSection | No | Not Currently in GIS or tracked this way | N/A | N/A | No
Initiative | Vegetation Management Project Point | VmpStatus | No | Not Currently in GIS or tracked this way | N/A | N/A | No
Initiative | Vegetation Management Project Point | HerbicideUse | No | Not Currently in GIS or tracked this way | N/A | N/A | No
Initiative | Vegetation Management Project Point | HerbicideName | No | Not Currently in GIS or tracked this way | N/A | N/A | No
Initiative | Vegetation Management Project Point | InitiativeTarget | No | Not Currently in GIS or tracked this way | N/A | N/A | No
Initiative | Vegetation Management Project Point | QuarterlyProgress | No | Not Currently in GIS or tracked this way | N/A | N/A | No
Initiative | Vegetation Management Project Point | CumulativeProgress | No | Not Currently in GIS or tracked this way | N/A | N/A | No
Initiative | Vegetation Management Project Point | InitiativeTargetUnits | No | Not Currently in GIS or tracked this way | N/A | N/A | No
Initiative | Vegetation Management Project Point | ChangeOrder | No | Not Currently in GIS or tracked this way | N/A | N/A | No
Initiative | Vegetation Management Project Point | ChangeOrderDate | No | Not Currently in GIS or tracked this way | N/A | N/A | No
Initiative | Vegetation Management Project Point | ChangeOrderType | No | Not Currently in GIS or tracked this way | N/A | N/A | No
Initiative | Vegetation Management Project Point | ChangeOrderTypeComment | No | Not Currently in GIS or tracked this way | N/A | N/A | No
Initiative | Vegetation Management Project Point | DescriptionOfWork | No | Not Currently in GIS or tracked this way | N/A | N/A | No
Initiative | Vegetation Management Project Point | StartDate | No | Not Currently in GIS or tracked this way | N/A | N/A | No
Initiative | Vegetation Management Project Point | EndDate | No | Not Currently in GIS or tracked this way | N/A | N/A | No
Initiative | Vegetation Management Project Point | CoastalRedwoodExemption | No | Not Currently in GIS or tracked this way | N/A | N/A | No
Initiative | Vegetation Management Project Point | EncroachPermit | No | Not Currently in GIS or tracked this way | N/A | N/A | No
Initiative | Vegetation Management Project Point | EnvPermit | No | Not Currently in GIS or tracked this way | N/A | N/A | No
Initiative | Vegetation Management Project Point | EnvPermitProject | No | Not Currently in GIS or tracked this way | N/A | N/A | No
Initiative | Vegetation Management Project Point | CALFIREHdNumber | No | Not Currently in GIS or tracked this way | N/A | N/A | No
Initiative | Vegetation Management Project Point | OtherEnvPermitDocumentation | No | Not Currently in GIS or tracked this way | N/A | N/A | No
Initiative | Vegetation Management Project Point | CommercialHarvest | No | Not Currently in GIS or tracked this way | N/A | N/A | No
Initiative | Vegetation Management Project Point | SlashManagement | No | Not Currently in GIS or tracked this way | N/A | N/A | No
Initiative | Vegetation Management Project Point | SlashManagementComments | No | Not Currently in GIS or tracked this way | N/A | N/A | No
Initiative | Vegetation Management Project Point | TreeTrimCountPlanned | No | Not Currently in GIS or tracked this way | N/A | N/A | No
Initiative | Vegetation Management Project Point | TreeRemovalCountPlanned | No | Not Currently in GIS or tracked this way | N/A | N/A | No
Initiative | Vegetation Management Project Point | TreeTrimCountActl | No | Not Currently in GIS or tracked this way | N/A | N/A | No
Initiative | Vegetation Management Project Point | TreeRemovalCountActl | No | Not Currently in GIS or tracked this way | N/A | N/A | No
Initiative | Vegetation Management Project Point | WoodDestination | No | Not Currently in GIS or tracked this way | N/A | N/A | No
Initiative | Vegetation Management Project Point | WoodDestinationComment | No | Not Currently in GIS or tracked this way | N/A | N/A | No
Initiative | Vegetation Management Project Point | HFTDClass | No | Not Currently in GIS or tracked this way | N/A | N/A | No
Initiative | Vegetation Management Project Polygon | VmpID | No | Vegetation management projects are managed "line-based" and therefore no polygon data will be submitted | N/A | N/A | No
Initiative | Vegetation Management Project Polygon | UtilityID | No | Vegetation management projects are managed "line-based" and therefore no polygon data will be submitted | N/A | N/A | No
Initiative | Vegetation Management Project Polygon | UtilityInitiativeTrackingID | No | Vegetation management projects are managed "line-based" and therefore no polygon data will be submitted | N/A | N/A | No
Initiative | Vegetation Management Project Polygon | InitiativeClass | No | Vegetation management projects are managed "line-based" and therefore no polygon data will be submitted | N/A | N/A | No
Initiative | Vegetation Management Project Polygon | AssetID | No | Vegetation management projects are managed "line-based" and therefore no polygon data will be submitted | N/A | N/A | No
Initiative | Vegetation Management Project Polygon | AssetFeature | No | Vegetation management projects are managed "line-based" and therefore no polygon data will be submitted | N/A | N/A | No
Initiative | Vegetation Management Project Polygon | SegmentID | No | Vegetation management projects are managed "line-based" and therefore no polygon data will be submitted | N/A | N/A | No
Initiative | Vegetation Management Project Polygon | CircuitID | No | Vegetation management projects are managed "line-based" and therefore no polygon data will be submitted | N/A | N/A | No
Initiative | Vegetation Management Project Polygon | LineClass | No | Vegetation management projects are managed "line-based" and therefore no polygon data will be submitted | N/A | N/A | No
Initiative | Vegetation Management Project Polygon | ProjectLocationOrAddress | No | Vegetation management projects are managed "line-based" and therefore no polygon data will be submitted | N/A | N/A | No
Initiative | Vegetation Management Project Polygon | LineDeenergized | No | Vegetation management projects are managed "line-based" and therefore no polygon data will be submitted | N/A | N/A | No
Initiative | Vegetation Management Project Polygon | WMPInitiativeActivity | No | Vegetation management projects are managed "line-based" and therefore no polygon data will be submitted | N/A | N/A | No
Initiative | Vegetation Management Project Polygon | WMPSection | No | Vegetation management projects are managed "line-based" and therefore no polygon data will be submitted | N/A | N/A | No
Initiative | Vegetation Management Project Polygon | VmpStatus | No | Vegetation management projects are managed "line-based" and therefore no polygon data will be submitted | N/A | N/A | No
Initiative | Vegetation Management Project Polygon | HerbicideUse | No | Vegetation management projects are managed "line-based" and therefore no polygon data will be submitted | N/A | N/A | No
Initiative | Vegetation Management Project Polygon | HerbicideName | No | Vegetation management projects are managed "line-based" and therefore no polygon data will be submitted | N/A | N/A | No
Initiative | Vegetation Management Project Polygon | InitiativeTarget | No | Vegetation management projects are managed "line-based" and therefore no polygon data will be submitted | N/A | N/A | No
Initiative | Vegetation Management Project Polygon | QuarterlyProgress | No | Vegetation management projects are managed "line-based" and therefore no polygon data will be submitted | N/A | N/A | No
Initiative | Vegetation Management Project Polygon | CumulativeProgress | No | Vegetation management projects are managed "line-based" and therefore no polygon data will be submitted | N/A | N/A | No
Initiative | Vegetation Management Project Polygon | InitiativeTargetUnits | No | Vegetation management projects are managed "line-based" and therefore no polygon data will be submitted | N/A | N/A | No
Initiative | Vegetation Management Project Polygon | ChangeOrder | No | Vegetation management projects are managed "line-based" and therefore no polygon data will be submitted | N/A | N/A | No
Initiative | Vegetation Management Project Polygon | ChangeOrderDate | No | Vegetation management projects are managed "line-based" and therefore no polygon data will be submitted | N/A | N/A | No
Initiative | Vegetation Management Project Polygon | ChangeOrderType | No | Vegetation management projects are managed "line-based" and therefore no polygon data will be submitted | N/A | N/A | No
Initiative | Vegetation Management Project Polygon | ChangeOrderTypeComment | No | Vegetation management projects are managed "line-based" and therefore no polygon data will be submitted | N/A | N/A | No
Initiative | Vegetation Management Project Polygon | DescriptionOfWork | No | Vegetation management projects are managed "line-based" and therefore no polygon data will be submitted | N/A | N/A | No
Initiative | Vegetation Management Project Polygon | StartDate | No | Vegetation management projects are managed "line-based" and therefore no polygon data will be submitted | N/A | N/A | No
Initiative | Vegetation Management Project Polygon | EndDate | No | Vegetation management projects are managed "line-based" and therefore no polygon data will be submitted | N/A | N/A | No
Initiative | Vegetation Management Project Polygon | CoastalRedwoodExemption | No | Vegetation management projects are managed "line-based" and therefore no polygon data will be submitted | N/A | N/A | No
Initiative | Vegetation Management Project Polygon | EncroachPermit | No | Vegetation management projects are managed "line-based" and therefore no polygon data will be submitted | N/A | N/A | No
Initiative | Vegetation Management Project Polygon | EnvPermit | No | Vegetation management projects are managed "line-based" and therefore no polygon data will be submitted | N/A | N/A | No
Initiative | Vegetation Management Project Polygon | EnvPermitProject | No | Vegetation management projects are managed "line-based" and therefore no polygon data will be submitted | N/A | N/A | No
Initiative | Vegetation Management Project Polygon | CALFIREHdNumber | No | Vegetation management projects are managed "line-based" and therefore no polygon data will be submitted | N/A | N/A | No
Initiative | Vegetation Management Project Polygon | OtherEnvPermitDocumentation | No | Vegetation management projects are managed "line-based" and therefore no polygon data will be submitted | N/A | N/A | No
Initiative | Vegetation Management Project Polygon | CommercialHarvest | No | Vegetation management projects are managed "line-based" and therefore no polygon data will be submitted | N/A | N/A | No
Initiative | Vegetation Management Project Polygon | SlashManagement | No | Vegetation management projects are managed "line-based" and therefore no polygon data will be submitted | N/A | N/A | No
Initiative | Vegetation Management Project Polygon | SlashManagementComments | No | Vegetation management projects are managed "line-based" and therefore no polygon data will be submitted | N/A | N/A | No
Initiative | Vegetation Management Project Polygon | TreeTrimCountPlanned | No | Vegetation management projects are managed "line-based" and therefore no polygon data will be submitted | N/A | N/A | No
Initiative | Vegetation Management Project Polygon | TreeTrimAcreagePlanned | No | Vegetation management projects are managed "line-based" and therefore no polygon data will be submitted | N/A | N/A | No
Initiative | Vegetation Management Project Polygon | TreeRemovalCountPlanned | No | Vegetation management projects are managed "line-based" and therefore no polygon data will be submitted | N/A | N/A | No
Initiative | Vegetation Management Project Polygon | TreeRemovalAcreagePlanned | No | Vegetation management projects are managed "line-based" and therefore no polygon data will be submitted | N/A | N/A | No
Initiative | Vegetation Management Project Polygon | TreeTrimCountActl | No | Vegetation management projects are managed "line-based" and therefore no polygon data will be submitted | N/A | N/A | No
Initiative | Vegetation Management Project Polygon | TreeTrimAcreageActl | No | Vegetation management projects are managed "line-based" and therefore no polygon data will be submitted | N/A | N/A | No
Initiative | Vegetation Management Project Polygon | TreeRemovalCountActl | No | Vegetation management projects are managed "line-based" and therefore no polygon data will be submitted | N/A | N/A | No
Initiative | Vegetation Management Project Polygon | TreeRemovalAcreageActl | No | Vegetation management projects are managed "line-based" and therefore no polygon data will be submitted | N/A | N/A | No
Initiative | Vegetation Management Project Polygon | WoodDestination | No | Vegetation management projects are managed "line-based" and therefore no polygon data will be submitted | N/A | N/A | No
Initiative | Vegetation Management Project Polygon | WoodDestinationComment | No | Vegetation management projects are managed "line-based" and therefore no polygon data will be submitted | N/A | N/A | No
Initiative | Vegetation Management Project Polygon | HFTDClass | No | Vegetation management projects are managed "line-based" and therefore no polygon data will be submitted | N/A | N/A | No
Initiative | Vegetation Management Project Polygon | HFTDClassComment | No | Vegetation management projects are managed "line-based" and therefore no polygon data will be submitted | N/A | N/A | No
Table (Initiative) | Initiative Photo Log | PhotoID | No | Photo capture is not part of standard procedure at this time - no photos available | Amend process to capture and store photos | TBD | No
Table (Initiative) | Initiative Photo Log | UtilityID | No | Photo capture is not part of standard procedure at this time - no photos available | Amend process to capture and store photos | TBD | No
Table (Initiative) | Initiative Photo Log | IsBeforeAfter | No | Photo capture is not part of standard procedure at this time - no photos available | Amend process to capture and store photos | TBD | No
Table (Initiative) | Initiative Photo Log | InitiativeFeature | No | Photo capture is not part of standard procedure at this time - no photos available | Amend process to capture and store photos | TBD | No
Table (Initiative) | Initiative Photo Log | InitiativeID | No | Photo capture is not part of standard procedure at this time - no photos available | Amend process to capture and store photos | TBD | No
Other Required Data | Administrative Area | AdminID | Yes | Included | N/A - Included | N/A | No
Other Required Data | Administrative Area | UtilityID | Yes | Included | N/A - Included | N/A | No
Other Required Data | Administrative Area | AreaType | Yes | Included | N/A - Included | N/A | No
Other Required Data | Administrative Area | SubareaType | Yes | Included | N/A - Included | N/A | No
Other Required Data | Administrative Area | SubareaTypeComment | Yes | Included | N/A - Included | N/A | No
Other Required Data | Administrative Area | Name | Yes | Included | N/A - Included | N/A | No
Other Required Data | Critical Facility | FacilityID | No | Do not have the data in GIS | Need to make improvements to the ETL Process | TBD | Yes
Other Required Data | Critical Facility | UtilityID | No | Do not have the data in GIS | Need to make improvements to the ETL Process | TBD | Yes
Other Required Data | Critical Facility | FacilityName | No | Do not have the data in GIS | Need to make improvements to the ETL Process | TBD | Yes
Other Required Data | Critical Facility | FacilityCategory | No | Do not have the data in GIS | Need to make improvements to the ETL Process | TBD | Yes
Other Required Data | Critical Facility | FacilityCategoryComment | No | Do not have the data in GIS | Need to make improvements to the ETL Process | TBD | Yes
Other Required Data | Critical Facility | FacilityDescription | No | Do not have the data in GIS | Need to make improvements to the ETL Process | TBD | Yes
Other Required Data | Critical Facility | SegmentID | No | Do not have the data in GIS | Need to make improvements to the ETL Process | TBD | Yes
Other Required Data | Critical Facility | CircuitID | No | Do not have the data in GIS | Need to make improvements to the ETL Process | TBD | Yes
Other Required Data | Critical Facility | MeterID | No | Do not have the data in GIS | Need to make improvements to the ETL Process | TBD | Yes
Other Required Data | Critical Facility | BackupPower | No | Data does not exist - inventory required | Physical inventory of system consistent with data requirements would be required following completion of data translation and extraction process | TBD | Yes
Other Required Data | Critical Facility | BackupType | No | Data does not exist - inventory required | Physical inventory of system consistent with data requirements would be required following completion of data translation and extraction process | TBD | Yes
Other Required Data | Critical Facility | BackupTypeComment | No | Data does not exist - inventory required | Physical inventory of system consistent with data requirements would be required following completion of data translation and extraction process | TBD | Yes
Other Required Data | Critical Facility | BackupCapacity | No | Data does not exist - inventory required | Physical inventory of system consistent with data requirements would be required following completion of data translation and extraction process | TBD | Yes
Other Required Data | Critical Facility | PopulationImpact | No | Data does not exist - inventory required | Physical inventory of system consistent with data requirements would be required following completion of data translation and extraction process | TBD | Yes
Other Required Data | Critical Facility | PSPSDays | No | Do not have the data in GIS | Need to make improvements to the ETL Process | TBD | Yes
Other Required Data | Critical Facility | Address | No | Do not have the data in GIS | Need to make improvements to the ETL Process | TBD | Yes
Other Required Data | Critical Facility | City | No | Do not have the data in GIS | Need to make improvements to the ETL Process | TBD | Yes
Other Required Data | Critical Facility | Zip | No | Do not have the data in GIS | Need to make improvements to the ETL Process | TBD | Yes
Other Required Data | Critical Facility | HFTDClass | No | Do not have the data in GIS | Need to make improvements to the ETL Process | TBD | Yes
Other Required Data | High Wind Warning Day Polygon | HwwID | No | Data not stored in GIS | Need to make adjustments to the ETL Process | TBD | No
Other Required Data | High Wind Warning Day Polygon | UtilityID | No | Data not stored in GIS | Need to make adjustments to the ETL Process | TBD | No
Other Required Data | High Wind Warning Day Polygon | HWWIssueDateTime | No | Data not stored in GIS | Need to make adjustments to the ETL Process | TBD | No
Other Required Data | High Wind Warning Day Polygon | NumberHWWDays | No | Data not stored in GIS | Need to make adjustments to the ETL Process | TBD | No
Other Required Data | Major Woody Stem Exempt Tree Point | UtilityID | Yes | Included | N/A - Included | N/A | No
Other Required Data | Major Woody Stem Exempt Tree Point | VegetationGenus | Yes | Included | N/A - Included | N/A | No
Other Required Data | Major Woody Stem Exempt Tree Point | VegetationSpecies | Yes | Included | N/A - Included | N/A | No
Other Required Data | Major Woody Stem Exempt Tree Point | VegetationCommonName | Yes | Included | N/A - Included | N/A | No
Other Required Data | Major Woody Stem Exempt Tree Point | LastInspectionDate | Yes | Included | N/A - Included | N/A | No
Other Required Data | Major Woody Stem Exempt Tree Point | Quantity | Yes | Included | N/A - Included | N/A | No
Other Required Data | Other Power Line Connection Location | OplcID | No | Do not have the data in GIS | Need to make improvements to the ETL Process | TBD | Yes
Other Required Data | Other Power Line Connection Location | UtilityID | No | Do not have the data in GIS | Need to make improvements to the ETL Process | TBD | Yes
Other Required Data | Other Power Line Connection Location | OtherLineOwner | No | Do not have the data in GIS | Need to make improvements to the ETL Process | TBD | Yes
Other Required Data | Other Power Line Connection Location | ConnectionAsset | No | Do not have the data in GIS | Need to make improvements to the ETL Process | TBD | Yes
Other Required Data | Other Power Line Connection Location | ConnectionPointAssetID | No | Do not have the data in GIS | Need to make improvements to the ETL Process | TBD | Yes
Other Required Data | Other Power Line Connection Location | CorporationSegmentID | No | Do not have the data in GIS | Need to make improvements to the ETL Process | TBD | Yes
Other Required Data | Other Power Line Connection Location | CorporationCircuitID | No | Do not have the data in GIS | Need to make improvements to the ETL Process | TBD | Yes
Other Required Data | Other Power Line Connection Location | CorporationLineClass | No | Do not have the data in GIS | Need to make improvements to the ETL Process | TBD | Yes
Other Required Data | Other Power Line Connection Location | OtherLineClass | No | Do not have the data in GIS | Need to make improvements to the ETL Process | TBD | Yes
Other Required Data | Other Power Line Connection Location | OtherConductorType | No | Do not have the data in GIS | Need to make improvements to the ETL Process | TBD | Yes
Other Required Data | Other Power Line Connection Location | OtherConductorTypeComment | No | Do not have the data in GIS | Need to make improvements to the ETL Process | TBD | Yes
Other Required Data | Other Power Line Connection Location | ConnectionType | No | Do not have the data in GIS | Need to make improvements to the ETL Process | TBD | Yes
Other Required Data | Other Power Line Connection Location | ConnectionOHUG | No | Do not have the data in GIS | Need to make improvements to the ETL Process | TBD | Yes
Other Required Data | Other Power Line Connection Location | OtherNominalVoltagekV | No | Do not have the data in GIS | Need to make improvements to the ETL Process | TBD | Yes
Other Required Data | Other Power Line Connection Location | OtherOperatingVoltagekV | No | Do not have the data in GIS | Need to make improvements to the ETL Process | TBD | Yes
Other Required Data | Other Power Line Connection Location | OtherConductorMaterial | No | Do not have the data in GIS | Need to make improvements to the ETL Process | TBD | Yes
Other Required Data | Other Power Line Connection Location | OtherConductorMaterialComment | No | Do not have the data in GIS | Need to make improvements to the ETL Process | TBD | Yes
Other Required Data | Other Power Line Connection Location | OtherConductorSize | No | Do not have the data in GIS | Need to make improvements to the ETL Process | TBD | Yes
Other Required Data | Other Power Line Connection Location | OtherConductorOD | No | Do not have the data in GIS | Need to make improvements to the ETL Process | TBD | Yes
Other Required Data | Other Power Line Connection Location | ConnectionLastInspectionDate | No | Do not have the data in GIS | Need to make improvements to the ETL Process | TBD | Yes
Other Required Data | Other Power Line Connection Location | ConnectionLastMaintenanceDate | No | Do not have the data in GIS | Need to make improvements to the ETL Process | TBD | Yes
Other Required Data | Other Power Line Connection Location | ConnectionEstablishmentDate | No | Do not have the data in GIS | Need to make improvements to the ETL Process | TBD | Yes
Other Required Data | Other Power Line Connection Location | ConnectionEstablishmentYear | No | Do not have the data in GIS | Need to make improvements to the ETL Process | TBD | Yes
Other Required Data | Other Power Line Connection Location | EstimatedConnectionAge | No | Do not have the data in GIS | Need to make improvements to the ETL Process | TBD | Yes
Other Required Data | Other Power Line Connection Location | OtherUsefulLifespan | No | Do not have the data in GIS | Need to make improvements to the ETL Process | TBD | Yes
Other Required Data | Other Power Line Connection Location | OtherAmpacityRating | No | Do not have the data in GIS | Need to make improvements to the ETL Process | TBD | Yes
Other Required Data | Other Power Line Connection Location | ConnectionComments | No | Do not have the data in GIS | Need to make improvements to the ETL Process | TBD | Yes
Other Required Data | Other Power Line Connection Location | HFTDClass | No | Do not have the data in GIS | Need to make improvements to the ETL Process | TBD | Yes
Other Required Data | Red Flag Warning Day Polygon | RfwID | No | Data not stored in GIS | Need to make adjustments to the ETL Process | TBD | No
Other Required Data | Red Flag Warning Day Polygon | UtilityID | No | Data not stored in GIS | Need to make adjustments to the ETL Process | TBD | No
Other Required Data | Red Flag Warning Day Polygon | FireWeatherZoneID | No | Data not stored in GIS | Need to make adjustments to the ETL Process | TBD | No
Other Required Data | Red Flag Warning Day Polygon | RedFlagWarningIssueDateTime | No | Data not stored in GIS | Need to make adjustments to the ETL Process | TBD | No
Other Required Data | Red Flag Warning Day Polygon | NumberRedFlagWarningDays | No | Data not stored in GIS | Need to make adjustments to the ETL Process | TBD | No
Psps Event | Psps Event Customer Meter Point | PspsEventMeterID | No | No PSPS Data in Q2 | No PSPS Data in Q2 | N/A | No
Psps Event | Psps Event Customer Meter Point | EventID | No | No PSPS Data in Q2 | No PSPS Data in Q2 | N/A | No
Psps Event | Psps Event Customer Meter Point | MeterID | No | No PSPS Data in Q2 | No PSPS Data in Q2 | N/A | No
Psps Event | Psps Event Customer Meter Point | UtilityID | No | No PSPS Data in Q2 | No PSPS Data in Q2 | N/A | No
Psps Event | Psps Event Customer Meter Point | MeterType | No | No PSPS Data in Q2 | No PSPS Data in Q2 | N/A | No
Psps Event | Psps Event Customer Meter Point | PredictedDurationMinutes | No | No PSPS Data in Q2 | No PSPS Data in Q2 | N/A | No
Psps Event | Psps Event Customer Meter Point | ActualDurationMinutes | No | No PSPS Data in Q2 | No PSPS Data in Q2 | N/A | No
Psps Event | Psps Event Customer Meter Point | HFTDClass | No | No PSPS Data in Q2 | No PSPS Data in Q2 | N/A | No
Psps Event | Psps Event Damage Point | DamageEventID | No | No PSPS Data in Q2 | No PSPS Data in Q2 | N/A | No
Psps Event | Psps Event Damage Point | EventID | No | No PSPS Data in Q2 | No PSPS Data in Q2 | N/A | No
Psps Event | Psps Event Damage Point | UtilityID | No | No PSPS Data in Q2 | No PSPS Data in Q2 | N/A | No
Psps Event | Psps Event Damage Point | NumberRelatedRecords | No | No PSPS Data in Q2 | No PSPS Data in Q2 | N/A | No
Psps Event | Psps Event Damage Point | DamageDateTime | No | No PSPS Data in Q2 | No PSPS Data in Q2 | N/A | No
Psps Event | Psps Event Damage Point | FuelBedDescription | No | No PSPS Data in Q2 | No PSPS Data in Q2 | N/A | No
Psps Event | Psps Event Damage Point | FuelBedDescriptionComment | No | No PSPS Data in Q2 | No PSPS Data in Q2 | N/A | No
Psps Event | Psps Event Damage Point | HFTDClass | No | No PSPS Data in Q2 | No PSPS Data in Q2 | N/A | No
Psps Event | Psps Event Line | PspsEventLineID | No | No PSPS Data in Q2 | No PSPS Data in Q2 | N/A | No
Psps Event | Psps Event Line | EventID | No | No PSPS Data in Q2 | No PSPS Data in Q2 | N/A | No
Psps Event | Psps Event Line | SegmentID | No | No PSPS Data in Q2 | No PSPS Data in Q2 | N/A | No
Psps Event | Psps Event Line | CircuitID | No | No PSPS Data in Q2 | No PSPS Data in Q2 | N/A | No
Psps Event | Psps Event Line | LineClass | No | No PSPS Data in Q2 | No PSPS Data in Q2 | N/A | No
Psps Event | Psps Event Line | SubstationID | No | No PSPS Data in Q2 | No PSPS Data in Q2 | N/A | No
Psps Event | Psps Event Line | IsolationDeviceID | No | No PSPS Data in Q2 | No PSPS Data in Q2 | N/A | No
Psps Event | Psps Event Line | UtilityID | No | No PSPS Data in Q2 | No PSPS Data in Q2 | N/A | No
Psps Event | Psps Event Line | IsolationDevice | No | No PSPS Data in Q2 | No PSPS Data in Q2 | N/A | No
Psps Event | Psps Event Line | IsolationDeviceComment | No | No PSPS Data in Q2 | No PSPS Data in Q2 | N/A | No
Psps Event | Psps Event Line | PredictedDurationMinutes | No | No PSPS Data in Q2 | No PSPS Data in Q2 | N/A | No
Psps Event | Psps Event Line | ActualDurationMinutes | No | No PSPS Data in Q2 | No PSPS Data in Q2 | N/A | No
Psps Event | Psps Event Line | DurationPredictionError | No | No PSPS Data in Q2 | No PSPS Data in Q2 | N/A | No
Psps Event | Psps Event Line | TotalCustomerMinutes | No | No PSPS Data in Q2 | No PSPS Data in Q2 | N/A | No
Psps Event | Psps Event Line | TotalCustomers | No | No PSPS Data in Q2 | No PSPS Data in Q2 | N/A | No
Psps Event | Psps Event Line | ResidentialCustomers | No | No PSPS Data in Q2 | No PSPS Data in Q2 | N/A | No
Psps Event | Psps Event Line | MedicalBaselineCustomers | No | No PSPS Data in Q2 | No PSPS Data in Q2 | N/A | No
Psps Event | Psps Event Line | CommercialIndustrialCustomers | No | No PSPS Data in Q2 | No PSPS Data in Q2 | N/A | No
Psps Event | Psps Event Line | OtherCustomers | No | No PSPS Data in Q2 | No PSPS Data in Q2 | N/A | No
Psps Event | Psps Event Line | CriticalInfrastructure | No | No PSPS Data in Q2 | No PSPS Data in Q2 | N/A | No
Psps Event | Psps Event Line | CriticalInfrastructureDuration | No | No PSPS Data in Q2 | No PSPS Data in Q2 | N/A | No
Psps Event | Psps Event Line | CriticalInfrastructureImpact | No | No PSPS Data in Q2 | No PSPS Data in Q2 | N/A | No
Psps Event | Psps Event Polygon | PspsEventPolygonID | No | No PSPS Data in Q2 | No PSPS Data in Q2 | N/A | No
Psps Event | Psps Event Polygon | EventID | No | No PSPS Data in Q2 | No PSPS Data in Q2 | N/A | No
Psps Event | Psps Event Polygon | SegmentID | No | No PSPS Data in Q2 | No PSPS Data in Q2 | N/A | No
Psps Event | Psps Event Polygon | CircuitID | No | No PSPS Data in Q2 | No PSPS Data in Q2 | N/A | No
Psps Event | Psps Event Polygon | LineClass | No | No PSPS Data in Q2 | No PSPS Data in Q2 | N/A | No
Psps Event | Psps Event Polygon | SubstationID | No | No PSPS Data in Q2 | No PSPS Data in Q2 | N/A | No
Psps Event | Psps Event Polygon | IsolationDeviceID | No | No PSPS Data in Q2 | No PSPS Data in Q2 | N/A | No
Psps Event | Psps Event Polygon | UtilityID | No | No PSPS Data in Q2 | No PSPS Data in Q2 | N/A | No
Psps Event | Psps Event Polygon | IsolationDevice | No | No PSPS Data in Q2 | No PSPS Data in Q2 | N/A | No
Psps Event | Psps Event Polygon | IsolationDeviceComment | No | No PSPS Data in Q2 | No PSPS Data in Q2 | N/A | No
Psps Event | Psps Event Polygon | PredictedDurationMinutes | No | No PSPS Data in Q2 | No PSPS Data in Q2 | N/A | No
Psps Event | Psps Event Polygon | ActualDurationMinutes | No | No PSPS Data in Q2 | No PSPS Data in Q2 | N/A | No
Psps Event | Psps Event Polygon | DurationPredictionError | No | No PSPS Data in Q2 | No PSPS Data in Q2 | N/A | No
Psps Event | Psps Event Polygon | TotalCustomerMinutes | No | No PSPS Data in Q2 | No PSPS Data in Q2 | N/A | No
Psps Event | Psps Event Polygon | TotalCustomers | No | No PSPS Data in Q2 | No PSPS Data in Q2 | N/A | No
Psps Event | Psps Event Polygon | ResidentialCustomers | No | No PSPS Data in Q2 | No PSPS Data in Q2 | N/A | No
Psps Event | Psps Event Polygon | MedicalBaselineCustomers | No | No PSPS Data in Q2 | No PSPS Data in Q2 | N/A | No
Psps Event | Psps Event Polygon | CommercialIndustrialCustomers | No | No PSPS Data in Q2 | No PSPS Data in Q2 | N/A | No
Psps Event | Psps Event Polygon | OtherCustomers | No | No PSPS Data in Q2 | No PSPS Data in Q2 | N/A | No
Psps Event | Psps Event Polygon | CriticalInfrastructure | No | No PSPS Data in Q2 | No PSPS Data in Q2 | N/A | No
Psps Event | Psps Event Polygon | CriticalInfrastructureDuration | No | No PSPS Data in Q2 | No PSPS Data in Q2 | N/A | No
Psps Event | Psps Event Polygon | CriticalInfrastructureImpact | No | No PSPS Data in Q2 | No PSPS Data in Q2 | N/A | No
Table (Psps Event) | Psps Event Conductor Damage Detail | PspsCdID | No | No PSPS Data in Q2 | No PSPS Data in Q2 | N/A | No
Table (Psps Event) | Psps Event Conductor Damage Detail | DamageEventID | No | No PSPS Data in Q2 | No PSPS Data in Q2 | N/A | No
Table (Psps Event) | Psps Event Conductor Damage Detail | UtilityID | No | No PSPS Data in Q2 | No PSPS Data in Q2 | N/A | No
Table (Psps Event) | Psps Event Conductor Damage Detail | LineClass | No | No PSPS Data in Q2 | No PSPS Data in Q2 | N/A | No
Table (Psps Event) | Psps Event Conductor Damage Detail | SegmentID | No | No PSPS Data in Q2 | No PSPS Data in Q2 | N/A | No
Table (Psps Event) | Psps Event Conductor Damage Detail | CircuitID | No | No PSPS Data in Q2 | No PSPS Data in Q2 | N/A | No
Table (Psps Event) | Psps Event Conductor Damage Detail | FromDeviceID | No | No PSPS Data in Q2 | No PSPS Data in Q2 | N/A | No
Table (Psps Event) | Psps Event Conductor Damage Detail | ToDeviceID | No | No PSPS Data in Q2 | No PSPS Data in Q2 | N/A | No
Table (Psps Event) | Psps Event Conductor Damage Detail | SubstationID | No | No PSPS Data in Q2 | No PSPS Data in Q2 | N/A | No
Table (Psps Event) | Psps Event Conductor Damage Detail | NominalVoltagekV | No | No PSPS Data in Q2 | No PSPS Data in Q2 | N/A | No
Table (Psps Event) | Psps Event Conductor Damage Detail | OperatingVoltagekV | No | No PSPS Data in Q2 | No PSPS Data in Q2 | N/A | No
Table (Psps Event) | Psps Event Conductor Damage Detail | ConductorMaterial | No | No PSPS Data in Q2 | No PSPS Data in Q2 | N/A | No
Table (Psps Event) | Psps Event Conductor Damage Detail | ConductorMaterialComment | No | No PSPS Data in Q2 | No PSPS Data in Q2 | N/A | No
Table (Psps Event) | Psps Event Conductor Damage Detail | ConductorType | No | No PSPS Data in Q2 | No PSPS Data in Q2 | N/A | No
Table (Psps Event) | Psps Event Conductor Damage Detail | ConductorTypeComment | No | No PSPS Data in Q2 | No PSPS Data in Q2 | N/A | No
Table (Psps Event) | Psps Event Conductor Damage Detail | ConductorLength | No | No PSPS Data in Q2 | No PSPS Data in Q2 | N/A | No
Table (Psps Event) | Psps Event Conductor Damage Detail | FailedEquipmentDescription | No | No PSPS Data in Q2 | No PSPS Data in Q2 | N/A | No
Table (Psps Event) | Psps Event Conductor Damage Detail | Cause | No | No PSPS Data in Q2 | No PSPS Data in Q2 | N/A | No
Table (Psps Event) | Psps Event Conductor Damage Detail | CauseComment | No | No PSPS Data in Q2 | No PSPS Data in Q2 | N/A | No
Table (Psps Event) | Psps Event Conductor Damage Detail | ObjectContact | No | No PSPS Data in Q2 | No PSPS Data in Q2 | N/A | No
Table (Psps Event) | Psps Event Conductor Damage Detail | ObjectContactComment | No | No PSPS Data in Q2 | No PSPS Data in Q2 | N/A | No
Table (Psps Event) | Psps Event Conductor Damage Detail | LikelyArcing | No | No PSPS Data in Q2 | No PSPS Data in Q2 | N/A | No
Table (Psps Event) | Psps Event Conductor Damage Detail | VmInspectionDate | No | No PSPS Data in Q2 | No PSPS Data in Q2 | N/A | No
Table (Psps Event) | Psps Event Conductor Damage Detail | VegetationGenus | No | No PSPS Data in Q2 | No PSPS Data in Q2 | N/A | No
Table (Psps Event) | Psps Event Conductor Damage Detail | VegetationSpecies | No | No PSPS Data in Q2 | No PSPS Data in Q2 | N/A | No
Table (Psps Event) | Psps Event Conductor Damage Detail | VegetationCommonName | No | No PSPS Data in Q2 | No PSPS Data in Q2 | N/A | No
Table (Psps Event) | Psps Event Conductor Damage Detail | TreeHeight | No | No PSPS Data in Q2 | No PSPS Data in Q2 | N/A | No
Table (Psps Event) | Psps Event Conductor Damage Detail | TreeDiameter | No | No PSPS Data in Q2 | No PSPS Data in Q2 | N/A | No
Table (Psps Event) | Psps Event Conductor Damage Detail | TreeTrunkDistance | No | No PSPS Data in Q2 | No PSPS Data in Q2 | N/A | No
Table (Psps Event) | Psps Event Damage Photo Log | DamagedAssetPhotoID | No | No PSPS Data in Q2 | No PSPS Data in Q2 | N/A | No
Table (Psps Event) | Psps Event Damage Photo Log | UtilityID | No | No PSPS Data in Q2 | No PSPS Data in Q2 | N/A | No
Table (Psps Event) | Psps Event Damage Photo Log | FuelBedPhotoID | No | No PSPS Data in Q2 | No PSPS Data in Q2 | N/A | No
Table (Psps Event) | Psps Event Damage Photo Log | DamageEventID | No | No PSPS Data in Q2 | No PSPS Data in Q2 | N/A | No
Table (Psps Event) | Psps Event Log | EventID | No | No PSPS Data in Q2 | No PSPS Data in Q2 | N/A | No
Table (Psps Event) | Psps Event Log | UtilityID | No | No PSPS Data in Q2 | No PSPS Data in Q2 | N/A | No
Table (Psps Event) | Psps Event Log | EOCActivationDateTime | No | No PSPS Data in Q2 | No PSPS Data in Q2 | N/A | No
Table (Psps Event) | Psps Event Log | StartDateTime | No | No PSPS Data in Q2 | No PSPS Data in Q2 | N/A | No
Table (Psps Event) | Psps Event Log | AllClearDateTime | No | No PSPS Data in Q2 | No PSPS Data in Q2 | N/A | No
Table (Psps Event) | Psps Event Log | AllLoadUpDateTime | No | No PSPS Data in Q2 | No PSPS Data in Q2 | N/A | No
Table (Psps Event) | Psps Event Log | WindRisk | No | No PSPS Data in Q2 | No PSPS Data in Q2 | N/A | No
Table (Psps Event) | Psps Event Log | RelativeHumidityRisk | No | No PSPS Data in Q2 | No PSPS Data in Q2 | N/A | No
Table (Psps Event) | Psps Event Log | TemperatureRisk | No | No PSPS Data in Q2 | No PSPS Data in Q2 | N/A | No
Table (Psps Event) | Psps Event Log | VegetationRisk | No | No PSPS Data in Q2 | No PSPS Data in Q2 | N/A | No
Table (Psps Event) | Psps Event Log | AssetRisk | No | No PSPS Data in Q2 | No PSPS Data in Q2 | N/A | No
Table (Psps Event) | Psps Event Log | DeadFuelRisk | No | No PSPS Data in Q2 | No PSPS Data in Q2 | N/A | No
Table (Psps Event) | Psps Event Log | LiveFuelRisk | No | No PSPS Data in Q2 | No PSPS Data in Q2 | N/A | No
Table (Psps Event) | Psps Event Log | RedFlagWarningRisk | No | No PSPS Data in Q2 | No PSPS Data in Q2 | N/A | No
Table (Psps Event) | Psps Event Log | OtherRisk | No | No PSPS Data in Q2 | No PSPS Data in Q2 | N/A | No
Table (Psps Event) | Psps Event Log | OtherRiskReason | No | No PSPS Data in Q2 | No PSPS Data in Q2 | N/A | No
Table (Psps Event) | Psps Event Other Asset Damage Detail | PspsOadID | No | No PSPS Data in Q2 | No PSPS Data in Q2 | N/A | No
Table (Psps Event) | Psps Event Other Asset Damage Detail | DamageEventID | No | No PSPS Data in Q2 | No PSPS Data in Q2 | N/A | No
Table (Psps Event) | Psps Event Other Asset Damage Detail | UtilityID | No | No PSPS Data in Q2 | No PSPS Data in Q2 | N/A | No
Table (Psps Event) | Psps Event Other Asset Damage Detail | Asset | No | No PSPS Data in Q2 | No PSPS Data in Q2 | N/A | No
Table (Psps Event) | Psps Event Other Asset Damage Detail | AssetID | No | No PSPS Data in Q2 | No PSPS Data in Q2 | N/A | No
Table (Psps Event) | Psps Event Other Asset Damage Detail | AssetFeature | No | No PSPS Data in Q2 | No PSPS Data in Q2 | N/A | No
Table (Psps Event) | Psps Event Other Asset Damage Detail | LineClass | No | No PSPS Data in Q2 | No PSPS Data in Q2 | N/A | No
Table (Psps Event) | Psps Event Other Asset Damage Detail | SegmentID | No | No PSPS Data in Q2 | No PSPS Data in Q2 | N/A | No
Table (Psps Event) | Psps Event Other Asset Damage Detail | CircuitID | No | No PSPS Data in Q2 | No PSPS Data in Q2 | N/A | No
Table (Psps Event) | Psps Event Other Asset Damage Detail | Cause | No | No PSPS Data in Q2 | No PSPS Data in Q2 | N/A | No
Table (Psps Event) | Psps Event Other Asset Damage Detail | CauseComment | No | No PSPS Data in Q2 | No PSPS Data in Q2 | N/A | No
Table (Psps Event) | Psps Event Other Asset Damage Detail | ObjectContact | No | No PSPS Data in Q2 | No PSPS Data in Q2 | N/A | No
Table (Psps Event) | Psps Event Other Asset Damage Detail | ObjectContactComment | No | No PSPS Data in Q2 | No PSPS Data in Q2 | N/A | No
Table (Psps Event) | Psps Event Other Asset Damage Detail | AssociatedNominalVoltagekV | No | No PSPS Data in Q2 | No PSPS Data in Q2 | N/A | No
Table (Psps Event) | Psps Event Other Asset Damage Detail | AssociatedOperatingVoltagekV | No | No PSPS Data in Q2 | No PSPS Data in Q2 | N/A | No
Table (Psps Event) | Psps Event Other Asset Damage Detail | ManufacturerModelID | No | No PSPS Data in Q2 | No PSPS Data in Q2 | N/A | No
Table (Psps Event) | Psps Event Other Asset Damage Detail | ExemptionStatus | No | No PSPS Data in Q2 | No PSPS Data in Q2 | N/A | No
Table (Psps Event) | Psps Event Other Asset Damage Detail | LikelyArcing | No | No PSPS Data in Q2 | No PSPS Data in Q2 | N/A | No
Table (Psps Event) | Psps Event Other Asset Damage Detail | VmInspectionDate | No | No PSPS Data in Q2 | No PSPS Data in Q2 | N/A | No
Table (Psps Event) | Psps Event Other Asset Damage Detail | VegetationGenus | No | No PSPS Data in Q2 | No PSPS Data in Q2 | N/A | No
Table (Psps Event) | Psps Event Other Asset Damage Detail | VegetationSpecies | No | No PSPS Data in Q2 | No PSPS Data in Q2 | N/A | No
Table (Psps Event) | Psps Event Other Asset Damage Detail | VegetationCommonName | No | No PSPS Data in Q2 | No PSPS Data in Q2 | N/A | No
Table (Psps Event) | Psps Event Other Asset Damage Detail | TreeHeight | No | No PSPS Data in Q2 | No PSPS Data in Q2 | N/A | No
Table (Psps Event) | Psps Event Other Asset Damage Detail | TreeDiameter | No | No PSPS Data in Q2 | No PSPS Data in Q2 | N/A | No
Table (Psps Event) | Psps Event Other Asset Damage Detail | TreeTrunkDistance | No | No PSPS Data in Q2 | No PSPS Data in Q2 | N/A | No
Table (Psps Event) | Psps Event Support Structure Damage Detail | PspsSsdID | No | No PSPS Data in Q2 | No PSPS Data in Q2 | N/A | No
Table (Psps Event) | Psps Event Support Structure Damage Detail | DamageEventID | No | No PSPS Data in Q2 | No PSPS Data in Q2 | N/A | No
Table (Psps Event) | Psps Event Support Structure Damage Detail | UtilityID | No | No PSPS Data in Q2 | No PSPS Data in Q2 | N/A | No
Table (Psps Event) | Psps Event Support Structure Damage Detail | SupportStructureID | No | No PSPS Data in Q2 | No PSPS Data in Q2 | N/A | No
Table (Psps Event) | Psps Event Support Structure Damage Detail | Asset | No | No PSPS Data in Q2 | No PSPS Data in Q2 | N/A | No
Table (Psps Event) | Psps Event Support Structure Damage Detail | AssetComment | No | No PSPS Data in Q2 | No PSPS Data in Q2 | N/A | No
Table (Psps Event) | Psps Event Support Structure Damage Detail | Cause | No | No PSPS Data in Q2 | No PSPS Data in Q2 | N/A | No
Table (Psps Event) | Psps Event Support Structure Damage Detail | CauseComment | No | No PSPS Data in Q2 | No PSPS Data in Q2 | N/A | No
Table (Psps Event) | Psps Event Support Structure Damage Detail | ObjectContact | No | No PSPS Data in Q2 | No PSPS Data in Q2 | N/A | No
Table (Psps Event) | Psps Event Support Structure Damage Detail | ObjectContactComment | No | No PSPS Data in Q2 | No PSPS Data in Q2 | N/A | No
Table (Psps Event) | Psps Event Support Structure Damage Detail | AssociatedNominalVoltagekV | No | No PSPS Data in Q2 | No PSPS Data in Q2 | N/A | No
Table (Psps Event) | Psps Event Support Structure Damage Detail | AssociatedOperatingVoltagekV | No | No PSPS Data in Q2 | No PSPS Data in Q2 | N/A | No
Table (Psps Event) | Psps Event Support Structure Damage Detail | SupportStructureMaterial | No | No PSPS Data in Q2 | No PSPS Data in Q2 | N/A | No
Table (Psps Event) | Psps Event Support Structure Damage Detail | MaterialComment | No | No PSPS Data in Q2 | No PSPS Data in Q2 | N/A | No
Table (Psps Event) | Psps Event Support Structure Damage Detail | LikelyArcing | No | No PSPS Data in Q2 | No PSPS Data in Q2 | N/A | No
Table (Psps Event) | Psps Event Support Structure Damage Detail | DamageDescription | No | No PSPS Data in Q2 | No PSPS Data in Q2 | N/A | No
Table (Psps Event) | Psps Event Support Structure Damage Detail | DamageDescriptionComment | No | No PSPS Data in Q2 | No PSPS Data in Q2 | N/A | No
Table (Psps Event) | Psps Event Support Structure Damage Detail | VmInspectionDate | No | No PSPS Data in Q2 | No PSPS Data in Q2 | N/A | No
Table (Psps Event) | Psps Event Support Structure Damage Detail | VegetationGenus | No | No PSPS Data in Q2 | No PSPS Data in Q2 | N/A | No
Table (Psps Event) | Psps Event Support Structure Damage Detail | VegetationSpecies | No | No PSPS Data in Q2 | No PSPS Data in Q2 | N/A | No
Table (Psps Event) | Psps Event Support Structure Damage Detail | VegetationCommonName | No | No PSPS Data in Q2 | No PSPS Data in Q2 | N/A | No
Table (Psps Event) | Psps Event Support Structure Damage Detail | TreeHeight | No | No PSPS Data in Q2 | No PSPS Data in Q2 | N/A | No
Table (Psps Event) | Psps Event Support Structure Damage Detail | TreeDiameter | No | No PSPS Data in Q2 | No PSPS Data in Q2 | N/A | No
Table (Psps Event) | Psps Event Support Structure Damage Detail | TreeTrunkDistance | No | No PSPS Data in Q2 | No PSPS Data in Q2 | N/A | No
Risk Event | Ignition | IgnitionID | No | No Ignition Data in Q2 | No Ignition Data in Q2 | N/A | Yes
Risk Event | Ignition | UtilityID | No | No Ignition Data in Q2 | No Ignition Data in Q2 | N/A | Yes
Risk Event | Ignition | SubstationID | No | No Ignition Data in Q2 | No Ignition Data in Q2 | N/A | Yes
Risk Event | Ignition | NearestWeatherStationID | No | No Ignition Data in Q2 | No Ignition Data in Q2 | N/A | Yes
Risk Event | Ignition | OutageID | No | No Ignition Data in Q2 | No Ignition Data in Q2 | N/A | Yes
Risk Event | Ignition | OutageStatus | No | No Ignition Data in Q2 | No Ignition Data in Q2 | N/A | Yes
Risk Event | Ignition | FireStartDateTime | No | No Ignition Data in Q2 | No Ignition Data in Q2 | N/A | Yes
Risk Event | Ignition | FireStartYear | No | No Ignition Data in Q2 | No Ignition Data in Q2 | N/A | Yes
Risk Event | Ignition | FireDetectionMethod | No | No Ignition Data in Q2 | No Ignition Data in Q2 | N/A | Yes
Risk Event | Ignition | FireDetectionMethodComment | No | No Ignition Data in Q2 | No Ignition Data in Q2 | N/A | Yes
Risk Event | Ignition | SuspectedInitiatingCause | No | No Ignition Data in Q2 | No Ignition Data in Q2 | N/A | Yes
Risk Event | Ignition | SuspectedInitiatingCauseComment | No | No Ignition Data in Q2 | No Ignition Data in Q2 | N/A | Yes
Risk Event | Ignition | ObjectContact | No | No Ignition Data in Q2 | No Ignition Data in Q2 | N/A | Yes
Risk Event | Ignition | ObjectContactComment | No | No Ignition Data in Q2 | No Ignition Data in Q2 | N/A | Yes
Risk Event | Ignition | VegetationGenus | No | No Ignition Data in Q2 | No Ignition Data in Q2 | N/A | Yes
Risk Event | Ignition | VegetationSpecies | No | No Ignition Data in Q2 | No Ignition Data in Q2 | N/A | Yes
Risk Event | Ignition | VegetationCommonName | No | No Ignition Data in Q2 | No Ignition Data in Q2 | N/A | Yes
Risk Event | Ignition | EquipmentFailure | No | No Ignition Data in Q2 | No Ignition Data in Q2 | N/A | Yes
Risk Event | Ignition | EquipmentFailureComment | No | No Ignition Data in Q2 | No Ignition Data in Q2 | N/A | Yes
Risk Event | Ignition | AssociatedNominalVoltagekV | No | No Ignition Data in Q2 | No Ignition Data in Q2 | N/A | Yes
Risk Event | Ignition | AssociatedOperatingVoltagekV | No | No Ignition Data in Q2 | No Ignition Data in Q2 | N/A | Yes
Risk Event | Ignition | OtherCompanies | No | No Ignition Data in Q2 | No Ignition Data in Q2 | N/A | Yes
Risk Event | Ignition | EquipmentType | No | No Ignition Data in Q2 | No Ignition Data in Q2 | N/A | Yes
Risk Event | Ignition | Determination | No | No Ignition Data in Q2 | No Ignition Data in Q2 | N/A | Yes
Risk Event | Ignition | DeterminationComment | No | No Ignition Data in Q2 | No Ignition Data in Q2 | N/A | Yes
Risk Event | Ignition | FacilityContacted | No | No Ignition Data in Q2 | No Ignition Data in Q2 | N/A | Yes
Risk Event | Ignition | FacilityContactedComment | No | No Ignition Data in Q2 | No Ignition Data in Q2 | N/A | Yes
Risk Event | Ignition | AssetID | No | No Ignition Data in Q2 | No Ignition Data in Q2 | N/A | Yes
Risk Event | Ignition | AssetFeature | No | No Ignition Data in Q2 | No Ignition Data in Q2 | N/A | Yes
Risk Event | Ignition | SegmentID | No | No Ignition Data in Q2 | No Ignition Data in Q2 | N/A | Yes
Risk Event | Ignition | CircuitID | No | No Ignition Data in Q2 | No Ignition Data in Q2 | N/A | Yes
Risk Event | Ignition | LineClass | No | No Ignition Data in Q2 | No Ignition Data in Q2 | N/A | Yes
Risk Event | Ignition | ContributingFactor | No | No Ignition Data in Q2 | No Ignition Data in Q2 | N/A | Yes
Risk Event | Ignition | ContributingFactorComment | No | No Ignition Data in Q2 | No Ignition Data in Q2 | N/A | Yes
Risk Event | Ignition | RFWStatus | No | No Ignition Data in Q2 | No Ignition Data in Q2 | N/A | Yes
Risk Event | Ignition | RFWIssueDateTime | No | No Ignition Data in Q2 | No Ignition Data in Q2 | N/A | Yes
Risk Event | Ignition | FWWStatus | No | No Ignition Data in Q2 | No Ignition Data in Q2 | N/A | Yes
Risk Event | Ignition | FWWIssueDateTime | No | No Ignition Data in Q2 | No Ignition Data in Q2 | N/A | Yes
Risk Event | Ignition | HWWStatus | No | No Ignition Data in Q2 | No Ignition Data in Q2 | N/A | Yes
Risk Event | Ignition | HWWIssueDateTime | No | No Ignition Data in Q2 | No Ignition Data in Q2 | N/A | Yes
Risk Event | Ignition | OriginLandUse | No | No Ignition Data in Q2 | No Ignition Data in Q2 | N/A | Yes
Risk Event | Ignition | MaterialAtOrigin | No | No Ignition Data in Q2 | No Ignition Data in Q2 | N/A | Yes
Risk Event | Ignition | MaterialAtOriginComment | No | No Ignition Data in Q2 | No Ignition Data in Q2 | N/A | Yes
Risk Event | Ignition | FuelBedDescription | No | No Ignition Data in Q2 | No Ignition Data in Q2 | N/A | Yes
Risk Event | Ignition | FuelBedDescriptionComment | No | No Ignition Data in Q2 | No Ignition Data in Q2 | N/A | Yes
Risk Event | Ignition | FireSize | No | No Ignition Data in Q2 | No Ignition Data in Q2 | N/A | Yes
Risk Event | Ignition | SuppressedBy | No | No Ignition Data in Q2 | No Ignition Data in Q2 | N/A | Yes
Risk Event | Ignition | SuppressingAgency | No | No Ignition Data in Q2 | No Ignition Data in Q2 | N/A | Yes
Risk Event | Ignition | FireInvestigation | No | No Ignition Data in Q2 | No Ignition Data in Q2 | N/A | Yes
Risk Event | Ignition | FireAHJ | No | No Ignition Data in Q2 | No Ignition Data in Q2 | N/A | Yes
Risk Event | Ignition | IgnitionNotes | No | No Ignition Data in Q2 | No Ignition Data in Q2 | N/A | Yes
Risk Event | Ignition | HFTDClass | No | No Ignition Data in Q2 | No Ignition Data in Q2 | N/A | Yes
Risk Event | Ignition | Latitude | No | No Ignition Data in Q2 | No Ignition Data in Q2 | N/A | Yes
Risk Event | Ignition | Longitude | No | No Ignition Data in Q2 | No Ignition Data in Q2 | N/A | Yes
Risk Event | Unplanned Outage | OutageID | Yes | Included | N/A - Included | N/A | Yes
Risk Event | Unplanned Outage | OutageClass | Yes | Included | N/A - Included | N/A | Yes
Risk Event | Unplanned Outage | UtilityID | Yes | Included | N/A - Included | N/A | Yes
Risk Event | Unplanned Outage | SubstationID | Yes | Included | N/A - Included | N/A | Yes
Risk Event | Unplanned Outage | BasicCause | Yes | Included | N/A - Included | N/A | Yes
Risk Event | Unplanned Outage | BasicCauseComment | Yes | Included | N/A - Included | N/A | Yes
Risk Event | Unplanned Outage | BasicCauseObject | Yes | Included | N/A - Included | N/A | Yes
Risk Event | Unplanned Outage | BasicCauseObjectComment | Yes | Included | N/A - Included | N/A | Yes
Risk Event | Unplanned Outage | FacilityContacted | Yes | Included | N/A - Included | N/A | Yes
Risk Event | Unplanned Outage | FacilityContactedComment | No | Included | N/A - Included | N/A | Yes
Risk Event | Unplanned Outage | EquipmentFailure | Yes | Included | N/A - Included | N/A | Yes
Risk Event | Unplanned Outage | EquipmentFailureComment | Yes | Included | N/A - Included | N/A | Yes
Risk Event | Unplanned Outage | AssetID | Yes | Included | N/A - Included | N/A | Yes
Risk Event | Unplanned Outage | AssetFeature | Yes | Included | N/A - Included | N/A | Yes
Risk Event | Unplanned Outage | SegmentID | No | Data not currently in GIS or available through the new ETL process | Need to create new data process | TBD | Yes
Risk Event | Unplanned Outage | CircuitID | Yes | Included | N/A - Included | N/A | Yes
Risk Event | Unplanned Outage | LineClass | Yes | Included | N/A - Included | N/A | Yes
Risk Event | Unplanned Outage | ExpulsionFuseOperation | No | Data not currently in GIS or available through the new ETL process | Need to create new data process | TBD | Yes
Risk Event | Unplanned Outage | OutageDescription | Yes | Included | N/A - Included | N/A | Yes
Risk Event | Unplanned Outage | EventYear | Yes | Included | N/A - Included | N/A | Yes
Risk Event | Unplanned Outage | OutageStartDateTime | Yes | Included | N/A - Included | N/A | Yes
Risk Event | Unplanned Outage | OutageEndDateTime | Yes | Included | N/A - Included | N/A | Yes
Risk Event | Unplanned Outage | OutageDuration | Yes | Included | N/A - Included | N/A | Yes
Risk Event | Unplanned Outage | CustomerMinutesInterrupted | Yes | Included | N/A - Included | N/A | Yes
Risk Event | Unplanned Outage | CustomersOutMomentary | Yes | Included | N/A - Included | N/A | Yes
Risk Event | Unplanned Outage | CustomersOutSustained | Yes | Included | N/A - Included | N/A | Yes
Risk Event | Unplanned Outage | CustomerCount | Yes | Included | N/A - Included | N/A | Yes
Risk Event | Unplanned Outage | OutageInterval | Yes | Included | N/A - Included | N/A | Yes
Risk Event | Unplanned Outage | OutageIntervalAltDefinition | Yes | Included | N/A - Included | N/A | Yes
Risk Event | Unplanned Outage | AssociatedNominalVoltagekV | Yes | Included | N/A - Included | N/A | Yes
Risk Event | Unplanned Outage | AssociatedOperatingVoltagekV | Yes | Included | N/A - Included | N/A | Yes
Risk Event | Unplanned Outage | OtherCompanies | Yes | Included | N/A - Included | N/A | Yes
Risk Event | Unplanned Outage | RecloserSetting | Yes | Included | N/A - Included | N/A | Yes
Risk Event | Unplanned Outage | RapidFaultSetting | No | Data not currently in GIS or available through the new ETL process | Need to create new data process | TBD | Yes
Risk Event | Unplanned Outage | IsolationDeviceType | Yes | Included | N/A - Included | N/A | Yes
Risk Event | Unplanned Outage | IsolationDeviceTypeComment | Yes | Included | N/A - Included | N/A | Yes
Risk Event | Unplanned Outage | MajorEventDay | Yes | Included | N/A - Included | N/A | Yes
Risk Event | Unplanned Outage | LocationOrAddress | Yes | Included | N/A - Included | N/A | Yes
Risk Event | Unplanned Outage | HFTDClass | Yes | Included | N/A - Included | N/A | Yes
Risk Event | Unplanned Outage | VmOutageDescription | No | Included | N/A - Included | N/A | No
Risk Event | Unplanned Outage | VmInspectionDate | No | Data not available in Q4 | Need to create new data process | TBD | No
Risk Event | Unplanned Outage | VegetationGenus | No | Data not available in Q4 | Need to create new data process | TBD | No
Risk Event | Unplanned Outage | VegetationSpecies | No | Data not available in Q4 | Need to create new data process | TBD | No
Risk Event | Unplanned Outage | VegetationCommonName | No | Data not available in Q4 | Need to create new data process | TBD | No
Risk Event | Unplanned Outage | TreeHeight | No | Data not available in Q4 | Need to create new data process | TBD | No
Risk Event | Unplanned Outage | TreeDiameter | No | Data not available in Q4 | Need to create new data process | TBD | No
Risk Event | Unplanned Outage | TreeTrunkDistance | No | Data not available in Q4 | Need to create new data process | TBD | No
Risk Event | Unplanned Outage | RFWDay | Yes | Included | N/A - Included | N/A | No
Risk Event | Wire Down Event | WireDownID | Yes | Included | N/A - Included | N/A | Yes
Risk Event | Wire Down Event | UtilityID | Yes | Included | N/A - Included | N/A | Yes
Risk Event | Wire Down Event | OutageStatus | Yes | Included | N/A - Included | N/A | Yes
Risk Event | Wire Down Event | OutageID | Yes | Included | N/A - Included | N/A | Yes
Risk Event | Wire Down Event | AssetID | Yes | Included | N/A - Included | N/A | Yes
Risk Event | Wire Down Event | AssetFeature | Yes | Included | N/A - Included | N/A | Yes
Risk Event | Wire Down Event | SegmentID | No | Data not currently in GIS or available through the new ETL process | Need to create new data process | TBD | Yes
Risk Event | Wire Down Event | CircuitID | Yes | Included | N/A - Included | N/A | Yes
Risk Event | Wire Down Event | LineClass | Yes | Included | N/A - Included | N/A | Yes
Risk Event | Wire Down Event | WireDownDate | Yes | Included | N/A - Included | N/A | Yes
Risk Event | Wire Down Event | WireDownYear | Yes | Included | N/A - Included | N/A | Yes
Risk Event | Wire Down Event | Cause | Yes | Included | N/A - Included | N/A | Yes
Risk Event | Wire Down Event | CauseComment | Yes | Included | N/A - Included | N/A | Yes
Risk Event | Wire Down Event | ObjectContact | Yes | Included | N/A - Included | N/A | Yes
Risk Event | Wire Down Event | ObjectContactComment | Yes | Included | N/A - Included | N/A | Yes
Risk Event | Wire Down Event | EquipmentFailure | Yes | Included | N/A - Included | N/A | Yes
Risk Event | Wire Down Event | EquipmentFailureComment | Yes | Included | N/A - Included | N/A | Yes
Risk Event | Wire Down Event | FacilityContacted | Yes | Included | N/A - Included | N/A | Yes
Risk Event | Wire Down Event | FacilityContactedComment | Yes | Included | N/A - Included | N/A | Yes
Risk Event | Wire Down Event | VegetationGenus | Yes | Included | N/A - Included | N/A | Yes
Risk Event | Wire Down Event | VegetationSpecies | Yes | Included | N/A - Included | N/A | Yes
Risk Event | Wire Down Event | VegetationCommonName | Yes | Included | N/A - Included | N/A | Yes
Risk Event | Wire Down Event | AssociatedNominalVoltagekV | Yes | Included | N/A - Included | N/A | Yes
Risk Event | Wire Down Event | AssociatedOperatingVoltagekV | Yes | Included | N/A - Included | N/A | Yes
Risk Event | Wire Down Event | SpanLength | Yes | Included | N/A - Included | N/A | Yes
Risk Event | Wire Down Event | TotalSplices | Yes | Included | N/A - Included | N/A | Yes
Risk Event | Wire Down Event | MaxSplices | Yes | Included | N/A - Included | N/A | Yes
Risk Event | Wire Down Event | MultipleDown | Yes | Included | N/A - Included | N/A | Yes
Risk Event | Wire Down Event | ConductorMaterial | Yes | Included | N/A - Included | N/A | Yes
Risk Event | Wire Down Event | ConductorMaterialComment | Yes | Included | N/A - Included | N/A | Yes
Risk Event | Wire Down Event | ConductorSize | Yes | Included | N/A - Included | N/A | Yes
Risk Event | Wire Down Event | ConductorOD | Yes | Included | N/A - Included | N/A | Yes
Risk Event | Wire Down Event | ConductorRating | Yes | Included | N/A - Included | N/A | Yes
Risk Event | Wire Down Event | Energized | Yes | Included | N/A - Included | N/A | Yes
Risk Event | Wire Down Event | IgnitionStatus | Yes | Included | N/A - Included | N/A | Yes
Risk Event | Wire Down Event | IgnitionID | Yes | Included | N/A - Included | N/A | Yes
Risk Event | Wire Down Event | WireDownNotes | Yes | Included | N/A - Included | N/A | Yes
Risk Event | Wire Down Event | HFTDClass | Yes | Included | N/A - Included | N/A | Yes
Table (Risk Event) | Risk Event Photo Log | PhotoID | No | Do not have photos / data | Would need to add resources, tools, storage, and processes to include | TBD | No
Table (Risk Event) | Risk Event Photo Log | UtilityID | No | Do not have photos / data | Would need to add resources, tools, storage, and processes to include | TBD | No
Table (Risk Event) | Risk Event Photo Log | IgnitionID | No | Do not have photos / data | Would need to add resources, tools, storage, and processes to include | TBD | No
Table (Risk Event) | Risk Event Photo Log | WireDownID | No | Do not have photos / data | Would need to add resources, tools, storage, and processes to include | TBD | Yes