## Cover Sheet Tables 1-15
| Yes | No | <-- for dropdowns
Energy Safety Data Guidelines, Appendix D
Wildifire Mitigation Data Tables Template: Tables 1 - 15
Update the below table to establish which reporting period this submission this represents.
Utility Name |  | LS Power Grid California
First year of 3-year WMP cycle |  | 2023
Reporting Period year |  | 2024
Reporting Period quarter |  | Q2 |  | Q1 | 2023
Date Modified |  | 2024-05-08 |  | Q2 | 2024
|  |  |  | Q3 | 2025
Q4

## Table 1
UtilityID | SubmissionDate | InitiativeClassification | ProjectStartDate | ProjectEndDate | UtilityInitiativeName | InitiativeDescription | InitiativeObjective | WMPInitiativeCategory | WMPInitiativeCategory# | WMPInitiativeActivity | ActivityNameifOther | WMPInitiativeActivity# | UtilityInitiativeTrackingID | WMPInitiativeCode | WMPPageNumber | RiskTargetReduction | MidYearTarget (Yes/No) | QuantTargetUnits | AnnualQuantTarget | ProjectedQuantProgressQ1 | ProjectedQuantProgressQ1-2 | ProjectedQuantProgressQ1-3 | ProjectedQuantProgressQ1-4 | QuantActualProgressQ1 | QuantActualProgressQ1-2 | QuantActualProgressQ1-3 | QuantActualProgressQ1-4 | AnnualQualTarget | QualActualProgressQ1 | QualActualProgressQ1-2 | QualActualProgressQ1-3 | QualActualProgressQ1-4 | Status | CorrectiveActionsIfDelayed | REFERENCE: Compliance Branch Requirements --> | Audit | Audit File Documentation Requested | FolderLink | PersonInChargeName | PersonInChargeEmail
LS Power |  | Program | 2023-01-01 |  | LSP-01 | Implement Hot Work Programs during construction and maintenance activities | Improve Safety and wildfire prevention in HFTD areas | Grid Design, Operations, and Maintenance | 8.1 | Personnel Work Procedures and Training in Conditions of Elevated Fire Risk |  | 8.1.8.3 | LSP-01 | LS Power_Grid Design, Operations, and Maintenance_Personnel Work Procedures and Training in Conditions of Elevated Fire Risk_LSP-01_2023 | 100 | equipment ignition likelihood | Yes | Implementation of hot work program | 1 | 1 | 1 | 1 | 1 | 1 | 1 | 1 | 1 | [5 empty] | in progress
LS Power |  | Program | 2024-06-01 |  | LSP-02 | Implement Substation Inspection Program | Improve Safety and wildfire prevention | Vegetation Management and inspections | 8.2 | Vegetation Management and inspections |  | 8.2 | LSP-02 | LS Power_Vegetation Management and inspections_Vegetation Management and inspections_LSP-02_2023 | 117 | Contact from vegetation ignition likelihood | No | inspections done | 0 | 0 | 0 | 0 | 0 | 0 | 0 | 0 | 0 | [5 empty] | planned
LS Power |  | Project | 2024-06-01 | 2026-01-01 | LSP-03 | Enhance use of Computer Maintenance Management Systems (CMMS)/automation into LSPG-CA maintenance work orders | Ensure system reliability and public safety | Grid Design, Operations, and Maintenance | 8.1 | Open Work Orders |  | 8.1.7 | LSP-03 | LS Power_Grid Design, Operations, and Maintenance_Open Work Orders_LSP-03_2023 | 108 | equipment ignition likelihood | No | [10 empty] | Fully incorporate CMMS into maintenance program | 0 | 0 | 0 | 0 | Delayed | Energization delayed - postponed until new date
LS Power |  | Program | 2024-06-01 |  | LSP-04 | Establish risk-based buffer zones and implement monthly substation inspection program once operational | Reduce risk of vegetation contact and potential wildfire spread | Wildfire Mitigation Strategy | 7.2 | Overview of Mitigation Initiatives and Activities |  | 7.2.1 | LSP-04 | LS Power_Wildfire Mitigation Strategy_Overview of Mitigation Initiatives and Activities _LSP-04_2023 | 93 | Contact from vegetation ignition likelihood | No | Vegetation inspections done | 0 | 0 | 0 | 0 | 0 | 0 | 0 | 0 | 0 | [5 empty] | Delayed | Energization delayed - postponed until new date
LS Power |  | Project | 2024-06-01 | 2024-12-01 | LSP-05 | Integrate StormGeo into decision-making and safety practices | Improve safety and mobility with regards to dangerous weather | Situational Awareness and Forecasting | 8.3 | Environmental Monitoring Systems |  | 8.3.2 | LSP-05 | LS Power_Situational Awareness and Forecasting_Environmental Monitoring Systems _LSP-05_2023 | 132 | Wildfire spread | No | [6 empty] | 0 | 10 |  |  | Full integration | 0 | 0 | 0 | 0 | in progress
LS Power |  | Project | 2024-06-01 | 2024-12-01 | LSP-06 | Implement 24/7 video security surveillance at substation locations | Increase awareness of incidents at facilities and improve wildfire detection | Situational Awareness and Forecasting | 8.3 | Environmental Monitoring Systems |  | 8.3.2 | LSP-06 | LS Power_Situational Awareness and Forecasting_Environmental Monitoring Systems _LSP-06_2023 | 132 | Wildfire spread | No | Cameras Installed | 0 | 0 | 0 | 0 | 0 | 0 | 0 | 0 | 0 | [5 empty] | in progress
LS Power |  | Pilot | 2024-06-01 | 2028-12-01 | LSP-07 | Evaluate and enhance use of live video | Increase awareness of incident at facilities and improve wildfire detection | Situational Awareness and Forecasting | 8.3 | Environmental Monitoring Systems |  | 8.3.2 | LSP-07 | LS Power_Situational Awareness and Forecasting_Environmental Monitoring Systems _LSP-07_2023 | 132 | Wildfire spread | No | [10 empty] | Improve use of live video | 0 | 0 | 0 | 0 | Delayed | Energization delayed - postponed until new date
LS Power |  | Project | 2023-06-01 | 2024-06-01 | LSP-08 | Establish and ensure integration into Local Public Safety Computer dispatch systems. | Verify site locations and access information are integrated into relevant dispatch systems to improve response time and safety | Emergency Preparedness | 8.4 | External Collaboration and Coordination |  | 8.4.3 | LSP-08 | LS Power_Emergency Preparedness_External Collaboration and Coordination_LSP-08_2023 | 154 | Wildfire spread | No | Integration into dispatch systems | [9 empty] | Provide full site information to dispatch systems | 0 | 2 | 2 | 2 | Complete
LS Power |  | Program | 2023-06-01 |  | LSP-09 | Work to build relationships with local fire agencies and conduct annual visits | improve local response times and communication efficacy | Emergency Preparedness | 8.4 | Collaboration on Local Wildfire Mitigation Planning |  | 8.5.4 | LSP-09 | LS Power_Emergency Preparedness_Collaboration on Local Wildfire Mitigation Planning _LSP-09_2023 | 176 | Wildfire spread | Yes | Number of meetings | 2 | 0 | 1 | 1 | 2 | 4 | 6 | 6 | 6 | [5 empty] | in progress
LS Power |  | Program | 2024-06-01 |  | LSP-10 | Establish continuous improvement of emergency plan and procedures | improve emergency preparedness | Emergency Preparedness | 8.4 | Emergency Preparedness Plan |  | 8.4.2 | LSP-10 | LS Power_Emergency Preparedness_Emergency Preparedness Plan_LSP-10_2023 | 143 | Wildfire hazard | No | Updates to Emergency preparedness plan | 0 | 0 | 0 | 0 | 0 | 0 | 0 | 0 | 0 | [5 empty] | in progress
LS Power |  | Program | 2023-06-01 |  | LSP-11 | Formalize mechanisms to share lessons learned among ITO peers | Improve collaboration and best practices with other utilities | Community outreach and engagement | 8.5 | Best Practice Sharing with Other Electrical Corporations |  | 8.5.5 | LSP-11 | LS Power_Community outreach and engagement_Best Practice Sharing with Other Electrical Corporations _LSP-11_2023 | 178 | Wildfire hazard | No | Instances of Collaboration | 0 | 0 | 0 | 0 | 0 | 0 | 0 | 0 | 0 | [5 empty] | Delayed | Energization delayed - postponed until new date
____2023
____2023
____2023
____2023
____2023
____2023
____2023
____2023
____2023
____2023
____2023
____2023
____2023
____2023
____2023
____2023
____2023
____2023
____2023
____2023
____2023
____2023
____2023
____2023
____2023
____2023
____2023
____2023
____2023
____2023
____2023
____2023
____2023
____2023
____2023
____2023
____2023
____2023
____2023
____2023
____2023
____2023
____2023
____2023
____2023
____2023
____2023
____2023
____2023
____2023
____2023
____2023
____2023
____2023
____2023
____2023
____2023
____2023
____2023
____2023
____2023
____2023
____2023
____2023
____2023
____2023
____2023
____2023
____2023
____2023
____2023
____2023
____2023
____2023
____2023
____2023
____2023
____2023
____2023
____2023
____2023
____2023
____2023
____2023
____2023
____2023
____2023
____2023
____2023
____2023
____2023
____2023
____2023
____2023
____2023
____2023
____2023
____2023
____2023
____2023
____2023
____2023
____2023
____2023
____2023
____2023
____2023
____2023
____2023
____2023
____2023
____2023
____2023
____2023
____2023
____2023
____2023
____2023
____2023
____2023
____2023
____2023
____2023
____2023
____2023
____2023
____2023
____2023
____2023
____2023
____2023
Note on C2: Author: Select cells for dropdown list.

## Table 2
| Utility | LS Power Grid California | Notes:
| Table No. | 2 | Transmission lines refer to all lines at or above 65kV, and distribution lines refer to all lines below 65kV.
| Date Modified |  | HWW = High wind warning
RFW = Red flag warning
[10 empty] | Actuals | Projected
| Table 2: Performance Metrics | [8 empty] | Q2
| Metric type | # | Metric name | Wind Warning Status | Program Name | HFTD Tier | Line Type | Inspection Type | Inspection Method | 2024 | 2023 | 2024 | 2025 | Unit(s) | Comments | Blank Meaning
x | 1. Risk Events | 1.a. | Number of all events with probability of ignition, including wires down, contacts with objects, line slap, events with evidence of heat generation, and other events that cause sparking or have the potential to cause ignition | RFW only | N/A | HFTD Tier 2 | N/A | N/A | N/A |  |  |  |  | Number of events |  | No Data
|  |  | Number of all events with probability of ignition, including wires down, contacts with objects, line slap, events with evidence of heat generation, and other events that cause sparking or have the potential to cause ignition | HWW only | N/A | HFTD Tier 2 | N/A | N/A | N/A |  |  |  |  | Number of events |  | No Data
|  |  | Number of all events with probability of ignition, including wires down, contacts with objects, line slap, events with evidence of heat generation, and other events that cause sparking or have the potential to cause ignition | HWW & RFW | N/A | HFTD Tier 2 | N/A | N/A | N/A |  |  |  |  | Number of events |  | No Data
|  |  | Number of all events with probability of ignition, including wires down, contacts with objects, line slap, events with evidence of heat generation, and other events that cause sparking or have the potential to cause ignition | None | N/A | HFTD Tier 2 | N/A | N/A | N/A |  |  |  |  | Number of events |  | No Data
|  |  | Number of all events with probability of ignition, including wires down, contacts with objects, line slap, events with evidence of heat generation, and other events that cause sparking or have the potential to cause ignition | RFW only | N/A | HFTD Tier 3 | N/A | N/A | N/A |  |  |  |  | Number of events |  | No Data
|  |  | Number of all events with probability of ignition, including wires down, contacts with objects, line slap, events with evidence of heat generation, and other events that cause sparking or have the potential to cause ignition | HWW only | N/A | HFTD Tier 3 | N/A | N/A | N/A |  |  |  |  | Number of events |  | No Data
|  |  | Number of all events with probability of ignition, including wires down, contacts with objects, line slap, events with evidence of heat generation, and other events that cause sparking or have the potential to cause ignition | HWW & RFW | N/A | HFTD Tier 3 | N/A | N/A | N/A |  |  |  |  | Number of events |  | No Data
|  |  | Number of all events with probability of ignition, including wires down, contacts with objects, line slap, events with evidence of heat generation, and other events that cause sparking or have the potential to cause ignition | None | N/A | HFTD Tier 3 | N/A | N/A | N/A |  |  |  |  | Number of events |  | No Data
|  |  | Number of all events with probability of ignition, including wires down, contacts with objects, line slap, events with evidence of heat generation, and other events that cause sparking or have the potential to cause ignition | RFW only | N/A | Non- HFTD | N/A | N/A | N/A |  |  |  |  | Number of events |  | No Data
|  |  | Number of all events with probability of ignition, including wires down, contacts with objects, line slap, events with evidence of heat generation, and other events that cause sparking or have the potential to cause ignition | HWW only | N/A | Non- HFTD | N/A | N/A | N/A |  |  |  |  | Number of events |  | No Data
|  |  | Number of all events with probability of ignition, including wires down, contacts with objects, line slap, events with evidence of heat generation, and other events that cause sparking or have the potential to cause ignition | HWW & RFW | N/A | Non- HFTD | N/A | N/A | N/A |  |  |  |  | Number of events |  | No Data
|  |  | Number of all events with probability of ignition, including wires down, contacts with objects, line slap, events with evidence of heat generation, and other events that cause sparking or have the potential to cause ignition | None | N/A | Non- HFTD | N/A | N/A | N/A |  |  |  |  | Number of events |  | No Data
| 1. Risk Events | 1.b. | Number of wires down | RFW only | N/A | HFTD Tier 2 | N/A | N/A | N/A |  |  |  |  | Number of events |  | No Data
|  |  | Number of wires down | HWW only | N/A | HFTD Tier 2 | N/A | N/A | N/A |  |  |  |  | Number of events |  | No Data
|  |  | Number of wires down | HWW & RFW | N/A | HFTD Tier 2 | N/A | N/A | N/A |  |  |  |  | Number of events |  | No Data
|  |  | Number of wires down | None | N/A | HFTD Tier 2 | N/A | N/A | N/A |  |  |  |  | Number of events |  | No Data
|  |  | Number of wires down | RFW only | N/A | HFTD Tier 3 | N/A | N/A | N/A |  |  |  |  | Number of events |  | No Data
|  |  | Number of wires down | HWW only | N/A | HFTD Tier 3 | N/A | N/A | N/A |  |  |  |  | Number of events |  | No Data
|  |  | Number of wires down | HWW & RFW | N/A | HFTD Tier 3 | N/A | N/A | N/A |  |  |  |  | Number of events |  | No Data
|  |  | Number of wires down | None | N/A | HFTD Tier 3 | N/A | N/A | N/A |  |  |  |  | Number of events |  | No Data
|  |  | Number of wires down | RFW only | N/A | Non- HFTD | N/A | N/A | N/A |  |  |  |  | Number of events |  | No Data
|  |  | Number of wires down | HWW only | N/A | Non- HFTD | N/A | N/A | N/A |  |  |  |  | Number of events |  | No Data
|  |  | Number of wires down | HWW & RFW | N/A | Non- HFTD | N/A | N/A | N/A |  |  |  |  | Number of events |  | No Data
|  |  | Number of wires down | None | N/A | Non- HFTD | N/A | N/A | N/A |  |  |  |  | Number of events |  | No Data
| 1. Risk Events | 1.c. | Number of outage events not caused by contact with vegetation | RFW only | N/A | HFTD Tier 2 | N/A | N/A | N/A |  |  |  |  | Number of events |  | No Data
|  |  | Number of outage events not caused by contact with vegetation | HWW only | N/A | HFTD Tier 2 | N/A | N/A | N/A |  |  |  |  | Number of events |  | No Data
|  |  | Number of outage events not caused by contact with vegetation | HWW & RFW | N/A | HFTD Tier 2 | N/A | N/A | N/A |  |  |  |  | Number of events |  | No Data
|  |  | Number of outage events not caused by contact with vegetation | None | N/A | HFTD Tier 2 | N/A | N/A | N/A |  |  |  |  | Number of events |  | No Data
|  |  | Number of outage events not caused by contact with vegetation | RFW only | N/A | HFTD Tier 3 | N/A | N/A | N/A |  |  |  |  | Number of events |  | No Data
|  |  | Number of outage events not caused by contact with vegetation | HWW only | N/A | HFTD Tier 3 | N/A | N/A | N/A |  |  |  |  | Number of events |  | No Data
|  |  | Number of outage events not caused by contact with vegetation | HWW & RFW | N/A | HFTD Tier 3 | N/A | N/A | N/A |  |  |  |  | Number of events |  | No Data
|  |  | Number of outage events not caused by contact with vegetation | None | N/A | HFTD Tier 3 | N/A | N/A | N/A |  |  |  |  | Number of events |  | No Data
|  |  | Number of outage events not caused by contact with vegetation | RFW only | N/A | Non- HFTD | N/A | N/A | N/A |  |  |  |  | Number of events |  | No Data
|  |  | Number of outage events not caused by contact with vegetation | HWW only | N/A | Non- HFTD | N/A | N/A | N/A |  |  |  |  | Number of events |  | No Data
|  |  | Number of outage events not caused by contact with vegetation | HWW & RFW | N/A | Non- HFTD | N/A | N/A | N/A |  |  |  |  | Number of events |  | No Data
|  |  | Number of outage events not caused by contact with vegetation | None | N/A | Non- HFTD | N/A | N/A | N/A |  |  |  |  | Number of events |  | No Data
| 1. Risk Events | 1.d. | Number of outage events caused by contact with vegetation | RFW only | N/A | HFTD Tier 2 | N/A | N/A | N/A |  |  |  |  | Number of events |  | No Data
|  |  | Number of outage events caused by contact with vegetation | HWW only | N/A | HFTD Tier 2 | N/A | N/A | N/A |  |  |  |  | Number of events |  | No Data
|  |  | Number of outage events caused by contact with vegetation | HWW & RFW | N/A | HFTD Tier 2 | N/A | N/A | N/A |  |  |  |  | Number of events |  | No Data
|  |  | Number of outage events caused by contact with vegetation | None | N/A | HFTD Tier 2 | N/A | N/A | N/A |  |  |  |  | Number of events |  | No Data
|  |  | Number of outage events caused by contact with vegetation | RFW only | N/A | HFTD Tier 3 | N/A | N/A | N/A |  |  |  |  | Number of events |  | No Data
|  |  | Number of outage events caused by contact with vegetation | HWW only | N/A | HFTD Tier 3 | N/A | N/A | N/A |  |  |  |  | Number of events |  | No Data
|  |  | Number of outage events caused by contact with vegetation | HWW & RFW | N/A | HFTD Tier 3 | N/A | N/A | N/A |  |  |  |  | Number of events |  | No Data
|  |  | Number of outage events caused by contact with vegetation | None | N/A | HFTD Tier 3 | N/A | N/A | N/A |  |  |  |  | Number of events |  | No Data
|  |  | Number of outage events caused by contact with vegetation | RFW only | N/A | Non- HFTD | N/A | N/A | N/A |  |  |  |  | Number of events |  | No Data
|  |  | Number of outage events caused by contact with vegetation | HWW only | N/A | Non- HFTD | N/A | N/A | N/A |  |  |  |  | Number of events |  | No Data
|  |  | Number of outage events caused by contact with vegetation | HWW & RFW | N/A | Non- HFTD | N/A | N/A | N/A |  |  |  |  | Number of events |  | No Data
|  |  | Number of outage events caused by contact with vegetation | None | N/A | Non- HFTD | N/A | N/A | N/A |  |  |  |  | Number of events |  | No Data
| 1. Risk Events | 1.e. | Number of outage events on circuits with adjusted settings for protective devices enabled. | RFW only | N/A | HFTD Tier 2 | N/A | N/A | N/A |  |  |  |  | Number of events |  | No Data
|  |  | Number of outage events on circuits with adjusted settings for protective devices enabled. | HWW only | N/A | HFTD Tier 2 | N/A | N/A | N/A |  |  |  |  | Number of events |  | No Data
|  |  | Number of outage events on circuits with adjusted settings for protective devices enabled. | HWW & RFW | N/A | HFTD Tier 2 | N/A | N/A | N/A |  |  |  |  | Number of events |  | No Data
|  |  | Number of outage events on circuits with adjusted settings for protective devices enabled. | All (regardless of RFW/HWW status) | N/A | HFTD Tier 2 | N/A | N/A | N/A |  |  |  |  | Number of events |  | No Data
|  |  | Number of outage events on circuits with adjusted settings for protective devices enabled. | RFW only | N/A | HFTD Tier 3 | N/A | N/A | N/A |  |  |  |  | Number of events |  | No Data
|  |  | Number of outage events on circuits with adjusted settings for protective devices enabled. | HWW only | N/A | HFTD Tier 3 | N/A | N/A | N/A |  |  |  |  | Number of events |  | No Data
|  |  | Number of outage events on circuits with adjusted settings for protective devices enabled. | HWW & RFW | N/A | HFTD Tier 3 | N/A | N/A | N/A |  |  |  |  | Number of events |  | No Data
|  |  | Number of outage events on circuits with adjusted settings for protective devices enabled. | All (regardless of RFW/HWW status) | N/A | HFTD Tier 3 | N/A | N/A | N/A |  |  |  |  | Number of events |  | No Data
|  |  | Number of outage events on circuits with adjusted settings for protective devices enabled. | RFW only | N/A | Non- HFTD | N/A | N/A | N/A |  |  |  |  | Number of events |  | No Data
|  |  | Number of outage events on circuits with adjusted settings for protective devices enabled. | HWW only | N/A | Non- HFTD | N/A | N/A | N/A |  |  |  |  | Number of events |  | No Data
|  |  | Number of outage events on circuits with adjusted settings for protective devices enabled. | HWW & RFW | N/A | Non- HFTD | N/A | N/A | N/A |  |  |  |  | Number of events |  | No Data
|  |  | Number of outage events on circuits with adjusted settings for protective devices enabled. | All (regardless of RFW/HWW status) | N/A | Non- HFTD | N/A | N/A | N/A |  |  |  |  | Number of events |  | No Data
| 2. Time between vegetation inspection finding and resulting trimming activity | 2.d.2.a. | Median time | N/A |  | HFTD Tier 2 | Distribution | N/A | N/A |  |  |  |  | hours |  | No Data
|  | 2.d.2.b. | 95 percentile time | N/A |  | HFTD Tier 2 | Distribution | N/A | N/A |  |  |  |  | hours |  | No Data
|  | 2.d.3.a. | Median time | N/A |  | HFTD Tier 3 | Distribution | N/A | N/A |  |  |  |  | hours |  | No Data
|  | 2.d.3.b. | 95 percentile time | N/A |  | HFTD Tier 3 | Distribution | N/A | N/A |  |  |  |  | hours |  | No Data
|  | 2.d.4.a. | Median time | N/A |  | Non- HFTD | Distribution | N/A | N/A |  |  |  |  | hours |  | No Data
|  | 2.d.4.b. | 95 percentile time | N/A |  | Non- HFTD | Distribution | N/A | N/A |  |  |  |  | hours |  | No Data
|  | 2.t.2.a. | Median time | N/A |  | HFTD Tier 2 | Transmission | N/A | N/A |  |  |  |  | hours |  | No Data
|  | 2.t.2.b. | 95 percentile time | N/A |  | HFTD Tier 2 | Transmission | N/A | N/A |  |  |  |  | hours |  | No Data
|  | 2.t.3.a. | Median time | N/A |  | HFTD Tier 3 | Transmission | N/A | N/A |  |  |  |  | hours |  | No Data
|  | 2.t.3.b. | 95 percentile time | N/A |  | HFTD Tier 3 | Transmission | N/A | N/A |  |  |  |  | hours |  | No Data
|  | 2.t.4.a. | Median time | N/A |  | Non- HFTD | Transmission | N/A | N/A |  |  |  |  | hours |  | No Data
|  | 2.t.4.b. | 95 percentile time | N/A |  | Non- HFTD | Transmission | N/A | N/A |  |  |  |  | hours |  | No Data
| 3. Time between level 1 asset inspection finding and resulting maintenance activity | 3.d.2.a. | Median time | N/A | N/A | HFTD Tier 2 | Distribution | N/A | N/A |  |  |  |  | hours |  | No Data
|  | 3.d.2.b. | 95 percentile time | N/A | N/A | HFTD Tier 2 | Distribution | N/A | N/A |  |  |  |  | hours |  | No Data
|  | 3.d.3.a. | Median time | N/A | N/A | HFTD Tier 3 | Distribution | N/A | N/A |  |  |  |  | hours |  | No Data
|  | 3.d.3.b. | 95 percentile time | N/A | N/A | HFTD Tier 3 | Distribution | N/A | N/A |  |  |  |  | hours |  | No Data
|  | 3.d.4.a. | Median time | N/A | N/A | Non- HFTD | Distribution | N/A | N/A |  |  |  |  | hours |  | No Data
|  | 3.d.4.b. | 95 percentile time | N/A | N/A | Non- HFTD | Distribution | N/A | N/A |  |  |  |  | hours |  | No Data
|  | 3.t.2.a. | Median time | N/A | N/A | HFTD Tier 2 | Transmission | N/A | N/A |  |  |  |  | hours |  | No Data
|  | 3.t.2.b. | 95 percentile time | N/A | N/A | HFTD Tier 2 | Transmission | N/A | N/A |  |  |  |  | hours |  | No Data
|  | 3.t.3.a. | Median time | N/A | N/A | HFTD Tier 3 | Transmission | N/A | N/A |  |  |  |  | hours |  | No Data
|  | 3.t.3.b. | 95 percentile time | N/A | N/A | HFTD Tier 3 | Transmission | N/A | N/A |  |  |  |  | hours |  | No Data
|  | 3.t.4.a. | Median time | N/A | N/A | Non- HFTD | Transmission | N/A | N/A |  |  |  |  | hours |  | No Data
|  | 3.t.4.b. | 95 percentile time | N/A | N/A | Non- HFTD | Transmission | N/A | N/A |  |  |  |  | hours |  | No Data
| 4. Time between level 2 asset inspection finding and resulting maintenance activity | 4.d.2.a. | Median time | N/A | N/A | HFTD Tier 2 | Distribution | N/A | N/A |  |  |  |  | hours |  | No Data
|  | 4.d.2.b. | 95 percentile time | N/A | N/A | HFTD Tier 2 | Distribution | N/A | N/A |  |  |  |  | hours |  | No Data
|  | 4.d.3.a. | Median time | N/A | N/A | HFTD Tier 3 | Distribution | N/A | N/A |  |  |  |  | hours |  | No Data
|  | 4.d.3.b. | 95 percentile time | N/A | N/A | HFTD Tier 3 | Distribution | N/A | N/A |  |  |  |  | hours |  | No Data
|  | 4.d.4.a. | Median time | N/A | N/A | Non- HFTD | Distribution | N/A | N/A |  |  |  |  | hours |  | No Data
|  | 4.d.4.b. | 95 percentile time | N/A | N/A | Non- HFTD | Distribution | N/A | N/A |  |  |  |  | hours |  | No Data
|  | 4.t.2.a. | Median time | N/A | N/A | HFTD Tier 2 | Transmission | N/A | N/A |  |  |  |  | hours |  | No Data
|  | 4.t.2.b. | 95 percentile time | N/A | N/A | HFTD Tier 2 | Transmission | N/A | N/A |  |  |  |  | hours |  | No Data
|  | 4.t.3.a. | Median time | N/A | N/A | HFTD Tier 3 | Transmission | N/A | N/A |  |  |  |  | hours |  | No Data
|  | 4.t.3.b. | 95 percentile time | N/A | N/A | HFTD Tier 3 | Transmission | N/A | N/A |  |  |  |  | hours |  | No Data
|  | 4.t.4.a. | Median time | N/A | N/A | Non- HFTD | Transmission | N/A | N/A |  |  |  |  | hours |  | No Data
|  | 4.t.4.b. | 95 percentile time | N/A | N/A | Non- HFTD | Transmission | N/A | N/A |  |  |  |  | hours |  | No Data
| 5. Time between level 3 asset inspection finding and resulting maintenance activity | 5.d.2.a. | Median time | N/A | N/A | HFTD Tier 2 | Distribution | N/A | N/A |  |  |  |  | hours |  | No Data
|  | 5.d.2.b. | 95 percentile time | N/A | N/A | HFTD Tier 2 | Distribution | N/A | N/A |  |  |  |  | hours |  | No Data
|  | 5.d.3.a. | Median time | N/A | N/A | HFTD Tier 3 | Distribution | N/A | N/A |  |  |  |  | hours |  | No Data
|  | 5.d.3.b. | 95 percentile time | N/A | N/A | HFTD Tier 3 | Distribution | N/A | N/A |  |  |  |  | hours |  | No Data
|  | 5.d.4.a. | Median time | N/A | N/A | Non- HFTD | Distribution | N/A | N/A |  |  |  |  | hours |  | No Data
|  | 5.d.4.b. | 95 percentile time | N/A | N/A | Non- HFTD | Distribution | N/A | N/A |  |  |  |  | hours |  | No Data
|  | 5.t.2.a. | Median time | N/A | N/A | HFTD Tier 2 | Transmission | N/A | N/A |  |  |  |  | hours |  | No Data
|  | 5.t.2.b. | 95 percentile time | N/A | N/A | HFTD Tier 2 | Transmission | N/A | N/A |  |  |  |  | hours |  | No Data
|  | 5.t.3.a. | Median time | N/A | N/A | HFTD Tier 3 | Transmission | N/A | N/A |  |  |  |  | hours |  | No Data
|  | 5.t.3.b. | 95 percentile time | N/A | N/A | HFTD Tier 3 | Transmission | N/A | N/A |  |  |  |  | hours |  | No Data
|  | 5.t.4.a. | Median time | N/A | N/A | Non- HFTD | Transmission | N/A | N/A |  |  |  |  | hours |  | No Data
|  | 5.t.4.b. | 95 percentile time | N/A | N/A | Non- HFTD | Transmission | N/A | N/A |  |  |  |  | hours |  | No Data
| 6. Vegetation management work orders | 6.a. | Number of vegetation management open work orders (total) | N/A | N/A | N/A | N/A | N/A | N/A |  |  |  |  | Number of orders |  | No Data
|  | 6.b. | Number of vegetation management past due work orders (total) | N/A | N/A | N/A | N/A | N/A | N/A |  |  |  |  | Number of orders |  | No Data
| 7. Asset management work orders | 7.a. | Number of asset management open work orders (total) | N/A | N/A | N/A | N/A | N/A | N/A |  |  |  |  | Number of orders |  | No Data
|  | 7.b. | Number of asset management past due work orders (total) | N/A | N/A | N/A | N/A | N/A | N/A |  |  |  |  | Number of orders |  | No Data
| 8. Response Time | 8.a. | Response time to locked open circuit breaker | N/A | N/A | N/A | N/A | N/A | N/A |  |  |  |  | Hours |  | No Data
| 9. Fatalities and injuries due to utility-related ignitions | 9.a. | Fatalities due to utility-related ignitions (total) | N/A | N/A | N/A | N/A | N/A | N/A |  |  |  |  | Number of fatalities |  | No Data
|  | 9.b. | Injuries due to utility-related ignitions (total) | N/A | N/A | N/A | N/A | N/A | N/A |  |  |  |  | Number of injuries |  | No Data
| 10. Value of assets destroyed by utility-related ignitions, listed by asset type | 10.a. | Value of assets destroyed by utility-related ignitions (total) | N/A | N/A | N/A | N/A | N/A | N/A |  |  |  |  | 1000 |  | No Data
| 11. Structures damaged or destroyed by utility-related ignitions | 11.a. | Number of structures destroyed by utility-related ignitions (total) | N/A | N/A | N/A | N/A | N/A | N/A |  |  |  |  | Number of structures |  | No Data
|  | 11.b. | Critical infrastructure damaged/destroyed by utility-related ignitions (total) | N/A | N/A | N/A | N/A | N/A | N/A |  |  |  |  | Number of structures |  | No Data
| 12. Acreage burned by utility-ignited wildfires | 12.a. | Acreage burned by utility-ignited wildfires | N/A | N/A | N/A | N/A | N/A | N/A |  |  |  |  | Acres |  | No Data
| 13. Number of utility-related ignitions | 13.a. | Number of ignitions | RFW only | N/A | HFTD Tier 2 | N/A | N/A | N/A |  |  |  |  | Number of ignitions |  | No Data
|  |  | Number of ignitions | HWW only | N/A | HFTD Tier 2 | N/A | N/A | N/A |  |  |  |  | Number of ignitions |  | No Data
|  |  | Number of ignitions | HWW & RFW | N/A | HFTD Tier 2 | N/A | N/A | N/A |  |  |  |  | Number of ignitions |  | No Data
|  |  | Number of ignitions | None | N/A | HFTD Tier 2 | N/A | N/A | N/A |  |  |  |  | Number of ignitions |  | No Data
|  |  | Number of ignitions | RFW only | N/A | HFTD Tier 3 | N/A | N/A | N/A |  |  |  |  | Number of ignitions |  | No Data
|  |  | Number of ignitions | HWW only | N/A | HFTD Tier 3 | N/A | N/A | N/A |  |  |  |  | Number of ignitions |  | No Data
|  |  | Number of ignitions | HWW & RFW | N/A | HFTD Tier 3 | N/A | N/A | N/A |  |  |  |  | Number of ignitions |  | No Data
|  |  | Number of ignitions | None | N/A | HFTD Tier 3 | N/A | N/A | N/A |  |  |  |  | Number of ignitions |  | No Data
|  |  | Number of ignitions | RFW only | N/A | Non- HFTD | N/A | N/A | N/A |  |  |  |  | Number of ignitions |  | No Data
|  |  | Number of ignitions | HWW only | N/A | Non- HFTD | N/A | N/A | N/A |  |  |  |  | Number of ignitions |  | No Data
|  |  | Number of ignitions | HWW & RFW | N/A | Non- HFTD | N/A | N/A | N/A |  |  |  |  | Number of ignitions |  | No Data
|  |  | Number of ignitions | None | N/A | Non- HFTD | N/A | N/A | N/A |  |  |  |  | Number of ignitions |  | No Data
x | 14. Grid condition findings from inspection | 14.d.2.a.i | Number of assets inspected | N/A | N/A | HFTD Tier 2 | Distribution | Patrol Inspection | Drone |  |  |  |  | # of assets / structures (such as poles, transformers, etc.) inspected by the utility |  | No Data
| 14. Grid condition findings from inspection | 14.d.2.a.i | Number of assets inspected | N/A | N/A | HFTD Tier 2 | Distribution | Patrol Inspection | Aerial |  |  |  |  | # of assets / structures (such as poles, transformers, etc.) inspected by the utility |  | No Data
| 14. Grid condition findings from inspection | 14.d.2.a.i | Number of assets inspected | N/A | N/A | HFTD Tier 2 | Distribution | Patrol Inspection | LiDAR |  |  |  |  | # of assets / structures (such as poles, transformers, etc.) inspected by the utility |  | No Data
| 14. Grid condition findings from inspection | 14.d.2.a.i | Number of assets inspected | N/A | N/A | HFTD Tier 2 | Distribution | Patrol Inspection | other |  |  |  |  | # of assets / structures (such as poles, transformers, etc.) inspected by the utility |  | No Data
| 14. Grid condition findings from inspection | 14.d.2.a.ii | Number of assets inspected | N/A | N/A | HFTD Tier 2 | Distribution | Detailed Inspection | Drone |  |  |  |  | # of assets / structures (such as poles, transformers, etc.) inspected by the utility |  | No Data
| 14. Grid condition findings from inspection | 14.d.2.a.ii | Number of assets inspected | N/A | N/A | HFTD Tier 2 | Distribution | Detailed Inspection | Aerial |  |  |  |  | # of assets / structures (such as poles, transformers, etc.) inspected by the utility |  | No Data
| 14. Grid condition findings from inspection | 14.d.2.a.ii | Number of assets inspected | N/A | N/A | HFTD Tier 2 | Distribution | Detailed Inspection | LiDAR |  |  |  |  | # of assets / structures (such as poles, transformers, etc.) inspected by the utility |  | No Data
| 14. Grid condition findings from inspection | 14.d.2.a.ii | Number of assets inspected | N/A | N/A | HFTD Tier 2 | Distribution | Detailed Inspection | other |  |  |  |  | # of assets / structures (such as poles, transformers, etc.) inspected by the utility |  | No Data
| 14. Grid condition findings from inspection | 14.d.2.a.iii | Number of assets inspected | N/A | N/A | HFTD Tier 2 | Distribution | Other Inspection | Drone |  |  |  |  | # of assets / structures (such as poles, transformers, etc.) inspected by the utility |  | No Data
| 14. Grid condition findings from inspection | 14.d.2.a.iii | Number of assets inspected | N/A | N/A | HFTD Tier 2 | Distribution | Other Inspection | Aerial |  |  |  |  | # of assets / structures (such as poles, transformers, etc.) inspected by the utility |  | No Data
| 14. Grid condition findings from inspection | 14.d.2.a.iii | Number of assets inspected | N/A | N/A | HFTD Tier 2 | Distribution | Other Inspection | LiDAR |  |  |  |  | # of assets / structures (such as poles, transformers, etc.) inspected by the utility |  | No Data
| 14. Grid condition findings from inspection | 14.d.2.a.iii | Number of assets inspected | N/A | N/A | HFTD Tier 2 | Distribution | Other Inspection | other |  |  |  |  | # of assets / structures (such as poles, transformers, etc.) inspected by the utility |  | No Data
| 14. Grid condition findings from inspection | 14.d.2.b.i | Number of circuit miles inspected | N/A | N/A | HFTD Tier 2 | Distribution | Patrol Inspection | Drone |  |  |  |  | # of circuit miles inspected by the utility |  | No Data
| 14. Grid condition findings from inspection | 14.d.2.b.i | Number of circuit miles inspected | N/A | N/A | HFTD Tier 2 | Distribution | Patrol Inspection | Aerial |  |  |  |  | # of circuit miles inspected by the utility |  | No Data
| 14. Grid condition findings from inspection | 14.d.2.b.i | Number of circuit miles inspected | N/A | N/A | HFTD Tier 2 | Distribution | Patrol Inspection | LiDAR |  |  |  |  | # of circuit miles inspected by the utility |  | No Data
| 14. Grid condition findings from inspection | 14.d.2.b.i | Number of circuit miles inspected | N/A | N/A | HFTD Tier 2 | Distribution | Patrol Inspection | other |  |  |  |  | # of circuit miles inspected by the utility |  | No Data
| 14. Grid condition findings from inspection | 14.d.2.b.ii | Number of circuit miles inspected | N/A | N/A | HFTD Tier 2 | Distribution | Detailed Inspection | Drone |  |  |  |  | # of circuit miles inspected by the utility |  | No Data
| 14. Grid condition findings from inspection | 14.d.2.b.ii | Number of circuit miles inspected | N/A | N/A | HFTD Tier 2 | Distribution | Detailed Inspection | Aerial |  |  |  |  | # of circuit miles inspected by the utility |  | No Data
| 14. Grid condition findings from inspection | 14.d.2.b.ii | Number of circuit miles inspected | N/A | N/A | HFTD Tier 2 | Distribution | Detailed Inspection | LiDAR |  |  |  |  | # of circuit miles inspected by the utility |  | No Data
| 14. Grid condition findings from inspection | 14.d.2.b.ii | Number of circuit miles inspected | N/A | N/A | HFTD Tier 2 | Distribution | Detailed Inspection | other |  |  |  |  | # of circuit miles inspected by the utility |  | No Data
| 14. Grid condition findings from inspection | 14.d.2.b.iii | Number of circuit miles inspected | N/A | N/A | HFTD Tier 2 | Distribution | Other Inspection | Drone |  |  |  |  | # of circuit miles inspected by the utility |  | No Data
| 14. Grid condition findings from inspection | 14.d.2.b.iii | Number of circuit miles inspected | N/A | N/A | HFTD Tier 2 | Distribution | Other Inspection | Aerial |  |  |  |  | # of circuit miles inspected by the utility |  | No Data
| 14. Grid condition findings from inspection | 14.d.2.b.iii | Number of circuit miles inspected | N/A | N/A | HFTD Tier 2 | Distribution | Other Inspection | LiDAR |  |  |  |  | # of circuit miles inspected by the utility |  | No Data
| 14. Grid condition findings from inspection | 14.d.2.b.iii | Number of circuit miles inspected | N/A | N/A | HFTD Tier 2 | Distribution | Other Inspection | other |  |  |  |  | # of circuit miles inspected by the utility |  | No Data
| 14. Grid condition findings from inspection | 14.d.2.c.i | Level 1 findings | N/A | N/A | HFTD Tier 2 | Distribution | Patrol Inspection | Drone |  |  |  |  | # of findings from these asset inspections |  | No Data
| 14. Grid condition findings from inspection | 14.d.2.c.i | Level 1 findings | N/A | N/A | HFTD Tier 2 | Distribution | Patrol Inspection | Aerial |  |  |  |  | # of findings from these asset inspections |  | No Data
| 14. Grid condition findings from inspection | 14.d.2.c.i | Level 1 findings | N/A | N/A | HFTD Tier 2 | Distribution | Patrol Inspection | LiDAR |  |  |  |  | # of findings from these asset inspections |  | No Data
| 14. Grid condition findings from inspection | 14.d.2.c.i | Level 1 findings | N/A | N/A | HFTD Tier 2 | Distribution | Patrol Inspection | other |  |  |  |  | # of findings from these asset inspections |  | No Data
| 14. Grid condition findings from inspection | 14.d.2.c.ii | Level 1 findings | N/A | N/A | HFTD Tier 2 | Distribution | Detailed Inspection | Drone |  |  |  |  | # of findings from these asset inspections |  | No Data
| 14. Grid condition findings from inspection | 14.d.2.c.ii | Level 1 findings | N/A | N/A | HFTD Tier 2 | Distribution | Detailed Inspection | Aerial |  |  |  |  | # of findings from these asset inspections |  | No Data
| 14. Grid condition findings from inspection | 14.d.2.c.ii | Level 1 findings | N/A | N/A | HFTD Tier 2 | Distribution | Detailed Inspection | LiDAR |  |  |  |  | # of findings from these asset inspections |  | No Data
| 14. Grid condition findings from inspection | 14.d.2.c.ii | Level 1 findings | N/A | N/A | HFTD Tier 2 | Distribution | Detailed Inspection | other |  |  |  |  | # of findings from these asset inspections |  | No Data
| 14. Grid condition findings from inspection | 14.d.2.c.iii | Level 1 findings | N/A | N/A | HFTD Tier 2 | Distribution | Other Inspection | Drone |  |  |  |  | # of findings from these asset inspections |  | No Data
| 14. Grid condition findings from inspection | 14.d.2.c.iii | Level 1 findings | N/A | N/A | HFTD Tier 2 | Distribution | Other Inspection | Aerial |  |  |  |  | # of findings from these asset inspections |  | No Data
| 14. Grid condition findings from inspection | 14.d.2.c.iii | Level 1 findings | N/A | N/A | HFTD Tier 2 | Distribution | Other Inspection | LiDAR |  |  |  |  | # of findings from these asset inspections |  | No Data
| 14. Grid condition findings from inspection | 14.d.2.c.iii | Level 1 findings | N/A | N/A | HFTD Tier 2 | Distribution | Other Inspection | other |  |  |  |  | # of findings from these asset inspections |  | No Data
| 14. Grid condition findings from inspection | 14.d.2.d.i | Level 2 findings | N/A | N/A | HFTD Tier 2 | Distribution | Patrol Inspection | Drone |  |  |  |  | # of findings from these asset inspections |  | No Data
| 14. Grid condition findings from inspection | 14.d.2.d.i | Level 2 findings | N/A | N/A | HFTD Tier 2 | Distribution | Patrol Inspection | Aerial |  |  |  |  | # of findings from these asset inspections |  | No Data
| 14. Grid condition findings from inspection | 14.d.2.d.i | Level 2 findings | N/A | N/A | HFTD Tier 2 | Distribution | Patrol Inspection | LiDAR |  |  |  |  | # of findings from these asset inspections |  | No Data
| 14. Grid condition findings from inspection | 14.d.2.d.i | Level 2 findings | N/A | N/A | HFTD Tier 2 | Distribution | Patrol Inspection | other |  |  |  |  | # of findings from these asset inspections |  | No Data
| 14. Grid condition findings from inspection | 14.d.2.d.ii | Level 2 findings | N/A | N/A | HFTD Tier 2 | Distribution | Detailed Inspection | Drone |  |  |  |  | # of findings from these asset inspections |  | No Data
| 14. Grid condition findings from inspection | 14.d.2.d.ii | Level 2 findings | N/A | N/A | HFTD Tier 2 | Distribution | Detailed Inspection | Aerial |  |  |  |  | # of findings from these asset inspections |  | No Data
| 14. Grid condition findings from inspection | 14.d.2.d.ii | Level 2 findings | N/A | N/A | HFTD Tier 2 | Distribution | Detailed Inspection | LiDAR |  |  |  |  | # of findings from these asset inspections |  | No Data
| 14. Grid condition findings from inspection | 14.d.2.d.ii | Level 2 findings | N/A | N/A | HFTD Tier 2 | Distribution | Detailed Inspection | other |  |  |  |  | # of findings from these asset inspections |  | No Data
| 14. Grid condition findings from inspection | 14.d.2.d.iii | Level 2 findings | N/A | N/A | HFTD Tier 2 | Distribution | Other Inspection | Drone |  |  |  |  | # of findings from these asset inspections |  | No Data
| 14. Grid condition findings from inspection | 14.d.2.d.iii | Level 2 findings | N/A | N/A | HFTD Tier 2 | Distribution | Other Inspection | Aerial |  |  |  |  | # of findings from these asset inspections |  | No Data
| 14. Grid condition findings from inspection | 14.d.2.d.iii | Level 2 findings | N/A | N/A | HFTD Tier 2 | Distribution | Other Inspection | LiDAR |  |  |  |  | # of findings from these asset inspections |  | No Data
| 14. Grid condition findings from inspection | 14.d.2.d.iii | Level 2 findings | N/A | N/A | HFTD Tier 2 | Distribution | Other Inspection | other |  |  |  |  | # of findings from these asset inspections |  | No Data
| 14. Grid condition findings from inspection | 14.d.2.e.i | Level 3 findings | N/A | N/A | HFTD Tier 2 | Distribution | Patrol Inspection | Drone |  |  |  |  | # of findings from these asset inspections |  | No Data
| 14. Grid condition findings from inspection | 14.d.2.e.i | Level 3 findings | N/A | N/A | HFTD Tier 2 | Distribution | Patrol Inspection | Aerial |  |  |  |  | # of findings from these asset inspections |  | No Data
| 14. Grid condition findings from inspection | 14.d.2.e.i | Level 3 findings | N/A | N/A | HFTD Tier 2 | Distribution | Patrol Inspection | LiDAR |  |  |  |  | # of findings from these asset inspections |  | No Data
| 14. Grid condition findings from inspection | 14.d.2.e.i | Level 3 findings | N/A | N/A | HFTD Tier 2 | Distribution | Patrol Inspection | other |  |  |  |  | # of findings from these asset inspections |  | No Data
| 14. Grid condition findings from inspection | 14.d.2.e.ii | Level 3 findings | N/A | N/A | HFTD Tier 2 | Distribution | Detailed Inspection | Drone |  |  |  |  | # of findings from these asset inspections |  | No Data
| 14. Grid condition findings from inspection | 14.d.2.e.ii | Level 3 findings | N/A | N/A | HFTD Tier 2 | Distribution | Detailed Inspection | Aerial |  |  |  |  | # of findings from these asset inspections |  | No Data
| 14. Grid condition findings from inspection | 14.d.2.e.ii | Level 3 findings | N/A | N/A | HFTD Tier 2 | Distribution | Detailed Inspection | LiDAR |  |  |  |  | # of findings from these asset inspections |  | No Data
| 14. Grid condition findings from inspection | 14.d.2.e.ii | Level 3 findings | N/A | N/A | HFTD Tier 2 | Distribution | Detailed Inspection | other |  |  |  |  | # of findings from these asset inspections |  | No Data
| 14. Grid condition findings from inspection | 14.d.2.e.iii | Level 3 findings | N/A | N/A | HFTD Tier 2 | Distribution | Other Inspection | Drone |  |  |  |  | # of findings from these asset inspections |  | No Data
| 14. Grid condition findings from inspection | 14.d.2.e.iii | Level 3 findings | N/A | N/A | HFTD Tier 2 | Distribution | Other Inspection | Aerial |  |  |  |  | # of findings from these asset inspections |  | No Data
| 14. Grid condition findings from inspection | 14.d.2.e.iii | Level 3 findings | N/A | N/A | HFTD Tier 2 | Distribution | Other Inspection | LiDAR |  |  |  |  | # of findings from these asset inspections |  | No Data
| 14. Grid condition findings from inspection | 14.d.2.e.iii | Level 3 findings | N/A | N/A | HFTD Tier 2 | Distribution | Other Inspection | other |  |  |  |  | # of findings from these asset inspections |  | No Data
| 14. Grid condition findings from inspection | 14.d.3.a.i | Number of assets inspected | N/A | N/A | HFTD Tier 3 | Distribution | Patrol Inspection | Drone |  |  |  |  | # of assets / structures (such as poles, transformers, etc.) inspected by the utility |  | No Data
| 14. Grid condition findings from inspection | 14.d.3.a.i | Number of assets inspected | N/A | N/A | HFTD Tier 3 | Distribution | Patrol Inspection | Aerial |  |  |  |  | # of assets / structures (such as poles, transformers, etc.) inspected by the utility |  | No Data
| 14. Grid condition findings from inspection | 14.d.3.a.i | Number of assets inspected | N/A | N/A | HFTD Tier 3 | Distribution | Patrol Inspection | LiDAR |  |  |  |  | # of assets / structures (such as poles, transformers, etc.) inspected by the utility |  | No Data
| 14. Grid condition findings from inspection | 14.d.3.a.i | Number of assets inspected | N/A | N/A | HFTD Tier 3 | Distribution | Patrol Inspection | other |  |  |  |  | # of assets / structures (such as poles, transformers, etc.) inspected by the utility |  | No Data
| 14. Grid condition findings from inspection | 14.d.3.a.ii | Number of assets inspected | N/A | N/A | HFTD Tier 3 | Distribution | Detailed Inspection | Drone |  |  |  |  | # of assets / structures (such as poles, transformers, etc.) inspected by the utility |  | No Data
| 14. Grid condition findings from inspection | 14.d.3.a.ii | Number of assets inspected | N/A | N/A | HFTD Tier 3 | Distribution | Detailed Inspection | Aerial |  |  |  |  | # of assets / structures (such as poles, transformers, etc.) inspected by the utility |  | No Data
| 14. Grid condition findings from inspection | 14.d.3.a.ii | Number of assets inspected | N/A | N/A | HFTD Tier 3 | Distribution | Detailed Inspection | LiDAR |  |  |  |  | # of assets / structures (such as poles, transformers, etc.) inspected by the utility |  | No Data
| 14. Grid condition findings from inspection | 14.d.3.a.ii | Number of assets inspected | N/A | N/A | HFTD Tier 3 | Distribution | Detailed Inspection | other |  |  |  |  | # of assets / structures (such as poles, transformers, etc.) inspected by the utility |  | No Data
| 14. Grid condition findings from inspection | 14.d.3.a.iii | Number of assets inspected | N/A | N/A | HFTD Tier 3 | Distribution | Other Inspection | Drone |  |  |  |  | # of assets / structures (such as poles, transformers, etc.) inspected by the utility |  | No Data
| 14. Grid condition findings from inspection | 14.d.3.a.iii | Number of assets inspected | N/A | N/A | HFTD Tier 3 | Distribution | Other Inspection | Aerial |  |  |  |  | # of assets / structures (such as poles, transformers, etc.) inspected by the utility |  | No Data
| 14. Grid condition findings from inspection | 14.d.3.a.iii | Number of assets inspected | N/A | N/A | HFTD Tier 3 | Distribution | Other Inspection | LiDAR |  |  |  |  | # of assets / structures (such as poles, transformers, etc.) inspected by the utility |  | No Data
| 14. Grid condition findings from inspection | 14.d.3.a.iii | Number of assets inspected | N/A | N/A | HFTD Tier 3 | Distribution | Other Inspection | other |  |  |  |  | # of assets / structures (such as poles, transformers, etc.) inspected by the utility |  | No Data
| 14. Grid condition findings from inspection | 14.d.3.b.i | Number of circuit miles inspected | N/A | N/A | HFTD Tier 3 | Distribution | Patrol Inspection | Drone |  |  |  |  | # of circuit miles inspected by the utility |  | No Data
| 14. Grid condition findings from inspection | 14.d.3.b.i | Number of circuit miles inspected | N/A | N/A | HFTD Tier 3 | Distribution | Patrol Inspection | Aerial |  |  |  |  | # of circuit miles inspected by the utility |  | No Data
| 14. Grid condition findings from inspection | 14.d.3.b.i | Number of circuit miles inspected | N/A | N/A | HFTD Tier 3 | Distribution | Patrol Inspection | LiDAR |  |  |  |  | # of circuit miles inspected by the utility |  | No Data
| 14. Grid condition findings from inspection | 14.d.3.b.i | Number of circuit miles inspected | N/A | N/A | HFTD Tier 3 | Distribution | Patrol Inspection | other |  |  |  |  | # of circuit miles inspected by the utility |  | No Data
| 14. Grid condition findings from inspection | 14.d.3.b.ii | Number of circuit miles inspected | N/A | N/A | HFTD Tier 3 | Distribution | Detailed Inspection | Drone |  |  |  |  | # of circuit miles inspected by the utility |  | No Data
| 14. Grid condition findings from inspection | 14.d.3.b.ii | Number of circuit miles inspected | N/A | N/A | HFTD Tier 3 | Distribution | Detailed Inspection | Aerial |  |  |  |  | # of circuit miles inspected by the utility |  | No Data
| 14. Grid condition findings from inspection | 14.d.3.b.ii | Number of circuit miles inspected | N/A | N/A | HFTD Tier 3 | Distribution | Detailed Inspection | LiDAR |  |  |  |  | # of circuit miles inspected by the utility |  | No Data
| 14. Grid condition findings from inspection | 14.d.3.b.ii | Number of circuit miles inspected | N/A | N/A | HFTD Tier 3 | Distribution | Detailed Inspection | other |  |  |  |  | # of circuit miles inspected by the utility |  | No Data
| 14. Grid condition findings from inspection | 14.d.3.b.iii | Number of circuit miles inspected | N/A | N/A | HFTD Tier 3 | Distribution | Other Inspection | Drone |  |  |  |  | # of circuit miles inspected by the utility |  | No Data
| 14. Grid condition findings from inspection | 14.d.3.b.iii | Number of circuit miles inspected | N/A | N/A | HFTD Tier 3 | Distribution | Other Inspection | Aerial |  |  |  |  | # of circuit miles inspected by the utility |  | No Data
| 14. Grid condition findings from inspection | 14.d.3.b.iii | Number of circuit miles inspected | N/A | N/A | HFTD Tier 3 | Distribution | Other Inspection | LiDAR |  |  |  |  | # of circuit miles inspected by the utility |  | No Data
| 14. Grid condition findings from inspection | 14.d.3.b.iii | Number of circuit miles inspected | N/A | N/A | HFTD Tier 3 | Distribution | Other Inspection | other |  |  |  |  | # of circuit miles inspected by the utility |  | No Data
| 14. Grid condition findings from inspection | 14.d.3.c.i | Level 1 findings | N/A | N/A | HFTD Tier 3 | Distribution | Patrol Inspection | Drone |  |  |  |  | # of findings from these asset inspections |  | No Data
| 14. Grid condition findings from inspection | 14.d.3.c.i | Level 1 findings | N/A | N/A | HFTD Tier 3 | Distribution | Patrol Inspection | Aerial |  |  |  |  | # of findings from these asset inspections |  | No Data
| 14. Grid condition findings from inspection | 14.d.3.c.i | Level 1 findings | N/A | N/A | HFTD Tier 3 | Distribution | Patrol Inspection | LiDAR |  |  |  |  | # of findings from these asset inspections |  | No Data
| 14. Grid condition findings from inspection | 14.d.3.c.i | Level 1 findings | N/A | N/A | HFTD Tier 3 | Distribution | Patrol Inspection | other |  |  |  |  | # of findings from these asset inspections |  | No Data
| 14. Grid condition findings from inspection | 14.d.3.c.ii | Level 1 findings | N/A | N/A | HFTD Tier 3 | Distribution | Detailed Inspection | Drone |  |  |  |  | # of findings from these asset inspections |  | No Data
| 14. Grid condition findings from inspection | 14.d.3.c.ii | Level 1 findings | N/A | N/A | HFTD Tier 3 | Distribution | Detailed Inspection | Aerial |  |  |  |  | # of findings from these asset inspections |  | No Data
| 14. Grid condition findings from inspection | 14.d.3.c.ii | Level 1 findings | N/A | N/A | HFTD Tier 3 | Distribution | Detailed Inspection | LiDAR |  |  |  |  | # of findings from these asset inspections |  | No Data
| 14. Grid condition findings from inspection | 14.d.3.c.ii | Level 1 findings | N/A | N/A | HFTD Tier 3 | Distribution | Detailed Inspection | other |  |  |  |  | # of findings from these asset inspections |  | No Data
| 14. Grid condition findings from inspection | 14.d.3.c.iii | Level 1 findings | N/A | N/A | HFTD Tier 3 | Distribution | Other Inspection | Drone |  |  |  |  | # of findings from these asset inspections |  | No Data
| 14. Grid condition findings from inspection | 14.d.3.c.iii | Level 1 findings | N/A | N/A | HFTD Tier 3 | Distribution | Other Inspection | Aerial |  |  |  |  | # of findings from these asset inspections |  | No Data
| 14. Grid condition findings from inspection | 14.d.3.c.iii | Level 1 findings | N/A | N/A | HFTD Tier 3 | Distribution | Other Inspection | LiDAR |  |  |  |  | # of findings from these asset inspections |  | No Data
| 14. Grid condition findings from inspection | 14.d.3.c.iii | Level 1 findings | N/A | N/A | HFTD Tier 3 | Distribution | Other Inspection | other |  |  |  |  | # of findings from these asset inspections |  | No Data
| 14. Grid condition findings from inspection | 14.d.3.d.i | Level 2 findings | N/A | N/A | HFTD Tier 3 | Distribution | Patrol Inspection | Drone |  |  |  |  | # of findings from these asset inspections |  | No Data
| 14. Grid condition findings from inspection | 14.d.3.d.i | Level 2 findings | N/A | N/A | HFTD Tier 3 | Distribution | Patrol Inspection | Aerial |  |  |  |  | # of findings from these asset inspections |  | No Data
| 14. Grid condition findings from inspection | 14.d.3.d.i | Level 2 findings | N/A | N/A | HFTD Tier 3 | Distribution | Patrol Inspection | LiDAR |  |  |  |  | # of findings from these asset inspections |  | No Data
| 14. Grid condition findings from inspection | 14.d.3.d.i | Level 2 findings | N/A | N/A | HFTD Tier 3 | Distribution | Patrol Inspection | other |  |  |  |  | # of findings from these asset inspections |  | No Data
| 14. Grid condition findings from inspection | 14.d.3.d.ii | Level 2 findings | N/A | N/A | HFTD Tier 3 | Distribution | Detailed Inspection | Drone |  |  |  |  | # of findings from these asset inspections |  | No Data
| 14. Grid condition findings from inspection | 14.d.3.d.ii | Level 2 findings | N/A | N/A | HFTD Tier 3 | Distribution | Detailed Inspection | Aerial |  |  |  |  | # of findings from these asset inspections |  | No Data
| 14. Grid condition findings from inspection | 14.d.3.d.ii | Level 2 findings | N/A | N/A | HFTD Tier 3 | Distribution | Detailed Inspection | LiDAR |  |  |  |  | # of findings from these asset inspections |  | No Data
| 14. Grid condition findings from inspection | 14.d.3.d.ii | Level 2 findings | N/A | N/A | HFTD Tier 3 | Distribution | Detailed Inspection | other |  |  |  |  | # of findings from these asset inspections |  | No Data
| 14. Grid condition findings from inspection | 14.d.3.d.iii | Level 2 findings | N/A | N/A | HFTD Tier 3 | Distribution | Other Inspection | Drone |  |  |  |  | # of findings from these asset inspections |  | No Data
| 14. Grid condition findings from inspection | 14.d.3.d.iii | Level 2 findings | N/A | N/A | HFTD Tier 3 | Distribution | Other Inspection | Aerial |  |  |  |  | # of findings from these asset inspections |  | No Data
| 14. Grid condition findings from inspection | 14.d.3.d.iii | Level 2 findings | N/A | N/A | HFTD Tier 3 | Distribution | Other Inspection | LiDAR |  |  |  |  | # of findings from these asset inspections |  | No Data
| 14. Grid condition findings from inspection | 14.d.3.d.iii | Level 2 findings | N/A | N/A | HFTD Tier 3 | Distribution | Other Inspection | other |  |  |  |  | # of findings from these asset inspections |  | No Data
| 14. Grid condition findings from inspection | 14.d.3.e.i | Level 3 findings | N/A | N/A | HFTD Tier 3 | Distribution | Patrol Inspection | Drone |  |  |  |  | # of findings from these asset inspections |  | No Data
| 14. Grid condition findings from inspection | 14.d.3.e.i | Level 3 findings | N/A | N/A | HFTD Tier 3 | Distribution | Patrol Inspection | Aerial |  |  |  |  | # of findings from these asset inspections |  | No Data
| 14. Grid condition findings from inspection | 14.d.3.e.i | Level 3 findings | N/A | N/A | HFTD Tier 3 | Distribution | Patrol Inspection | LiDAR |  |  |  |  | # of findings from these asset inspections |  | No Data
| 14. Grid condition findings from inspection | 14.d.3.e.i | Level 3 findings | N/A | N/A | HFTD Tier 3 | Distribution | Patrol Inspection | other |  |  |  |  | # of findings from these asset inspections |  | No Data
| 14. Grid condition findings from inspection | 14.d.3.e.ii | Level 3 findings | N/A | N/A | HFTD Tier 3 | Distribution | Detailed Inspection | Drone |  |  |  |  | # of findings from these asset inspections |  | No Data
| 14. Grid condition findings from inspection | 14.d.3.e.ii | Level 3 findings | N/A | N/A | HFTD Tier 3 | Distribution | Detailed Inspection | Aerial |  |  |  |  | # of findings from these asset inspections |  | No Data
| 14. Grid condition findings from inspection | 14.d.3.e.ii | Level 3 findings | N/A | N/A | HFTD Tier 3 | Distribution | Detailed Inspection | LiDAR |  |  |  |  | # of findings from these asset inspections |  | No Data
| 14. Grid condition findings from inspection | 14.d.3.e.ii | Level 3 findings | N/A | N/A | HFTD Tier 3 | Distribution | Detailed Inspection | other |  |  |  |  | # of findings from these asset inspections |  | No Data
| 14. Grid condition findings from inspection | 14.d.3.e.iii | Level 3 findings | N/A | N/A | HFTD Tier 3 | Distribution | Other Inspection | Drone |  |  |  |  | # of findings from these asset inspections |  | No Data
| 14. Grid condition findings from inspection | 14.d.3.e.iii | Level 3 findings | N/A | N/A | HFTD Tier 3 | Distribution | Other Inspection | Aerial |  |  |  |  | # of findings from these asset inspections |  | No Data
| 14. Grid condition findings from inspection | 14.d.3.e.iii | Level 3 findings | N/A | N/A | HFTD Tier 3 | Distribution | Other Inspection | LiDAR |  |  |  |  | # of findings from these asset inspections |  | No Data
| 14. Grid condition findings from inspection | 14.d.3.e.iii | Level 3 findings | N/A | N/A | HFTD Tier 3 | Distribution | Other Inspection | other |  |  |  |  | # of findings from these asset inspections |  | No Data
| 14. Grid condition findings from inspection | 14.d.4.a.i | Number of assets inspected | N/A | N/A | Non-HFTD | Distribution | Patrol Inspection | Drone |  |  |  |  | # of assets / structures (such as poles, transformers, etc.) inspected by the utility |  | No Data
| 14. Grid condition findings from inspection | 14.d.4.a.i | Number of assets inspected | N/A | N/A | Non-HFTD | Distribution | Patrol Inspection | Aerial |  |  |  |  | # of assets / structures (such as poles, transformers, etc.) inspected by the utility |  | No Data
| 14. Grid condition findings from inspection | 14.d.4.a.i | Number of assets inspected | N/A | N/A | Non-HFTD | Distribution | Patrol Inspection | LiDAR |  |  |  |  | # of assets / structures (such as poles, transformers, etc.) inspected by the utility |  | No Data
| 14. Grid condition findings from inspection | 14.d.4.a.i | Number of assets inspected | N/A | N/A | Non-HFTD | Distribution | Patrol Inspection | other |  |  |  |  | # of assets / structures (such as poles, transformers, etc.) inspected by the utility |  | No Data
| 14. Grid condition findings from inspection | 14.d.4.a.ii | Number of assets inspected | N/A | N/A | Non-HFTD | Distribution | Detailed Inspection | Drone |  |  |  |  | # of assets / structures (such as poles, transformers, etc.) inspected by the utility |  | No Data
| 14. Grid condition findings from inspection | 14.d.4.a.ii | Number of assets inspected | N/A | N/A | Non-HFTD | Distribution | Detailed Inspection | Aerial |  |  |  |  | # of assets / structures (such as poles, transformers, etc.) inspected by the utility |  | No Data
| 14. Grid condition findings from inspection | 14.d.4.a.ii | Number of assets inspected | N/A | N/A | Non-HFTD | Distribution | Detailed Inspection | LiDAR |  |  |  |  | # of assets / structures (such as poles, transformers, etc.) inspected by the utility |  | No Data
| 14. Grid condition findings from inspection | 14.d.4.a.ii | Number of assets inspected | N/A | N/A | Non-HFTD | Distribution | Detailed Inspection | other |  |  |  |  | # of assets / structures (such as poles, transformers, etc.) inspected by the utility |  | No Data
| 14. Grid condition findings from inspection | 14.d.4.a.iii | Number of assets inspected | N/A | N/A | Non-HFTD | Distribution | Other Inspection | Drone |  |  |  |  | # of assets / structures (such as poles, transformers, etc.) inspected by the utility |  | No Data
| 14. Grid condition findings from inspection | 14.d.4.a.iii | Number of assets inspected | N/A | N/A | Non-HFTD | Distribution | Other Inspection | Aerial |  |  |  |  | # of assets / structures (such as poles, transformers, etc.) inspected by the utility |  | No Data
| 14. Grid condition findings from inspection | 14.d.4.a.iii | Number of assets inspected | N/A | N/A | Non-HFTD | Distribution | Other Inspection | LiDAR |  |  |  |  | # of assets / structures (such as poles, transformers, etc.) inspected by the utility |  | No Data
| 14. Grid condition findings from inspection | 14.d.4.a.iii | Number of assets inspected | N/A | N/A | Non-HFTD | Distribution | Other Inspection | other |  |  |  |  | # of assets / structures (such as poles, transformers, etc.) inspected by the utility |  | No Data
| 14. Grid condition findings from inspection | 14.d.4.b.i | Number of circuit miles inspected | N/A | N/A | Non-HFTD | Distribution | Patrol Inspection | Drone |  |  |  |  | # of circuit miles inspected by the utility |  | No Data
| 14. Grid condition findings from inspection | 14.d.4.b.i | Number of circuit miles inspected | N/A | N/A | Non-HFTD | Distribution | Patrol Inspection | Aerial |  |  |  |  | # of circuit miles inspected by the utility |  | No Data
| 14. Grid condition findings from inspection | 14.d.4.b.i | Number of circuit miles inspected | N/A | N/A | Non-HFTD | Distribution | Patrol Inspection | LiDAR |  |  |  |  | # of circuit miles inspected by the utility |  | No Data
| 14. Grid condition findings from inspection | 14.d.4.b.i | Number of circuit miles inspected | N/A | N/A | Non-HFTD | Distribution | Patrol Inspection | other |  |  |  |  | # of circuit miles inspected by the utility |  | No Data
| 14. Grid condition findings from inspection | 14.d.4.b.ii | Number of circuit miles inspected | N/A | N/A | Non-HFTD | Distribution | Detailed Inspection | Drone |  |  |  |  | # of circuit miles inspected by the utility |  | No Data
| 14. Grid condition findings from inspection | 14.d.4.b.ii | Number of circuit miles inspected | N/A | N/A | Non-HFTD | Distribution | Detailed Inspection | Aerial |  |  |  |  | # of circuit miles inspected by the utility |  | No Data
| 14. Grid condition findings from inspection | 14.d.4.b.ii | Number of circuit miles inspected | N/A | N/A | Non-HFTD | Distribution | Detailed Inspection | LiDAR |  |  |  |  | # of circuit miles inspected by the utility |  | No Data
| 14. Grid condition findings from inspection | 14.d.4.b.ii | Number of circuit miles inspected | N/A | N/A | Non-HFTD | Distribution | Detailed Inspection | other |  |  |  |  | # of circuit miles inspected by the utility |  | No Data
| 14. Grid condition findings from inspection | 14.d.4.b.iii | Number of circuit miles inspected | N/A | N/A | Non-HFTD | Distribution | Other Inspection | Drone |  |  |  |  | # of circuit miles inspected by the utility |  | No Data
| 14. Grid condition findings from inspection | 14.d.4.b.iii | Number of circuit miles inspected | N/A | N/A | Non-HFTD | Distribution | Other Inspection | Aerial |  |  |  |  | # of circuit miles inspected by the utility |  | No Data
| 14. Grid condition findings from inspection | 14.d.4.b.iii | Number of circuit miles inspected | N/A | N/A | Non-HFTD | Distribution | Other Inspection | LiDAR |  |  |  |  | # of circuit miles inspected by the utility |  | No Data
| 14. Grid condition findings from inspection | 14.d.4.b.iii | Number of circuit miles inspected | N/A | N/A | Non-HFTD | Distribution | Other Inspection | other |  |  |  |  | # of circuit miles inspected by the utility |  | No Data
| 14. Grid condition findings from inspection | 14.d.4.c.i | Level 1 findings | N/A | N/A | Non-HFTD | Distribution | Patrol Inspection | Drone |  |  |  |  | # of findings from these asset inspections |  | No Data
| 14. Grid condition findings from inspection | 14.d.4.c.i | Level 1 findings | N/A | N/A | Non-HFTD | Distribution | Patrol Inspection | Aerial |  |  |  |  | # of findings from these asset inspections |  | No Data
| 14. Grid condition findings from inspection | 14.d.4.c.i | Level 1 findings | N/A | N/A | Non-HFTD | Distribution | Patrol Inspection | LiDAR |  |  |  |  | # of findings from these asset inspections |  | No Data
| 14. Grid condition findings from inspection | 14.d.4.c.i | Level 1 findings | N/A | N/A | Non-HFTD | Distribution | Patrol Inspection | other |  |  |  |  | # of findings from these asset inspections |  | No Data
| 14. Grid condition findings from inspection | 14.d.4.c.ii | Level 1 findings | N/A | N/A | Non-HFTD | Distribution | Detailed Inspection | Drone |  |  |  |  | # of findings from these asset inspections |  | No Data
| 14. Grid condition findings from inspection | 14.d.4.c.ii | Level 1 findings | N/A | N/A | Non-HFTD | Distribution | Detailed Inspection | Aerial |  |  |  |  | # of findings from these asset inspections |  | No Data
| 14. Grid condition findings from inspection | 14.d.4.c.ii | Level 1 findings | N/A | N/A | Non-HFTD | Distribution | Detailed Inspection | LiDAR |  |  |  |  | # of findings from these asset inspections |  | No Data
| 14. Grid condition findings from inspection | 14.d.4.c.ii | Level 1 findings | N/A | N/A | Non-HFTD | Distribution | Detailed Inspection | other |  |  |  |  | # of findings from these asset inspections |  | No Data
| 14. Grid condition findings from inspection | 14.d.4.c.iii | Level 1 findings | N/A | N/A | Non-HFTD | Distribution | Other Inspection | Drone |  |  |  |  | # of findings from these asset inspections |  | No Data
| 14. Grid condition findings from inspection | 14.d.4.c.iii | Level 1 findings | N/A | N/A | Non-HFTD | Distribution | Other Inspection | Aerial |  |  |  |  | # of findings from these asset inspections |  | No Data
| 14. Grid condition findings from inspection | 14.d.4.c.iii | Level 1 findings | N/A | N/A | Non-HFTD | Distribution | Other Inspection | LiDAR |  |  |  |  | # of findings from these asset inspections |  | No Data
| 14. Grid condition findings from inspection | 14.d.4.c.iii | Level 1 findings | N/A | N/A | Non-HFTD | Distribution | Other Inspection | other |  |  |  |  | # of findings from these asset inspections |  | No Data
| 14. Grid condition findings from inspection | 14.d.4.d.i | Level 2 findings | N/A | N/A | Non-HFTD | Distribution | Patrol Inspection | Drone |  |  |  |  | # of findings from these asset inspections |  | No Data
| 14. Grid condition findings from inspection | 14.d.4.d.i | Level 2 findings | N/A | N/A | Non-HFTD | Distribution | Patrol Inspection | Aerial |  |  |  |  | # of findings from these asset inspections |  | No Data
| 14. Grid condition findings from inspection | 14.d.4.d.i | Level 2 findings | N/A | N/A | Non-HFTD | Distribution | Patrol Inspection | LiDAR |  |  |  |  | # of findings from these asset inspections |  | No Data
| 14. Grid condition findings from inspection | 14.d.4.d.i | Level 2 findings | N/A | N/A | Non-HFTD | Distribution | Patrol Inspection | other |  |  |  |  | # of findings from these asset inspections |  | No Data
| 14. Grid condition findings from inspection | 14.d.4.d.ii | Level 2 findings | N/A | N/A | Non-HFTD | Distribution | Detailed Inspection | Drone |  |  |  |  | # of findings from these asset inspections |  | No Data
| 14. Grid condition findings from inspection | 14.d.4.d.ii | Level 2 findings | N/A | N/A | Non-HFTD | Distribution | Detailed Inspection | Aerial |  |  |  |  | # of findings from these asset inspections |  | No Data
| 14. Grid condition findings from inspection | 14.d.4.d.ii | Level 2 findings | N/A | N/A | Non-HFTD | Distribution | Detailed Inspection | LiDAR |  |  |  |  | # of findings from these asset inspections |  | No Data
| 14. Grid condition findings from inspection | 14.d.4.d.ii | Level 2 findings | N/A | N/A | Non-HFTD | Distribution | Detailed Inspection | other |  |  |  |  | # of findings from these asset inspections |  | No Data
| 14. Grid condition findings from inspection | 14.d.4.d.iii | Level 2 findings | N/A | N/A | Non-HFTD | Distribution | Other Inspection | Drone |  |  |  |  | # of findings from these asset inspections |  | No Data
| 14. Grid condition findings from inspection | 14.d.4.d.iii | Level 2 findings | N/A | N/A | Non-HFTD | Distribution | Other Inspection | Aerial |  |  |  |  | # of findings from these asset inspections |  | No Data
| 14. Grid condition findings from inspection | 14.d.4.d.iii | Level 2 findings | N/A | N/A | Non-HFTD | Distribution | Other Inspection | LiDAR |  |  |  |  | # of findings from these asset inspections |  | No Data
| 14. Grid condition findings from inspection | 14.d.4.d.iii | Level 2 findings | N/A | N/A | Non-HFTD | Distribution | Other Inspection | other |  |  |  |  | # of findings from these asset inspections |  | No Data
| 14. Grid condition findings from inspection | 14.d.4.e.i | Level 3 findings | N/A | N/A | Non-HFTD | Distribution | Patrol Inspection | Drone |  |  |  |  | # of findings from these asset inspections |  | No Data
| 14. Grid condition findings from inspection | 14.d.4.e.i | Level 3 findings | N/A | N/A | Non-HFTD | Distribution | Patrol Inspection | Aerial |  |  |  |  | # of findings from these asset inspections |  | No Data
| 14. Grid condition findings from inspection | 14.d.4.e.i | Level 3 findings | N/A | N/A | Non-HFTD | Distribution | Patrol Inspection | LiDAR |  |  |  |  | # of findings from these asset inspections |  | No Data
| 14. Grid condition findings from inspection | 14.d.4.e.i | Level 3 findings | N/A | N/A | Non-HFTD | Distribution | Patrol Inspection | other |  |  |  |  | # of findings from these asset inspections |  | No Data
| 14. Grid condition findings from inspection | 14.d.4.e.ii | Level 3 findings | N/A | N/A | Non-HFTD | Distribution | Detailed Inspection | Drone |  |  |  |  | # of findings from these asset inspections |  | No Data
| 14. Grid condition findings from inspection | 14.d.4.e.ii | Level 3 findings | N/A | N/A | Non-HFTD | Distribution | Detailed Inspection | Aerial |  |  |  |  | # of findings from these asset inspections |  | No Data
| 14. Grid condition findings from inspection | 14.d.4.e.ii | Level 3 findings | N/A | N/A | Non-HFTD | Distribution | Detailed Inspection | LiDAR |  |  |  |  | # of findings from these asset inspections |  | No Data
| 14. Grid condition findings from inspection | 14.d.4.e.ii | Level 3 findings | N/A | N/A | Non-HFTD | Distribution | Detailed Inspection | other |  |  |  |  | # of findings from these asset inspections |  | No Data
| 14. Grid condition findings from inspection | 14.d.4.e.iii | Level 3 findings | N/A | N/A | Non-HFTD | Distribution | Other Inspection | Drone |  |  |  |  | # of findings from these asset inspections |  | No Data
| 14. Grid condition findings from inspection | 14.d.4.e.iii | Level 3 findings | N/A | N/A | Non-HFTD | Distribution | Other Inspection | Aerial |  |  |  |  | # of findings from these asset inspections |  | No Data
| 14. Grid condition findings from inspection | 14.d.4.e.iii | Level 3 findings | N/A | N/A | Non-HFTD | Distribution | Other Inspection | LiDAR |  |  |  |  | # of findings from these asset inspections |  | No Data
| 14. Grid condition findings from inspection | 14.d.4.e.iii | Level 3 findings | N/A | N/A | Non-HFTD | Distribution | Other Inspection | other |  |  |  |  | # of findings from these asset inspections |  | No Data
| 14. Grid condition findings from inspection | 14.t.2.a.i | Number of assets inspected | N/A | N/A | HFTD Tier 2 | Transmission | Patrol Inspection | Drone |  |  |  |  | # of assets / structures (such as poles, transformers, etc.) inspected by the utility |  | No Data
| 14. Grid condition findings from inspection | 14.t.2.a.i | Number of assets inspected | N/A | N/A | HFTD Tier 2 | Transmission | Patrol Inspection | Aerial |  |  |  |  | # of assets / structures (such as poles, transformers, etc.) inspected by the utility |  | No Data
| 14. Grid condition findings from inspection | 14.t.2.a.i | Number of assets inspected | N/A | N/A | HFTD Tier 2 | Transmission | Patrol Inspection | LiDAR |  |  |  |  | # of assets / structures (such as poles, transformers, etc.) inspected by the utility |  | No Data
| 14. Grid condition findings from inspection | 14.t.2.a.i | Number of assets inspected | N/A | N/A | HFTD Tier 2 | Transmission | Patrol Inspection | other |  |  |  |  | # of assets / structures (such as poles, transformers, etc.) inspected by the utility |  | No Data
| 14. Grid condition findings from inspection | 14.t.2.a.ii | Number of assets inspected | N/A | N/A | HFTD Tier 2 | Transmission | Detailed Inspection | Drone |  |  |  |  | # of assets / structures (such as poles, transformers, etc.) inspected by the utility |  | No Data
| 14. Grid condition findings from inspection | 14.t.2.a.ii | Number of assets inspected | N/A | N/A | HFTD Tier 2 | Transmission | Detailed Inspection | Aerial |  |  |  |  | # of assets / structures (such as poles, transformers, etc.) inspected by the utility |  | No Data
| 14. Grid condition findings from inspection | 14.t.2.a.ii | Number of assets inspected | N/A | N/A | HFTD Tier 2 | Transmission | Detailed Inspection | LiDAR |  |  |  |  | # of assets / structures (such as poles, transformers, etc.) inspected by the utility |  | No Data
| 14. Grid condition findings from inspection | 14.t.2.a.ii | Number of assets inspected | N/A | N/A | HFTD Tier 2 | Transmission | Detailed Inspection | other |  |  |  |  | # of assets / structures (such as poles, transformers, etc.) inspected by the utility |  | No Data
| 14. Grid condition findings from inspection | 14.t.2.a.iii | Number of assets inspected | N/A | N/A | HFTD Tier 2 | Transmission | Other Inspection | Drone |  |  |  |  | # of assets / structures (such as poles, transformers, etc.) inspected by the utility |  | No Data
| 14. Grid condition findings from inspection | 14.t.2.a.iii | Number of assets inspected | N/A | N/A | HFTD Tier 2 | Transmission | Other Inspection | Aerial |  |  |  |  | # of assets / structures (such as poles, transformers, etc.) inspected by the utility |  | No Data
| 14. Grid condition findings from inspection | 14.t.2.a.iii | Number of assets inspected | N/A | N/A | HFTD Tier 2 | Transmission | Other Inspection | LiDAR |  |  |  |  | # of assets / structures (such as poles, transformers, etc.) inspected by the utility |  | No Data
| 14. Grid condition findings from inspection | 14.t.2.a.iii | Number of assets inspected | N/A | N/A | HFTD Tier 2 | Transmission | Other Inspection | other |  |  |  |  | # of assets / structures (such as poles, transformers, etc.) inspected by the utility |  | No Data
| 14. Grid condition findings from inspection | 14.t.2.b.i | Number of circuit miles inspected | N/A | N/A | HFTD Tier 2 | Transmission | Patrol Inspection | Drone |  |  |  |  | # of circuit miles inspected by the utility |  | No Data
| 14. Grid condition findings from inspection | 14.t.2.b.i | Number of circuit miles inspected | N/A | N/A | HFTD Tier 2 | Transmission | Patrol Inspection | Aerial |  |  |  |  | # of circuit miles inspected by the utility |  | No Data
| 14. Grid condition findings from inspection | 14.t.2.b.i | Number of circuit miles inspected | N/A | N/A | HFTD Tier 2 | Transmission | Patrol Inspection | LiDAR |  |  |  |  | # of circuit miles inspected by the utility |  | No Data
| 14. Grid condition findings from inspection | 14.t.2.b.i | Number of circuit miles inspected | N/A | N/A | HFTD Tier 2 | Transmission | Patrol Inspection | other |  |  |  |  | # of circuit miles inspected by the utility |  | No Data
| 14. Grid condition findings from inspection | 14.t.2.b.ii | Number of circuit miles inspected | N/A | N/A | HFTD Tier 2 | Transmission | Detailed Inspection | Drone |  |  |  |  | # of circuit miles inspected by the utility |  | No Data
| 14. Grid condition findings from inspection | 14.t.2.b.ii | Number of circuit miles inspected | N/A | N/A | HFTD Tier 2 | Transmission | Detailed Inspection | Aerial |  |  |  |  | # of circuit miles inspected by the utility |  | No Data
| 14. Grid condition findings from inspection | 14.t.2.b.ii | Number of circuit miles inspected | N/A | N/A | HFTD Tier 2 | Transmission | Detailed Inspection | LiDAR |  |  |  |  | # of circuit miles inspected by the utility |  | No Data
| 14. Grid condition findings from inspection | 14.t.2.b.ii | Number of circuit miles inspected | N/A | N/A | HFTD Tier 2 | Transmission | Detailed Inspection | other |  |  |  |  | # of circuit miles inspected by the utility |  | No Data
| 14. Grid condition findings from inspection | 14.t.2.b.iii | Number of circuit miles inspected | N/A | N/A | HFTD Tier 2 | Transmission | Other Inspection | Drone |  |  |  |  | # of circuit miles inspected by the utility |  | No Data
| 14. Grid condition findings from inspection | 14.t.2.b.iii | Number of circuit miles inspected | N/A | N/A | HFTD Tier 2 | Transmission | Other Inspection | Aerial |  |  |  |  | # of circuit miles inspected by the utility |  | No Data
| 14. Grid condition findings from inspection | 14.t.2.b.iii | Number of circuit miles inspected | N/A | N/A | HFTD Tier 2 | Transmission | Other Inspection | LiDAR |  |  |  |  | # of circuit miles inspected by the utility |  | No Data
| 14. Grid condition findings from inspection | 14.t.2.b.iii | Number of circuit miles inspected | N/A | N/A | HFTD Tier 2 | Transmission | Other Inspection | other |  |  |  |  | # of circuit miles inspected by the utility |  | No Data
| 14. Grid condition findings from inspection | 14.t.2.c.i | Level 1 findings | N/A | N/A | HFTD Tier 2 | Transmission | Patrol Inspection | Drone |  |  |  |  | # of findings from these asset inspections |  | No Data
| 14. Grid condition findings from inspection | 14.t.2.c.i | Level 1 findings | N/A | N/A | HFTD Tier 2 | Transmission | Patrol Inspection | Aerial |  |  |  |  | # of findings from these asset inspections |  | No Data
| 14. Grid condition findings from inspection | 14.t.2.c.i | Level 1 findings | N/A | N/A | HFTD Tier 2 | Transmission | Patrol Inspection | LiDAR |  |  |  |  | # of findings from these asset inspections |  | No Data
| 14. Grid condition findings from inspection | 14.t.2.c.i | Level 1 findings | N/A | N/A | HFTD Tier 2 | Transmission | Patrol Inspection | other |  |  |  |  | # of findings from these asset inspections |  | No Data
| 14. Grid condition findings from inspection | 14.t.2.c.ii | Level 1 findings | N/A | N/A | HFTD Tier 2 | Transmission | Detailed Inspection | Drone |  |  |  |  | # of findings from these asset inspections |  | No Data
| 14. Grid condition findings from inspection | 14.t.2.c.ii | Level 1 findings | N/A | N/A | HFTD Tier 2 | Transmission | Detailed Inspection | Aerial |  |  |  |  | # of findings from these asset inspections |  | No Data
| 14. Grid condition findings from inspection | 14.t.2.c.ii | Level 1 findings | N/A | N/A | HFTD Tier 2 | Transmission | Detailed Inspection | LiDAR |  |  |  |  | # of findings from these asset inspections |  | No Data
| 14. Grid condition findings from inspection | 14.t.2.c.ii | Level 1 findings | N/A | N/A | HFTD Tier 2 | Transmission | Detailed Inspection | other |  |  |  |  | # of findings from these asset inspections |  | No Data
| 14. Grid condition findings from inspection | 14.t.2.c.iii | Level 1 findings | N/A | N/A | HFTD Tier 2 | Transmission | Other Inspection | Drone |  |  |  |  | # of findings from these asset inspections |  | No Data
| 14. Grid condition findings from inspection | 14.t.2.c.iii | Level 1 findings | N/A | N/A | HFTD Tier 2 | Transmission | Other Inspection | Aerial |  |  |  |  | # of findings from these asset inspections |  | No Data
| 14. Grid condition findings from inspection | 14.t.2.c.iii | Level 1 findings | N/A | N/A | HFTD Tier 2 | Transmission | Other Inspection | LiDAR |  |  |  |  | # of findings from these asset inspections |  | No Data
| 14. Grid condition findings from inspection | 14.t.2.c.iii | Level 1 findings | N/A | N/A | HFTD Tier 2 | Transmission | Other Inspection | other |  |  |  |  | # of findings from these asset inspections |  | No Data
| 14. Grid condition findings from inspection | 14.t.2.d.i | Level 2 findings | N/A | N/A | HFTD Tier 2 | Transmission | Patrol Inspection | Drone |  |  |  |  | # of findings from these asset inspections |  | No Data
| 14. Grid condition findings from inspection | 14.t.2.d.i | Level 2 findings | N/A | N/A | HFTD Tier 2 | Transmission | Patrol Inspection | Aerial |  |  |  |  | # of findings from these asset inspections |  | No Data
| 14. Grid condition findings from inspection | 14.t.2.d.i | Level 2 findings | N/A | N/A | HFTD Tier 2 | Transmission | Patrol Inspection | LiDAR |  |  |  |  | # of findings from these asset inspections |  | No Data
| 14. Grid condition findings from inspection | 14.t.2.d.i | Level 2 findings | N/A | N/A | HFTD Tier 2 | Transmission | Patrol Inspection | other |  |  |  |  | # of findings from these asset inspections |  | No Data
| 14. Grid condition findings from inspection | 14.t.2.d.ii | Level 2 findings | N/A | N/A | HFTD Tier 2 | Transmission | Detailed Inspection | Drone |  |  |  |  | # of findings from these asset inspections |  | No Data
| 14. Grid condition findings from inspection | 14.t.2.d.ii | Level 2 findings | N/A | N/A | HFTD Tier 2 | Transmission | Detailed Inspection | Aerial |  |  |  |  | # of findings from these asset inspections |  | No Data
| 14. Grid condition findings from inspection | 14.t.2.d.ii | Level 2 findings | N/A | N/A | HFTD Tier 2 | Transmission | Detailed Inspection | LiDAR |  |  |  |  | # of findings from these asset inspections |  | No Data
| 14. Grid condition findings from inspection | 14.t.2.d.ii | Level 2 findings | N/A | N/A | HFTD Tier 2 | Transmission | Detailed Inspection | other |  |  |  |  | # of findings from these asset inspections |  | No Data
| 14. Grid condition findings from inspection | 14.t.2.d.iii | Level 2 findings | N/A | N/A | HFTD Tier 2 | Transmission | Other Inspection | Drone |  |  |  |  | # of findings from these asset inspections |  | No Data
| 14. Grid condition findings from inspection | 14.t.2.d.iii | Level 2 findings | N/A | N/A | HFTD Tier 2 | Transmission | Other Inspection | Aerial |  |  |  |  | # of findings from these asset inspections |  | No Data
| 14. Grid condition findings from inspection | 14.t.2.d.iii | Level 2 findings | N/A | N/A | HFTD Tier 2 | Transmission | Other Inspection | LiDAR |  |  |  |  | # of findings from these asset inspections |  | No Data
| 14. Grid condition findings from inspection | 14.t.2.d.iii | Level 2 findings | N/A | N/A | HFTD Tier 2 | Transmission | Other Inspection | other |  |  |  |  | # of findings from these asset inspections |  | No Data
| 14. Grid condition findings from inspection | 14.t.2.e.i | Level 3 findings | N/A | N/A | HFTD Tier 2 | Transmission | Patrol Inspection | Drone |  |  |  |  | # of findings from these asset inspections |  | No Data
| 14. Grid condition findings from inspection | 14.t.2.e.i | Level 3 findings | N/A | N/A | HFTD Tier 2 | Transmission | Patrol Inspection | Aerial |  |  |  |  | # of findings from these asset inspections |  | No Data
| 14. Grid condition findings from inspection | 14.t.2.e.i | Level 3 findings | N/A | N/A | HFTD Tier 2 | Transmission | Patrol Inspection | LiDAR |  |  |  |  | # of findings from these asset inspections |  | No Data
| 14. Grid condition findings from inspection | 14.t.2.e.i | Level 3 findings | N/A | N/A | HFTD Tier 2 | Transmission | Patrol Inspection | other |  |  |  |  | # of findings from these asset inspections |  | No Data
| 14. Grid condition findings from inspection | 14.t.2.e.ii | Level 3 findings | N/A | N/A | HFTD Tier 2 | Transmission | Detailed Inspection | Drone |  |  |  |  | # of findings from these asset inspections |  | No Data
| 14. Grid condition findings from inspection | 14.t.2.e.ii | Level 3 findings | N/A | N/A | HFTD Tier 2 | Transmission | Detailed Inspection | Aerial |  |  |  |  | # of findings from these asset inspections |  | No Data
| 14. Grid condition findings from inspection | 14.t.2.e.ii | Level 3 findings | N/A | N/A | HFTD Tier 2 | Transmission | Detailed Inspection | LiDAR |  |  |  |  | # of findings from these asset inspections |  | No Data
| 14. Grid condition findings from inspection | 14.t.2.e.ii | Level 3 findings | N/A | N/A | HFTD Tier 2 | Transmission | Detailed Inspection | other |  |  |  |  | # of findings from these asset inspections |  | No Data
| 14. Grid condition findings from inspection | 14.t.2.e.iii | Level 3 findings | N/A | N/A | HFTD Tier 2 | Transmission | Other Inspection | Drone |  |  |  |  | # of findings from these asset inspections |  | No Data
| 14. Grid condition findings from inspection | 14.t.2.e.iii | Level 3 findings | N/A | N/A | HFTD Tier 2 | Transmission | Other Inspection | Aerial |  |  |  |  | # of findings from these asset inspections |  | No Data
| 14. Grid condition findings from inspection | 14.t.2.e.iii | Level 3 findings | N/A | N/A | HFTD Tier 2 | Transmission | Other Inspection | LiDAR |  |  |  |  | # of findings from these asset inspections |  | No Data
| 14. Grid condition findings from inspection | 14.t.2.e.iii | Level 3 findings | N/A | N/A | HFTD Tier 2 | Transmission | Other Inspection | other |  |  |  |  | # of findings from these asset inspections |  | No Data
| 14. Grid condition findings from inspection | 14.t.3.a.i | Number of assets inspected | N/A | N/A | HFTD Tier 3 | Transmission | Patrol Inspection | Drone |  |  |  |  | # of assets / structures (such as poles, transformers, etc.) inspected by the utility |  | No Data
| 14. Grid condition findings from inspection | 14.t.3.a.i | Number of assets inspected | N/A | N/A | HFTD Tier 3 | Transmission | Patrol Inspection | Aerial |  |  |  |  | # of assets / structures (such as poles, transformers, etc.) inspected by the utility |  | No Data
| 14. Grid condition findings from inspection | 14.t.3.a.i | Number of assets inspected | N/A | N/A | HFTD Tier 3 | Transmission | Patrol Inspection | LiDAR |  |  |  |  | # of assets / structures (such as poles, transformers, etc.) inspected by the utility |  | No Data
| 14. Grid condition findings from inspection | 14.t.3.a.i | Number of assets inspected | N/A | N/A | HFTD Tier 3 | Transmission | Patrol Inspection | other |  |  |  |  | # of assets / structures (such as poles, transformers, etc.) inspected by the utility |  | No Data
| 14. Grid condition findings from inspection | 14.t.3.a.ii | Number of assets inspected | N/A | N/A | HFTD Tier 3 | Transmission | Detailed Inspection | Drone |  |  |  |  | # of assets / structures (such as poles, transformers, etc.) inspected by the utility |  | No Data
| 14. Grid condition findings from inspection | 14.t.3.a.ii | Number of assets inspected | N/A | N/A | HFTD Tier 3 | Transmission | Detailed Inspection | Aerial |  |  |  |  | # of assets / structures (such as poles, transformers, etc.) inspected by the utility |  | No Data
| 14. Grid condition findings from inspection | 14.t.3.a.ii | Number of assets inspected | N/A | N/A | HFTD Tier 3 | Transmission | Detailed Inspection | LiDAR |  |  |  |  | # of assets / structures (such as poles, transformers, etc.) inspected by the utility |  | No Data
| 14. Grid condition findings from inspection | 14.t.3.a.ii | Number of assets inspected | N/A | N/A | HFTD Tier 3 | Transmission | Detailed Inspection | other |  |  |  |  | # of assets / structures (such as poles, transformers, etc.) inspected by the utility |  | No Data
| 14. Grid condition findings from inspection | 14.t.3.a.iii | Number of assets inspected | N/A | N/A | HFTD Tier 3 | Transmission | Other Inspection | Drone |  |  |  |  | # of assets / structures (such as poles, transformers, etc.) inspected by the utility |  | No Data
| 14. Grid condition findings from inspection | 14.t.3.a.iii | Number of assets inspected | N/A | N/A | HFTD Tier 3 | Transmission | Other Inspection | Aerial |  |  |  |  | # of assets / structures (such as poles, transformers, etc.) inspected by the utility |  | No Data
| 14. Grid condition findings from inspection | 14.t.3.a.iii | Number of assets inspected | N/A | N/A | HFTD Tier 3 | Transmission | Other Inspection | LiDAR |  |  |  |  | # of assets / structures (such as poles, transformers, etc.) inspected by the utility |  | No Data
| 14. Grid condition findings from inspection | 14.t.3.a.iii | Number of assets inspected | N/A | N/A | HFTD Tier 3 | Transmission | Other Inspection | other |  |  |  |  | # of assets / structures (such as poles, transformers, etc.) inspected by the utility |  | No Data
| 14. Grid condition findings from inspection | 14.t.3.b.i | Number of circuit miles inspected | N/A | N/A | HFTD Tier 3 | Transmission | Patrol Inspection | Drone |  |  |  |  | # of circuit miles inspected by the utility |  | No Data
| 14. Grid condition findings from inspection | 14.t.3.b.i | Number of circuit miles inspected | N/A | N/A | HFTD Tier 3 | Transmission | Patrol Inspection | Aerial |  |  |  |  | # of circuit miles inspected by the utility |  | No Data
| 14. Grid condition findings from inspection | 14.t.3.b.i | Number of circuit miles inspected | N/A | N/A | HFTD Tier 3 | Transmission | Patrol Inspection | LiDAR |  |  |  |  | # of circuit miles inspected by the utility |  | No Data
| 14. Grid condition findings from inspection | 14.t.3.b.i | Number of circuit miles inspected | N/A | N/A | HFTD Tier 3 | Transmission | Patrol Inspection | other |  |  |  |  | # of circuit miles inspected by the utility |  | No Data
| 14. Grid condition findings from inspection | 14.t.3.b.ii | Number of circuit miles inspected | N/A | N/A | HFTD Tier 3 | Transmission | Detailed Inspection | Drone |  |  |  |  | # of circuit miles inspected by the utility |  | No Data
| 14. Grid condition findings from inspection | 14.t.3.b.ii | Number of circuit miles inspected | N/A | N/A | HFTD Tier 3 | Transmission | Detailed Inspection | Aerial |  |  |  |  | # of circuit miles inspected by the utility |  | No Data
| 14. Grid condition findings from inspection | 14.t.3.b.ii | Number of circuit miles inspected | N/A | N/A | HFTD Tier 3 | Transmission | Detailed Inspection | LiDAR |  |  |  |  | # of circuit miles inspected by the utility |  | No Data
| 14. Grid condition findings from inspection | 14.t.3.b.ii | Number of circuit miles inspected | N/A | N/A | HFTD Tier 3 | Transmission | Detailed Inspection | other |  |  |  |  | # of circuit miles inspected by the utility |  | No Data
| 14. Grid condition findings from inspection | 14.t.3.b.iii | Number of circuit miles inspected | N/A | N/A | HFTD Tier 3 | Transmission | Other Inspection | Drone |  |  |  |  | # of circuit miles inspected by the utility |  | No Data
| 14. Grid condition findings from inspection | 14.t.3.b.iii | Number of circuit miles inspected | N/A | N/A | HFTD Tier 3 | Transmission | Other Inspection | Aerial |  |  |  |  | # of circuit miles inspected by the utility |  | No Data
| 14. Grid condition findings from inspection | 14.t.3.b.iii | Number of circuit miles inspected | N/A | N/A | HFTD Tier 3 | Transmission | Other Inspection | LiDAR |  |  |  |  | # of circuit miles inspected by the utility |  | No Data
| 14. Grid condition findings from inspection | 14.t.3.b.iii | Number of circuit miles inspected | N/A | N/A | HFTD Tier 3 | Transmission | Other Inspection | other |  |  |  |  | # of circuit miles inspected by the utility |  | No Data
| 14. Grid condition findings from inspection | 14.t.3.c.i | Level 1 findings | N/A | N/A | HFTD Tier 3 | Transmission | Patrol Inspection | Drone |  |  |  |  | # of findings from these asset inspections |  | No Data
| 14. Grid condition findings from inspection | 14.t.3.c.i | Level 1 findings | N/A | N/A | HFTD Tier 3 | Transmission | Patrol Inspection | Aerial |  |  |  |  | # of findings from these asset inspections |  | No Data
| 14. Grid condition findings from inspection | 14.t.3.c.i | Level 1 findings | N/A | N/A | HFTD Tier 3 | Transmission | Patrol Inspection | LiDAR |  |  |  |  | # of findings from these asset inspections |  | No Data
| 14. Grid condition findings from inspection | 14.t.3.c.i | Level 1 findings | N/A | N/A | HFTD Tier 3 | Transmission | Patrol Inspection | other |  |  |  |  | # of findings from these asset inspections |  | No Data
| 14. Grid condition findings from inspection | 14.t.3.c.ii | Level 1 findings | N/A | N/A | HFTD Tier 3 | Transmission | Detailed Inspection | Drone |  |  |  |  | # of findings from these asset inspections |  | No Data
| 14. Grid condition findings from inspection | 14.t.3.c.ii | Level 1 findings | N/A | N/A | HFTD Tier 3 | Transmission | Detailed Inspection | Aerial |  |  |  |  | # of findings from these asset inspections |  | No Data
| 14. Grid condition findings from inspection | 14.t.3.c.ii | Level 1 findings | N/A | N/A | HFTD Tier 3 | Transmission | Detailed Inspection | LiDAR |  |  |  |  | # of findings from these asset inspections |  | No Data
| 14. Grid condition findings from inspection | 14.t.3.c.ii | Level 1 findings | N/A | N/A | HFTD Tier 3 | Transmission | Detailed Inspection | other |  |  |  |  | # of findings from these asset inspections |  | No Data
| 14. Grid condition findings from inspection | 14.t.3.c.iii | Level 1 findings | N/A | N/A | HFTD Tier 3 | Transmission | Other Inspection | Drone |  |  |  |  | # of findings from these asset inspections |  | No Data
| 14. Grid condition findings from inspection | 14.t.3.c.iii | Level 1 findings | N/A | N/A | HFTD Tier 3 | Transmission | Other Inspection | Aerial |  |  |  |  | # of findings from these asset inspections |  | No Data
| 14. Grid condition findings from inspection | 14.t.3.c.iii | Level 1 findings | N/A | N/A | HFTD Tier 3 | Transmission | Other Inspection | LiDAR |  |  |  |  | # of findings from these asset inspections |  | No Data
| 14. Grid condition findings from inspection | 14.t.3.c.iii | Level 1 findings | N/A | N/A | HFTD Tier 3 | Transmission | Other Inspection | other |  |  |  |  | # of findings from these asset inspections |  | No Data
| 14. Grid condition findings from inspection | 14.t.3.d.i | Level 2 findings | N/A | N/A | HFTD Tier 3 | Transmission | Patrol Inspection | Drone |  |  |  |  | # of findings from these asset inspections |  | No Data
| 14. Grid condition findings from inspection | 14.t.3.d.i | Level 2 findings | N/A | N/A | HFTD Tier 3 | Transmission | Patrol Inspection | Aerial |  |  |  |  | # of findings from these asset inspections |  | No Data
| 14. Grid condition findings from inspection | 14.t.3.d.i | Level 2 findings | N/A | N/A | HFTD Tier 3 | Transmission | Patrol Inspection | LiDAR |  |  |  |  | # of findings from these asset inspections |  | No Data
| 14. Grid condition findings from inspection | 14.t.3.d.i | Level 2 findings | N/A | N/A | HFTD Tier 3 | Transmission | Patrol Inspection | other |  |  |  |  | # of findings from these asset inspections |  | No Data
| 14. Grid condition findings from inspection | 14.t.3.d.ii | Level 2 findings | N/A | N/A | HFTD Tier 3 | Transmission | Detailed Inspection | Drone |  |  |  |  | # of findings from these asset inspections |  | No Data
| 14. Grid condition findings from inspection | 14.t.3.d.ii | Level 2 findings | N/A | N/A | HFTD Tier 3 | Transmission | Detailed Inspection | Aerial |  |  |  |  | # of findings from these asset inspections |  | No Data
| 14. Grid condition findings from inspection | 14.t.3.d.ii | Level 2 findings | N/A | N/A | HFTD Tier 3 | Transmission | Detailed Inspection | LiDAR |  |  |  |  | # of findings from these asset inspections |  | No Data
| 14. Grid condition findings from inspection | 14.t.3.d.ii | Level 2 findings | N/A | N/A | HFTD Tier 3 | Transmission | Detailed Inspection | other |  |  |  |  | # of findings from these asset inspections |  | No Data
| 14. Grid condition findings from inspection | 14.t.3.d.iii | Level 2 findings | N/A | N/A | HFTD Tier 3 | Transmission | Other Inspection | Drone |  |  |  |  | # of findings from these asset inspections |  | No Data
| 14. Grid condition findings from inspection | 14.t.3.d.iii | Level 2 findings | N/A | N/A | HFTD Tier 3 | Transmission | Other Inspection | Aerial |  |  |  |  | # of findings from these asset inspections |  | No Data
| 14. Grid condition findings from inspection | 14.t.3.d.iii | Level 2 findings | N/A | N/A | HFTD Tier 3 | Transmission | Other Inspection | LiDAR |  |  |  |  | # of findings from these asset inspections |  | No Data
| 14. Grid condition findings from inspection | 14.t.3.d.iii | Level 2 findings | N/A | N/A | HFTD Tier 3 | Transmission | Other Inspection | other |  |  |  |  | # of findings from these asset inspections |  | No Data
| 14. Grid condition findings from inspection | 14.t.3.e.i | Level 3 findings | N/A | N/A | HFTD Tier 3 | Transmission | Patrol Inspection | Drone |  |  |  |  | # of findings from these asset inspections |  | No Data
| 14. Grid condition findings from inspection | 14.t.3.e.i | Level 3 findings | N/A | N/A | HFTD Tier 3 | Transmission | Patrol Inspection | Aerial |  |  |  |  | # of findings from these asset inspections |  | No Data
| 14. Grid condition findings from inspection | 14.t.3.e.i | Level 3 findings | N/A | N/A | HFTD Tier 3 | Transmission | Patrol Inspection | LiDAR |  |  |  |  | # of findings from these asset inspections |  | No Data
| 14. Grid condition findings from inspection | 14.t.3.e.i | Level 3 findings | N/A | N/A | HFTD Tier 3 | Transmission | Patrol Inspection | other |  |  |  |  | # of findings from these asset inspections |  | No Data
| 14. Grid condition findings from inspection | 14.t.3.e.ii | Level 3 findings | N/A | N/A | HFTD Tier 3 | Transmission | Detailed Inspection | Drone |  |  |  |  | # of findings from these asset inspections |  | No Data
| 14. Grid condition findings from inspection | 14.t.3.e.ii | Level 3 findings | N/A | N/A | HFTD Tier 3 | Transmission | Detailed Inspection | Aerial |  |  |  |  | # of findings from these asset inspections |  | No Data
| 14. Grid condition findings from inspection | 14.t.3.e.ii | Level 3 findings | N/A | N/A | HFTD Tier 3 | Transmission | Detailed Inspection | LiDAR |  |  |  |  | # of findings from these asset inspections |  | No Data
| 14. Grid condition findings from inspection | 14.t.3.e.ii | Level 3 findings | N/A | N/A | HFTD Tier 3 | Transmission | Detailed Inspection | other |  |  |  |  | # of findings from these asset inspections |  | No Data
| 14. Grid condition findings from inspection | 14.t.3.e.iii | Level 3 findings | N/A | N/A | HFTD Tier 3 | Transmission | Other Inspection | Drone |  |  |  |  | # of findings from these asset inspections |  | No Data
| 14. Grid condition findings from inspection | 14.t.3.e.iii | Level 3 findings | N/A | N/A | HFTD Tier 3 | Transmission | Other Inspection | Aerial |  |  |  |  | # of findings from these asset inspections |  | No Data
| 14. Grid condition findings from inspection | 14.t.3.e.iii | Level 3 findings | N/A | N/A | HFTD Tier 3 | Transmission | Other Inspection | LiDAR |  |  |  |  | # of findings from these asset inspections |  | No Data
| 14. Grid condition findings from inspection | 14.t.3.e.iii | Level 3 findings | N/A | N/A | HFTD Tier 3 | Transmission | Other Inspection | other |  |  |  |  | # of findings from these asset inspections |  | No Data
| 14. Grid condition findings from inspection | 14.t.4.a.i | Number of assets inspected | N/A | N/A | Non-HFTD | Transmission | Patrol Inspection | Drone |  |  |  |  | # of assets / structures (such as poles, transformers, etc.) inspected by the utility |  | No Data
| 14. Grid condition findings from inspection | 14.t.4.a.i | Number of assets inspected | N/A | N/A | Non-HFTD | Transmission | Patrol Inspection | Aerial |  |  |  |  | # of assets / structures (such as poles, transformers, etc.) inspected by the utility |  | No Data
| 14. Grid condition findings from inspection | 14.t.4.a.i | Number of assets inspected | N/A | N/A | Non-HFTD | Transmission | Patrol Inspection | LiDAR |  |  |  |  | # of assets / structures (such as poles, transformers, etc.) inspected by the utility |  | No Data
| 14. Grid condition findings from inspection | 14.t.4.a.i | Number of assets inspected | N/A | N/A | Non-HFTD | Transmission | Patrol Inspection | other |  |  |  |  | # of assets / structures (such as poles, transformers, etc.) inspected by the utility |  | No Data
| 14. Grid condition findings from inspection | 14.t.4.a.ii | Number of assets inspected | N/A | N/A | Non-HFTD | Transmission | Detailed Inspection | Drone |  |  |  |  | # of assets / structures (such as poles, transformers, etc.) inspected by the utility |  | No Data
| 14. Grid condition findings from inspection | 14.t.4.a.ii | Number of assets inspected | N/A | N/A | Non-HFTD | Transmission | Detailed Inspection | Aerial |  |  |  |  | # of assets / structures (such as poles, transformers, etc.) inspected by the utility |  | No Data
| 14. Grid condition findings from inspection | 14.t.4.a.ii | Number of assets inspected | N/A | N/A | Non-HFTD | Transmission | Detailed Inspection | LiDAR |  |  |  |  | # of assets / structures (such as poles, transformers, etc.) inspected by the utility |  | No Data
| 14. Grid condition findings from inspection | 14.t.4.a.ii | Number of assets inspected | N/A | N/A | Non-HFTD | Transmission | Detailed Inspection | other |  |  |  |  | # of assets / structures (such as poles, transformers, etc.) inspected by the utility |  | No Data
| 14. Grid condition findings from inspection | 14.t.4.a.iii | Number of assets inspected | N/A | N/A | Non-HFTD | Transmission | Other Inspection | Drone |  |  |  |  | # of assets / structures (such as poles, transformers, etc.) inspected by the utility |  | No Data
| 14. Grid condition findings from inspection | 14.t.4.a.iii | Number of assets inspected | N/A | N/A | Non-HFTD | Transmission | Other Inspection | Aerial |  |  |  |  | # of assets / structures (such as poles, transformers, etc.) inspected by the utility |  | No Data
| 14. Grid condition findings from inspection | 14.t.4.a.iii | Number of assets inspected | N/A | N/A | Non-HFTD | Transmission | Other Inspection | LiDAR |  |  |  |  | # of assets / structures (such as poles, transformers, etc.) inspected by the utility |  | No Data
| 14. Grid condition findings from inspection | 14.t.4.a.iii | Number of assets inspected | N/A | N/A | Non-HFTD | Transmission | Other Inspection | other |  |  |  |  | # of assets / structures (such as poles, transformers, etc.) inspected by the utility |  | No Data
| 14. Grid condition findings from inspection | 14.t.4.b.i | Number of circuit miles inspected | N/A | N/A | Non-HFTD | Transmission | Patrol Inspection | Drone |  |  |  |  | # of circuit miles inspected by the utility |  | No Data
| 14. Grid condition findings from inspection | 14.t.4.b.i | Number of circuit miles inspected | N/A | N/A | Non-HFTD | Transmission | Patrol Inspection | Aerial |  |  |  |  | # of circuit miles inspected by the utility |  | No Data
| 14. Grid condition findings from inspection | 14.t.4.b.i | Number of circuit miles inspected | N/A | N/A | Non-HFTD | Transmission | Patrol Inspection | LiDAR |  |  |  |  | # of circuit miles inspected by the utility |  | No Data
| 14. Grid condition findings from inspection | 14.t.4.b.i | Number of circuit miles inspected | N/A | N/A | Non-HFTD | Transmission | Patrol Inspection | other |  |  |  |  | # of circuit miles inspected by the utility |  | No Data
| 14. Grid condition findings from inspection | 14.t.4.b.ii | Number of circuit miles inspected | N/A | N/A | Non-HFTD | Transmission | Detailed Inspection | Drone |  |  |  |  | # of circuit miles inspected by the utility |  | No Data
| 14. Grid condition findings from inspection | 14.t.4.b.ii | Number of circuit miles inspected | N/A | N/A | Non-HFTD | Transmission | Detailed Inspection | Aerial |  |  |  |  | # of circuit miles inspected by the utility |  | No Data
| 14. Grid condition findings from inspection | 14.t.4.b.ii | Number of circuit miles inspected | N/A | N/A | Non-HFTD | Transmission | Detailed Inspection | LiDAR |  |  |  |  | # of circuit miles inspected by the utility |  | No Data
| 14. Grid condition findings from inspection | 14.t.4.b.ii | Number of circuit miles inspected | N/A | N/A | Non-HFTD | Transmission | Detailed Inspection | other |  |  |  |  | # of circuit miles inspected by the utility |  | No Data
| 14. Grid condition findings from inspection | 14.t.4.b.iii | Number of circuit miles inspected | N/A | N/A | Non-HFTD | Transmission | Other Inspection | Drone |  |  |  |  | # of circuit miles inspected by the utility |  | No Data
| 14. Grid condition findings from inspection | 14.t.4.b.iii | Number of circuit miles inspected | N/A | N/A | Non-HFTD | Transmission | Other Inspection | Aerial |  |  |  |  | # of circuit miles inspected by the utility |  | No Data
| 14. Grid condition findings from inspection | 14.t.4.b.iii | Number of circuit miles inspected | N/A | N/A | Non-HFTD | Transmission | Other Inspection | LiDAR |  |  |  |  | # of circuit miles inspected by the utility |  | No Data
| 14. Grid condition findings from inspection | 14.t.4.b.iii | Number of circuit miles inspected | N/A | N/A | Non-HFTD | Transmission | Other Inspection | other |  |  |  |  | # of circuit miles inspected by the utility |  | No Data
| 14. Grid condition findings from inspection | 14.t.4.c.i | Level 1 findings | N/A | N/A | Non-HFTD | Transmission | Patrol Inspection | Drone |  |  |  |  | # of findings from these asset inspections |  | No Data
| 14. Grid condition findings from inspection | 14.t.4.c.i | Level 1 findings | N/A | N/A | Non-HFTD | Transmission | Patrol Inspection | Aerial |  |  |  |  | # of findings from these asset inspections |  | No Data
| 14. Grid condition findings from inspection | 14.t.4.c.i | Level 1 findings | N/A | N/A | Non-HFTD | Transmission | Patrol Inspection | LiDAR |  |  |  |  | # of findings from these asset inspections |  | No Data
| 14. Grid condition findings from inspection | 14.t.4.c.i | Level 1 findings | N/A | N/A | Non-HFTD | Transmission | Patrol Inspection | other |  |  |  |  | # of findings from these asset inspections |  | No Data
| 14. Grid condition findings from inspection | 14.t.4.c.ii | Level 1 findings | N/A | N/A | Non-HFTD | Transmission | Detailed Inspection | Drone |  |  |  |  | # of findings from these asset inspections |  | No Data
| 14. Grid condition findings from inspection | 14.t.4.c.ii | Level 1 findings | N/A | N/A | Non-HFTD | Transmission | Detailed Inspection | Aerial |  |  |  |  | # of findings from these asset inspections |  | No Data
| 14. Grid condition findings from inspection | 14.t.4.c.ii | Level 1 findings | N/A | N/A | Non-HFTD | Transmission | Detailed Inspection | LiDAR |  |  |  |  | # of findings from these asset inspections |  | No Data
| 14. Grid condition findings from inspection | 14.t.4.c.ii | Level 1 findings | N/A | N/A | Non-HFTD | Transmission | Detailed Inspection | other |  |  |  |  | # of findings from these asset inspections |  | No Data
| 14. Grid condition findings from inspection | 14.t.4.c.iii | Level 1 findings | N/A | N/A | Non-HFTD | Transmission | Other Inspection | Drone |  |  |  |  | # of findings from these asset inspections |  | No Data
| 14. Grid condition findings from inspection | 14.t.4.c.iii | Level 1 findings | N/A | N/A | Non-HFTD | Transmission | Other Inspection | Aerial |  |  |  |  | # of findings from these asset inspections |  | No Data
| 14. Grid condition findings from inspection | 14.t.4.c.iii | Level 1 findings | N/A | N/A | Non-HFTD | Transmission | Other Inspection | LiDAR |  |  |  |  | # of findings from these asset inspections |  | No Data
| 14. Grid condition findings from inspection | 14.t.4.c.iii | Level 1 findings | N/A | N/A | Non-HFTD | Transmission | Other Inspection | other |  |  |  |  | # of findings from these asset inspections |  | No Data
| 14. Grid condition findings from inspection | 14.t.4.d.i | Level 2 findings | N/A | N/A | Non-HFTD | Transmission | Patrol Inspection | Drone |  |  |  |  | # of findings from these asset inspections |  | No Data
| 14. Grid condition findings from inspection | 14.t.4.d.i | Level 2 findings | N/A | N/A | Non-HFTD | Transmission | Patrol Inspection | Aerial |  |  |  |  | # of findings from these asset inspections |  | No Data
| 14. Grid condition findings from inspection | 14.t.4.d.i | Level 2 findings | N/A | N/A | Non-HFTD | Transmission | Patrol Inspection | LiDAR |  |  |  |  | # of findings from these asset inspections |  | No Data
| 14. Grid condition findings from inspection | 14.t.4.d.i | Level 2 findings | N/A | N/A | Non-HFTD | Transmission | Patrol Inspection | other |  |  |  |  | # of findings from these asset inspections |  | No Data
| 14. Grid condition findings from inspection | 14.t.4.d.ii | Level 2 findings | N/A | N/A | Non-HFTD | Transmission | Detailed Inspection | Drone |  |  |  |  | # of findings from these asset inspections |  | No Data
| 14. Grid condition findings from inspection | 14.t.4.d.ii | Level 2 findings | N/A | N/A | Non-HFTD | Transmission | Detailed Inspection | Aerial |  |  |  |  | # of findings from these asset inspections |  | No Data
| 14. Grid condition findings from inspection | 14.t.4.d.ii | Level 2 findings | N/A | N/A | Non-HFTD | Transmission | Detailed Inspection | LiDAR |  |  |  |  | # of findings from these asset inspections |  | No Data
| 14. Grid condition findings from inspection | 14.t.4.d.ii | Level 2 findings | N/A | N/A | Non-HFTD | Transmission | Detailed Inspection | other |  |  |  |  | # of findings from these asset inspections |  | No Data
| 14. Grid condition findings from inspection | 14.t.4.d.iii | Level 2 findings | N/A | N/A | Non-HFTD | Transmission | Other Inspection | Drone |  |  |  |  | # of findings from these asset inspections |  | No Data
| 14. Grid condition findings from inspection | 14.t.4.d.iii | Level 2 findings | N/A | N/A | Non-HFTD | Transmission | Other Inspection | Aerial |  |  |  |  | # of findings from these asset inspections |  | No Data
| 14. Grid condition findings from inspection | 14.t.4.d.iii | Level 2 findings | N/A | N/A | Non-HFTD | Transmission | Other Inspection | LiDAR |  |  |  |  | # of findings from these asset inspections |  | No Data
| 14. Grid condition findings from inspection | 14.t.4.d.iii | Level 2 findings | N/A | N/A | Non-HFTD | Transmission | Other Inspection | other |  |  |  |  | # of findings from these asset inspections |  | No Data
| 14. Grid condition findings from inspection | 14.t.4.e.i | Level 3 findings | N/A | N/A | Non-HFTD | Transmission | Patrol Inspection | Drone |  |  |  |  | # of findings from these asset inspections |  | No Data
| 14. Grid condition findings from inspection | 14.t.4.e.i | Level 3 findings | N/A | N/A | Non-HFTD | Transmission | Patrol Inspection | Aerial |  |  |  |  | # of findings from these asset inspections |  | No Data
| 14. Grid condition findings from inspection | 14.t.4.e.i | Level 3 findings | N/A | N/A | Non-HFTD | Transmission | Patrol Inspection | LiDAR |  |  |  |  | # of findings from these asset inspections |  | No Data
| 14. Grid condition findings from inspection | 14.t.4.e.i | Level 3 findings | N/A | N/A | Non-HFTD | Transmission | Patrol Inspection | other |  |  |  |  | # of findings from these asset inspections |  | No Data
| 14. Grid condition findings from inspection | 14.t.4.e.ii | Level 3 findings | N/A | N/A | Non-HFTD | Transmission | Detailed Inspection | Drone |  |  |  |  | # of findings from these asset inspections |  | No Data
| 14. Grid condition findings from inspection | 14.t.4.e.ii | Level 3 findings | N/A | N/A | Non-HFTD | Transmission | Detailed Inspection | Aerial |  |  |  |  | # of findings from these asset inspections |  | No Data
| 14. Grid condition findings from inspection | 14.t.4.e.ii | Level 3 findings | N/A | N/A | Non-HFTD | Transmission | Detailed Inspection | LiDAR |  |  |  |  | # of findings from these asset inspections |  | No Data
| 14. Grid condition findings from inspection | 14.t.4.e.ii | Level 3 findings | N/A | N/A | Non-HFTD | Transmission | Detailed Inspection | other |  |  |  |  | # of findings from these asset inspections |  | No Data
| 14. Grid condition findings from inspection | 14.t.4.e.iii | Level 3 findings | N/A | N/A | Non-HFTD | Transmission | Other Inspection | Drone |  |  |  |  | # of findings from these asset inspections |  | No Data
| 14. Grid condition findings from inspection | 14.t.4.e.iii | Level 3 findings | N/A | N/A | Non-HFTD | Transmission | Other Inspection | Aerial |  |  |  |  | # of findings from these asset inspections |  | No Data
| 14. Grid condition findings from inspection | 14.t.4.e.iii | Level 3 findings | N/A | N/A | Non-HFTD | Transmission | Other Inspection | LiDAR |  |  |  |  | # of findings from these asset inspections |  | No Data
| 14. Grid condition findings from inspection | 14.t.4.e.iii | Level 3 findings | N/A | N/A | Non-HFTD | Transmission | Other Inspection | other |  |  |  |  | # of findings from these asset inspections |  | No Data
x | 15. Grid condition fixes in response to inspection findings | 15.b.2.a.i | Level 1 findings fixed | N/A | N/A | HFTD Tier 2 | Distribution | Patrol Inspection | Drone |  |  |  |  | # of asset inspection findings which have been fixed |  | No Data
| 15. Grid condition fixes in response to inspection findings | 15.b.2.a.i | Level 1 findings fixed | N/A | N/A | HFTD Tier 2 | Distribution | Patrol Inspection | Aerial |  |  |  |  | # of asset inspection findings which have been fixed |  | No Data
| 15. Grid condition fixes in response to inspection findings | 15.b.2.a.i | Level 1 findings fixed | N/A | N/A | HFTD Tier 2 | Distribution | Patrol Inspection | LiDAR |  |  |  |  | # of asset inspection findings which have been fixed |  | No Data
| 15. Grid condition fixes in response to inspection findings | 15.b.2.a.i | Level 1 findings fixed | N/A | N/A | HFTD Tier 2 | Distribution | Patrol Inspection | other |  |  |  |  | # of asset inspection findings which have been fixed |  | No Data
| 15. Grid condition fixes in response to inspection findings | 15.b.2.a.ii | Level 1 findings fixed | N/A | N/A | HFTD Tier 2 | Distribution | Detailed Inspection | Drone |  |  |  |  | # of asset inspection findings which have been fixed |  | No Data
| 15. Grid condition fixes in response to inspection findings | 15.b.2.a.ii | Level 1 findings fixed | N/A | N/A | HFTD Tier 2 | Distribution | Detailed Inspection | Aerial |  |  |  |  | # of asset inspection findings which have been fixed |  | No Data
| 15. Grid condition fixes in response to inspection findings | 15.b.2.a.ii | Level 1 findings fixed | N/A | N/A | HFTD Tier 2 | Distribution | Detailed Inspection | LiDAR |  |  |  |  | # of asset inspection findings which have been fixed |  | No Data
| 15. Grid condition fixes in response to inspection findings | 15.b.2.a.ii | Level 1 findings fixed | N/A | N/A | HFTD Tier 2 | Distribution | Detailed Inspection | other |  |  |  |  | # of asset inspection findings which have been fixed |  | No Data
| 15. Grid condition fixes in response to inspection findings | 15.b.2.a.iii | Level 1 findings fixed | N/A | N/A | HFTD Tier 2 | Distribution | Other Inspection | Drone |  |  |  |  | # of asset inspection findings which have been fixed |  | No Data
| 15. Grid condition fixes in response to inspection findings | 15.b.2.a.iii | Level 1 findings fixed | N/A | N/A | HFTD Tier 2 | Distribution | Other Inspection | Aerial |  |  |  |  | # of asset inspection findings which have been fixed |  | No Data
| 15. Grid condition fixes in response to inspection findings | 15.b.2.a.iii | Level 1 findings fixed | N/A | N/A | HFTD Tier 2 | Distribution | Other Inspection | LiDAR |  |  |  |  | # of asset inspection findings which have been fixed |  | No Data
| 15. Grid condition fixes in response to inspection findings | 15.b.2.a.iii | Level 1 findings fixed | N/A | N/A | HFTD Tier 2 | Distribution | Other Inspection | other |  |  |  |  | # of asset inspection findings which have been fixed |  | No Data
| 15. Grid condition fixes in response to inspection findings | 15.b.2.b.i | Level 2 findings fixed | N/A | N/A | HFTD Tier 2 | Distribution | Patrol Inspection | Drone |  |  |  |  | # of asset inspection findings which have been fixed |  | No Data
| 15. Grid condition fixes in response to inspection findings | 15.b.2.b.i | Level 2 findings fixed | N/A | N/A | HFTD Tier 2 | Distribution | Patrol Inspection | Aerial |  |  |  |  | # of asset inspection findings which have been fixed |  | No Data
| 15. Grid condition fixes in response to inspection findings | 15.b.2.b.i | Level 2 findings fixed | N/A | N/A | HFTD Tier 2 | Distribution | Patrol Inspection | LiDAR |  |  |  |  | # of asset inspection findings which have been fixed |  | No Data
| 15. Grid condition fixes in response to inspection findings | 15.b.2.b.i | Level 2 findings fixed | N/A | N/A | HFTD Tier 2 | Distribution | Patrol Inspection | other |  |  |  |  | # of asset inspection findings which have been fixed |  | No Data
| 15. Grid condition fixes in response to inspection findings | 15.b.2.b.ii | Level 2 findings fixed | N/A | N/A | HFTD Tier 2 | Distribution | Detailed Inspection | Drone |  |  |  |  | # of asset inspection findings which have been fixed |  | No Data
| 15. Grid condition fixes in response to inspection findings | 15.b.2.b.ii | Level 2 findings fixed | N/A | N/A | HFTD Tier 2 | Distribution | Detailed Inspection | Aerial |  |  |  |  | # of asset inspection findings which have been fixed |  | No Data
| 15. Grid condition fixes in response to inspection findings | 15.b.2.b.ii | Level 2 findings fixed | N/A | N/A | HFTD Tier 2 | Distribution | Detailed Inspection | LiDAR |  |  |  |  | # of asset inspection findings which have been fixed |  | No Data
| 15. Grid condition fixes in response to inspection findings | 15.b.2.b.ii | Level 2 findings fixed | N/A | N/A | HFTD Tier 2 | Distribution | Detailed Inspection | other |  |  |  |  | # of asset inspection findings which have been fixed |  | No Data
| 15. Grid condition fixes in response to inspection findings | 15.b.2.b.iii | Level 2 findings fixed | N/A | N/A | HFTD Tier 2 | Distribution | Other Inspection | Drone |  |  |  |  | # of asset inspection findings which have been fixed |  | No Data
| 15. Grid condition fixes in response to inspection findings | 15.b.2.b.iii | Level 2 findings fixed | N/A | N/A | HFTD Tier 2 | Distribution | Other Inspection | Aerial |  |  |  |  | # of asset inspection findings which have been fixed |  | No Data
| 15. Grid condition fixes in response to inspection findings | 15.b.2.b.iii | Level 2 findings fixed | N/A | N/A | HFTD Tier 2 | Distribution | Other Inspection | LiDAR |  |  |  |  | # of asset inspection findings which have been fixed |  | No Data
| 15. Grid condition fixes in response to inspection findings | 15.b.2.b.iii | Level 2 findings fixed | N/A | N/A | HFTD Tier 2 | Distribution | Other Inspection | other |  |  |  |  | # of asset inspection findings which have been fixed |  | No Data
| 15. Grid condition fixes in response to inspection findings | 15.b.2.c.i | Level 3 findings fixed | N/A | N/A | HFTD Tier 2 | Distribution | Patrol Inspection | Drone |  |  |  |  | # of asset inspection findings which have been fixed |  | No Data
| 15. Grid condition fixes in response to inspection findings | 15.b.2.c.i | Level 3 findings fixed | N/A | N/A | HFTD Tier 2 | Distribution | Patrol Inspection | Aerial |  |  |  |  | # of asset inspection findings which have been fixed |  | No Data
| 15. Grid condition fixes in response to inspection findings | 15.b.2.c.i | Level 3 findings fixed | N/A | N/A | HFTD Tier 2 | Distribution | Patrol Inspection | LiDAR |  |  |  |  | # of asset inspection findings which have been fixed |  | No Data
| 15. Grid condition fixes in response to inspection findings | 15.b.2.c.i | Level 3 findings fixed | N/A | N/A | HFTD Tier 2 | Distribution | Patrol Inspection | other |  |  |  |  | # of asset inspection findings which have been fixed |  | No Data
| 15. Grid condition fixes in response to inspection findings | 15.b.2.c.ii | Level 3 findings fixed | N/A | N/A | HFTD Tier 2 | Distribution | Detailed Inspection | Drone |  |  |  |  | # of asset inspection findings which have been fixed |  | No Data
| 15. Grid condition fixes in response to inspection findings | 15.b.2.c.ii | Level 3 findings fixed | N/A | N/A | HFTD Tier 2 | Distribution | Detailed Inspection | Aerial |  |  |  |  | # of asset inspection findings which have been fixed |  | No Data
| 15. Grid condition fixes in response to inspection findings | 15.b.2.c.ii | Level 3 findings fixed | N/A | N/A | HFTD Tier 2 | Distribution | Detailed Inspection | LiDAR |  |  |  |  | # of asset inspection findings which have been fixed |  | No Data
| 15. Grid condition fixes in response to inspection findings | 15.b.2.c.ii | Level 3 findings fixed | N/A | N/A | HFTD Tier 2 | Distribution | Detailed Inspection | other |  |  |  |  | # of asset inspection findings which have been fixed |  | No Data
| 15. Grid condition fixes in response to inspection findings | 15.b.2.c.iii | Level 3 findings fixed | N/A | N/A | HFTD Tier 2 | Distribution | Other Inspection | Drone |  |  |  |  | # of asset inspection findings which have been fixed |  | No Data
| 15. Grid condition fixes in response to inspection findings | 15.b.2.c.iii | Level 3 findings fixed | N/A | N/A | HFTD Tier 2 | Distribution | Other Inspection | Aerial |  |  |  |  | # of asset inspection findings which have been fixed |  | No Data
| 15. Grid condition fixes in response to inspection findings | 15.b.2.c.iii | Level 3 findings fixed | N/A | N/A | HFTD Tier 2 | Distribution | Other Inspection | LiDAR |  |  |  |  | # of asset inspection findings which have been fixed |  | No Data
| 15. Grid condition fixes in response to inspection findings | 15.b.2.c.iii | Level 3 findings fixed | N/A | N/A | HFTD Tier 2 | Distribution | Other Inspection | other |  |  |  |  | # of asset inspection findings which have been fixed |  | No Data
| 15. Grid condition fixes in response to inspection findings | 15.b.3.a.i | Level 1 findings fixed | N/A | N/A | HFTD Tier 3 | Distribution | Patrol Inspection | Drone |  |  |  |  | # of asset inspection findings which have been fixed |  | No Data
| 15. Grid condition fixes in response to inspection findings | 15.b.3.a.i | Level 1 findings fixed | N/A | N/A | HFTD Tier 3 | Distribution | Patrol Inspection | Aerial |  |  |  |  | # of asset inspection findings which have been fixed |  | No Data
| 15. Grid condition fixes in response to inspection findings | 15.b.3.a.i | Level 1 findings fixed | N/A | N/A | HFTD Tier 3 | Distribution | Patrol Inspection | LiDAR |  |  |  |  | # of asset inspection findings which have been fixed |  | No Data
| 15. Grid condition fixes in response to inspection findings | 15.b.3.a.i | Level 1 findings fixed | N/A | N/A | HFTD Tier 3 | Distribution | Patrol Inspection | other |  |  |  |  | # of asset inspection findings which have been fixed |  | No Data
| 15. Grid condition fixes in response to inspection findings | 15.b.3.a.ii | Level 1 findings fixed | N/A | N/A | HFTD Tier 3 | Distribution | Detailed Inspection | Drone |  |  |  |  | # of asset inspection findings which have been fixed |  | No Data
| 15. Grid condition fixes in response to inspection findings | 15.b.3.a.ii | Level 1 findings fixed | N/A | N/A | HFTD Tier 3 | Distribution | Detailed Inspection | Aerial |  |  |  |  | # of asset inspection findings which have been fixed |  | No Data
| 15. Grid condition fixes in response to inspection findings | 15.b.3.a.ii | Level 1 findings fixed | N/A | N/A | HFTD Tier 3 | Distribution | Detailed Inspection | LiDAR |  |  |  |  | # of asset inspection findings which have been fixed |  | No Data
| 15. Grid condition fixes in response to inspection findings | 15.b.3.a.ii | Level 1 findings fixed | N/A | N/A | HFTD Tier 3 | Distribution | Detailed Inspection | other |  |  |  |  | # of asset inspection findings which have been fixed |  | No Data
| 15. Grid condition fixes in response to inspection findings | 15.b.3.a.iii | Level 1 findings fixed | N/A | N/A | HFTD Tier 3 | Distribution | Other Inspection | Drone |  |  |  |  | # of asset inspection findings which have been fixed |  | No Data
| 15. Grid condition fixes in response to inspection findings | 15.b.3.a.iii | Level 1 findings fixed | N/A | N/A | HFTD Tier 3 | Distribution | Other Inspection | Aerial |  |  |  |  | # of asset inspection findings which have been fixed |  | No Data
| 15. Grid condition fixes in response to inspection findings | 15.b.3.a.iii | Level 1 findings fixed | N/A | N/A | HFTD Tier 3 | Distribution | Other Inspection | LiDAR |  |  |  |  | # of asset inspection findings which have been fixed |  | No Data
| 15. Grid condition fixes in response to inspection findings | 15.b.3.a.iii | Level 1 findings fixed | N/A | N/A | HFTD Tier 3 | Distribution | Other Inspection | other |  |  |  |  | # of asset inspection findings which have been fixed |  | No Data
| 15. Grid condition fixes in response to inspection findings | 15.b.3.b.i | Level 2 findings fixed | N/A | N/A | HFTD Tier 3 | Distribution | Patrol Inspection | Drone |  |  |  |  | # of asset inspection findings which have been fixed |  | No Data
| 15. Grid condition fixes in response to inspection findings | 15.b.3.b.i | Level 2 findings fixed | N/A | N/A | HFTD Tier 3 | Distribution | Patrol Inspection | Aerial |  |  |  |  | # of asset inspection findings which have been fixed |  | No Data
| 15. Grid condition fixes in response to inspection findings | 15.b.3.b.i | Level 2 findings fixed | N/A | N/A | HFTD Tier 3 | Distribution | Patrol Inspection | LiDAR |  |  |  |  | # of asset inspection findings which have been fixed |  | No Data
| 15. Grid condition fixes in response to inspection findings | 15.b.3.b.i | Level 2 findings fixed | N/A | N/A | HFTD Tier 3 | Distribution | Patrol Inspection | other |  |  |  |  | # of asset inspection findings which have been fixed |  | No Data
| 15. Grid condition fixes in response to inspection findings | 15.b.3.b.ii | Level 2 findings fixed | N/A | N/A | HFTD Tier 3 | Distribution | Detailed Inspection | Drone |  |  |  |  | # of asset inspection findings which have been fixed |  | No Data
| 15. Grid condition fixes in response to inspection findings | 15.b.3.b.ii | Level 2 findings fixed | N/A | N/A | HFTD Tier 3 | Distribution | Detailed Inspection | Aerial |  |  |  |  | # of asset inspection findings which have been fixed |  | No Data
| 15. Grid condition fixes in response to inspection findings | 15.b.3.b.ii | Level 2 findings fixed | N/A | N/A | HFTD Tier 3 | Distribution | Detailed Inspection | LiDAR |  |  |  |  | # of asset inspection findings which have been fixed |  | No Data
| 15. Grid condition fixes in response to inspection findings | 15.b.3.b.ii | Level 2 findings fixed | N/A | N/A | HFTD Tier 3 | Distribution | Detailed Inspection | other |  |  |  |  | # of asset inspection findings which have been fixed |  | No Data
| 15. Grid condition fixes in response to inspection findings | 15.b.3.b.iii | Level 2 findings fixed | N/A | N/A | HFTD Tier 3 | Distribution | Other Inspection | Drone |  |  |  |  | # of asset inspection findings which have been fixed |  | No Data
| 15. Grid condition fixes in response to inspection findings | 15.b.3.b.iii | Level 2 findings fixed | N/A | N/A | HFTD Tier 3 | Distribution | Other Inspection | Aerial |  |  |  |  | # of asset inspection findings which have been fixed |  | No Data
| 15. Grid condition fixes in response to inspection findings | 15.b.3.b.iii | Level 2 findings fixed | N/A | N/A | HFTD Tier 3 | Distribution | Other Inspection | LiDAR |  |  |  |  | # of asset inspection findings which have been fixed |  | No Data
| 15. Grid condition fixes in response to inspection findings | 15.b.3.b.iii | Level 2 findings fixed | N/A | N/A | HFTD Tier 3 | Distribution | Other Inspection | other |  |  |  |  | # of asset inspection findings which have been fixed |  | No Data
| 15. Grid condition fixes in response to inspection findings | 15.b.3.c.i | Level 3 findings fixed | N/A | N/A | HFTD Tier 3 | Distribution | Patrol Inspection | Drone |  |  |  |  | # of asset inspection findings which have been fixed |  | No Data
| 15. Grid condition fixes in response to inspection findings | 15.b.3.c.i | Level 3 findings fixed | N/A | N/A | HFTD Tier 3 | Distribution | Patrol Inspection | Aerial |  |  |  |  | # of asset inspection findings which have been fixed |  | No Data
| 15. Grid condition fixes in response to inspection findings | 15.b.3.c.i | Level 3 findings fixed | N/A | N/A | HFTD Tier 3 | Distribution | Patrol Inspection | LiDAR |  |  |  |  | # of asset inspection findings which have been fixed |  | No Data
| 15. Grid condition fixes in response to inspection findings | 15.b.3.c.i | Level 3 findings fixed | N/A | N/A | HFTD Tier 3 | Distribution | Patrol Inspection | other |  |  |  |  | # of asset inspection findings which have been fixed |  | No Data
| 15. Grid condition fixes in response to inspection findings | 15.b.3.c.ii | Level 3 findings fixed | N/A | N/A | HFTD Tier 3 | Distribution | Detailed Inspection | Drone |  |  |  |  | # of asset inspection findings which have been fixed |  | No Data
| 15. Grid condition fixes in response to inspection findings | 15.b.3.c.ii | Level 3 findings fixed | N/A | N/A | HFTD Tier 3 | Distribution | Detailed Inspection | Aerial |  |  |  |  | # of asset inspection findings which have been fixed |  | No Data
| 15. Grid condition fixes in response to inspection findings | 15.b.3.c.ii | Level 3 findings fixed | N/A | N/A | HFTD Tier 3 | Distribution | Detailed Inspection | LiDAR |  |  |  |  | # of asset inspection findings which have been fixed |  | No Data
| 15. Grid condition fixes in response to inspection findings | 15.b.3.c.ii | Level 3 findings fixed | N/A | N/A | HFTD Tier 3 | Distribution | Detailed Inspection | other |  |  |  |  | # of asset inspection findings which have been fixed |  | No Data
| 15. Grid condition fixes in response to inspection findings | 15.b.3.c.iii | Level 3 findings fixed | N/A | N/A | HFTD Tier 3 | Distribution | Other Inspection | Drone |  |  |  |  | # of asset inspection findings which have been fixed |  | No Data
| 15. Grid condition fixes in response to inspection findings | 15.b.3.c.iii | Level 3 findings fixed | N/A | N/A | HFTD Tier 3 | Distribution | Other Inspection | Aerial |  |  |  |  | # of asset inspection findings which have been fixed |  | No Data
| 15. Grid condition fixes in response to inspection findings | 15.b.3.c.iii | Level 3 findings fixed | N/A | N/A | HFTD Tier 3 | Distribution | Other Inspection | LiDAR |  |  |  |  | # of asset inspection findings which have been fixed |  | No Data
| 15. Grid condition fixes in response to inspection findings | 15.b.3.c.iii | Level 3 findings fixed | N/A | N/A | HFTD Tier 3 | Distribution | Other Inspection | other |  |  |  |  | # of asset inspection findings which have been fixed |  | No Data
| 15. Grid condition fixes in response to inspection findings | 15.b.4.a.i | Level 1 findings fixed | N/A | N/A | Non-HFTD | Distribution | Patrol Inspection | Drone |  |  |  |  | # of asset inspection findings which have been fixed |  | No Data
| 15. Grid condition fixes in response to inspection findings | 15.b.4.a.i | Level 1 findings fixed | N/A | N/A | Non-HFTD | Distribution | Patrol Inspection | Aerial |  |  |  |  | # of asset inspection findings which have been fixed |  | No Data
| 15. Grid condition fixes in response to inspection findings | 15.b.4.a.i | Level 1 findings fixed | N/A | N/A | Non-HFTD | Distribution | Patrol Inspection | LiDAR |  |  |  |  | # of asset inspection findings which have been fixed |  | No Data
| 15. Grid condition fixes in response to inspection findings | 15.b.4.a.i | Level 1 findings fixed | N/A | N/A | Non-HFTD | Distribution | Patrol Inspection | other |  |  |  |  | # of asset inspection findings which have been fixed |  | No Data
| 15. Grid condition fixes in response to inspection findings | 15.b.4.a.ii | Level 1 findings fixed | N/A | N/A | Non-HFTD | Distribution | Detailed Inspection | Drone |  |  |  |  | # of asset inspection findings which have been fixed |  | No Data
| 15. Grid condition fixes in response to inspection findings | 15.b.4.a.ii | Level 1 findings fixed | N/A | N/A | Non-HFTD | Distribution | Detailed Inspection | Aerial |  |  |  |  | # of asset inspection findings which have been fixed |  | No Data
| 15. Grid condition fixes in response to inspection findings | 15.b.4.a.ii | Level 1 findings fixed | N/A | N/A | Non-HFTD | Distribution | Detailed Inspection | LiDAR |  |  |  |  | # of asset inspection findings which have been fixed |  | No Data
| 15. Grid condition fixes in response to inspection findings | 15.b.4.a.ii | Level 1 findings fixed | N/A | N/A | Non-HFTD | Distribution | Detailed Inspection | other |  |  |  |  | # of asset inspection findings which have been fixed |  | No Data
| 15. Grid condition fixes in response to inspection findings | 15.b.4.a.iii | Level 1 findings fixed | N/A | N/A | Non-HFTD | Distribution | Other Inspection | Drone |  |  |  |  | # of asset inspection findings which have been fixed |  | No Data
| 15. Grid condition fixes in response to inspection findings | 15.b.4.a.iii | Level 1 findings fixed | N/A | N/A | Non-HFTD | Distribution | Other Inspection | Aerial |  |  |  |  | # of asset inspection findings which have been fixed |  | No Data
| 15. Grid condition fixes in response to inspection findings | 15.b.4.a.iii | Level 1 findings fixed | N/A | N/A | Non-HFTD | Distribution | Other Inspection | LiDAR |  |  |  |  | # of asset inspection findings which have been fixed |  | No Data
| 15. Grid condition fixes in response to inspection findings | 15.b.4.a.iii | Level 1 findings fixed | N/A | N/A | Non-HFTD | Distribution | Other Inspection | other |  |  |  |  | # of asset inspection findings which have been fixed |  | No Data
| 15. Grid condition fixes in response to inspection findings | 15.b.4.b.i | Level 2 findings fixed | N/A | N/A | Non-HFTD | Distribution | Patrol Inspection | Drone |  |  |  |  | # of asset inspection findings which have been fixed |  | No Data
| 15. Grid condition fixes in response to inspection findings | 15.b.4.b.i | Level 2 findings fixed | N/A | N/A | Non-HFTD | Distribution | Patrol Inspection | Aerial |  |  |  |  | # of asset inspection findings which have been fixed |  | No Data
| 15. Grid condition fixes in response to inspection findings | 15.b.4.b.i | Level 2 findings fixed | N/A | N/A | Non-HFTD | Distribution | Patrol Inspection | LiDAR |  |  |  |  | # of asset inspection findings which have been fixed |  | No Data
| 15. Grid condition fixes in response to inspection findings | 15.b.4.b.i | Level 2 findings fixed | N/A | N/A | Non-HFTD | Distribution | Patrol Inspection | other |  |  |  |  | # of asset inspection findings which have been fixed |  | No Data
| 15. Grid condition fixes in response to inspection findings | 15.b.4.b.ii | Level 2 findings fixed | N/A | N/A | Non-HFTD | Distribution | Detailed Inspection | Drone |  |  |  |  | # of asset inspection findings which have been fixed |  | No Data
| 15. Grid condition fixes in response to inspection findings | 15.b.4.b.ii | Level 2 findings fixed | N/A | N/A | Non-HFTD | Distribution | Detailed Inspection | Aerial |  |  |  |  | # of asset inspection findings which have been fixed |  | No Data
| 15. Grid condition fixes in response to inspection findings | 15.b.4.b.ii | Level 2 findings fixed | N/A | N/A | Non-HFTD | Distribution | Detailed Inspection | LiDAR |  |  |  |  | # of asset inspection findings which have been fixed |  | No Data
| 15. Grid condition fixes in response to inspection findings | 15.b.4.b.ii | Level 2 findings fixed | N/A | N/A | Non-HFTD | Distribution | Detailed Inspection | other |  |  |  |  | # of asset inspection findings which have been fixed |  | No Data
| 15. Grid condition fixes in response to inspection findings | 15.b.4.b.iii | Level 2 findings fixed | N/A | N/A | Non-HFTD | Distribution | Other Inspection | Drone |  |  |  |  | # of asset inspection findings which have been fixed |  | No Data
| 15. Grid condition fixes in response to inspection findings | 15.b.4.b.iii | Level 2 findings fixed | N/A | N/A | Non-HFTD | Distribution | Other Inspection | Aerial |  |  |  |  | # of asset inspection findings which have been fixed |  | No Data
| 15. Grid condition fixes in response to inspection findings | 15.b.4.b.iii | Level 2 findings fixed | N/A | N/A | Non-HFTD | Distribution | Other Inspection | LiDAR |  |  |  |  | # of asset inspection findings which have been fixed |  | No Data
| 15. Grid condition fixes in response to inspection findings | 15.b.4.b.iii | Level 2 findings fixed | N/A | N/A | Non-HFTD | Distribution | Other Inspection | other |  |  |  |  | # of asset inspection findings which have been fixed |  | No Data
| 15. Grid condition fixes in response to inspection findings | 15.b.4.c.i | Level 3 findings fixed | N/A | N/A | Non-HFTD | Distribution | Patrol Inspection | Drone |  |  |  |  | # of asset inspection findings which have been fixed |  | No Data
| 15. Grid condition fixes in response to inspection findings | 15.b.4.c.i | Level 3 findings fixed | N/A | N/A | Non-HFTD | Distribution | Patrol Inspection | Aerial |  |  |  |  | # of asset inspection findings which have been fixed |  | No Data
| 15. Grid condition fixes in response to inspection findings | 15.b.4.c.i | Level 3 findings fixed | N/A | N/A | Non-HFTD | Distribution | Patrol Inspection | LiDAR |  |  |  |  | # of asset inspection findings which have been fixed |  | No Data
| 15. Grid condition fixes in response to inspection findings | 15.b.4.c.i | Level 3 findings fixed | N/A | N/A | Non-HFTD | Distribution | Patrol Inspection | other |  |  |  |  | # of asset inspection findings which have been fixed |  | No Data
| 15. Grid condition fixes in response to inspection findings | 15.b.4.c.ii | Level 3 findings fixed | N/A | N/A | Non-HFTD | Distribution | Detailed Inspection | Drone |  |  |  |  | # of asset inspection findings which have been fixed |  | No Data
| 15. Grid condition fixes in response to inspection findings | 15.b.4.c.ii | Level 3 findings fixed | N/A | N/A | Non-HFTD | Distribution | Detailed Inspection | Aerial |  |  |  |  | # of asset inspection findings which have been fixed |  | No Data
| 15. Grid condition fixes in response to inspection findings | 15.b.4.c.ii | Level 3 findings fixed | N/A | N/A | Non-HFTD | Distribution | Detailed Inspection | LiDAR |  |  |  |  | # of asset inspection findings which have been fixed |  | No Data
| 15. Grid condition fixes in response to inspection findings | 15.b.4.c.ii | Level 3 findings fixed | N/A | N/A | Non-HFTD | Distribution | Detailed Inspection | other |  |  |  |  | # of asset inspection findings which have been fixed |  | No Data
| 15. Grid condition fixes in response to inspection findings | 15.b.4.c.iii | Level 3 findings fixed | N/A | N/A | Non-HFTD | Distribution | Other Inspection | Drone |  |  |  |  | # of asset inspection findings which have been fixed |  | No Data
| 15. Grid condition fixes in response to inspection findings | 15.b.4.c.iii | Level 3 findings fixed | N/A | N/A | Non-HFTD | Distribution | Other Inspection | Aerial |  |  |  |  | # of asset inspection findings which have been fixed |  | No Data
| 15. Grid condition fixes in response to inspection findings | 15.b.4.c.iii | Level 3 findings fixed | N/A | N/A | Non-HFTD | Distribution | Other Inspection | LiDAR |  |  |  |  | # of asset inspection findings which have been fixed |  | No Data
| 15. Grid condition fixes in response to inspection findings | 15.b.4.c.iii | Level 3 findings fixed | N/A | N/A | Non-HFTD | Distribution | Other Inspection | other |  |  |  |  | # of asset inspection findings which have been fixed |  | No Data
| 15. Grid condition fixes in response to inspection findings | 15.t.2.a.i | Level 1 findings fixed | N/A | N/A | HFTD Tier 2 | Transmission | Patrol Inspection | Drone |  |  |  |  | # of asset inspection findings which have been fixed |  | No Data
| 15. Grid condition fixes in response to inspection findings | 15.t.2.a.i | Level 1 findings fixed | N/A | N/A | HFTD Tier 2 | Transmission | Patrol Inspection | Aerial |  |  |  |  | # of asset inspection findings which have been fixed |  | No Data
| 15. Grid condition fixes in response to inspection findings | 15.t.2.a.i | Level 1 findings fixed | N/A | N/A | HFTD Tier 2 | Transmission | Patrol Inspection | LiDAR |  |  |  |  | # of asset inspection findings which have been fixed |  | No Data
| 15. Grid condition fixes in response to inspection findings | 15.t.2.a.i | Level 1 findings fixed | N/A | N/A | HFTD Tier 2 | Transmission | Patrol Inspection | other |  |  |  |  | # of asset inspection findings which have been fixed |  | No Data
| 15. Grid condition fixes in response to inspection findings | 15.t.2.a.ii | Level 1 findings fixed | N/A | N/A | HFTD Tier 2 | Transmission | Detailed Inspection | Drone |  |  |  |  | # of asset inspection findings which have been fixed |  | No Data
| 15. Grid condition fixes in response to inspection findings | 15.t.2.a.ii | Level 1 findings fixed | N/A | N/A | HFTD Tier 2 | Transmission | Detailed Inspection | Aerial |  |  |  |  | # of asset inspection findings which have been fixed |  | No Data
| 15. Grid condition fixes in response to inspection findings | 15.t.2.a.ii | Level 1 findings fixed | N/A | N/A | HFTD Tier 2 | Transmission | Detailed Inspection | LiDAR |  |  |  |  | # of asset inspection findings which have been fixed |  | No Data
| 15. Grid condition fixes in response to inspection findings | 15.t.2.a.ii | Level 1 findings fixed | N/A | N/A | HFTD Tier 2 | Transmission | Detailed Inspection | other |  |  |  |  | # of asset inspection findings which have been fixed |  | No Data
| 15. Grid condition fixes in response to inspection findings | 15.t.2.a.iii | Level 1 findings fixed | N/A | N/A | HFTD Tier 2 | Transmission | Other Inspection | Drone |  |  |  |  | # of asset inspection findings which have been fixed |  | No Data
| 15. Grid condition fixes in response to inspection findings | 15.t.2.a.iii | Level 1 findings fixed | N/A | N/A | HFTD Tier 2 | Transmission | Other Inspection | Aerial |  |  |  |  | # of asset inspection findings which have been fixed |  | No Data
| 15. Grid condition fixes in response to inspection findings | 15.t.2.a.iii | Level 1 findings fixed | N/A | N/A | HFTD Tier 2 | Transmission | Other Inspection | LiDAR |  |  |  |  | # of asset inspection findings which have been fixed |  | No Data
| 15. Grid condition fixes in response to inspection findings | 15.t.2.a.iii | Level 1 findings fixed | N/A | N/A | HFTD Tier 2 | Transmission | Other Inspection | other |  |  |  |  | # of asset inspection findings which have been fixed |  | No Data
| 15. Grid condition fixes in response to inspection findings | 15.t.2.b.i | Level 2 findings fixed | N/A | N/A | HFTD Tier 2 | Transmission | Patrol Inspection | Drone |  |  |  |  | # of asset inspection findings which have been fixed |  | No Data
| 15. Grid condition fixes in response to inspection findings | 15.t.2.b.i | Level 2 findings fixed | N/A | N/A | HFTD Tier 2 | Transmission | Patrol Inspection | Aerial |  |  |  |  | # of asset inspection findings which have been fixed |  | No Data
| 15. Grid condition fixes in response to inspection findings | 15.t.2.b.i | Level 2 findings fixed | N/A | N/A | HFTD Tier 2 | Transmission | Patrol Inspection | LiDAR |  |  |  |  | # of asset inspection findings which have been fixed |  | No Data
| 15. Grid condition fixes in response to inspection findings | 15.t.2.b.i | Level 2 findings fixed | N/A | N/A | HFTD Tier 2 | Transmission | Patrol Inspection | other |  |  |  |  | # of asset inspection findings which have been fixed |  | No Data
| 15. Grid condition fixes in response to inspection findings | 15.t.2.b.ii | Level 2 findings fixed | N/A | N/A | HFTD Tier 2 | Transmission | Detailed Inspection | Drone |  |  |  |  | # of asset inspection findings which have been fixed |  | No Data
| 15. Grid condition fixes in response to inspection findings | 15.t.2.b.ii | Level 2 findings fixed | N/A | N/A | HFTD Tier 2 | Transmission | Detailed Inspection | Aerial |  |  |  |  | # of asset inspection findings which have been fixed |  | No Data
| 15. Grid condition fixes in response to inspection findings | 15.t.2.b.ii | Level 2 findings fixed | N/A | N/A | HFTD Tier 2 | Transmission | Detailed Inspection | LiDAR |  |  |  |  | # of asset inspection findings which have been fixed |  | No Data
| 15. Grid condition fixes in response to inspection findings | 15.t.2.b.ii | Level 2 findings fixed | N/A | N/A | HFTD Tier 2 | Transmission | Detailed Inspection | other |  |  |  |  | # of asset inspection findings which have been fixed |  | No Data
| 15. Grid condition fixes in response to inspection findings | 15.t.2.b.iii | Level 2 findings fixed | N/A | N/A | HFTD Tier 2 | Transmission | Other Inspection | Drone |  |  |  |  | # of asset inspection findings which have been fixed |  | No Data
| 15. Grid condition fixes in response to inspection findings | 15.t.2.b.iii | Level 2 findings fixed | N/A | N/A | HFTD Tier 2 | Transmission | Other Inspection | Aerial |  |  |  |  | # of asset inspection findings which have been fixed |  | No Data
| 15. Grid condition fixes in response to inspection findings | 15.t.2.b.iii | Level 2 findings fixed | N/A | N/A | HFTD Tier 2 | Transmission | Other Inspection | LiDAR |  |  |  |  | # of asset inspection findings which have been fixed |  | No Data
| 15. Grid condition fixes in response to inspection findings | 15.t.2.b.iii | Level 2 findings fixed | N/A | N/A | HFTD Tier 2 | Transmission | Other Inspection | other |  |  |  |  | # of asset inspection findings which have been fixed |  | No Data
| 15. Grid condition fixes in response to inspection findings | 15.t.2.c.i | Level 3 findings fixed | N/A | N/A | HFTD Tier 2 | Transmission | Patrol Inspection | Drone |  |  |  |  | # of asset inspection findings which have been fixed |  | No Data
| 15. Grid condition fixes in response to inspection findings | 15.t.2.c.i | Level 3 findings fixed | N/A | N/A | HFTD Tier 2 | Transmission | Patrol Inspection | Aerial |  |  |  |  | # of asset inspection findings which have been fixed |  | No Data
| 15. Grid condition fixes in response to inspection findings | 15.t.2.c.i | Level 3 findings fixed | N/A | N/A | HFTD Tier 2 | Transmission | Patrol Inspection | LiDAR |  |  |  |  | # of asset inspection findings which have been fixed |  | No Data
| 15. Grid condition fixes in response to inspection findings | 15.t.2.c.i | Level 3 findings fixed | N/A | N/A | HFTD Tier 2 | Transmission | Patrol Inspection | other |  |  |  |  | # of asset inspection findings which have been fixed |  | No Data
| 15. Grid condition fixes in response to inspection findings | 15.t.2.c.ii | Level 3 findings fixed | N/A | N/A | HFTD Tier 2 | Transmission | Detailed Inspection | Drone |  |  |  |  | # of asset inspection findings which have been fixed |  | No Data
| 15. Grid condition fixes in response to inspection findings | 15.t.2.c.ii | Level 3 findings fixed | N/A | N/A | HFTD Tier 2 | Transmission | Detailed Inspection | Aerial |  |  |  |  | # of asset inspection findings which have been fixed |  | No Data
| 15. Grid condition fixes in response to inspection findings | 15.t.2.c.ii | Level 3 findings fixed | N/A | N/A | HFTD Tier 2 | Transmission | Detailed Inspection | LiDAR |  |  |  |  | # of asset inspection findings which have been fixed |  | No Data
| 15. Grid condition fixes in response to inspection findings | 15.t.2.c.ii | Level 3 findings fixed | N/A | N/A | HFTD Tier 2 | Transmission | Detailed Inspection | other |  |  |  |  | # of asset inspection findings which have been fixed |  | No Data
| 15. Grid condition fixes in response to inspection findings | 15.t.2.c.iii | Level 3 findings fixed | N/A | N/A | HFTD Tier 2 | Transmission | Other Inspection | Drone |  |  |  |  | # of asset inspection findings which have been fixed |  | No Data
| 15. Grid condition fixes in response to inspection findings | 15.t.2.c.iii | Level 3 findings fixed | N/A | N/A | HFTD Tier 2 | Transmission | Other Inspection | Aerial |  |  |  |  | # of asset inspection findings which have been fixed |  | No Data
| 15. Grid condition fixes in response to inspection findings | 15.t.2.c.iii | Level 3 findings fixed | N/A | N/A | HFTD Tier 2 | Transmission | Other Inspection | LiDAR |  |  |  |  | # of asset inspection findings which have been fixed |  | No Data
| 15. Grid condition fixes in response to inspection findings | 15.t.2.c.iii | Level 3 findings fixed | N/A | N/A | HFTD Tier 2 | Transmission | Other Inspection | other |  |  |  |  | # of asset inspection findings which have been fixed |  | No Data
| 15. Grid condition fixes in response to inspection findings | 15.t.3.a.i | Level 1 findings fixed | N/A | N/A | HFTD Tier 3 | Transmission | Patrol Inspection | Drone |  |  |  |  | # of asset inspection findings which have been fixed |  | No Data
| 15. Grid condition fixes in response to inspection findings | 15.t.3.a.i | Level 1 findings fixed | N/A | N/A | HFTD Tier 3 | Transmission | Patrol Inspection | Aerial |  |  |  |  | # of asset inspection findings which have been fixed |  | No Data
| 15. Grid condition fixes in response to inspection findings | 15.t.3.a.i | Level 1 findings fixed | N/A | N/A | HFTD Tier 3 | Transmission | Patrol Inspection | LiDAR |  |  |  |  | # of asset inspection findings which have been fixed |  | No Data
| 15. Grid condition fixes in response to inspection findings | 15.t.3.a.i | Level 1 findings fixed | N/A | N/A | HFTD Tier 3 | Transmission | Patrol Inspection | other |  |  |  |  | # of asset inspection findings which have been fixed |  | No Data
| 15. Grid condition fixes in response to inspection findings | 15.t.3.a.ii | Level 1 findings fixed | N/A | N/A | HFTD Tier 3 | Transmission | Detailed Inspection | Drone |  |  |  |  | # of asset inspection findings which have been fixed |  | No Data
| 15. Grid condition fixes in response to inspection findings | 15.t.3.a.ii | Level 1 findings fixed | N/A | N/A | HFTD Tier 3 | Transmission | Detailed Inspection | Aerial |  |  |  |  | # of asset inspection findings which have been fixed |  | No Data
| 15. Grid condition fixes in response to inspection findings | 15.t.3.a.ii | Level 1 findings fixed | N/A | N/A | HFTD Tier 3 | Transmission | Detailed Inspection | LiDAR |  |  |  |  | # of asset inspection findings which have been fixed |  | No Data
| 15. Grid condition fixes in response to inspection findings | 15.t.3.a.ii | Level 1 findings fixed | N/A | N/A | HFTD Tier 3 | Transmission | Detailed Inspection | other |  |  |  |  | # of asset inspection findings which have been fixed |  | No Data
| 15. Grid condition fixes in response to inspection findings | 15.t.3.a.iii | Level 1 findings fixed | N/A | N/A | HFTD Tier 3 | Transmission | Other Inspection | Drone |  |  |  |  | # of asset inspection findings which have been fixed |  | No Data
| 15. Grid condition fixes in response to inspection findings | 15.t.3.a.iii | Level 1 findings fixed | N/A | N/A | HFTD Tier 3 | Transmission | Other Inspection | Aerial |  |  |  |  | # of asset inspection findings which have been fixed |  | No Data
| 15. Grid condition fixes in response to inspection findings | 15.t.3.a.iii | Level 1 findings fixed | N/A | N/A | HFTD Tier 3 | Transmission | Other Inspection | LiDAR |  |  |  |  | # of asset inspection findings which have been fixed |  | No Data
| 15. Grid condition fixes in response to inspection findings | 15.t.3.a.iii | Level 1 findings fixed | N/A | N/A | HFTD Tier 3 | Transmission | Other Inspection | other |  |  |  |  | # of asset inspection findings which have been fixed |  | No Data
| 15. Grid condition fixes in response to inspection findings | 15.t.3.b.i | Level 2 findings fixed | N/A | N/A | HFTD Tier 3 | Transmission | Patrol Inspection | Drone |  |  |  |  | # of asset inspection findings which have been fixed |  | No Data
| 15. Grid condition fixes in response to inspection findings | 15.t.3.b.i | Level 2 findings fixed | N/A | N/A | HFTD Tier 3 | Transmission | Patrol Inspection | Aerial |  |  |  |  | # of asset inspection findings which have been fixed |  | No Data
| 15. Grid condition fixes in response to inspection findings | 15.t.3.b.i | Level 2 findings fixed | N/A | N/A | HFTD Tier 3 | Transmission | Patrol Inspection | LiDAR |  |  |  |  | # of asset inspection findings which have been fixed |  | No Data
| 15. Grid condition fixes in response to inspection findings | 15.t.3.b.i | Level 2 findings fixed | N/A | N/A | HFTD Tier 3 | Transmission | Patrol Inspection | other |  |  |  |  | # of asset inspection findings which have been fixed |  | No Data
| 15. Grid condition fixes in response to inspection findings | 15.t.3.b.ii | Level 2 findings fixed | N/A | N/A | HFTD Tier 3 | Transmission | Detailed Inspection | Drone |  |  |  |  | # of asset inspection findings which have been fixed |  | No Data
| 15. Grid condition fixes in response to inspection findings | 15.t.3.b.ii | Level 2 findings fixed | N/A | N/A | HFTD Tier 3 | Transmission | Detailed Inspection | Aerial |  |  |  |  | # of asset inspection findings which have been fixed |  | No Data
| 15. Grid condition fixes in response to inspection findings | 15.t.3.b.ii | Level 2 findings fixed | N/A | N/A | HFTD Tier 3 | Transmission | Detailed Inspection | LiDAR |  |  |  |  | # of asset inspection findings which have been fixed |  | No Data
| 15. Grid condition fixes in response to inspection findings | 15.t.3.b.ii | Level 2 findings fixed | N/A | N/A | HFTD Tier 3 | Transmission | Detailed Inspection | other |  |  |  |  | # of asset inspection findings which have been fixed |  | No Data
| 15. Grid condition fixes in response to inspection findings | 15.t.3.b.iii | Level 2 findings fixed | N/A | N/A | HFTD Tier 3 | Transmission | Other Inspection | Drone |  |  |  |  | # of asset inspection findings which have been fixed |  | No Data
| 15. Grid condition fixes in response to inspection findings | 15.t.3.b.iii | Level 2 findings fixed | N/A | N/A | HFTD Tier 3 | Transmission | Other Inspection | Aerial |  |  |  |  | # of asset inspection findings which have been fixed |  | No Data
| 15. Grid condition fixes in response to inspection findings | 15.t.3.b.iii | Level 2 findings fixed | N/A | N/A | HFTD Tier 3 | Transmission | Other Inspection | LiDAR |  |  |  |  | # of asset inspection findings which have been fixed |  | No Data
| 15. Grid condition fixes in response to inspection findings | 15.t.3.b.iii | Level 2 findings fixed | N/A | N/A | HFTD Tier 3 | Transmission | Other Inspection | other |  |  |  |  | # of asset inspection findings which have been fixed |  | No Data
| 15. Grid condition fixes in response to inspection findings | 15.t.3.c.i | Level 3 findings fixed | N/A | N/A | HFTD Tier 3 | Transmission | Patrol Inspection | Drone |  |  |  |  | # of asset inspection findings which have been fixed |  | No Data
| 15. Grid condition fixes in response to inspection findings | 15.t.3.c.i | Level 3 findings fixed | N/A | N/A | HFTD Tier 3 | Transmission | Patrol Inspection | Aerial |  |  |  |  | # of asset inspection findings which have been fixed |  | No Data
| 15. Grid condition fixes in response to inspection findings | 15.t.3.c.i | Level 3 findings fixed | N/A | N/A | HFTD Tier 3 | Transmission | Patrol Inspection | LiDAR |  |  |  |  | # of asset inspection findings which have been fixed |  | No Data
| 15. Grid condition fixes in response to inspection findings | 15.t.3.c.i | Level 3 findings fixed | N/A | N/A | HFTD Tier 3 | Transmission | Patrol Inspection | other |  |  |  |  | # of asset inspection findings which have been fixed |  | No Data
| 15. Grid condition fixes in response to inspection findings | 15.t.3.c.ii | Level 3 findings fixed | N/A | N/A | HFTD Tier 3 | Transmission | Detailed Inspection | Drone |  |  |  |  | # of asset inspection findings which have been fixed |  | No Data
| 15. Grid condition fixes in response to inspection findings | 15.t.3.c.ii | Level 3 findings fixed | N/A | N/A | HFTD Tier 3 | Transmission | Detailed Inspection | Aerial |  |  |  |  | # of asset inspection findings which have been fixed |  | No Data
| 15. Grid condition fixes in response to inspection findings | 15.t.3.c.ii | Level 3 findings fixed | N/A | N/A | HFTD Tier 3 | Transmission | Detailed Inspection | LiDAR |  |  |  |  | # of asset inspection findings which have been fixed |  | No Data
| 15. Grid condition fixes in response to inspection findings | 15.t.3.c.ii | Level 3 findings fixed | N/A | N/A | HFTD Tier 3 | Transmission | Detailed Inspection | other |  |  |  |  | # of asset inspection findings which have been fixed |  | No Data
| 15. Grid condition fixes in response to inspection findings | 15.t.3.c.iii | Level 3 findings fixed | N/A | N/A | HFTD Tier 3 | Transmission | Other Inspection | Drone |  |  |  |  | # of asset inspection findings which have been fixed |  | No Data
| 15. Grid condition fixes in response to inspection findings | 15.t.3.c.iii | Level 3 findings fixed | N/A | N/A | HFTD Tier 3 | Transmission | Other Inspection | Aerial |  |  |  |  | # of asset inspection findings which have been fixed |  | No Data
| 15. Grid condition fixes in response to inspection findings | 15.t.3.c.iii | Level 3 findings fixed | N/A | N/A | HFTD Tier 3 | Transmission | Other Inspection | LiDAR |  |  |  |  | # of asset inspection findings which have been fixed |  | No Data
| 15. Grid condition fixes in response to inspection findings | 15.t.3.c.iii | Level 3 findings fixed | N/A | N/A | HFTD Tier 3 | Transmission | Other Inspection | other |  |  |  |  | # of asset inspection findings which have been fixed |  | No Data
| 15. Grid condition fixes in response to inspection findings | 15.t.4.a.i | Level 1 findings fixed | N/A | N/A | Non-HFTD | Transmission | Patrol Inspection | Drone |  |  |  |  | # of asset inspection findings which have been fixed |  | No Data
| 15. Grid condition fixes in response to inspection findings | 15.t.4.a.i | Level 1 findings fixed | N/A | N/A | Non-HFTD | Transmission | Patrol Inspection | Aerial |  |  |  |  | # of asset inspection findings which have been fixed |  | No Data
| 15. Grid condition fixes in response to inspection findings | 15.t.4.a.i | Level 1 findings fixed | N/A | N/A | Non-HFTD | Transmission | Patrol Inspection | LiDAR |  |  |  |  | # of asset inspection findings which have been fixed |  | No Data
| 15. Grid condition fixes in response to inspection findings | 15.t.4.a.i | Level 1 findings fixed | N/A | N/A | Non-HFTD | Transmission | Patrol Inspection | other |  |  |  |  | # of asset inspection findings which have been fixed |  | No Data
| 15. Grid condition fixes in response to inspection findings | 15.t.4.a.ii | Level 1 findings fixed | N/A | N/A | Non-HFTD | Transmission | Detailed Inspection | Drone |  |  |  |  | # of asset inspection findings which have been fixed |  | No Data
| 15. Grid condition fixes in response to inspection findings | 15.t.4.a.ii | Level 1 findings fixed | N/A | N/A | Non-HFTD | Transmission | Detailed Inspection | Aerial |  |  |  |  | # of asset inspection findings which have been fixed |  | No Data
| 15. Grid condition fixes in response to inspection findings | 15.t.4.a.ii | Level 1 findings fixed | N/A | N/A | Non-HFTD | Transmission | Detailed Inspection | LiDAR |  |  |  |  | # of asset inspection findings which have been fixed |  | No Data
| 15. Grid condition fixes in response to inspection findings | 15.t.4.a.ii | Level 1 findings fixed | N/A | N/A | Non-HFTD | Transmission | Detailed Inspection | other |  |  |  |  | # of asset inspection findings which have been fixed |  | No Data
| 15. Grid condition fixes in response to inspection findings | 15.t.4.a.iii | Level 1 findings fixed | N/A | N/A | Non-HFTD | Transmission | Other Inspection | Drone |  |  |  |  | # of asset inspection findings which have been fixed |  | No Data
| 15. Grid condition fixes in response to inspection findings | 15.t.4.a.iii | Level 1 findings fixed | N/A | N/A | Non-HFTD | Transmission | Other Inspection | Aerial |  |  |  |  | # of asset inspection findings which have been fixed |  | No Data
| 15. Grid condition fixes in response to inspection findings | 15.t.4.a.iii | Level 1 findings fixed | N/A | N/A | Non-HFTD | Transmission | Other Inspection | LiDAR |  |  |  |  | # of asset inspection findings which have been fixed |  | No Data
| 15. Grid condition fixes in response to inspection findings | 15.t.4.a.iii | Level 1 findings fixed | N/A | N/A | Non-HFTD | Transmission | Other Inspection | other |  |  |  |  | # of asset inspection findings which have been fixed |  | No Data
| 15. Grid condition fixes in response to inspection findings | 15.t.4.b.i | Level 2 findings fixed | N/A | N/A | Non-HFTD | Transmission | Patrol Inspection | Drone |  |  |  |  | # of asset inspection findings which have been fixed |  | No Data
| 15. Grid condition fixes in response to inspection findings | 15.t.4.b.i | Level 2 findings fixed | N/A | N/A | Non-HFTD | Transmission | Patrol Inspection | Aerial |  |  |  |  | # of asset inspection findings which have been fixed |  | No Data
| 15. Grid condition fixes in response to inspection findings | 15.t.4.b.i | Level 2 findings fixed | N/A | N/A | Non-HFTD | Transmission | Patrol Inspection | LiDAR |  |  |  |  | # of asset inspection findings which have been fixed |  | No Data
| 15. Grid condition fixes in response to inspection findings | 15.t.4.b.i | Level 2 findings fixed | N/A | N/A | Non-HFTD | Transmission | Patrol Inspection | other |  |  |  |  | # of asset inspection findings which have been fixed |  | No Data
| 15. Grid condition fixes in response to inspection findings | 15.t.4.b.ii | Level 2 findings fixed | N/A | N/A | Non-HFTD | Transmission | Detailed Inspection | Drone |  |  |  |  | # of asset inspection findings which have been fixed |  | No Data
| 15. Grid condition fixes in response to inspection findings | 15.t.4.b.ii | Level 2 findings fixed | N/A | N/A | Non-HFTD | Transmission | Detailed Inspection | Aerial |  |  |  |  | # of asset inspection findings which have been fixed |  | No Data
| 15. Grid condition fixes in response to inspection findings | 15.t.4.b.ii | Level 2 findings fixed | N/A | N/A | Non-HFTD | Transmission | Detailed Inspection | LiDAR |  |  |  |  | # of asset inspection findings which have been fixed |  | No Data
| 15. Grid condition fixes in response to inspection findings | 15.t.4.b.ii | Level 2 findings fixed | N/A | N/A | Non-HFTD | Transmission | Detailed Inspection | other |  |  |  |  | # of asset inspection findings which have been fixed |  | No Data
| 15. Grid condition fixes in response to inspection findings | 15.t.4.b.iii | Level 2 findings fixed | N/A | N/A | Non-HFTD | Transmission | Other Inspection | Drone |  |  |  |  | # of asset inspection findings which have been fixed |  | No Data
| 15. Grid condition fixes in response to inspection findings | 15.t.4.b.iii | Level 2 findings fixed | N/A | N/A | Non-HFTD | Transmission | Other Inspection | Aerial |  |  |  |  | # of asset inspection findings which have been fixed |  | No Data
| 15. Grid condition fixes in response to inspection findings | 15.t.4.b.iii | Level 2 findings fixed | N/A | N/A | Non-HFTD | Transmission | Other Inspection | LiDAR |  |  |  |  | # of asset inspection findings which have been fixed |  | No Data
| 15. Grid condition fixes in response to inspection findings | 15.t.4.b.iii | Level 2 findings fixed | N/A | N/A | Non-HFTD | Transmission | Other Inspection | other |  |  |  |  | # of asset inspection findings which have been fixed |  | No Data
| 15. Grid condition fixes in response to inspection findings | 15.t.4.c.i | Level 3 findings fixed | N/A | N/A | Non-HFTD | Transmission | Patrol Inspection | Drone |  |  |  |  | # of asset inspection findings which have been fixed |  | No Data
| 15. Grid condition fixes in response to inspection findings | 15.t.4.c.i | Level 3 findings fixed | N/A | N/A | Non-HFTD | Transmission | Patrol Inspection | Aerial |  |  |  |  | # of asset inspection findings which have been fixed |  | No Data
| 15. Grid condition fixes in response to inspection findings | 15.t.4.c.i | Level 3 findings fixed | N/A | N/A | Non-HFTD | Transmission | Patrol Inspection | LiDAR |  |  |  |  | # of asset inspection findings which have been fixed |  | No Data
| 15. Grid condition fixes in response to inspection findings | 15.t.4.c.i | Level 3 findings fixed | N/A | N/A | Non-HFTD | Transmission | Patrol Inspection | other |  |  |  |  | # of asset inspection findings which have been fixed |  | No Data
| 15. Grid condition fixes in response to inspection findings | 15.t.4.c.ii | Level 3 findings fixed | N/A | N/A | Non-HFTD | Transmission | Detailed Inspection | Drone |  |  |  |  | # of asset inspection findings which have been fixed |  | No Data
| 15. Grid condition fixes in response to inspection findings | 15.t.4.c.ii | Level 3 findings fixed | N/A | N/A | Non-HFTD | Transmission | Detailed Inspection | Aerial |  |  |  |  | # of asset inspection findings which have been fixed |  | No Data
| 15. Grid condition fixes in response to inspection findings | 15.t.4.c.ii | Level 3 findings fixed | N/A | N/A | Non-HFTD | Transmission | Detailed Inspection | LiDAR |  |  |  |  | # of asset inspection findings which have been fixed |  | No Data
| 15. Grid condition fixes in response to inspection findings | 15.t.4.c.ii | Level 3 findings fixed | N/A | N/A | Non-HFTD | Transmission | Detailed Inspection | other |  |  |  |  | # of asset inspection findings which have been fixed |  | No Data
| 15. Grid condition fixes in response to inspection findings | 15.t.4.c.iii | Level 3 findings fixed | N/A | N/A | Non-HFTD | Transmission | Other Inspection | Drone |  |  |  |  | # of asset inspection findings which have been fixed |  | No Data
| 15. Grid condition fixes in response to inspection findings | 15.t.4.c.iii | Level 3 findings fixed | N/A | N/A | Non-HFTD | Transmission | Other Inspection | Aerial |  |  |  |  | # of asset inspection findings which have been fixed |  | No Data
| 15. Grid condition fixes in response to inspection findings | 15.t.4.c.iii | Level 3 findings fixed | N/A | N/A | Non-HFTD | Transmission | Other Inspection | LiDAR |  |  |  |  | # of asset inspection findings which have been fixed |  | No Data
| 15. Grid condition fixes in response to inspection findings | 15.t.4.c.iii | Level 3 findings fixed | N/A | N/A | Non-HFTD | Transmission | Other Inspection | other |  |  |  |  | # of asset inspection findings which have been fixed |  | No Data
x | 16. Vegetation clearance findings from inspection | 16.d.2.a.i | Number of trees inspected for vegetation compliance | N/A | N/A | HFTD Tier 2 | Distribution | Routine | Drone |  |  |  |  | # of trees inspected for vegetation compliance based on GO 95, Rule 35, and PRC 4293 at the time of routine inspection. |  | No Data
| 16. Vegetation clearance findings from inspection | 16.d.2.a.i | Number of trees inspected for vegetation compliance | N/A | N/A | HFTD Tier 2 | Distribution | Routine | Aerial |  |  |  |  | # of trees inspected for vegetation compliance based on GO 95, Rule 35, and PRC 4293 at the time of routine inspection. |  | No Data
| 16. Vegetation clearance findings from inspection | 16.d.2.a.i | Number of trees inspected for vegetation compliance | N/A | N/A | HFTD Tier 2 | Distribution | Routine | LiDAR |  |  |  |  | # of trees inspected for vegetation compliance based on GO 95, Rule 35, and PRC 4293 at the time of routine inspection. |  | No Data
| 16. Vegetation clearance findings from inspection | 16.d.2.a.i | Number of trees inspected for vegetation compliance | N/A | N/A | HFTD Tier 2 | Distribution | Routine | other |  |  |  |  | # of trees inspected for vegetation compliance based on GO 95, Rule 35, and PRC 4293 at the time of routine inspection. |  | No Data
| 16. Vegetation clearance findings from inspection | 16.d.2.a.ii | Number of trees inspected for vegetation compliance | N/A | N/A | HFTD Tier 2 | Distribution | Non-Routine | Drone |  |  |  |  | # of trees inspected for vegetation compliance based on GO 95, Rule 35, and PRC 4293 at the time of non-routine inspection. |  | No Data
| 16. Vegetation clearance findings from inspection | 16.d.2.a.ii | Number of trees inspected for vegetation compliance | N/A | N/A | HFTD Tier 2 | Distribution | Non-Routine | Aerial |  |  |  |  | # of trees inspected for vegetation compliance based on GO 95, Rule 35, and PRC 4293 at the time of non-routine inspection. |  | No Data
| 16. Vegetation clearance findings from inspection | 16.d.2.a.ii | Number of trees inspected for vegetation compliance | N/A | N/A | HFTD Tier 2 | Distribution | Non-Routine | LiDAR |  |  |  |  | # of trees inspected for vegetation compliance based on GO 95, Rule 35, and PRC 4293 at the time of non-routine inspection. |  | No Data
| 16. Vegetation clearance findings from inspection | 16.d.2.a.ii | Number of trees inspected for vegetation compliance | N/A | N/A | HFTD Tier 2 | Distribution | Non-Routine | other |  |  |  |  | # of trees inspected for vegetation compliance based on GO 95, Rule 35, and PRC 4293 at the time of non-routine inspection. |  | No Data
| 16. Vegetation clearance findings from inspection | 16.d.2.b.i | Number of trees inspected where at least some vegetation was found in non-compliant condition | N/A | N/A | HFTD Tier 2 | Distribution | Non-Routine | Drone |  |  |  |  | # of trees found to be non-compliant with GO 95, Rule 35, and PRC 4293 at the time of non-routine inspection. |  | No Data
| 16. Vegetation clearance findings from inspection | 16.d.2.b.i | Number of trees inspected where at least some vegetation was found in non-compliant condition | N/A | N/A | HFTD Tier 2 | Distribution | Non-Routine | Aerial |  |  |  |  | # of trees found to be non-compliant with GO 95, Rule 35, and PRC 4293 at the time of non-routine inspection. |  | No Data
| 16. Vegetation clearance findings from inspection | 16.d.2.b.i | Number of trees inspected where at least some vegetation was found in non-compliant condition | N/A | N/A | HFTD Tier 2 | Distribution | Non-Routine | LiDAR |  |  |  |  | # of trees found to be non-compliant with GO 95, Rule 35, and PRC 4293 at the time of non-routine inspection. |  | No Data
| 16. Vegetation clearance findings from inspection | 16.d.2.b.i | Number of trees inspected where at least some vegetation was found in non-compliant condition | N/A | N/A | HFTD Tier 2 | Distribution | Non-Routine | other |  |  |  |  | # of trees found to be non-compliant with GO 95, Rule 35, and PRC 4293 at the time of non-routine inspection. |  | No Data
| 16. Vegetation clearance findings from inspection | 16.d.2.b.ii | Number of trees inspected where at least some vegetation was found in non-compliant condition | N/A | N/A | HFTD Tier 2 | Distribution | Routine | Drone |  |  |  |  | # of trees found to be non-compliant with GO 95, Rule 35, and PRC 4293 at the time of routine inspection. |  | No Data
| 16. Vegetation clearance findings from inspection | 16.d.2.b.ii | Number of trees inspected where at least some vegetation was found in non-compliant condition | N/A | N/A | HFTD Tier 2 | Distribution | Routine | Aerial |  |  |  |  | # of trees found to be non-compliant with GO 95, Rule 35, and PRC 4293 at the time of routine inspection. |  | No Data
| 16. Vegetation clearance findings from inspection | 16.d.2.b.ii | Number of trees inspected where at least some vegetation was found in non-compliant condition | N/A | N/A | HFTD Tier 2 | Distribution | Routine | LiDAR |  |  |  |  | # of trees found to be non-compliant with GO 95, Rule 35, and PRC 4293 at the time of routine inspection. |  | No Data
| 16. Vegetation clearance findings from inspection | 16.d.2.b.ii | Number of trees inspected where at least some vegetation was found in non-compliant condition | N/A | N/A | HFTD Tier 2 | Distribution | Routine | other |  |  |  |  | # of trees found to be non-compliant with GO 95, Rule 35, and PRC 4293 at the time of routine inspection. |  | No Data
| 16. Vegetation clearance findings from inspection | 16.d.3.a.i | Number of trees inspected for vegetation compliance | N/A | N/A | HFTD Tier 3 | Distribution | Routine | Drone |  |  |  |  | # of trees inspected for vegetation compliance based on GO 95, Rule 35, and PRC 4293 at the time of routine inspection. |  | No Data
| 16. Vegetation clearance findings from inspection | 16.d.3.a.i | Number of trees inspected for vegetation compliance | N/A | N/A | HFTD Tier 3 | Distribution | Routine | Aerial |  |  |  |  | # of trees inspected for vegetation compliance based on GO 95, Rule 35, and PRC 4293 at the time of routine inspection. |  | No Data
| 16. Vegetation clearance findings from inspection | 16.d.3.a.i | Number of trees inspected for vegetation compliance | N/A | N/A | HFTD Tier 3 | Distribution | Routine | LiDAR |  |  |  |  | # of trees inspected for vegetation compliance based on GO 95, Rule 35, and PRC 4293 at the time of routine inspection. |  | No Data
| 16. Vegetation clearance findings from inspection | 16.d.3.a.i | Number of trees inspected for vegetation compliance | N/A | N/A | HFTD Tier 3 | Distribution | Routine | other |  |  |  |  | # of trees inspected for vegetation compliance based on GO 95, Rule 35, and PRC 4293 at the time of routine inspection. |  | No Data
| 16. Vegetation clearance findings from inspection | 16.d.3.a.ii | Number of trees inspected for vegetation compliance | N/A | N/A | HFTD Tier 3 | Distribution | Non-Routine | Drone |  |  |  |  | # of trees inspected for vegetation compliance based on GO 95, Rule 35, and PRC 4293 at the time of non-routine inspection. |  | No Data
| 16. Vegetation clearance findings from inspection | 16.d.3.a.ii | Number of trees inspected for vegetation compliance | N/A | N/A | HFTD Tier 3 | Distribution | Non-Routine | Aerial |  |  |  |  | # of trees inspected for vegetation compliance based on GO 95, Rule 35, and PRC 4293 at the time of non-routine inspection. |  | No Data
| 16. Vegetation clearance findings from inspection | 16.d.3.a.ii | Number of trees inspected for vegetation compliance | N/A | N/A | HFTD Tier 3 | Distribution | Non-Routine | LiDAR |  |  |  |  | # of trees inspected for vegetation compliance based on GO 95, Rule 35, and PRC 4293 at the time of non-routine inspection. |  | No Data
| 16. Vegetation clearance findings from inspection | 16.d.3.a.ii | Number of trees inspected for vegetation compliance | N/A | N/A | HFTD Tier 3 | Distribution | Non-Routine | other |  |  |  |  | # of trees inspected for vegetation compliance based on GO 95, Rule 35, and PRC 4293 at the time of non-routine inspection. |  | No Data
| 16. Vegetation clearance findings from inspection | 16.d.3.b.i | Number of trees inspected where at least some vegetation was found in non-compliant condition | N/A | N/A | HFTD Tier 3 | Distribution | Non-Routine | Drone |  |  |  |  | # of trees found to be non-compliant with GO 95, Rule 35, and PRC 4293 at the time of non-routine inspection. |  | No Data
| 16. Vegetation clearance findings from inspection | 16.d.3.b.i | Number of trees inspected where at least some vegetation was found in non-compliant condition | N/A | N/A | HFTD Tier 3 | Distribution | Non-Routine | Aerial |  |  |  |  | # of trees found to be non-compliant with GO 95, Rule 35, and PRC 4293 at the time of non-routine inspection. |  | No Data
| 16. Vegetation clearance findings from inspection | 16.d.3.b.i | Number of trees inspected where at least some vegetation was found in non-compliant condition | N/A | N/A | HFTD Tier 3 | Distribution | Non-Routine | LiDAR |  |  |  |  | # of trees found to be non-compliant with GO 95, Rule 35, and PRC 4293 at the time of non-routine inspection. |  | No Data
| 16. Vegetation clearance findings from inspection | 16.d.3.b.i | Number of trees inspected where at least some vegetation was found in non-compliant condition | N/A | N/A | HFTD Tier 3 | Distribution | Non-Routine | other |  |  |  |  | # of trees found to be non-compliant with GO 95, Rule 35, and PRC 4293 at the time of non-routine inspection. |  | No Data
| 16. Vegetation clearance findings from inspection | 16.d.3.b.ii | Number of trees inspected where at least some vegetation was found in non-compliant condition | N/A | N/A | HFTD Tier 3 | Distribution | Routine | Drone |  |  |  |  | # of trees found to be non-compliant with GO 95, Rule 35, and PRC 4293 at the time of routine inspection. |  | No Data
| 16. Vegetation clearance findings from inspection | 16.d.3.b.ii | Number of trees inspected where at least some vegetation was found in non-compliant condition | N/A | N/A | HFTD Tier 3 | Distribution | Routine | Aerial |  |  |  |  | # of trees found to be non-compliant with GO 95, Rule 35, and PRC 4293 at the time of routine inspection. |  | No Data
| 16. Vegetation clearance findings from inspection | 16.d.3.b.ii | Number of trees inspected where at least some vegetation was found in non-compliant condition | N/A | N/A | HFTD Tier 3 | Distribution | Routine | LiDAR |  |  |  |  | # of trees found to be non-compliant with GO 95, Rule 35, and PRC 4293 at the time of routine inspection. |  | No Data
| 16. Vegetation clearance findings from inspection | 16.d.3.b.ii | Number of trees inspected where at least some vegetation was found in non-compliant condition | N/A | N/A | HFTD Tier 3 | Distribution | Routine | other |  |  |  |  | # of trees found to be non-compliant with GO 95, Rule 35, and PRC 4293 at the time of routine inspection. |  | No Data
| 16. Vegetation clearance findings from inspection | 16.d.4.a.i | Number of trees inspected for vegetation compliance | N/A | N/A | Non-HFTD | Distribution | Routine | Drone |  |  |  |  | # of trees inspected for vegetation compliance based on GO 95, Rule 35, and PRC 4293 at the time of routine inspection. |  | No Data
| 16. Vegetation clearance findings from inspection | 16.d.4.a.i | Number of trees inspected for vegetation compliance | N/A | N/A | Non-HFTD | Distribution | Routine | Aerial |  |  |  |  | # of trees inspected for vegetation compliance based on GO 95, Rule 35, and PRC 4293 at the time of routine inspection. |  | No Data
| 16. Vegetation clearance findings from inspection | 16.d.4.a.i | Number of trees inspected for vegetation compliance | N/A | N/A | Non-HFTD | Distribution | Routine | LiDAR |  |  |  |  | # of trees inspected for vegetation compliance based on GO 95, Rule 35, and PRC 4293 at the time of routine inspection. |  | No Data
| 16. Vegetation clearance findings from inspection | 16.d.4.a.i | Number of trees inspected for vegetation compliance | N/A | N/A | Non-HFTD | Distribution | Routine | other |  |  |  |  | # of trees inspected for vegetation compliance based on GO 95, Rule 35, and PRC 4293 at the time of routine inspection. |  | No Data
| 16. Vegetation clearance findings from inspection | 16.d.4.a.ii | Number of trees inspected for vegetation compliance | N/A | N/A | Non-HFTD | Distribution | Non-Routine | Drone |  |  |  |  | # of trees inspected for vegetation compliance based on GO 95, Rule 35, and PRC 4293 at the time of non-routine inspection. |  | No Data
| 16. Vegetation clearance findings from inspection | 16.d.4.a.ii | Number of trees inspected for vegetation compliance | N/A | N/A | Non-HFTD | Distribution | Non-Routine | Aerial |  |  |  |  | # of trees inspected for vegetation compliance based on GO 95, Rule 35, and PRC 4293 at the time of non-routine inspection. |  | No Data
| 16. Vegetation clearance findings from inspection | 16.d.4.a.ii | Number of trees inspected for vegetation compliance | N/A | N/A | Non-HFTD | Distribution | Non-Routine | LiDAR |  |  |  |  | # of trees inspected for vegetation compliance based on GO 95, Rule 35, and PRC 4293 at the time of non-routine inspection. |  | No Data
| 16. Vegetation clearance findings from inspection | 16.d.4.a.ii | Number of trees inspected for vegetation compliance | N/A | N/A | Non-HFTD | Distribution | Non-Routine | other |  |  |  |  | # of trees inspected for vegetation compliance based on GO 95, Rule 35, and PRC 4293 at the time of non-routine inspection. |  | No Data
| 16. Vegetation clearance findings from inspection | 16.d.4.b.i | Number of trees inspected where at least some vegetation was found in non-compliant condition | N/A | N/A | Non-HFTD | Distribution | Non-Routine | Drone |  |  |  |  | # of trees found to be non-compliant with GO 95, Rule 35, and PRC 4293 at the time of non-routine inspection. |  | No Data
| 16. Vegetation clearance findings from inspection | 16.d.4.b.i | Number of trees inspected where at least some vegetation was found in non-compliant condition | N/A | N/A | Non-HFTD | Distribution | Non-Routine | Aerial |  |  |  |  | # of trees found to be non-compliant with GO 95, Rule 35, and PRC 4293 at the time of non-routine inspection. |  | No Data
| 16. Vegetation clearance findings from inspection | 16.d.4.b.i | Number of trees inspected where at least some vegetation was found in non-compliant condition | N/A | N/A | Non-HFTD | Distribution | Non-Routine | LiDAR |  |  |  |  | # of trees found to be non-compliant with GO 95, Rule 35, and PRC 4293 at the time of non-routine inspection. |  | No Data
| 16. Vegetation clearance findings from inspection | 16.d.4.b.i | Number of trees inspected where at least some vegetation was found in non-compliant condition | N/A | N/A | Non-HFTD | Distribution | Non-Routine | other |  |  |  |  | # of trees found to be non-compliant with GO 95, Rule 35, and PRC 4293 at the time of non-routine inspection. |  | No Data
| 16. Vegetation clearance findings from inspection | 16.d.4.b.ii | Number of trees inspected where at least some vegetation was found in non-compliant condition | N/A | N/A | Non-HFTD | Distribution | Routine | Drone |  |  |  |  | # of trees found to be non-compliant with GO 95, Rule 35, and PRC 4293 at the time of routine inspection. |  | No Data
| 16. Vegetation clearance findings from inspection | 16.d.4.b.ii | Number of trees inspected where at least some vegetation was found in non-compliant condition | N/A | N/A | Non-HFTD | Distribution | Routine | Aerial |  |  |  |  | # of trees found to be non-compliant with GO 95, Rule 35, and PRC 4293 at the time of routine inspection. |  | No Data
| 16. Vegetation clearance findings from inspection | 16.d.4.b.ii | Number of trees inspected where at least some vegetation was found in non-compliant condition | N/A | N/A | Non-HFTD | Distribution | Routine | LiDAR |  |  |  |  | # of trees found to be non-compliant with GO 95, Rule 35, and PRC 4293 at the time of routine inspection. |  | No Data
| 16. Vegetation clearance findings from inspection | 16.d.4.b.ii | Number of trees inspected where at least some vegetation was found in non-compliant condition | N/A | N/A | Non-HFTD | Distribution | Routine | other |  |  |  |  | # of trees found to be non-compliant with GO 95, Rule 35, and PRC 4293 at the time of routine inspection. |  | No Data
| 16. Vegetation clearance findings from inspection | 16.t.2.a.i | Number of trees inspected for vegetation compliance | N/A | N/A | HFTD Tier 2 | Transmission | Routine | Drone |  |  |  |  | # of trees inspected for vegetation compliance based on GO 95, Rule 35, and PRC 4293 at the time of routine inspection. |  | No Data
| 16. Vegetation clearance findings from inspection | 16.t.2.a.i | Number of trees inspected for vegetation compliance | N/A | N/A | HFTD Tier 2 | Transmission | Routine | Aerial |  |  |  |  | # of trees inspected for vegetation compliance based on GO 95, Rule 35, and PRC 4293 at the time of routine inspection. |  | No Data
| 16. Vegetation clearance findings from inspection | 16.t.2.a.i | Number of trees inspected for vegetation compliance | N/A | N/A | HFTD Tier 2 | Transmission | Routine | LiDAR |  |  |  |  | # of trees inspected for vegetation compliance based on GO 95, Rule 35, and PRC 4293 at the time of routine inspection. |  | No Data
| 16. Vegetation clearance findings from inspection | 16.t.2.a.i | Number of trees inspected for vegetation compliance | N/A | N/A | HFTD Tier 2 | Transmission | Routine | other |  |  |  |  | # of trees inspected for vegetation compliance based on GO 95, Rule 35, and PRC 4293 at the time of routine inspection. |  | No Data
| 16. Vegetation clearance findings from inspection | 16.t.2.a.ii | Number of trees inspected for vegetation compliance | N/A | N/A | HFTD Tier 2 | Transmission | Non-Routine | Drone |  |  |  |  | # of trees inspected for vegetation compliance based on GO 95, Rule 35, and PRC 4293 at the time of non-routine inspection. |  | No Data
| 16. Vegetation clearance findings from inspection | 16.t.2.a.ii | Number of trees inspected for vegetation compliance | N/A | N/A | HFTD Tier 2 | Transmission | Non-Routine | Aerial |  |  |  |  | # of trees inspected for vegetation compliance based on GO 95, Rule 35, and PRC 4293 at the time of non-routine inspection. |  | No Data
| 16. Vegetation clearance findings from inspection | 16.t.2.a.ii | Number of trees inspected for vegetation compliance | N/A | N/A | HFTD Tier 2 | Transmission | Non-Routine | LiDAR |  |  |  |  | # of trees inspected for vegetation compliance based on GO 95, Rule 35, and PRC 4293 at the time of non-routine inspection. |  | No Data
| 16. Vegetation clearance findings from inspection | 16.t.2.a.ii | Number of trees inspected for vegetation compliance | N/A | N/A | HFTD Tier 2 | Transmission | Non-Routine | other |  |  |  |  | # of trees inspected for vegetation compliance based on GO 95, Rule 35, and PRC 4293 at the time of non-routine inspection. |  | No Data
| 16. Vegetation clearance findings from inspection | 16.t.2.b.i | Number of trees inspected where at least some vegetation was found in non-compliant condition | N/A | N/A | HFTD Tier 2 | Transmission | Non-Routine | Drone |  |  |  |  | # of trees found to be non-compliant with GO 95, Rule 35, and PRC 4293 at the time of non-routine inspection. |  | No Data
| 16. Vegetation clearance findings from inspection | 16.t.2.b.i | Number of trees inspected where at least some vegetation was found in non-compliant condition | N/A | N/A | HFTD Tier 2 | Transmission | Non-Routine | Aerial |  |  |  |  | # of trees found to be non-compliant with GO 95, Rule 35, and PRC 4293 at the time of non-routine inspection. |  | No Data
| 16. Vegetation clearance findings from inspection | 16.t.2.b.i | Number of trees inspected where at least some vegetation was found in non-compliant condition | N/A | N/A | HFTD Tier 2 | Transmission | Non-Routine | LiDAR |  |  |  |  | # of trees found to be non-compliant with GO 95, Rule 35, and PRC 4293 at the time of non-routine inspection. |  | No Data
| 16. Vegetation clearance findings from inspection | 16.t.2.b.i | Number of trees inspected where at least some vegetation was found in non-compliant condition | N/A | N/A | HFTD Tier 2 | Transmission | Non-Routine | other |  |  |  |  | # of trees found to be non-compliant with GO 95, Rule 35, and PRC 4293 at the time of non-routine inspection. |  | No Data
| 16. Vegetation clearance findings from inspection | 16.t.2.b.ii | Number of trees inspected where at least some vegetation was found in non-compliant condition | N/A | N/A | HFTD Tier 2 | Transmission | Routine | Drone |  |  |  |  | # of trees found to be non-compliant with GO 95, Rule 35, and PRC 4293 at the time of routine inspection. |  | No Data
| 16. Vegetation clearance findings from inspection | 16.t.2.b.ii | Number of trees inspected where at least some vegetation was found in non-compliant condition | N/A | N/A | HFTD Tier 2 | Transmission | Routine | Aerial |  |  |  |  | # of trees found to be non-compliant with GO 95, Rule 35, and PRC 4293 at the time of routine inspection. |  | No Data
| 16. Vegetation clearance findings from inspection | 16.t.2.b.ii | Number of trees inspected where at least some vegetation was found in non-compliant condition | N/A | N/A | HFTD Tier 2 | Transmission | Routine | LiDAR |  |  |  |  | # of trees found to be non-compliant with GO 95, Rule 35, and PRC 4293 at the time of routine inspection. |  | No Data
| 16. Vegetation clearance findings from inspection | 16.t.2.b.ii | Number of trees inspected where at least some vegetation was found in non-compliant condition | N/A | N/A | HFTD Tier 2 | Transmission | Routine | other |  |  |  |  | # of trees found to be non-compliant with GO 95, Rule 35, and PRC 4293 at the time of routine inspection. |  | No Data
| 16. Vegetation clearance findings from inspection | 16.t.3.a.i | Number of trees inspected for vegetation compliance | N/A | N/A | HFTD Tier 3 | Transmission | Routine | Drone |  |  |  |  | # of trees inspected for vegetation compliance based on GO 95, Rule 35, and PRC 4293 at the time of routine inspection. |  | No Data
| 16. Vegetation clearance findings from inspection | 16.t.3.a.i | Number of trees inspected for vegetation compliance | N/A | N/A | HFTD Tier 3 | Transmission | Routine | Aerial |  |  |  |  | # of trees inspected for vegetation compliance based on GO 95, Rule 35, and PRC 4293 at the time of routine inspection. |  | No Data
| 16. Vegetation clearance findings from inspection | 16.t.3.a.i | Number of trees inspected for vegetation compliance | N/A | N/A | HFTD Tier 3 | Transmission | Routine | LiDAR |  |  |  |  | # of trees inspected for vegetation compliance based on GO 95, Rule 35, and PRC 4293 at the time of routine inspection. |  | No Data
| 16. Vegetation clearance findings from inspection | 16.t.3.a.i | Number of trees inspected for vegetation compliance | N/A | N/A | HFTD Tier 3 | Transmission | Routine | other |  |  |  |  | # of trees inspected for vegetation compliance based on GO 95, Rule 35, and PRC 4293 at the time of routine inspection. |  | No Data
| 16. Vegetation clearance findings from inspection | 16.t.3.a.ii | Number of trees inspected for vegetation compliance | N/A | N/A | HFTD Tier 3 | Transmission | Non-Routine | Drone |  |  |  |  | # of trees inspected for vegetation compliance based on GO 95, Rule 35, and PRC 4293 at the time of non-routine inspection. |  | No Data
| 16. Vegetation clearance findings from inspection | 16.t.3.a.ii | Number of trees inspected for vegetation compliance | N/A | N/A | HFTD Tier 3 | Transmission | Non-Routine | Aerial |  |  |  |  | # of trees inspected for vegetation compliance based on GO 95, Rule 35, and PRC 4293 at the time of non-routine inspection. |  | No Data
| 16. Vegetation clearance findings from inspection | 16.t.3.a.ii | Number of trees inspected for vegetation compliance | N/A | N/A | HFTD Tier 3 | Transmission | Non-Routine | LiDAR |  |  |  |  | # of trees inspected for vegetation compliance based on GO 95, Rule 35, and PRC 4293 at the time of non-routine inspection. |  | No Data
| 16. Vegetation clearance findings from inspection | 16.t.3.a.ii | Number of trees inspected for vegetation compliance | N/A | N/A | HFTD Tier 3 | Transmission | Non-Routine | other |  |  |  |  | # of trees inspected for vegetation compliance based on GO 95, Rule 35, and PRC 4293 at the time of non-routine inspection. |  | No Data
| 16. Vegetation clearance findings from inspection | 16.t.3.b.i | Number of trees inspected where at least some vegetation was found in non-compliant condition | N/A | N/A | HFTD Tier 3 | Transmission | Non-Routine | Drone |  |  |  |  | # of trees found to be non-compliant with GO 95, Rule 35, and PRC 4293 at the time of non-routine inspection. |  | No Data
| 16. Vegetation clearance findings from inspection | 16.t.3.b.i | Number of trees inspected where at least some vegetation was found in non-compliant condition | N/A | N/A | HFTD Tier 3 | Transmission | Non-Routine | Aerial |  |  |  |  | # of trees found to be non-compliant with GO 95, Rule 35, and PRC 4293 at the time of non-routine inspection. |  | No Data
| 16. Vegetation clearance findings from inspection | 16.t.3.b.i | Number of trees inspected where at least some vegetation was found in non-compliant condition | N/A | N/A | HFTD Tier 3 | Transmission | Non-Routine | LiDAR |  |  |  |  | # of trees found to be non-compliant with GO 95, Rule 35, and PRC 4293 at the time of non-routine inspection. |  | No Data
| 16. Vegetation clearance findings from inspection | 16.t.3.b.i | Number of trees inspected where at least some vegetation was found in non-compliant condition | N/A | N/A | HFTD Tier 3 | Transmission | Non-Routine | other |  |  |  |  | # of trees found to be non-compliant with GO 95, Rule 35, and PRC 4293 at the time of non-routine inspection. |  | No Data
| 16. Vegetation clearance findings from inspection | 16.t.3.b.ii | Number of trees inspected where at least some vegetation was found in non-compliant condition | N/A | N/A | HFTD Tier 3 | Transmission | Routine | Drone |  |  |  |  | # of trees found to be non-compliant with GO 95, Rule 35, and PRC 4293 at the time of routine inspection. |  | No Data
| 16. Vegetation clearance findings from inspection | 16.t.3.b.ii | Number of trees inspected where at least some vegetation was found in non-compliant condition | N/A | N/A | HFTD Tier 3 | Transmission | Routine | Aerial |  |  |  |  | # of trees found to be non-compliant with GO 95, Rule 35, and PRC 4293 at the time of routine inspection. |  | No Data
| 16. Vegetation clearance findings from inspection | 16.t.3.b.ii | Number of trees inspected where at least some vegetation was found in non-compliant condition | N/A | N/A | HFTD Tier 3 | Transmission | Routine | LiDAR |  |  |  |  | # of trees found to be non-compliant with GO 95, Rule 35, and PRC 4293 at the time of routine inspection. |  | No Data
| 16. Vegetation clearance findings from inspection | 16.t.3.b.ii | Number of trees inspected where at least some vegetation was found in non-compliant condition | N/A | N/A | HFTD Tier 3 | Transmission | Routine | other |  |  |  |  | # of trees found to be non-compliant with GO 95, Rule 35, and PRC 4293 at the time of routine inspection. |  | No Data
| 16. Vegetation clearance findings from inspection | 16.t.4.a.i | Number of trees inspected for vegetation compliance | N/A | N/A | Non-HFTD | Transmission | Routine | Drone |  |  |  |  | # of trees inspected for vegetation compliance based on GO 95, Rule 35, and PRC 4293 at the time of routine inspection. |  | No Data
| 16. Vegetation clearance findings from inspection | 16.t.4.a.i | Number of trees inspected for vegetation compliance | N/A | N/A | Non-HFTD | Transmission | Routine | Aerial |  |  |  |  | # of trees inspected for vegetation compliance based on GO 95, Rule 35, and PRC 4293 at the time of routine inspection. |  | No Data
| 16. Vegetation clearance findings from inspection | 16.t.4.a.i | Number of trees inspected for vegetation compliance | N/A | N/A | Non-HFTD | Transmission | Routine | LiDAR |  |  |  |  | # of trees inspected for vegetation compliance based on GO 95, Rule 35, and PRC 4293 at the time of routine inspection. |  | No Data
| 16. Vegetation clearance findings from inspection | 16.t.4.a.i | Number of trees inspected for vegetation compliance | N/A | N/A | Non-HFTD | Transmission | Routine | other |  |  |  |  | # of trees inspected for vegetation compliance based on GO 95, Rule 35, and PRC 4293 at the time of routine inspection. |  | No Data
| 16. Vegetation clearance findings from inspection | 16.t.4.a.ii | Number of trees inspected for vegetation compliance | N/A | N/A | Non-HFTD | Transmission | Non-Routine | Drone |  |  |  |  | # of trees inspected for vegetation compliance based on GO 95, Rule 35, and PRC 4293 at the time of non-routine inspection. |  | No Data
| 16. Vegetation clearance findings from inspection | 16.t.4.a.ii | Number of trees inspected for vegetation compliance | N/A | N/A | Non-HFTD | Transmission | Non-Routine | Aerial |  |  |  |  | # of trees inspected for vegetation compliance based on GO 95, Rule 35, and PRC 4293 at the time of non-routine inspection. |  | No Data
| 16. Vegetation clearance findings from inspection | 16.t.4.a.ii | Number of trees inspected for vegetation compliance | N/A | N/A | Non-HFTD | Transmission | Non-Routine | LiDAR |  |  |  |  | # of trees inspected for vegetation compliance based on GO 95, Rule 35, and PRC 4293 at the time of non-routine inspection. |  | No Data
| 16. Vegetation clearance findings from inspection | 16.t.4.a.ii | Number of trees inspected for vegetation compliance | N/A | N/A | Non-HFTD | Transmission | Non-Routine | other |  |  |  |  | # of trees inspected for vegetation compliance based on GO 95, Rule 35, and PRC 4293 at the time of non-routine inspection. |  | No Data
| 16. Vegetation clearance findings from inspection | 16.t.4.b.i | Number of trees inspected where at least some vegetation was found in non-compliant condition | N/A | N/A | Non-HFTD | Transmission | Non-Routine | Drone |  |  |  |  | # of trees found to be non-compliant with GO 95, Rule 35, and PRC 4293 at the time of non-routine inspection. |  | No Data
| 16. Vegetation clearance findings from inspection | 16.t.4.b.i | Number of trees inspected where at least some vegetation was found in non-compliant condition | N/A | N/A | Non-HFTD | Transmission | Non-Routine | Aerial |  |  |  |  | # of trees found to be non-compliant with GO 95, Rule 35, and PRC 4293 at the time of non-routine inspection. |  | No Data
| 16. Vegetation clearance findings from inspection | 16.t.4.b.i | Number of trees inspected where at least some vegetation was found in non-compliant condition | N/A | N/A | Non-HFTD | Transmission | Non-Routine | LiDAR |  |  |  |  | # of trees found to be non-compliant with GO 95, Rule 35, and PRC 4293 at the time of non-routine inspection. |  | No Data
| 16. Vegetation clearance findings from inspection | 16.t.4.b.i | Number of trees inspected where at least some vegetation was found in non-compliant condition | N/A | N/A | Non-HFTD | Transmission | Non-Routine | other |  |  |  |  | # of trees found to be non-compliant with GO 95, Rule 35, and PRC 4293 at the time of non-routine inspection. |  | No Data
| 16. Vegetation clearance findings from inspection | 16.t.4.b.ii | Number of trees inspected where at least some vegetation was found in non-compliant condition | N/A | N/A | Non-HFTD | Transmission | Routine | Drone |  |  |  |  | # of trees found to be non-compliant with GO 95, Rule 35, and PRC 4293 at the time of routine inspection. |  | No Data
| 16. Vegetation clearance findings from inspection | 16.t.4.b.ii | Number of trees inspected where at least some vegetation was found in non-compliant condition | N/A | N/A | Non-HFTD | Transmission | Routine | Aerial |  |  |  |  | # of trees found to be non-compliant with GO 95, Rule 35, and PRC 4293 at the time of routine inspection. |  | No Data
| 16. Vegetation clearance findings from inspection | 16.t.4.b.ii | Number of trees inspected where at least some vegetation was found in non-compliant condition | N/A | N/A | Non-HFTD | Transmission | Routine | LiDAR |  |  |  |  | # of trees found to be non-compliant with GO 95, Rule 35, and PRC 4293 at the time of routine inspection. |  | No Data
| 16. Vegetation clearance findings from inspection | 16.t.4.b.ii | Number of trees inspected where at least some vegetation was found in non-compliant condition | N/A | N/A | Non-HFTD | Transmission | Routine | other |  |  |  |  | # of trees found to be non-compliant with GO 95, Rule 35, and PRC 4293 at the time of routine inspection. |  | No Data
x | 17. Community outreach metrics | 17.a. | % of customers notified of evacuation in evacuation zone of a utility-ignited wildfire | N/A | N/A | N/A | N/A | N/A | N/A |  |  |  |  | Percentage of customers notified of evacuation |  | No Data

## Table 3
Utility | LS Power Grid California
Table No. | 3
Date Modified | 2024-05-08
[5 empty] | Actual | Projected
Table 3: List and description of additional metrics |  |  |  |  | Q2
Metric | Definition | Purpose | Assumptions made to connect metric to purpose | Third-party validation (if any) | 2024 | 2023 | 2024 | 2025 | Unit(s) | Comments | Blank Meaning
Camera Installation | Quantity of substation cameras installed | count of cameras for initiative tracking |  |  | 0 | 0 | 64 | 0 | # of Cameras |  | No Data
total Integration % | percentage of integration of weather forecasting tool into decision making | improve weather safety and awareness |  |  | 25 | 0 | 100 | 100 | Integration percentage |  | No Data

## Table 4
Utility | LS Power Grid California
Table No. | 4
Date Modified
Table 4: Weather patterns |  |  | Q2
Metric type | # | Metric name | 2024 | Unit(s) | Comments | Blank Meaning
1. Red flag warning only overhead circuit mile days | 1.a. | Red Flag Warning Only overhead circuit mile days - HFTD tier 2 |  | Sum of overhead circuit miles of utility grid subject to red flag warning each day within a given time period, calculated as the number of overhead circuit miles that were under an RFW multiplied by the number of days those circuit miles were under said RFW. For example, if 100 overhead circuit miles were under an RFW for 1 day, and 10 of those miles were under RFW for an additional day, then the total RFW OH circuit mile days would be 110. |  | No Data
| 1.b. | Red Flag Warning Only overhead circuit mile days - HFTD tier 3 |  | Red flag warning overhead circuit mile days, see above for definition |  | No Data
| 1.c. | Red Flag Warning Only overhead circuit mile days - non-HFTD |  | Red flag warning overhead circuit mile days, see above for definition |  | No Data
2. Wind condition overhead circuit mile days | 2.a. | High Wind Warning Only overhead circuit mile days - HFTD tier 2 |  | Sum of overhead circuit miles of utility grid subject to high wind warnings (HWW, as defined by the National Weather Service) each day within a given time period, calculated as the number of overhead circuit miles that were under an HWW multiplied by the number of days those miles were under said HWW. For example, if 100 overhead circuit miles were under an HWW for 1 day, and 10 of those miles were under HWW for an additional day, then the total HWW OH circuit mile days would be 110. |  | No Data
| 2.b. | High Wind Warning Only overhead circuit mile days - HFTD tier 3 |  | High wind warning overhead circuit mile days, see above for definition |  | No Data
| 2.c. | High Wind Warning Only overhead circuit mile days - non-HFTD |  | High wind warning overhead circuit mile days, see above for definition |  | No Data
3. Wind condition and Red flag warning overhead circuit mile days | 3.a. | High Wind Warning and Red Flag Warning overhead circuit mile days - HFTD tier 2 |  | Sum of overhead circuit miles of utility grid subject to concurrent red flag warning and a high wind warning each day within a given time period, calculated as the number of overhead circuit miles that were under an RFW and HWW multiplied by the number of days those circuit miles were under said RFW and HWW. For example, if 100 overhead circuit miles were under an RFW and HWW for 1 day, and 10 of those miles were under RFW and HWW for an additional day, then the total RFW and HWW OH circuit mile days would be 110. |  | No Data
| 3.b. | High Wind Warning and Red Flag Warning overhead circuit mile days - HFTD tier 3 |  | High wind warning and red flag warning overhead circuit mile days, see above for definition |  | No Data
| 3.c. | High Wind Warning and Red Flag Warning overhead circuit mile days - non-HFTD |  | High wind warning and red flag warning overhead circuit mile days, see above for definition |  | No Data
4. Fire potential index overhead circuit mile days | 4.a. | Fire potential index circuit mile days - HFTD tier 2 |  | Sum of overhead circuit miles of utility grid subject to high fire potential index (FPI, as defined by the utility in its WMP) each day within a given time period, calculated as the number of overhead circuit miles that were under a high FPI multiplied by the number of days those miles were under said FPI. For example, if 100 overhead circuit miles were under a high FPI for 1 day, and 10 of those miles were under a high FPI for an additional day, then the total FPI OH circuit mile days would be 110. |  | No Data
| 4.b. | Fire potential index circuit mile days - HFTD tier 3 |  | Fire potential index overhead circuit mile days, see above for definition |  | No Data
| 4.c. | Fire potential index circuit mile days - non-HFTD |  | Fire potential index overhead circuit mile days, see above for definition |  | No Data
5. Other | 5.a. | Other relevant weather pattern metrics tracked (add additional rows as needed) |  |  |  | No Data

## Table 5
| Utility | LS Power Grid California | Notes:
| Table No. | 5 | Transmission lines refer to all lines at or above 65kV, and distribution lines refer to all lines below 65kV.
| Date Modified | 2024-05-08
[8 empty] | Actual number of risk events | Projected risk events
| Table 5: Risk event drivers | [6 empty] | Q2
x | Risk event category | Metric type | # | Risk event driver | Line Type | HFTD Tier | Are risk events tracked for ignition driver? (yes / no) | 2024 | 2023 | 2024 | 2025 | Unit(s) | Comments | Blank Meaning
| Wire down event | 1. Fire | 1.a.d.0 | Fire | Distribution | Non-HFTD |  | 0 | 0 | 0 | 0 | # risk events (excluding ignitions) |  | No Data
| Wire down event | 1. Fire | 1.a.d.2 | Fire | Distribution | HFTD Tier 2 | [5 empty] | # risk events (excluding ignitions) |  | No Data
| Wire down event | 1. Fire | 1.a.d.3 | Fire | Distribution | HFTD Tier 3 | [5 empty] | # risk events (excluding ignitions) |  | No Data
| Wire down event | 1. Fire | 1.a.t.0 | Fire | Transmission | Non-HFTD | [5 empty] | # risk events (excluding ignitions) |  | No Data
| Wire down event | 1. Fire | 1.a.t.2 | Fire | Transmission | HFTD Tier 2 | [5 empty] | # risk events (excluding ignitions) |  | No Data
| Wire down event | 1. Fire | 1.a.t.3 | Fire | Transmission | HFTD Tier 3 | [5 empty] | # risk events (excluding ignitions) |  | No Data
| Wire down event | 2. Contact from object | 2.a.d.0 | Animal contact | Distribution | Non-HFTD | [5 empty] | # risk events (excluding ignitions) |  | No Data
| Wire down event | 2. Contact from object | 2.a.d.2 | Animal contact | Distribution | HFTD Tier 2 | [5 empty] | # risk events (excluding ignitions) |  | No Data
| Wire down event | 2. Contact from object | 2.a.d.3 | Animal contact | Distribution | HFTD Tier 3 | [5 empty] | # risk events (excluding ignitions) |  | No Data
| Wire down event | 2. Contact from object | 2.a.t.0 | Animal contact | Transmission | Non-HFTD | [5 empty] | # risk events (excluding ignitions) |  | No Data
| Wire down event | 2. Contact from object | 2.a.t.2 | Animal contact | Transmission | HFTD Tier 2 | [5 empty] | # risk events (excluding ignitions) |  | No Data
| Wire down event | 2. Contact from object | 2.a.t.3 | Animal contact | Transmission | HFTD Tier 3 | [5 empty] | # risk events (excluding ignitions) |  | No Data
| Wire down event | 2. Contact from object | 2.b.d.0 | Balloon contact | Distribution | Non-HFTD | [5 empty] | # risk events (excluding ignitions) |  | No Data
| Wire down event | 2. Contact from object | 2.b.d.2 | Balloon contact | Distribution | HFTD Tier 2 | [5 empty] | # risk events (excluding ignitions) |  | No Data
| Wire down event | 2. Contact from object | 2.b.d.3 | Balloon contact | Distribution | HFTD Tier 3 | [5 empty] | # risk events (excluding ignitions) |  | No Data
| Wire down event | 2. Contact from object | 2.b.t.0 | Balloon contact | Transmission | Non-HFTD | [5 empty] | # risk events (excluding ignitions) |  | No Data
| Wire down event | 2. Contact from object | 2.b.t.2 | Balloon contact | Transmission | HFTD Tier 2 | [5 empty] | # risk events (excluding ignitions) |  | No Data
| Wire down event | 2. Contact from object | 2.b.t.3 | Balloon contact | Transmission | HFTD Tier 3 | [5 empty] | # risk events (excluding ignitions) |  | No Data
| Wire down event | 2. Contact from object | 2.c.d.0 | Land vehicle contact | Distribution | Non-HFTD | [5 empty] | # risk events (excluding ignitions) |  | No Data
| Wire down event | 2. Contact from object | 2.c.d.2 | Land vehicle contact | Distribution | HFTD Tier 2 | [5 empty] | # risk events (excluding ignitions) |  | No Data
| Wire down event | 2. Contact from object | 2.c.d.3 | Land vehicle contact | Distribution | HFTD Tier 3 | [5 empty] | # risk events (excluding ignitions) |  | No Data
| Wire down event | 2. Contact from object | 2.c.t.0 | Land vehicle contact | Transmission | Non-HFTD | [5 empty] | # risk events (excluding ignitions) |  | No Data
| Wire down event | 2. Contact from object | 2.c.t.2 | Land vehicle contact | Transmission | HFTD Tier 2 | [5 empty] | # risk events (excluding ignitions) |  | No Data
| Wire down event | 2. Contact from object | 2.c.t.3 | Land vehicle contact | Transmission | HFTD Tier 3 | [5 empty] | # risk events (excluding ignitions) |  | No Data
| Wire down event | 2. Contact from object | 2.d.d.0 | Aircraft vehicle contact | Distribution | Non-HFTD | [5 empty] | # risk events (excluding ignitions) |  | No Data
| Wire down event | 2. Contact from object | 2.d.d.2 | Aircraft vehicle contact | Distribution | HFTD Tier 2 | [5 empty] | # risk events (excluding ignitions) |  | No Data
| Wire down event | 2. Contact from object | 2.d.d.3 | Aircraft vehicle contact | Distribution | HFTD Tier 3 | [5 empty] | # risk events (excluding ignitions) |  | No Data
| Wire down event | 2. Contact from object | 2.d.t.0 | Aircraft vehicle contact | Transmission | Non-HFTD | [5 empty] | # risk events (excluding ignitions) |  | No Data
| Wire down event | 2. Contact from object | 2.d.t.2 | Aircraft vehicle contact | Transmission | HFTD Tier 2 | [5 empty] | # risk events (excluding ignitions) |  | No Data
| Wire down event | 2. Contact from object | 2.d.t.3 | Aircraft vehicle contact | Transmission | HFTD Tier 3 | [5 empty] | # risk events (excluding ignitions) |  | No Data
| Wire down event | 2. Contact from object | 2.e.d.0 | 3rd party contact | Distribution | Non-HFTD | [5 empty] | # risk events (excluding ignitions) |  | No Data
| Wire down event | 2. Contact from object | 2.e.d.2 | 3rd party contact | Distribution | HFTD Tier 2 | [5 empty] | # risk events (excluding ignitions) |  | No Data
| Wire down event | 2. Contact from object | 2.e.d.3 | 3rd party contact | Distribution | HFTD Tier 3 | [5 empty] | # risk events (excluding ignitions) |  | No Data
| Wire down event | 2. Contact from object | 2.e.t.0 | 3rd party contact | Transmission | Non-HFTD | [5 empty] | # risk events (excluding ignitions) |  | No Data
| Wire down event | 2. Contact from object | 2.e.t.2 | 3rd party contact | Transmission | HFTD Tier 2 | [5 empty] | # risk events (excluding ignitions) |  | No Data
| Wire down event | 2. Contact from object | 2.e.t.3 | 3rd party contact | Transmission | HFTD Tier 3 | [5 empty] | # risk events (excluding ignitions) |  | No Data
| Wire down event | 2. Contact from object | 2.f.d.0 | Other contact from object | Distribution | Non-HFTD | [5 empty] | # risk events (excluding ignitions) |  | No Data
| Wire down event | 2. Contact from object | 2.f.d.2 | Other contact from object | Distribution | HFTD Tier 2 | [5 empty] | # risk events (excluding ignitions) |  | No Data
| Wire down event | 2. Contact from object | 2.f.d.3 | Other contact from object | Distribution | HFTD Tier 3 | [5 empty] | # risk events (excluding ignitions) |  | No Data
| Wire down event | 2. Contact from object | 2.f.t.0 | Other contact from object | Transmission | Non-HFTD | [5 empty] | # risk events (excluding ignitions) |  | No Data
| Wire down event | 2. Contact from object | 2.f.t.2 | Other contact from object | Transmission | HFTD Tier 2 | [5 empty] | # risk events (excluding ignitions) |  | No Data
| Wire down event | 2. Contact from object | 2.f.t.3 | Other contact from object | Transmission | HFTD Tier 3 | [5 empty] | # risk events (excluding ignitions) |  | No Data
| Wire down event | 2. Contact from object | 2.g.d.0 | Unknown | Distribution | Non-HFTD | [5 empty] | # risk events (excluding ignitions) |  | No Data
| Wire down event | 2. Contact from object | 2.g.d.2 | Unknown | Distribution | HFTD Tier 2 | [5 empty] | # risk events (excluding ignitions) |  | No Data
| Wire down event | 2. Contact from object | 2.g.d.3 | Unknown | Distribution | HFTD Tier 3 | [5 empty] | # risk events (excluding ignitions) |  | No Data
| Wire down event | 2. Contact from object | 2.g.t.0 | Unknown | Transmission | Non-HFTD | [5 empty] | # risk events (excluding ignitions) |  | No Data
| Wire down event | 2. Contact from object | 2.g.t.2 | Unknown | Transmission | HFTD Tier 2 | [5 empty] | # risk events (excluding ignitions) |  | No Data
| Wire down event | 2. Contact from object | 2.g.t.3 | Unknown | Transmission | HFTD Tier 3 | [5 empty] | # risk events (excluding ignitions) |  | No Data
| Wire down event | 3. Vegetation contact | 3.a.d.0 | Vegetation contact | Distribution | Non-HFTD | [5 empty] | # risk events (excluding ignitions) |  | No Data
| Wire down event | 3. Vegetation contact | 3.a.d.2 | Vegetation contact | Distribution | HFTD Tier 2 | [5 empty] | # risk events (excluding ignitions) |  | No Data
| Wire down event | 3. Vegetation contact | 3.a.d.3 | Vegetation contact | Distribution | HFTD Tier 3 | [5 empty] | # risk events (excluding ignitions) |  | No Data
| Wire down event | 3. Vegetation contact | 3.a.t.0 | Vegetation contact | Transmission | Non-HFTD | [5 empty] | # risk events (excluding ignitions) |  | No Data
| Wire down event | 3. Vegetation contact | 3.a.t.2 | Vegetation contact | Transmission | HFTD Tier 2 | [5 empty] | # risk events (excluding ignitions) |  | No Data
| Wire down event | 3. Vegetation contact | 3.a.t.3 | Vegetation contact | Transmission | HFTD Tier 3 | [5 empty] | # risk events (excluding ignitions) |  | No Data
| Wire down event | 4. Equipment / facility failure or damage | 4.a.d.0 | Anchor/guy | Distribution | Non-HFTD | [5 empty] | # risk events (excluding ignitions) |  | No Data
| Wire down event | 4. Equipment / facility failure or damage | 4.a.d.2 | Anchor/guy | Distribution | HFTD Tier 2 | [5 empty] | # risk events (excluding ignitions) |  | No Data
| Wire down event | 4. Equipment / facility failure or damage | 4.a.d.3 | Anchor/guy | Distribution | HFTD Tier 3 | [5 empty] | # risk events (excluding ignitions) |  | No Data
| Wire down event | 4. Equipment / facility failure or damage | 4.a.t.0 | Anchor/guy | Transmission | Non-HFTD | [5 empty] | # risk events (excluding ignitions) |  | No Data
| Wire down event | 4. Equipment / facility failure or damage | 4.a.t.2 | Anchor/guy | Transmission | HFTD Tier 2 | [5 empty] | # risk events (excluding ignitions) |  | No Data
| Wire down event | 4. Equipment / facility failure or damage | 4.a.t.3 | Anchor/guy | Transmission | HFTD Tier 3 | [5 empty] | # risk events (excluding ignitions) |  | No Data
| Wire down event | 4. Equipment / facility failure or damage | 4.b.d.0 | Capacitor bank | Distribution | Non-HFTD | [5 empty] | # risk events (excluding ignitions) |  | No Data
| Wire down event | 4. Equipment / facility failure or damage | 4.b.d.2 | Capacitor bank | Distribution | HFTD Tier 2 | [5 empty] | # risk events (excluding ignitions) |  | No Data
| Wire down event | 4. Equipment / facility failure or damage | 4.b.d.3 | Capacitor bank | Distribution | HFTD Tier 3 | [5 empty] | # risk events (excluding ignitions) |  | No Data
| Wire down event | 4. Equipment / facility failure or damage | 4.b.t.0 | Capacitor bank | Transmission | Non-HFTD | [5 empty] | # risk events (excluding ignitions) |  | No Data
| Wire down event | 4. Equipment / facility failure or damage | 4.b.t.2 | Capacitor bank | Transmission | HFTD Tier 2 | [5 empty] | # risk events (excluding ignitions) |  | No Data
| Wire down event | 4. Equipment / facility failure or damage | 4.b.t.3 | Capacitor bank | Transmission | HFTD Tier 3 | [5 empty] | # risk events (excluding ignitions) |  | No Data
| Wire down event | 4. Equipment / facility failure or damage | 4.c.d.0 | Conductor | Distribution | Non-HFTD | [5 empty] | # risk events (excluding ignitions) |  | No Data
| Wire down event | 4. Equipment / facility failure or damage | 4.c.d.2 | Conductor | Distribution | HFTD Tier 2 | [5 empty] | # risk events (excluding ignitions) |  | No Data
| Wire down event | 4. Equipment / facility failure or damage | 4.c.d.3 | Conductor | Distribution | HFTD Tier 3 | [5 empty] | # risk events (excluding ignitions) |  | No Data
| Wire down event | 4. Equipment / facility failure or damage | 4.c.t.0 | Conductor | Transmission | Non-HFTD | [5 empty] | # risk events (excluding ignitions) |  | No Data
| Wire down event | 4. Equipment / facility failure or damage | 4.c.t.2 | Conductor | Transmission | HFTD Tier 2 | [5 empty] | # risk events (excluding ignitions) |  | No Data
| Wire down event | 4. Equipment / facility failure or damage | 4.c.t.3 | Conductor | Transmission | HFTD Tier 3 | [5 empty] | # risk events (excluding ignitions) |  | No Data
| Wire down event | 4. Equipment / facility failure or damage | 4.d.d.0 | Connector device | Distribution | Non-HFTD | [5 empty] | # risk events (excluding ignitions) |  | No Data
| Wire down event | 4. Equipment / facility failure or damage | 4.d.d.2 | Connector device | Distribution | HFTD Tier 2 | [5 empty] | # risk events (excluding ignitions) |  | No Data
| Wire down event | 4. Equipment / facility failure or damage | 4.d.d.3 | Connector device | Distribution | HFTD Tier 3 | [5 empty] | # risk events (excluding ignitions) |  | No Data
| Wire down event | 4. Equipment / facility failure or damage | 4.d.t.0 | Connector device | Transmission | Non-HFTD | [5 empty] | # risk events (excluding ignitions) |  | No Data
| Wire down event | 4. Equipment / facility failure or damage | 4.d.t.2 | Connector device | Transmission | HFTD Tier 2 | [5 empty] | # risk events (excluding ignitions) |  | No Data
| Wire down event | 4. Equipment / facility failure or damage | 4.d.t.3 | Connector device | Transmission | HFTD Tier 3 | [5 empty] | # risk events (excluding ignitions) |  | No Data
| Wire down event | 4. Equipment / facility failure or damage | 4.e.d.0 | Crossarm | Distribution | Non-HFTD | [5 empty] | # risk events (excluding ignitions) |  | No Data
| Wire down event | 4. Equipment / facility failure or damage | 4.e.d.2 | Crossarm | Distribution | HFTD Tier 2 | [5 empty] | # risk events (excluding ignitions) |  | No Data
| Wire down event | 4. Equipment / facility failure or damage | 4.e.d.3 | Crossarm | Distribution | HFTD Tier 3 | [5 empty] | # risk events (excluding ignitions) |  | No Data
| Wire down event | 4. Equipment / facility failure or damage | 4.e.t.0 | Crossarm | Transmission | Non-HFTD | [5 empty] | # risk events (excluding ignitions) |  | No Data
| Wire down event | 4. Equipment / facility failure or damage | 4.e.t.2 | Crossarm | Transmission | HFTD Tier 2 | [5 empty] | # risk events (excluding ignitions) |  | No Data
| Wire down event | 4. Equipment / facility failure or damage | 4.e.t.3 | Crossarm | Transmission | HFTD Tier 3 | [5 empty] | # risk events (excluding ignitions) |  | No Data
| Wire down event | 4. Equipment / facility failure or damage | 4.f.d.0 | Fuse | Distribution | Non-HFTD | [5 empty] | # risk events (excluding ignitions) |  | No Data
| Wire down event | 4. Equipment / facility failure or damage | 4.f.d.2 | Fuse | Distribution | HFTD Tier 2 | [5 empty] | # risk events (excluding ignitions) |  | No Data
| Wire down event | 4. Equipment / facility failure or damage | 4.f.d.3 | Fuse | Distribution | HFTD Tier 3 | [5 empty] | # risk events (excluding ignitions) |  | No Data
| Wire down event | 4. Equipment / facility failure or damage | 4.f.t.0 | Fuse | Transmission | Non-HFTD | [5 empty] | # risk events (excluding ignitions) |  | No Data
| Wire down event | 4. Equipment / facility failure or damage | 4.f.t.2 | Fuse | Transmission | HFTD Tier 2 | [5 empty] | # risk events (excluding ignitions) |  | No Data
| Wire down event | 4. Equipment / facility failure or damage | 4.f.t.3 | Fuse | Transmission | HFTD Tier 3 | [5 empty] | # risk events (excluding ignitions) |  | No Data
| Wire down event | 4. Equipment / facility failure or damage | 4.g.d.0 | Cutout | Distribution | Non-HFTD | [5 empty] | # risk events (excluding ignitions) |  | No Data
| Wire down event | 4. Equipment / facility failure or damage | 4.g.d.2 | Cutout | Distribution | HFTD Tier 2 | [5 empty] | # risk events (excluding ignitions) |  | No Data
| Wire down event | 4. Equipment / facility failure or damage | 4.g.d.3 | Cutout | Distribution | HFTD Tier 3 | [5 empty] | # risk events (excluding ignitions) |  | No Data
| Wire down event | 4. Equipment / facility failure or damage | 4.g.t.0 | Cutout | Transmission | Non-HFTD | [5 empty] | # risk events (excluding ignitions) |  | No Data
| Wire down event | 4. Equipment / facility failure or damage | 4.g.t.2 | Cutout | Transmission | HFTD Tier 2 | [5 empty] | # risk events (excluding ignitions) |  | No Data
| Wire down event | 4. Equipment / facility failure or damage | 4.g.t.3 | Cutout | Transmission | HFTD Tier 3 | [5 empty] | # risk events (excluding ignitions) |  | No Data
| Wire down event | 4. Equipment / facility failure or damage | 4.h.d.0 | Insulator and bushing | Distribution | Non-HFTD | [5 empty] | # risk events (excluding ignitions) |  | No Data
| Wire down event | 4. Equipment / facility failure or damage | 4.h.d.2 | Insulator and bushing | Distribution | HFTD Tier 2 | [5 empty] | # risk events (excluding ignitions) |  | No Data
| Wire down event | 4. Equipment / facility failure or damage | 4.h.d.3 | Insulator and bushing | Distribution | HFTD Tier 3 | [5 empty] | # risk events (excluding ignitions) |  | No Data
| Wire down event | 4. Equipment / facility failure or damage | 4.h.t.0 | Insulator and bushing | Transmission | Non-HFTD | [5 empty] | # risk events (excluding ignitions) |  | No Data
| Wire down event | 4. Equipment / facility failure or damage | 4.h.t.2 | Insulator and bushing | Transmission | HFTD Tier 2 | [5 empty] | # risk events (excluding ignitions) |  | No Data
| Wire down event | 4. Equipment / facility failure or damage | 4.h.t.3 | Insulator and bushing | Transmission | HFTD Tier 3 | [5 empty] | # risk events (excluding ignitions) |  | No Data
| Wire down event | 4. Equipment / facility failure or damage | 4.i.d.0 | Lightning arrester | Distribution | Non-HFTD | [5 empty] | # risk events (excluding ignitions) |  | No Data
| Wire down event | 4. Equipment / facility failure or damage | 4.i.d.2 | Lightning arrester | Distribution | HFTD Tier 2 | [5 empty] | # risk events (excluding ignitions) |  | No Data
| Wire down event | 4. Equipment / facility failure or damage | 4.i.d.3 | Lightning arrester | Distribution | HFTD Tier 3 | [5 empty] | # risk events (excluding ignitions) |  | No Data
| Wire down event | 4. Equipment / facility failure or damage | 4.i.t.0 | Lightning arrester | Transmission | Non-HFTD | [5 empty] | # risk events (excluding ignitions) |  | No Data
| Wire down event | 4. Equipment / facility failure or damage | 4.i.t.2 | Lightning arrester | Transmission | HFTD Tier 2 | [5 empty] | # risk events (excluding ignitions) |  | No Data
| Wire down event | 4. Equipment / facility failure or damage | 4.i.t.3 | Lightning arrester | Transmission | HFTD Tier 3 | [5 empty] | # risk events (excluding ignitions) |  | No Data
| Wire down event | 4. Equipment / facility failure or damage | 4.j.d.0 | Pole | Distribution | Non-HFTD | [5 empty] | # risk events (excluding ignitions) |  | No Data
| Wire down event | 4. Equipment / facility failure or damage | 4.j.d.2 | Pole | Distribution | HFTD Tier 2 | [5 empty] | # risk events (excluding ignitions) |  | No Data
| Wire down event | 4. Equipment / facility failure or damage | 4.j.d.3 | Pole | Distribution | HFTD Tier 3 | [5 empty] | # risk events (excluding ignitions) |  | No Data
| Wire down event | 4. Equipment / facility failure or damage | 4.j.t.0 | Pole | Transmission | Non-HFTD | [5 empty] | # risk events (excluding ignitions) |  | No Data
| Wire down event | 4. Equipment / facility failure or damage | 4.j.t.2 | Pole | Transmission | HFTD Tier 2 | [5 empty] | # risk events (excluding ignitions) |  | No Data
| Wire down event | 4. Equipment / facility failure or damage | 4.j.t.3 | Pole | Transmission | HFTD Tier 3 | [5 empty] | # risk events (excluding ignitions) |  | No Data
| Wire down event | 4. Equipment / facility failure or damage | 4.k.d.0 | Recloser | Distribution | Non-HFTD | [5 empty] | # risk events (excluding ignitions) |  | No Data
| Wire down event | 4. Equipment / facility failure or damage | 4.k.d.2 | Recloser | Distribution | HFTD Tier 2 | [5 empty] | # risk events (excluding ignitions) |  | No Data
| Wire down event | 4. Equipment / facility failure or damage | 4.k.d.3 | Recloser | Distribution | HFTD Tier 3 | [5 empty] | # risk events (excluding ignitions) |  | No Data
| Wire down event | 4. Equipment / facility failure or damage | 4.k.t.0 | Recloser | Transmission | Non-HFTD | [5 empty] | # risk events (excluding ignitions) |  | No Data
| Wire down event | 4. Equipment / facility failure or damage | 4.k.t.2 | Recloser | Transmission | HFTD Tier 2 | [5 empty] | # risk events (excluding ignitions) |  | No Data
| Wire down event | 4. Equipment / facility failure or damage | 4.k.t.3 | Recloser | Transmission | HFTD Tier 3 | [5 empty] | # risk events (excluding ignitions) |  | No Data
| Wire down event | 4. Equipment / facility failure or damage | 4.l.d.0 | Relay | Distribution | Non-HFTD | [5 empty] | # risk events (excluding ignitions) |  | No Data
| Wire down event | 4. Equipment / facility failure or damage | 4.l.d.2 | Relay | Distribution | HFTD Tier 2 | [5 empty] | # risk events (excluding ignitions) |  | No Data
| Wire down event | 4. Equipment / facility failure or damage | 4.l.d.3 | Relay | Distribution | HFTD Tier 3 | [5 empty] | # risk events (excluding ignitions) |  | No Data
| Wire down event | 4. Equipment / facility failure or damage | 4.l.t.0 | Relay | Transmission | Non-HFTD | [5 empty] | # risk events (excluding ignitions) |  | No Data
| Wire down event | 4. Equipment / facility failure or damage | 4.l.t.2 | Relay | Transmission | HFTD Tier 2 | [5 empty] | # risk events (excluding ignitions) |  | No Data
| Wire down event | 4. Equipment / facility failure or damage | 4.l.t.3 | Relay | Transmission | HFTD Tier 3 | [5 empty] | # risk events (excluding ignitions) |  | No Data
| Wire down event | 4. Equipment / facility failure or damage | 4.m.d.0 | Sectionalizer | Distribution | Non-HFTD | [5 empty] | # risk events (excluding ignitions) |  | No Data
| Wire down event | 4. Equipment / facility failure or damage | 4.m.d.2 | Sectionalizer | Distribution | HFTD Tier 2 | [5 empty] | # risk events (excluding ignitions) |  | No Data
| Wire down event | 4. Equipment / facility failure or damage | 4.m.d.3 | Sectionalizer | Distribution | HFTD Tier 3 | [5 empty] | # risk events (excluding ignitions) |  | No Data
| Wire down event | 4. Equipment / facility failure or damage | 4.m.t.0 | Sectionalizer | Transmission | Non-HFTD | [5 empty] | # risk events (excluding ignitions) |  | No Data
| Wire down event | 4. Equipment / facility failure or damage | 4.m.t.2 | Sectionalizer | Transmission | HFTD Tier 2 | [5 empty] | # risk events (excluding ignitions) |  | No Data
| Wire down event | 4. Equipment / facility failure or damage | 4.m.t.3 | Sectionalizer | Transmission | HFTD Tier 3 | [5 empty] | # risk events (excluding ignitions) |  | No Data
| Wire down event | 4. Equipment / facility failure or damage | 4.n.d.0 | Splice | Distribution | Non-HFTD | [5 empty] | # risk events (excluding ignitions) |  | No Data
| Wire down event | 4. Equipment / facility failure or damage | 4.n.d.2 | Splice | Distribution | HFTD Tier 2 | [5 empty] | # risk events (excluding ignitions) |  | No Data
| Wire down event | 4. Equipment / facility failure or damage | 4.n.d.3 | Splice | Distribution | HFTD Tier 3 | [5 empty] | # risk events (excluding ignitions) |  | No Data
| Wire down event | 4. Equipment / facility failure or damage | 4.n.t.0 | Splice | Transmission | Non-HFTD | [5 empty] | # risk events (excluding ignitions) |  | No Data
| Wire down event | 4. Equipment / facility failure or damage | 4.n.t.2 | Splice | Transmission | HFTD Tier 2 | [5 empty] | # risk events (excluding ignitions) |  | No Data
| Wire down event | 4. Equipment / facility failure or damage | 4.n.t.3 | Splice | Transmission | HFTD Tier 3 | [5 empty] | # risk events (excluding ignitions) |  | No Data
| Wire down event | 4. Equipment / facility failure or damage | 4.o.d.0 | Switch | Distribution | Non-HFTD | [5 empty] | # risk events (excluding ignitions) |  | No Data
| Wire down event | 4. Equipment / facility failure or damage | 4.o.d.2 | Switch | Distribution | HFTD Tier 2 | [5 empty] | # risk events (excluding ignitions) |  | No Data
| Wire down event | 4. Equipment / facility failure or damage | 4.o.d.3 | Switch | Distribution | HFTD Tier 3 | [5 empty] | # risk events (excluding ignitions) |  | No Data
| Wire down event | 4. Equipment / facility failure or damage | 4.o.t.0 | Switch | Transmission | Non-HFTD | [5 empty] | # risk events (excluding ignitions) |  | No Data
| Wire down event | 4. Equipment / facility failure or damage | 4.o.t.2 | Switch | Transmission | HFTD Tier 2 | [5 empty] | # risk events (excluding ignitions) |  | No Data
| Wire down event | 4. Equipment / facility failure or damage | 4.o.t.3 | Switch | Transmission | HFTD Tier 3 | [5 empty] | # risk events (excluding ignitions) |  | No Data
| Wire down event | 4. Equipment / facility failure or damage | 4.p.d.0 | Tap | Distribution | Non-HFTD | [5 empty] | # risk events (excluding ignitions) |  | No Data
| Wire down event | 4. Equipment / facility failure or damage | 4.p.d.2 | Tap | Distribution | HFTD Tier 2 | [5 empty] | # risk events (excluding ignitions) |  | No Data
| Wire down event | 4. Equipment / facility failure or damage | 4.p.d.3 | Tap | Distribution | HFTD Tier 3 | [5 empty] | # risk events (excluding ignitions) |  | No Data
| Wire down event | 4. Equipment / facility failure or damage | 4.p.t.0 | Tap | Transmission | Non-HFTD | [5 empty] | # risk events (excluding ignitions) |  | No Data
| Wire down event | 4. Equipment / facility failure or damage | 4.p.t.2 | Tap | Transmission | HFTD Tier 2 | [5 empty] | # risk events (excluding ignitions) |  | No Data
| Wire down event | 4. Equipment / facility failure or damage | 4.p.t.3 | Tap | Transmission | HFTD Tier 3 | [5 empty] | # risk events (excluding ignitions) |  | No Data
| Wire down event | 4. Equipment / facility failure or damage | 4.q.d.0 | Tie wire | Distribution | Non-HFTD | [5 empty] | # risk events (excluding ignitions) |  | No Data
| Wire down event | 4. Equipment / facility failure or damage | 4.q.d.2 | Tie wire | Distribution | HFTD Tier 2 | [5 empty] | # risk events (excluding ignitions) |  | No Data
| Wire down event | 4. Equipment / facility failure or damage | 4.q.d.3 | Tie wire | Distribution | HFTD Tier 3 | [5 empty] | # risk events (excluding ignitions) |  | No Data
| Wire down event | 4. Equipment / facility failure or damage | 4.q.t.0 | Tie wire | Transmission | Non-HFTD | [5 empty] | # risk events (excluding ignitions) |  | No Data
| Wire down event | 4. Equipment / facility failure or damage | 4.q.t.2 | Tie wire | Transmission | HFTD Tier 2 | [5 empty] | # risk events (excluding ignitions) |  | No Data
| Wire down event | 4. Equipment / facility failure or damage | 4.q.t.3 | Tie wire | Transmission | HFTD Tier 3 | [5 empty] | # risk events (excluding ignitions) |  | No Data
| Wire down event | 4. Equipment / facility failure or damage | 4.r.d.0 | Transformer | Distribution | Non-HFTD | [5 empty] | # risk events (excluding ignitions) |  | No Data
| Wire down event | 4. Equipment / facility failure or damage | 4.r.d.2 | Transformer | Distribution | HFTD Tier 2 | [5 empty] | # risk events (excluding ignitions) |  | No Data
| Wire down event | 4. Equipment / facility failure or damage | 4.r.d.3 | Transformer | Distribution | HFTD Tier 3 | [5 empty] | # risk events (excluding ignitions) |  | No Data
| Wire down event | 4. Equipment / facility failure or damage | 4.r.t.0 | Transformer | Transmission | Non-HFTD | [5 empty] | # risk events (excluding ignitions) |  | No Data
| Wire down event | 4. Equipment / facility failure or damage | 4.r.t.2 | Transformer | Transmission | HFTD Tier 2 | [5 empty] | # risk events (excluding ignitions) |  | No Data
| Wire down event | 4. Equipment / facility failure or damage | 4.r.t.3 | Transformer | Transmission | HFTD Tier 3 | [5 empty] | # risk events (excluding ignitions) |  | No Data
| Wire down event | 4. Equipment / facility failure or damage | 4.s.d.0 | Voltage regulator/booster | Distribution | Non-HFTD | [5 empty] | # risk events (excluding ignitions) |  | No Data
| Wire down event | 4. Equipment / facility failure or damage | 4.s.d.2 | Voltage regulator/booster | Distribution | HFTD Tier 2 | [5 empty] | # risk events (excluding ignitions) |  | No Data
| Wire down event | 4. Equipment / facility failure or damage | 4.s.d.3 | Voltage regulator/booster | Distribution | HFTD Tier 3 | [5 empty] | # risk events (excluding ignitions) |  | No Data
| Wire down event | 4. Equipment / facility failure or damage | 4.s.t.0 | Voltage regulator/booster | Transmission | Non-HFTD | [5 empty] | # risk events (excluding ignitions) |  | No Data
| Wire down event | 4. Equipment / facility failure or damage | 4.s.t.2 | Voltage regulator/booster | Transmission | HFTD Tier 2 | [5 empty] | # risk events (excluding ignitions) |  | No Data
| Wire down event | 4. Equipment / facility failure or damage | 4.s.t.3 | Voltage regulator/booster | Transmission | HFTD Tier 3 | [5 empty] | # risk events (excluding ignitions) |  | No Data
| Wire down event | 4. Equipment / facility failure or damage | 4.t.d.0 | Unknown | Distribution | Non-HFTD | [5 empty] | # risk events (excluding ignitions) |  | No Data
| Wire down event | 4. Equipment / facility failure or damage | 4.t.d.2 | Unknown | Distribution | HFTD Tier 2 | [5 empty] | # risk events (excluding ignitions) |  | No Data
| Wire down event | 4. Equipment / facility failure or damage | 4.t.d.3 | Unknown | Distribution | HFTD Tier 3 | [5 empty] | # risk events (excluding ignitions) |  | No Data
| Wire down event | 4. Equipment / facility failure or damage | 4.t.t.0 | Unknown | Transmission | Non-HFTD | [5 empty] | # risk events (excluding ignitions) |  | No Data
| Wire down event | 4. Equipment / facility failure or damage | 4.t.t.2 | Unknown | Transmission | HFTD Tier 2 | [5 empty] | # risk events (excluding ignitions) |  | No Data
| Wire down event | 4. Equipment / facility failure or damage | 4.t.t.3 | Unknown | Transmission | HFTD Tier 3 | [5 empty] | # risk events (excluding ignitions) |  | No Data
| Wire down event | 4. Equipment / facility failure or damage | 4.u.d.0 | Other | Distribution | Non-HFTD | [5 empty] | # risk events (excluding ignitions) |  | No Data
| Wire down event | 4. Equipment / facility failure or damage | 4.u.d.2 | Other | Distribution | HFTD Tier 2 | [5 empty] | # risk events (excluding ignitions) |  | No Data
| Wire down event | 4. Equipment / facility failure or damage | 4.u.d.3 | Other | Distribution | HFTD Tier 3 | [5 empty] | # risk events (excluding ignitions) |  | No Data
| Wire down event | 4. Equipment / facility failure or damage | 4.u.t.0 | Other | Transmission | Non-HFTD | [5 empty] | # risk events (excluding ignitions) |  | No Data
| Wire down event | 4. Equipment / facility failure or damage | 4.u.t.2 | Other | Transmission | HFTD Tier 2 | [5 empty] | # risk events (excluding ignitions) |  | No Data
| Wire down event | 4. Equipment / facility failure or damage | 4.u.t.3 | Other | Transmission | HFTD Tier 3 | [5 empty] | # risk events (excluding ignitions) |  | No Data
| Wire down event | 5. Wire-to-wire contact | 5.a.d.0 | Wire-to-wire contact | Distribution | Non-HFTD | [5 empty] | # risk events (excluding ignitions) |  | No Data
| Wire down event | 5. Wire-to-wire contact | 5.a.d.2 | Wire-to-wire contact | Distribution | HFTD Tier 2 | [5 empty] | # risk events (excluding ignitions) |  | No Data
| Wire down event | 5. Wire-to-wire contact | 5.a.d.3 | Wire-to-wire contact | Distribution | HFTD Tier 3 | [5 empty] | # risk events (excluding ignitions) |  | No Data
| Wire down event | 5. Wire-to-wire contact | 5.a.t.0 | Wire-to-wire contact | Transmission | Non-HFTD | [5 empty] | # risk events (excluding ignitions) |  | No Data
| Wire down event | 5. Wire-to-wire contact | 5.a.t.2 | Wire-to-wire contact | Transmission | HFTD Tier 2 | [5 empty] | # risk events (excluding ignitions) |  | No Data
| Wire down event | 5. Wire-to-wire contact | 5.a.t.3 | Wire-to-wire contact | Transmission | HFTD Tier 3 | [5 empty] | # risk events (excluding ignitions) |  | No Data
| Wire down event | 6. Contamination | 6.a.d.0 | Contamination | Distribution | Non-HFTD | [5 empty] | # risk events (excluding ignitions) |  | No Data
| Wire down event | 6. Contamination | 6.a.d.2 | Contamination | Distribution | HFTD Tier 2 | [5 empty] | # risk events (excluding ignitions) |  | No Data
| Wire down event | 6. Contamination | 6.a.d.3 | Contamination | Distribution | HFTD Tier 3 | [5 empty] | # risk events (excluding ignitions) |  | No Data
| Wire down event | 6. Contamination | 6.a.t.0 | Contamination | Transmission | Non-HFTD | [5 empty] | # risk events (excluding ignitions) |  | No Data
| Wire down event | 6. Contamination | 6.a.t.2 | Contamination | Transmission | HFTD Tier 2 | [5 empty] | # risk events (excluding ignitions) |  | No Data
| Wire down event | 6. Contamination | 6.a.t.3 | Contamination | Transmission | HFTD Tier 3 | [5 empty] | # risk events (excluding ignitions) |  | No Data
| Wire down event | 7. Vandalism/theft | 7.a.d.0 | Vandalism/theft | Distribution | Non-HFTD | [5 empty] | # risk events (excluding ignitions) |  | No Data
| Wire down event | 7. Vandalism/theft | 7.a.d.2 | Vandalism/theft | Distribution | HFTD Tier 2 | [5 empty] | # risk events (excluding ignitions) |  | No Data
| Wire down event | 7. Vandalism/theft | 7.a.d.3 | Vandalism/theft | Distribution | HFTD Tier 3 | [5 empty] | # risk events (excluding ignitions) |  | No Data
| Wire down event | 7. Vandalism/theft | 7.a.t.0 | Vandalism/theft | Transmission | Non-HFTD | [5 empty] | # risk events (excluding ignitions) |  | No Data
| Wire down event | 7. Vandalism/theft | 7.a.t.2 | Vandalism/theft | Transmission | HFTD Tier 2 | [5 empty] | # risk events (excluding ignitions) |  | No Data
| Wire down event | 7. Vandalism/theft | 7.a.t.3 | Vandalism/theft | Transmission | HFTD Tier 3 | [5 empty] | # risk events (excluding ignitions) |  | No Data
| Wire down event | 8. Lightning | 8.a.d.0 | Lightning | Distribution | Non-HFTD | [5 empty] | # risk events (excluding ignitions) |  | No Data
| Wire down event | 8. Lightning | 8.a.d.2 | Lightning | Distribution | HFTD Tier 2 | [5 empty] | # risk events (excluding ignitions) |  | No Data
| Wire down event | 8. Lightning | 8.a.d.3 | Lightning | Distribution | HFTD Tier 3 | [5 empty] | # risk events (excluding ignitions) |  | No Data
| Wire down event | 8. Lightning | 8.a.t.0 | Lightning | Transmission | Non-HFTD | [5 empty] | # risk events (excluding ignitions) |  | No Data
| Wire down event | 8. Lightning | 8.a.t.2 | Lightning | Transmission | HFTD Tier 2 | [5 empty] | # risk events (excluding ignitions) |  | No Data
| Wire down event | 8. Lightning | 8.a.t.3 | Lightning | Transmission | HFTD Tier 3 | [5 empty] | # risk events (excluding ignitions) |  | No Data
| Wire down event | 9. Unknown | 9.a.d.0 | Unknown | Distribution | Non-HFTD | [5 empty] | # risk events (excluding ignitions) |  | No Data
| Wire down event | 9. Unknown | 9.a.d.2 | Unknown | Distribution | HFTD Tier 2 | [5 empty] | # risk events (excluding ignitions) |  | No Data
| Wire down event | 9. Unknown | 9.a.d.3 | Unknown | Distribution | HFTD Tier 3 | [5 empty] | # risk events (excluding ignitions) |  | No Data
| Wire down event | 9. Unknown | 9.a.t.0 | Unknown | Transmission | Non-HFTD | [5 empty] | # risk events (excluding ignitions) |  | No Data
| Wire down event | 9. Unknown | 9.a.t.2 | Unknown | Transmission | HFTD Tier 2 | [5 empty] | # risk events (excluding ignitions) |  | No Data
| Wire down event | 9. Unknown | 9.a.t.3 | Unknown | Transmission | HFTD Tier 3 | [5 empty] | # risk events (excluding ignitions) |  | No Data
| Wire down event | 10. Other | 10.a.d.0 | All Other | Distribution | Non-HFTD | [5 empty] | # risk events (excluding ignitions) |  | No Data
| Wire down event | 10. Other | 10.a.d.2 | All Other | Distribution | HFTD Tier 2 | [5 empty] | # risk events (excluding ignitions) |  | No Data
| Wire down event | 10. Other | 10.a.d.3 | All Other | Distribution | HFTD Tier 3 | [5 empty] | # risk events (excluding ignitions) |  | No Data
| Wire down event | 10. Other | 10.a.t.0 | All Other | Transmission | Non-HFTD | [5 empty] | # risk events (excluding ignitions) |  | No Data
| Wire down event | 10. Other | 10.a.t.2 | All Other | Transmission | HFTD Tier 2 | [5 empty] | # risk events (excluding ignitions) |  | No Data
| Wire down event | 10. Other | 10.a.t.3 | All Other | Transmission | HFTD Tier 3 | [5 empty] | # risk events (excluding ignitions) |  | No Data
x | Unplanned Outage | 11. Dig-in | 11.a.d.0 | Dig-in | Distribution | Non-HFTD | [5 empty] | # risk events (excluding ignitions) |  | No Data
| Unplanned Outage | 11. Dig-in | 11.a.d.2 | Dig-in | Distribution | HFTD Tier 2 | [5 empty] | # risk events (excluding ignitions) |  | No Data
| Unplanned Outage | 11. Dig-in | 11.a.d.3 | Dig-in | Distribution | HFTD Tier 3 | [5 empty] | # risk events (excluding ignitions) |  | No Data
| Unplanned Outage | 11. Dig-in | 11.a.t.0 | Dig-in | Transmission | Non-HFTD | [5 empty] | # risk events (excluding ignitions) |  | No Data
| Unplanned Outage | 11. Dig-in | 11.a.t.2 | Dig-in | Transmission | HFTD Tier 2 | [5 empty] | # risk events (excluding ignitions) |  | No Data
| Unplanned Outage | 11. Dig-in | 11.a.t.3 | Dig-in | Transmission | HFTD Tier 3 | [5 empty] | # risk events (excluding ignitions) |  | No Data
| Unplanned Outage | 12. Fire | 12.a.d.0 | Fire | Distribution | Non-HFTD | [5 empty] | # risk events (excluding ignitions) |  | No Data
| Unplanned Outage | 12. Fire | 12.a.d.2 | Fire | Distribution | HFTD Tier 2 | [5 empty] | # risk events (excluding ignitions) |  | No Data
| Unplanned Outage | 12. Fire | 12.a.d.3 | Fire | Distribution | HFTD Tier 3 | [5 empty] | # risk events (excluding ignitions) |  | No Data
| Unplanned Outage | 12. Fire | 12.a.t.0 | Fire | Transmission | Non-HFTD | [5 empty] | # risk events (excluding ignitions) |  | No Data
| Unplanned Outage | 12. Fire | 12.a.t.2 | Fire | Transmission | HFTD Tier 2 | [5 empty] | # risk events (excluding ignitions) |  | No Data
| Unplanned Outage | 12. Fire | 12.a.t.3 | Fire | Transmission | HFTD Tier 3 | [5 empty] | # risk events (excluding ignitions) |  | No Data
| Unplanned Outage | 13. Object contact | 13.a.d.0 | Animal contact | Distribution | Non-HFTD | [5 empty] | # risk events (excluding ignitions) |  | No Data
| Unplanned Outage | 13. Object contact | 13.a.d.2 | Animal contact | Distribution | HFTD Tier 2 | [5 empty] | # risk events (excluding ignitions) |  | No Data
| Unplanned Outage | 13. Object contact | 13.a.d.3 | Animal contact | Distribution | HFTD Tier 3 | [5 empty] | # risk events (excluding ignitions) |  | No Data
| Unplanned Outage | 13. Object contact | 13.a.t.0 | Animal contact | Transmission | Non-HFTD | [5 empty] | # risk events (excluding ignitions) |  | No Data
| Unplanned Outage | 13. Object contact | 13.a.t.2 | Animal contact | Transmission | HFTD Tier 2 | [5 empty] | # risk events (excluding ignitions) |  | No Data
| Unplanned Outage | 13. Object contact | 13.a.t.3 | Animal contact | Transmission | HFTD Tier 3 | [5 empty] | # risk events (excluding ignitions) |  | No Data
| Unplanned Outage | 13. Object contact | 13.b.d.0 | Balloon contact | Distribution | Non-HFTD | [5 empty] | # risk events (excluding ignitions) |  | No Data
| Unplanned Outage | 13. Object contact | 13.b.d.2 | Balloon contact | Distribution | HFTD Tier 2 | [5 empty] | # risk events (excluding ignitions) |  | No Data
| Unplanned Outage | 13. Object contact | 13.b.d.3 | Balloon contact | Distribution | HFTD Tier 3 | [5 empty] | # risk events (excluding ignitions) |  | No Data
| Unplanned Outage | 13. Object contact | 13.b.t.0 | Balloon contact | Transmission | Non-HFTD | [5 empty] | # risk events (excluding ignitions) |  | No Data
| Unplanned Outage | 13. Object contact | 13.b.t.2 | Balloon contact | Transmission | HFTD Tier 2 | [5 empty] | # risk events (excluding ignitions) |  | No Data
| Unplanned Outage | 13. Object contact | 13.b.t.3 | Balloon contact | Transmission | HFTD Tier 3 | [5 empty] | # risk events (excluding ignitions) |  | No Data
| Unplanned Outage | 13. Object contact | 13.c.d.0 | Land vehicle contact | Distribution | Non-HFTD | [5 empty] | # risk events (excluding ignitions) |  | No Data
| Unplanned Outage | 13. Object contact | 13.c.d.2 | Land vehicle contact | Distribution | HFTD Tier 2 | [5 empty] | # risk events (excluding ignitions) |  | No Data
| Unplanned Outage | 13. Object contact | 13.c.d.3 | Land vehicle contact | Distribution | HFTD Tier 3 | [5 empty] | # risk events (excluding ignitions) |  | No Data
| Unplanned Outage | 13. Object contact | 13.c.t.0 | Land vehicle contact | Transmission | Non-HFTD | [5 empty] | # risk events (excluding ignitions) |  | No Data
| Unplanned Outage | 13. Object contact | 13.c.t.2 | Land vehicle contact | Transmission | HFTD Tier 2 | [5 empty] | # risk events (excluding ignitions) |  | No Data
| Unplanned Outage | 13. Object contact | 13.c.t.3 | Land vehicle contact | Transmission | HFTD Tier 3 | [5 empty] | # risk events (excluding ignitions) |  | No Data
| Unplanned Outage | 13. Object contact | 13.d.d.0 | Aircraft vehicle contact | Distribution | Non-HFTD | [5 empty] | # risk events (excluding ignitions) |  | No Data
| Unplanned Outage | 13. Object contact | 13.d.d.2 | Aircraft vehicle contact | Distribution | HFTD Tier 2 | [5 empty] | # risk events (excluding ignitions) |  | No Data
| Unplanned Outage | 13. Object contact | 13.d.d.3 | Aircraft vehicle contact | Distribution | HFTD Tier 3 | [5 empty] | # risk events (excluding ignitions) |  | No Data
| Unplanned Outage | 13. Object contact | 13.d.t.0 | Aircraft vehicle contact | Transmission | Non-HFTD | [5 empty] | # risk events (excluding ignitions) |  | No Data
| Unplanned Outage | 13. Object contact | 13.d.t.2 | Aircraft vehicle contact | Transmission | HFTD Tier 2 | [5 empty] | # risk events (excluding ignitions) |  | No Data
| Unplanned Outage | 13. Object contact | 13.d.t.3 | Aircraft vehicle contact | Transmission | HFTD Tier 3 | [5 empty] | # risk events (excluding ignitions) |  | No Data
| Unplanned Outage | 13. Object contact | 13.e.d.0 | 3rd party contact | Distribution | Non-HFTD | [5 empty] | # risk events (excluding ignitions) |  | No Data
| Unplanned Outage | 13. Object contact | 13.e.d.2 | 3rd party contact | Distribution | HFTD Tier 2 | [5 empty] | # risk events (excluding ignitions) |  | No Data
| Unplanned Outage | 13. Object contact | 13.e.d.3 | 3rd party contact | Distribution | HFTD Tier 3 | [5 empty] | # risk events (excluding ignitions) |  | No Data
| Unplanned Outage | 13. Object contact | 13.e.t.0 | 3rd party contact | Transmission | Non-HFTD | [5 empty] | # risk events (excluding ignitions) |  | No Data
| Unplanned Outage | 13. Object contact | 13.e.t.2 | 3rd party contact | Transmission | HFTD Tier 2 | [5 empty] | # risk events (excluding ignitions) |  | No Data
| Unplanned Outage | 13. Object contact | 13.e.t.3 | 3rd party contact | Transmission | HFTD Tier 3 | [5 empty] | # risk events (excluding ignitions) |  | No Data
| Unplanned Outage | 13. Object contact | 13.f.d.0 | Other | Distribution | Non-HFTD | [5 empty] | # risk events (excluding ignitions) |  | No Data
| Unplanned Outage | 13. Object contact | 13.f.d.2 | Other | Distribution | HFTD Tier 2 | [5 empty] | # risk events (excluding ignitions) |  | No Data
| Unplanned Outage | 13. Object contact | 13.f.d.3 | Other | Distribution | HFTD Tier 3 | [5 empty] | # risk events (excluding ignitions) |  | No Data
| Unplanned Outage | 13. Object contact | 13.f.t.0 | Other | Transmission | Non-HFTD | [5 empty] | # risk events (excluding ignitions) |  | No Data
| Unplanned Outage | 13. Object contact | 13.f.t.2 | Other | Transmission | HFTD Tier 2 | [5 empty] | # risk events (excluding ignitions) |  | No Data
| Unplanned Outage | 13. Object contact | 13.f.t.3 | Other | Transmission | HFTD Tier 3 | [5 empty] | # risk events (excluding ignitions) |  | No Data
| Unplanned Outage | 13. Object contact | 13.g.d.0 | Unknown | Distribution | Non-HFTD | [5 empty] | # risk events (excluding ignitions) |  | No Data
| Unplanned Outage | 13. Object contact | 13.g.d.2 | Unknown | Distribution | HFTD Tier 2 | [5 empty] | # risk events (excluding ignitions) |  | No Data
| Unplanned Outage | 13. Object contact | 13.g.d.3 | Unknown | Distribution | HFTD Tier 3 | [5 empty] | # risk events (excluding ignitions) |  | No Data
| Unplanned Outage | 13. Object contact | 13.g.t.0 | Unknown | Transmission | Non-HFTD | [5 empty] | # risk events (excluding ignitions) |  | No Data
| Unplanned Outage | 13. Object contact | 13.g.t.2 | Unknown | Transmission | HFTD Tier 2 | [5 empty] | # risk events (excluding ignitions) |  | No Data
| Unplanned Outage | 13. Object contact | 13.g.t.3 | Unknown | Transmission | HFTD Tier 3 | [5 empty] | # risk events (excluding ignitions) |  | No Data
| Unplanned Outage | 14. Vegetation contact | 14.a.d.0 | Vegetation contact | Distribution | Non-HFTD | [5 empty] | # risk events (excluding ignitions) |  | No Data
| Unplanned Outage | 14. Vegetation contact | 14.a.d.2 | Vegetation contact | Distribution | HFTD Tier 2 | [5 empty] | # risk events (excluding ignitions) |  | No Data
| Unplanned Outage | 14. Vegetation contact | 14.a.d.3 | Vegetation contact | Distribution | HFTD Tier 3 | [5 empty] | # risk events (excluding ignitions) |  | No Data
| Unplanned Outage | 14. Vegetation contact | 14.a.t.0 | Vegetation contact | Transmission | Non-HFTD | [5 empty] | # risk events (excluding ignitions) |  | No Data
| Unplanned Outage | 14. Vegetation contact | 14.a.t.2 | Vegetation contact | Transmission | HFTD Tier 2 | [5 empty] | # risk events (excluding ignitions) |  | No Data
| Unplanned Outage | 14. Vegetation contact | 14.a.t.3 | Vegetation contact | Transmission | HFTD Tier 3 | [5 empty] | # risk events (excluding ignitions) |  | No Data
| Unplanned Outage | 15. Equipment / facility failure or damage | 15.a.d.0 | Anchor/guy | Distribution | Non-HFTD | [5 empty] | # risk events (excluding ignitions) |  | No Data
| Unplanned Outage | 15. Equipment / facility failure or damage | 15.a.d.2 | Anchor/guy | Distribution | HFTD Tier 2 | [5 empty] | # risk events (excluding ignitions) |  | No Data
| Unplanned Outage | 15. Equipment / facility failure or damage | 15.a.d.3 | Anchor/guy | Distribution | HFTD Tier 3 | [5 empty] | # risk events (excluding ignitions) |  | No Data
| Unplanned Outage | 15. Equipment / facility failure or damage | 15.a.t.0 | Anchor/guy | Transmission | Non-HFTD | [5 empty] | # risk events (excluding ignitions) |  | No Data
| Unplanned Outage | 15. Equipment / facility failure or damage | 15.a.t.2 | Anchor/guy | Transmission | HFTD Tier 2 | [5 empty] | # risk events (excluding ignitions) |  | No Data
| Unplanned Outage | 15. Equipment / facility failure or damage | 15.a.t.3 | Anchor/guy | Transmission | HFTD Tier 3 | [5 empty] | # risk events (excluding ignitions) |  | No Data
| Unplanned Outage | 15. Equipment / facility failure or damage | 15.b.d.0 | Capacitor bank | Distribution | Non-HFTD | [5 empty] | # risk events (excluding ignitions) |  | No Data
| Unplanned Outage | 15. Equipment / facility failure or damage | 15.b.d.2 | Capacitor bank | Distribution | HFTD Tier 2 | [5 empty] | # risk events (excluding ignitions) |  | No Data
| Unplanned Outage | 15. Equipment / facility failure or damage | 15.b.d.3 | Capacitor bank | Distribution | HFTD Tier 3 | [5 empty] | # risk events (excluding ignitions) |  | No Data
| Unplanned Outage | 15. Equipment / facility failure or damage | 15.b.t.0 | Capacitor bank | Transmission | Non-HFTD | [5 empty] | # risk events (excluding ignitions) |  | No Data
| Unplanned Outage | 15. Equipment / facility failure or damage | 15.b.t.2 | Capacitor bank | Transmission | HFTD Tier 2 | [5 empty] | # risk events (excluding ignitions) |  | No Data
| Unplanned Outage | 15. Equipment / facility failure or damage | 15.b.t.3 | Capacitor bank | Transmission | HFTD Tier 3 | [5 empty] | # risk events (excluding ignitions) |  | No Data
| Unplanned Outage | 15. Equipment / facility failure or damage | 15.c.d.0 | Conductor | Distribution | Non-HFTD | [5 empty] | # risk events (excluding ignitions) |  | No Data
| Unplanned Outage | 15. Equipment / facility failure or damage | 15.c.d.2 | Conductor | Distribution | HFTD Tier 2 | [5 empty] | # risk events (excluding ignitions) |  | No Data
| Unplanned Outage | 15. Equipment / facility failure or damage | 15.c.d.3 | Conductor | Distribution | HFTD Tier 3 | [5 empty] | # risk events (excluding ignitions) |  | No Data
| Unplanned Outage | 15. Equipment / facility failure or damage | 15.c.t.0 | Conductor | Transmission | Non-HFTD | [5 empty] | # risk events (excluding ignitions) |  | No Data
| Unplanned Outage | 15. Equipment / facility failure or damage | 15.c.t.2 | Conductor | Transmission | HFTD Tier 2 | [5 empty] | # risk events (excluding ignitions) |  | No Data
| Unplanned Outage | 15. Equipment / facility failure or damage | 15.c.t.3 | Conductor | Transmission | HFTD Tier 3 | [5 empty] | # risk events (excluding ignitions) |  | No Data
| Unplanned Outage | 15. Equipment / facility failure or damage | 15.d.d.0 | Connection device | Distribution | Non-HFTD | [5 empty] | # risk events (excluding ignitions) |  | No Data
| Unplanned Outage | 15. Equipment / facility failure or damage | 15.d.d.2 | Connection device | Distribution | HFTD Tier 2 | [5 empty] | # risk events (excluding ignitions) |  | No Data
| Unplanned Outage | 15. Equipment / facility failure or damage | 15.d.d.3 | Connection device | Distribution | HFTD Tier 3 | [5 empty] | # risk events (excluding ignitions) |  | No Data
| Unplanned Outage | 15. Equipment / facility failure or damage | 15.d.t.0 | Connection device | Transmission | Non-HFTD | [5 empty] | # risk events (excluding ignitions) |  | No Data
| Unplanned Outage | 15. Equipment / facility failure or damage | 15.d.t.2 | Connection device | Transmission | HFTD Tier 2 | [5 empty] | # risk events (excluding ignitions) |  | No Data
| Unplanned Outage | 15. Equipment / facility failure or damage | 15.d.t.3 | Connection device | Transmission | HFTD Tier 3 | [5 empty] | # risk events (excluding ignitions) |  | No Data
| Unplanned Outage | 15. Equipment / facility failure or damage | 15.e.d.0 | Crossarm | Distribution | Non-HFTD | [5 empty] | # risk events (excluding ignitions) |  | No Data
| Unplanned Outage | 15. Equipment / facility failure or damage | 15.e.d.2 | Crossarm | Distribution | HFTD Tier 2 | [5 empty] | # risk events (excluding ignitions) |  | No Data
| Unplanned Outage | 15. Equipment / facility failure or damage | 15.e.d.3 | Crossarm | Distribution | HFTD Tier 3 | [5 empty] | # risk events (excluding ignitions) |  | No Data
| Unplanned Outage | 15. Equipment / facility failure or damage | 15.e.t.0 | Crossarm | Transmission | Non-HFTD | [5 empty] | # risk events (excluding ignitions) |  | No Data
| Unplanned Outage | 15. Equipment / facility failure or damage | 15.e.t.2 | Crossarm | Transmission | HFTD Tier 2 | [5 empty] | # risk events (excluding ignitions) |  | No Data
| Unplanned Outage | 15. Equipment / facility failure or damage | 15.e.t.3 | Crossarm | Transmission | HFTD Tier 3 | [5 empty] | # risk events (excluding ignitions) |  | No Data
| Unplanned Outage | 15. Equipment / facility failure or damage | 15.f.d.0 | Fuse | Distribution | Non-HFTD | [5 empty] | # risk events (excluding ignitions) |  | No Data
| Unplanned Outage | 15. Equipment / facility failure or damage | 15.f.d.2 | Fuse | Distribution | HFTD Tier 2 | [5 empty] | # risk events (excluding ignitions) |  | No Data
| Unplanned Outage | 15. Equipment / facility failure or damage | 15.f.d.3 | Fuse | Distribution | HFTD Tier 3 | [5 empty] | # risk events (excluding ignitions) |  | No Data
| Unplanned Outage | 15. Equipment / facility failure or damage | 15.f.t.0 | Fuse | Transmission | Non-HFTD | [5 empty] | # risk events (excluding ignitions) |  | No Data
| Unplanned Outage | 15. Equipment / facility failure or damage | 15.f.t.2 | Fuse | Transmission | HFTD Tier 2 | [5 empty] | # risk events (excluding ignitions) |  | No Data
| Unplanned Outage | 15. Equipment / facility failure or damage | 15.f.t.3 | Fuse | Transmission | HFTD Tier 3 | [5 empty] | # risk events (excluding ignitions) |  | No Data
| Unplanned Outage | 15. Equipment / facility failure or damage | 15.g.d.0 | Cutout | Distribution | Non-HFTD | [5 empty] | # risk events (excluding ignitions) |  | No Data
| Unplanned Outage | 15. Equipment / facility failure or damage | 15.g.d.2 | Cutout | Distribution | HFTD Tier 2 | [5 empty] | # risk events (excluding ignitions) |  | No Data
| Unplanned Outage | 15. Equipment / facility failure or damage | 15.g.d.3 | Cutout | Distribution | HFTD Tier 3 | [5 empty] | # risk events (excluding ignitions) |  | No Data
| Unplanned Outage | 15. Equipment / facility failure or damage | 15.g.t.0 | Cutout | Transmission | Non-HFTD | [5 empty] | # risk events (excluding ignitions) |  | No Data
| Unplanned Outage | 15. Equipment / facility failure or damage | 15.g.t.2 | Cutout | Transmission | HFTD Tier 2 | [5 empty] | # risk events (excluding ignitions) |  | No Data
| Unplanned Outage | 15. Equipment / facility failure or damage | 15.g.t.3 | Cutout | Transmission | HFTD Tier 3 | [5 empty] | # risk events (excluding ignitions) |  | No Data
| Unplanned Outage | 15. Equipment / facility failure or damage | 15.h.d.0 | Insulator and bushing | Distribution | Non-HFTD | [5 empty] | # risk events (excluding ignitions) |  | No Data
| Unplanned Outage | 15. Equipment / facility failure or damage | 15.h.d.2 | Insulator and bushing | Distribution | HFTD Tier 2 | [5 empty] | # risk events (excluding ignitions) |  | No Data
| Unplanned Outage | 15. Equipment / facility failure or damage | 15.h.d.3 | Insulator and bushing | Distribution | HFTD Tier 3 | [5 empty] | # risk events (excluding ignitions) |  | No Data
| Unplanned Outage | 15. Equipment / facility failure or damage | 15.h.t.0 | Insulator and bushing | Transmission | Non-HFTD | [5 empty] | # risk events (excluding ignitions) |  | No Data
| Unplanned Outage | 15. Equipment / facility failure or damage | 15.h.t.2 | Insulator and bushing | Transmission | HFTD Tier 2 | [5 empty] | # risk events (excluding ignitions) |  | No Data
| Unplanned Outage | 15. Equipment / facility failure or damage | 15.h.t.3 | Insulator and bushing | Transmission | HFTD Tier 3 | [5 empty] | # risk events (excluding ignitions) |  | No Data
| Unplanned Outage | 15. Equipment / facility failure or damage | 15.i.d.0 | Lightning arrester | Distribution | Non-HFTD | [5 empty] | # risk events (excluding ignitions) |  | No Data
| Unplanned Outage | 15. Equipment / facility failure or damage | 15.i.d.2 | Lightning arrester | Distribution | HFTD Tier 2 | [5 empty] | # risk events (excluding ignitions) |  | No Data
| Unplanned Outage | 15. Equipment / facility failure or damage | 15.i.d.3 | Lightning arrester | Distribution | HFTD Tier 3 | [5 empty] | # risk events (excluding ignitions) |  | No Data
| Unplanned Outage | 15. Equipment / facility failure or damage | 15.i.t.0 | Lightning arrester | Transmission | Non-HFTD | [5 empty] | # risk events (excluding ignitions) |  | No Data
| Unplanned Outage | 15. Equipment / facility failure or damage | 15.i.t.2 | Lightning arrester | Transmission | HFTD Tier 2 | [5 empty] | # risk events (excluding ignitions) |  | No Data
| Unplanned Outage | 15. Equipment / facility failure or damage | 15.i.t.3 | Lightning arrester | Transmission | HFTD Tier 3 | [5 empty] | # risk events (excluding ignitions) |  | No Data
| Unplanned Outage | 15. Equipment / facility failure or damage | 15.j.d.0 | Pole | Distribution | Non-HFTD | [5 empty] | # risk events (excluding ignitions) |  | No Data
| Unplanned Outage | 15. Equipment / facility failure or damage | 15.j.d.2 | Pole | Distribution | HFTD Tier 2 | [5 empty] | # risk events (excluding ignitions) |  | No Data
| Unplanned Outage | 15. Equipment / facility failure or damage | 15.j.d.3 | Pole | Distribution | HFTD Tier 3 | [5 empty] | # risk events (excluding ignitions) |  | No Data
| Unplanned Outage | 15. Equipment / facility failure or damage | 15.j.t.0 | Pole | Transmission | Non-HFTD | [5 empty] | # risk events (excluding ignitions) |  | No Data
| Unplanned Outage | 15. Equipment / facility failure or damage | 15.j.t.2 | Pole | Transmission | HFTD Tier 2 | [5 empty] | # risk events (excluding ignitions) |  | No Data
| Unplanned Outage | 15. Equipment / facility failure or damage | 15.j.t.3 | Pole | Transmission | HFTD Tier 3 | [5 empty] | # risk events (excluding ignitions) |  | No Data
| Unplanned Outage | 15. Equipment / facility failure or damage | 15.k.d.0 | Recloser | Distribution | Non-HFTD | [5 empty] | # risk events (excluding ignitions) |  | No Data
| Unplanned Outage | 15. Equipment / facility failure or damage | 15.k.d.2 | Recloser | Distribution | HFTD Tier 2 | [5 empty] | # risk events (excluding ignitions) |  | No Data
| Unplanned Outage | 15. Equipment / facility failure or damage | 15.k.d.3 | Recloser | Distribution | HFTD Tier 3 | [5 empty] | # risk events (excluding ignitions) |  | No Data
| Unplanned Outage | 15. Equipment / facility failure or damage | 15.k.t.0 | Recloser | Transmission | Non-HFTD | [5 empty] | # risk events (excluding ignitions) |  | No Data
| Unplanned Outage | 15. Equipment / facility failure or damage | 15.k.t.2 | Recloser | Transmission | HFTD Tier 2 | [5 empty] | # risk events (excluding ignitions) |  | No Data
| Unplanned Outage | 15. Equipment / facility failure or damage | 15.k.t.3 | Recloser | Transmission | HFTD Tier 3 | [5 empty] | # risk events (excluding ignitions) |  | No Data
| Unplanned Outage | 15. Equipment / facility failure or damage | 15.l.d.0 | Relay | Distribution | Non-HFTD | [5 empty] | # risk events (excluding ignitions) |  | No Data
| Unplanned Outage | 15. Equipment / facility failure or damage | 15.l.d.2 | Relay | Distribution | HFTD Tier 2 | [5 empty] | # risk events (excluding ignitions) |  | No Data
| Unplanned Outage | 15. Equipment / facility failure or damage | 15.l.d.3 | Relay | Distribution | HFTD Tier 3 | [5 empty] | # risk events (excluding ignitions) |  | No Data
| Unplanned Outage | 15. Equipment / facility failure or damage | 15.l.t.0 | Relay | Transmission | Non-HFTD | [5 empty] | # risk events (excluding ignitions) |  | No Data
| Unplanned Outage | 15. Equipment / facility failure or damage | 15.l.t.2 | Relay | Transmission | HFTD Tier 2 | [5 empty] | # risk events (excluding ignitions) |  | No Data
| Unplanned Outage | 15. Equipment / facility failure or damage | 15.l.t.3 | Relay | Transmission | HFTD Tier 3 | [5 empty] | # risk events (excluding ignitions) |  | No Data
| Unplanned Outage | 15. Equipment / facility failure or damage | 15.m.d.0 | Sectionalizer | Distribution | Non-HFTD | [5 empty] | # risk events (excluding ignitions) |  | No Data
| Unplanned Outage | 15. Equipment / facility failure or damage | 15.m.d.2 | Sectionalizer | Distribution | HFTD Tier 2 | [5 empty] | # risk events (excluding ignitions) |  | No Data
| Unplanned Outage | 15. Equipment / facility failure or damage | 15.m.d.3 | Sectionalizer | Distribution | HFTD Tier 3 | [5 empty] | # risk events (excluding ignitions) |  | No Data
| Unplanned Outage | 15. Equipment / facility failure or damage | 15.m.t.0 | Sectionalizer | Transmission | Non-HFTD | [5 empty] | # risk events (excluding ignitions) |  | No Data
| Unplanned Outage | 15. Equipment / facility failure or damage | 15.m.t.2 | Sectionalizer | Transmission | HFTD Tier 2 | [5 empty] | # risk events (excluding ignitions) |  | No Data
| Unplanned Outage | 15. Equipment / facility failure or damage | 15.m.t.3 | Sectionalizer | Transmission | HFTD Tier 3 | [5 empty] | # risk events (excluding ignitions) |  | No Data
| Unplanned Outage | 15. Equipment / facility failure or damage | 15.n.d.0 | Splice | Distribution | Non-HFTD | [5 empty] | # risk events (excluding ignitions) |  | No Data
| Unplanned Outage | 15. Equipment / facility failure or damage | 15.n.d.2 | Splice | Distribution | HFTD Tier 2 | [5 empty] | # risk events (excluding ignitions) |  | No Data
| Unplanned Outage | 15. Equipment / facility failure or damage | 15.n.d.3 | Splice | Distribution | HFTD Tier 3 | [5 empty] | # risk events (excluding ignitions) |  | No Data
| Unplanned Outage | 15. Equipment / facility failure or damage | 15.n.t.0 | Splice | Transmission | Non-HFTD | [5 empty] | # risk events (excluding ignitions) |  | No Data
| Unplanned Outage | 15. Equipment / facility failure or damage | 15.n.t.2 | Splice | Transmission | HFTD Tier 2 | [5 empty] | # risk events (excluding ignitions) |  | No Data
| Unplanned Outage | 15. Equipment / facility failure or damage | 15.n.t.3 | Splice | Transmission | HFTD Tier 3 | [5 empty] | # risk events (excluding ignitions) |  | No Data
| Unplanned Outage | 15. Equipment / facility failure or damage | 15.o.d.0 | Switch | Distribution | Non-HFTD | [5 empty] | # risk events (excluding ignitions) |  | No Data
| Unplanned Outage | 15. Equipment / facility failure or damage | 15.o.d.2 | Switch | Distribution | HFTD Tier 2 | [5 empty] | # risk events (excluding ignitions) |  | No Data
| Unplanned Outage | 15. Equipment / facility failure or damage | 15.o.d.3 | Switch | Distribution | HFTD Tier 3 | [5 empty] | # risk events (excluding ignitions) |  | No Data
| Unplanned Outage | 15. Equipment / facility failure or damage | 15.o.t.0 | Switch | Transmission | Non-HFTD | [5 empty] | # risk events (excluding ignitions) |  | No Data
| Unplanned Outage | 15. Equipment / facility failure or damage | 15.o.t.2 | Switch | Transmission | HFTD Tier 2 | [5 empty] | # risk events (excluding ignitions) |  | No Data
| Unplanned Outage | 15. Equipment / facility failure or damage | 15.o.t.3 | Switch | Transmission | HFTD Tier 3 | [5 empty] | # risk events (excluding ignitions) |  | No Data
| Unplanned Outage | 15. Equipment / facility failure or damage | 15.p.d.0 | Tap | Distribution | Non-HFTD | [5 empty] | # risk events (excluding ignitions) |  | No Data
| Unplanned Outage | 15. Equipment / facility failure or damage | 15.p.d.2 | Tap | Distribution | HFTD Tier 2 | [5 empty] | # risk events (excluding ignitions) |  | No Data
| Unplanned Outage | 15. Equipment / facility failure or damage | 15.p.d.3 | Tap | Distribution | HFTD Tier 3 | [5 empty] | # risk events (excluding ignitions) |  | No Data
| Unplanned Outage | 15. Equipment / facility failure or damage | 15.p.t.0 | Tap | Transmission | Non-HFTD | [5 empty] | # risk events (excluding ignitions) |  | No Data
| Unplanned Outage | 15. Equipment / facility failure or damage | 15.p.t.2 | Tap | Transmission | HFTD Tier 2 | [5 empty] | # risk events (excluding ignitions) |  | No Data
| Unplanned Outage | 15. Equipment / facility failure or damage | 15.p.t.3 | Tap | Transmission | HFTD Tier 3 | [5 empty] | # risk events (excluding ignitions) |  | No Data
| Unplanned Outage | 15. Equipment / facility failure or damage | 15.q.d.0 | Tie wire | Distribution | Non-HFTD | [5 empty] | # risk events (excluding ignitions) |  | No Data
| Unplanned Outage | 15. Equipment / facility failure or damage | 15.q.d.2 | Tie wire | Distribution | HFTD Tier 2 | [5 empty] | # risk events (excluding ignitions) |  | No Data
| Unplanned Outage | 15. Equipment / facility failure or damage | 15.q.d.3 | Tie wire | Distribution | HFTD Tier 3 | [5 empty] | # risk events (excluding ignitions) |  | No Data
| Unplanned Outage | 15. Equipment / facility failure or damage | 15.q.t.0 | Tie wire | Transmission | Non-HFTD | [5 empty] | # risk events (excluding ignitions) |  | No Data
| Unplanned Outage | 15. Equipment / facility failure or damage | 15.q.t.2 | Tie wire | Transmission | HFTD Tier 2 | [5 empty] | # risk events (excluding ignitions) |  | No Data
| Unplanned Outage | 15. Equipment / facility failure or damage | 15.q.t.3 | Tie wire | Transmission | HFTD Tier 3 | [5 empty] | # risk events (excluding ignitions) |  | No Data
| Unplanned Outage | 15. Equipment / facility failure or damage | 15.r.d.0 | Transformer | Distribution | Non-HFTD | [5 empty] | # risk events (excluding ignitions) |  | No Data
| Unplanned Outage | 15. Equipment / facility failure or damage | 15.r.d.2 | Transformer | Distribution | HFTD Tier 2 | [5 empty] | # risk events (excluding ignitions) |  | No Data
| Unplanned Outage | 15. Equipment / facility failure or damage | 15.r.d.3 | Transformer | Distribution | HFTD Tier 3 | [5 empty] | # risk events (excluding ignitions) |  | No Data
| Unplanned Outage | 15. Equipment / facility failure or damage | 15.r.t.0 | Transformer | Transmission | Non-HFTD | [5 empty] | # risk events (excluding ignitions) |  | No Data
| Unplanned Outage | 15. Equipment / facility failure or damage | 15.r.t.2 | Transformer | Transmission | HFTD Tier 2 | [5 empty] | # risk events (excluding ignitions) |  | No Data
| Unplanned Outage | 15. Equipment / facility failure or damage | 15.r.t.3 | Transformer | Transmission | HFTD Tier 3 | [5 empty] | # risk events (excluding ignitions) |  | No Data
| Unplanned Outage | 15. Equipment / facility failure or damage | 15.s.d.0 | Voltage regulator/booster | Distribution | Non-HFTD | [5 empty] | # risk events (excluding ignitions) |  | No Data
| Unplanned Outage | 15. Equipment / facility failure or damage | 15.s.d.2 | Voltage regulator/booster | Distribution | HFTD Tier 2 | [5 empty] | # risk events (excluding ignitions) |  | No Data
| Unplanned Outage | 15. Equipment / facility failure or damage | 15.s.d.3 | Voltage regulator/booster | Distribution | HFTD Tier 3 | [5 empty] | # risk events (excluding ignitions) |  | No Data
| Unplanned Outage | 15. Equipment / facility failure or damage | 15.s.t.0 | Voltage regulator/booster | Transmission | Non-HFTD | [5 empty] | # risk events (excluding ignitions) |  | No Data
| Unplanned Outage | 15. Equipment / facility failure or damage | 15.s.t.2 | Voltage regulator/booster | Transmission | HFTD Tier 2 | [5 empty] | # risk events (excluding ignitions) |  | No Data
| Unplanned Outage | 15. Equipment / facility failure or damage | 15.s.t.3 | Voltage regulator/booster | Transmission | HFTD Tier 3 | [5 empty] | # risk events (excluding ignitions) |  | No Data
| Unplanned Outage | 15. Equipment / facility failure or damage | 15.t.d.0 | Unknown | Distribution | Non-HFTD | [5 empty] | # risk events (excluding ignitions) |  | No Data
| Unplanned Outage | 15. Equipment / facility failure or damage | 15.t.d.2 | Unknown | Distribution | HFTD Tier 2 | [5 empty] | # risk events (excluding ignitions) |  | No Data
| Unplanned Outage | 15. Equipment / facility failure or damage | 15.t.d.3 | Unknown | Distribution | HFTD Tier 3 | [5 empty] | # risk events (excluding ignitions) |  | No Data
| Unplanned Outage | 15. Equipment / facility failure or damage | 15.t.t.0 | Unknown | Transmission | Non-HFTD | [5 empty] | # risk events (excluding ignitions) |  | No Data
| Unplanned Outage | 15. Equipment / facility failure or damage | 15.t.t.2 | Unknown | Transmission | HFTD Tier 2 | [5 empty] | # risk events (excluding ignitions) |  | No Data
| Unplanned Outage | 15. Equipment / facility failure or damage | 15.t.t.3 | Unknown | Transmission | HFTD Tier 3 | [5 empty] | # risk events (excluding ignitions) |  | No Data
| Unplanned Outage | 15. Equipment / facility failure or damage | 15.u.d.0 | Other | Distribution | Non-HFTD | [5 empty] | # risk events (excluding ignitions) |  | No Data
| Unplanned Outage | 15. Equipment / facility failure or damage | 15.u.d.2 | Other | Distribution | HFTD Tier 2 | [5 empty] | # risk events (excluding ignitions) |  | No Data
| Unplanned Outage | 15. Equipment / facility failure or damage | 15.u.d.3 | Other | Distribution | HFTD Tier 3 | [5 empty] | # risk events (excluding ignitions) |  | No Data
| Unplanned Outage | 15. Equipment / facility failure or damage | 15.u.t.0 | Other | Transmission | Non-HFTD | [5 empty] | # risk events (excluding ignitions) |  | No Data
| Unplanned Outage | 15. Equipment / facility failure or damage | 15.u.t.2 | Other | Transmission | HFTD Tier 2 | [5 empty] | # risk events (excluding ignitions) |  | No Data
| Unplanned Outage | 15. Equipment / facility failure or damage | 15.u.t.3 | Other | Transmission | HFTD Tier 3 | [5 empty] | # risk events (excluding ignitions) |  | No Data
| Unplanned Outage | 16. Wire-to-wire contact | 16.a.d.0 | Wire-to-wire contact | Distribution | Non-HFTD | [5 empty] | # risk events (excluding ignitions) |  | No Data
| Unplanned Outage | 16. Wire-to-wire contact | 16.a.d.2 | Wire-to-wire contact | Distribution | HFTD Tier 2 | [5 empty] | # risk events (excluding ignitions) |  | No Data
| Unplanned Outage | 16. Wire-to-wire contact | 16.a.d.3 | Wire-to-wire contact | Distribution | HFTD Tier 3 | [5 empty] | # risk events (excluding ignitions) |  | No Data
| Unplanned Outage | 16. Wire-to-wire contact | 16.a.t.0 | Wire-to-wire contact | Transmission | Non-HFTD | [5 empty] | # risk events (excluding ignitions) |  | No Data
| Unplanned Outage | 16. Wire-to-wire contact | 16.a.t.2 | Wire-to-wire contact | Transmission | HFTD Tier 2 | [5 empty] | # risk events (excluding ignitions) |  | No Data
| Unplanned Outage | 16. Wire-to-wire contact | 16.a.t.3 | Wire-to-wire contact | Transmission | HFTD Tier 3 | [5 empty] | # risk events (excluding ignitions) |  | No Data
| Unplanned Outage | 17. Contamination | 17.a.d.0 | Contamination | Distribution | Non-HFTD | [5 empty] | # risk events (excluding ignitions) |  | No Data
| Unplanned Outage | 17. Contamination | 17.a.d.2 | Contamination | Distribution | HFTD Tier 2 | [5 empty] | # risk events (excluding ignitions) |  | No Data
| Unplanned Outage | 17. Contamination | 17.a.d.3 | Contamination | Distribution | HFTD Tier 3 | [5 empty] | # risk events (excluding ignitions) |  | No Data
| Unplanned Outage | 17. Contamination | 17.a.t.0 | Contamination | Transmission | Non-HFTD | [5 empty] | # risk events (excluding ignitions) |  | No Data
| Unplanned Outage | 17. Contamination | 17.a.t.2 | Contamination | Transmission | HFTD Tier 2 | [5 empty] | # risk events (excluding ignitions) |  | No Data
| Unplanned Outage | 17. Contamination | 17.a.t.3 | Contamination | Transmission | HFTD Tier 3 | [5 empty] | # risk events (excluding ignitions) |  | No Data
| Unplanned Outage | 18. Vandalism/theft | 18.a.d.0 | Vandalism/theft | Distribution | Non-HFTD | [5 empty] | # risk events (excluding ignitions) |  | No Data
| Unplanned Outage | 18. Vandalism/theft | 18.a.d.2 | Vandalism/theft | Distribution | HFTD Tier 2 | [5 empty] | # risk events (excluding ignitions) |  | No Data
| Unplanned Outage | 18. Vandalism/theft | 18.a.d.3 | Vandalism/theft | Distribution | HFTD Tier 3 | [5 empty] | # risk events (excluding ignitions) |  | No Data
| Unplanned Outage | 18. Vandalism/theft | 18.a.t.0 | Vandalism/theft | Transmission | Non-HFTD | [5 empty] | # risk events (excluding ignitions) |  | No Data
| Unplanned Outage | 18. Vandalism/theft | 18.a.t.2 | Vandalism/theft | Transmission | HFTD Tier 2 | [5 empty] | # risk events (excluding ignitions) |  | No Data
| Unplanned Outage | 18. Vandalism/theft | 18.a.t.3 | Vandalism/theft | Transmission | HFTD Tier 3 | [5 empty] | # risk events (excluding ignitions) |  | No Data
| Unplanned Outage | 19. Lightning | 19.a.d.0 | Lightning | Distribution | Non-HFTD | [5 empty] | # risk events (excluding ignitions) |  | No Data
| Unplanned Outage | 19. Lightning | 19.a.d.2 | Lightning | Distribution | HFTD Tier 2 | [5 empty] | # risk events (excluding ignitions) |  | No Data
| Unplanned Outage | 19. Lightning | 19.a.d.3 | Lightning | Distribution | HFTD Tier 3 | [5 empty] | # risk events (excluding ignitions) |  | No Data
| Unplanned Outage | 19. Lightning | 19.a.t.0 | Lightning | Transmission | Non-HFTD | [5 empty] | # risk events (excluding ignitions) |  | No Data
| Unplanned Outage | 19. Lightning | 19.a.t.2 | Lightning | Transmission | HFTD Tier 2 | [5 empty] | # risk events (excluding ignitions) |  | No Data
| Unplanned Outage | 19. Lightning | 19.a.t.3 | Lightning | Transmission | HFTD Tier 3 | [5 empty] | # risk events (excluding ignitions) |  | No Data
| Unplanned Outage | 20. Government agency request | 20.a.d.0 | Government agency request | Distribution | Non-HFTD | [5 empty] | # risk events (excluding ignitions) |  | No Data
| Unplanned Outage | 20. Government agency request | 20.a.d.2 | Government agency request | Distribution | HFTD Tier 2 | [5 empty] | # risk events (excluding ignitions) |  | No Data
| Unplanned Outage | 20. Government agency request | 20.a.d.3 | Government agency request | Distribution | HFTD Tier 3 | [5 empty] | # risk events (excluding ignitions) |  | No Data
| Unplanned Outage | 20. Government agency request | 20.a.t.0 | Government agency request | Transmission | Non-HFTD | [5 empty] | # risk events (excluding ignitions) |  | No Data
| Unplanned Outage | 20. Government agency request | 20.a.t.2 | Government agency request | Transmission | HFTD Tier 2 | [5 empty] | # risk events (excluding ignitions) |  | No Data
| Unplanned Outage | 20. Government agency request | 20.a.t.3 | Government agency request | Transmission | HFTD Tier 3 | [5 empty] | # risk events (excluding ignitions) |  | No Data
| Unplanned Outage | 21. Customer request | 21.a.d.0 | Customer request | Distribution | Non-HFTD | [5 empty] | # risk events (excluding ignitions) |  | No Data
| Unplanned Outage | 21. Customer request | 21.a.d.2 | Customer request | Distribution | HFTD Tier 2 | [5 empty] | # risk events (excluding ignitions) |  | No Data
| Unplanned Outage | 21. Customer request | 21.a.d.3 | Customer request | Distribution | HFTD Tier 3 | [5 empty] | # risk events (excluding ignitions) |  | No Data
| Unplanned Outage | 21. Customer request | 21.a.t.0 | Customer request | Transmission | Non-HFTD | [5 empty] | # risk events (excluding ignitions) |  | No Data
| Unplanned Outage | 21. Customer request | 21.a.t.2 | Customer request | Transmission | HFTD Tier 2 | [5 empty] | # risk events (excluding ignitions) |  | No Data
| Unplanned Outage | 21. Customer request | 21.a.t.3 | Customer request | Transmission | HFTD Tier 3 | [5 empty] | # risk events (excluding ignitions) |  | No Data
| Unplanned Outage | 22. Emergency repairs | 22.a.d.0 | Emergency repairs | Distribution | Non-HFTD | [5 empty] | # risk events (excluding ignitions) |  | No Data
| Unplanned Outage | 22. Emergency repairs | 22.a.d.2 | Emergency repairs | Distribution | HFTD Tier 2 | [5 empty] | # risk events (excluding ignitions) |  | No Data
| Unplanned Outage | 22. Emergency repairs | 22.a.d.3 | Emergency repairs | Distribution | HFTD Tier 3 | [5 empty] | # risk events (excluding ignitions) |  | No Data
| Unplanned Outage | 22. Emergency repairs | 22.a.t.0 | Emergency repairs | Transmission | Non-HFTD | [5 empty] | # risk events (excluding ignitions) |  | No Data
| Unplanned Outage | 22. Emergency repairs | 22.a.t.2 | Emergency repairs | Transmission | HFTD Tier 2 | [5 empty] | # risk events (excluding ignitions) |  | No Data
| Unplanned Outage | 22. Emergency repairs | 22.a.t.3 | Emergency repairs | Transmission | HFTD Tier 3 | [5 empty] | # risk events (excluding ignitions) |  | No Data
| Unplanned Outage | 23. Unknown | 23.a.d.0 | Unknown | Distribution | Non-HFTD | [5 empty] | # risk events (excluding ignitions) |  | No Data
| Unplanned Outage | 23. Unknown | 23.a.d.2 | Unknown | Distribution | HFTD Tier 2 | [5 empty] | # risk events (excluding ignitions) |  | No Data
| Unplanned Outage | 23. Unknown | 23.a.d.3 | Unknown | Distribution | HFTD Tier 3 | [5 empty] | # risk events (excluding ignitions) |  | No Data
| Unplanned Outage | 23. Unknown | 23.a.t.0 | Unknown | Transmission | Non-HFTD | [5 empty] | # risk events (excluding ignitions) |  | No Data
| Unplanned Outage | 23. Unknown | 23.a.t.2 | Unknown | Transmission | HFTD Tier 2 | [5 empty] | # risk events (excluding ignitions) |  | No Data
| Unplanned Outage | 23. Unknown | 23.a.t.3 | Unknown | Transmission | HFTD Tier 3 | [5 empty] | # risk events (excluding ignitions) |  | No Data
| Unplanned Outage | 24. Other | 24.a.d.0 | All Other | Distribution | Non-HFTD | [5 empty] | # risk events (excluding ignitions) |  | No Data
| Unplanned Outage | 24. Other | 24.a.d.2 | All Other | Distribution | HFTD Tier 2 | [5 empty] | # risk events (excluding ignitions) |  | No Data
| Unplanned Outage | 24. Other | 24.a.d.3 | All Other | Distribution | HFTD Tier 3 | [5 empty] | # risk events (excluding ignitions) |  | No Data
| Unplanned Outage | 24. Other | 24.a.t.0 | All Other | Transmission | Non-HFTD | [5 empty] | # risk events (excluding ignitions) |  | No Data
| Unplanned Outage | 24. Other | 24.a.t.2 | All Other | Transmission | HFTD Tier 2 | [5 empty] | # risk events (excluding ignitions) |  | No Data
| Unplanned Outage | 24. Other | 24.a.t.3 | All Other | Transmission | HFTD Tier 3 | [5 empty] | # risk events (excluding ignitions) |  | No Data

## Table 6
| Utility | LS Power Grid California | Notes:
| Table No. | 6 | Transmission lines refer to all lines at or above 65kV, and distribution lines refer to all lines below 65kV.
| Date Modified | 2024-05-08
[7 empty] | Actual number of ignitions | Projected ignitions
| Table 6: Ignition drivers | [5 empty] | Q2
| Metric type | # | Ignition driver | Line Type | HFTD Tier | Are ignitions tracked for ignition driver? (yes / no) | 2024 | 2023 | 2024 | 2025 | Unit(s) | Comments | Blank Meaning
| 1. Dig-in | 1.a.d.0 | Dig-in | Distribution | Non-HFTD |  | 0 | 0 | 0 | 0 | # ignitions |  | No Data
| 1. Dig-in | 1.a.d.2 | Dig-in | Distribution | HFTD Tier 2 | [5 empty] | # ignitions |  | No Data
| 1. Dig-in | 1.a.d.3 | Dig-in | Distribution | HFTD Tier 3 | [5 empty] | # ignitions |  | No Data
| 1. Dig-in | 1.a.t.0 | Dig-in | Transmission | Non-HFTD | [5 empty] | # ignitions |  | No Data
| 1. Dig-in | 1.a.t.2 | Dig-in | Transmission | HFTD Tier 2 | [5 empty] | # ignitions |  | No Data
| 1. Dig-in | 1.a.t.3 | Dig-in | Transmission | HFTD Tier 3 | [5 empty] | # ignitions |  | No Data
x | 2. Contact from object | 2.a.d.0 | Animal contact | Distribution | Non-HFTD | [5 empty] | # ignitions |  | No Data
| 2. Contact from object | 2.a.d.2 | Animal contact | Distribution | HFTD Tier 2 | [5 empty] | # ignitions |  | No Data
| 2. Contact from object | 2.a.d.3 | Animal contact | Distribution | HFTD Tier 3 | [5 empty] | # ignitions |  | No Data
| 2. Contact from object | 2.a.t.0 | Animal contact | Transmission | Non-HFTD | [5 empty] | # ignitions |  | No Data
| 2. Contact from object | 2.a.t.2 | Animal contact | Transmission | HFTD Tier 2 | [5 empty] | # ignitions |  | No Data
| 2. Contact from object | 2.a.t.3 | Animal contact | Transmission | HFTD Tier 3 | [5 empty] | # ignitions |  | No Data
| 2. Contact from object | 2.b.d.0 | Balloon contact | Distribution | Non-HFTD | [5 empty] | # ignitions |  | No Data
| 2. Contact from object | 2.b.d.2 | Balloon contact | Distribution | HFTD Tier 2 | [5 empty] | # ignitions |  | No Data
| 2. Contact from object | 2.b.d.3 | Balloon contact | Distribution | HFTD Tier 3 | [5 empty] | # ignitions |  | No Data
| 2. Contact from object | 2.b.t.0 | Balloon contact | Transmission | Non-HFTD | [5 empty] | # ignitions |  | No Data
| 2. Contact from object | 2.b.t.2 | Balloon contact | Transmission | HFTD Tier 2 | [5 empty] | # ignitions |  | No Data
| 2. Contact from object | 2.b.t.3 | Balloon contact | Transmission | HFTD Tier 3 | [5 empty] | # ignitions |  | No Data
| 2. Contact from object | 2.c.d.0 | Land vehicle contact | Distribution | Non-HFTD | [5 empty] | # ignitions |  | No Data
| 2. Contact from object | 2.c.d.2 | Land vehicle contact | Distribution | HFTD Tier 2 | [5 empty] | # ignitions |  | No Data
| 2. Contact from object | 2.c.d.3 | Land vehicle contact | Distribution | HFTD Tier 3 | [5 empty] | # ignitions |  | No Data
| 2. Contact from object | 2.c.t.0 | Land vehicle contact | Transmission | Non-HFTD | [5 empty] | # ignitions |  | No Data
| 2. Contact from object | 2.c.t.2 | Land vehicle contact | Transmission | HFTD Tier 2 | [5 empty] | # ignitions |  | No Data
| 2. Contact from object | 2.c.t.3 | Land vehicle contact | Transmission | HFTD Tier 3 | [5 empty] | # ignitions |  | No Data
| 2. Contact from object | 2.d.d.0 | Aircraft vehicle contact | Distribution | Non-HFTD | [5 empty] | # ignitions |  | No Data
| 2. Contact from object | 2.d.d.2 | Aircraft vehicle contact | Distribution | HFTD Tier 2 | [5 empty] | # ignitions |  | No Data
| 2. Contact from object | 2.d.d.3 | Aircraft vehicle contact | Distribution | HFTD Tier 3 | [5 empty] | # ignitions |  | No Data
| 2. Contact from object | 2.d.t.0 | Aircraft vehicle contact | Transmission | Non-HFTD | [5 empty] | # ignitions |  | No Data
| 2. Contact from object | 2.d.t.2 | Aircraft vehicle contact | Transmission | HFTD Tier 2 | [5 empty] | # ignitions |  | No Data
| 2. Contact from object | 2.d.t.3 | Aircraft vehicle contact | Transmission | HFTD Tier 3 | [5 empty] | # ignitions |  | No Data
| 2. Contact from object | 2.e.d.0 | 3rd party facility | Distribution | Non-HFTD | [5 empty] | # ignitions |  | No Data
| 2. Contact from object | 2.e.d.2 | 3rd party facility | Distribution | HFTD Tier 2 | [5 empty] | # ignitions |  | No Data
| 2. Contact from object | 2.e.d.3 | 3rd party facility | Distribution | HFTD Tier 3 | [5 empty] | # ignitions |  | No Data
| 2. Contact from object | 2.e.t.0 | 3rd party facility | Transmission | Non-HFTD | [5 empty] | # ignitions |  | No Data
| 2. Contact from object | 2.e.t.2 | 3rd party facility | Transmission | HFTD Tier 2 | [5 empty] | # ignitions |  | No Data
| 2. Contact from object | 2.e.t.3 | 3rd party facility | Transmission | HFTD Tier 3 | [5 empty] | # ignitions |  | No Data
| 2. Contact from object | 2.f.d.0 | Unknown | Distribution | Non-HFTD | [5 empty] | # ignitions |  | No Data
| 2. Contact from object | 2.f.d.2 | Unknown | Distribution | HFTD Tier 2 | [5 empty] | # ignitions |  | No Data
| 2. Contact from object | 2.f.d.3 | Unknown | Distribution | HFTD Tier 3 | [5 empty] | # ignitions |  | No Data
| 2. Contact from object | 2.f.t.0 | Unknown | Transmission | Non-HFTD | [5 empty] | # ignitions |  | No Data
| 2. Contact from object | 2.f.t.2 | Unknown | Transmission | HFTD Tier 2 | [5 empty] | # ignitions |  | No Data
| 2. Contact from object | 2.f.t.3 | Unknown | Transmission | HFTD Tier 3 | [5 empty] | # ignitions |  | No Data
| 2. Contact from object | 2.g.d.0 | Other | Distribution | Non-HFTD | [5 empty] | # ignitions |  | No Data
| 2. Contact from object | 2.g.d.2 | Other | Distribution | HFTD Tier 2 | [5 empty] | # ignitions |  | No Data
| 2. Contact from object | 2.g.d.3 | Other | Distribution | HFTD Tier 3 | [5 empty] | # ignitions |  | No Data
| 2. Contact from object | 2.g.t.0 | Other | Transmission | Non-HFTD | [5 empty] | # ignitions |  | No Data
| 2. Contact from object | 2.g.t.2 | Other | Transmission | HFTD Tier 2 | [5 empty] | # ignitions |  | No Data
| 2. Contact from object | 2.g.t.3 | Other | Transmission | HFTD Tier 3 | [5 empty] | # ignitions |  | No Data
| 3. Vegetation contact | 3.a.d.0 | Vegetation contact | Distribution | Non-HFTD | [5 empty] | # ignitions |  | No Data
| 3. Vegetation contact | 3.a.d.2 | Vegetation contact | Distribution | HFTD Tier 2 | [5 empty] | # ignitions |  | No Data
| 3. Vegetation contact | 3.a.d.3 | Vegetation contact | Distribution | HFTD Tier 3 | [5 empty] | # ignitions |  | No Data
| 3. Vegetation contact | 3.a.t.0 | Vegetation contact | Transmission | Non-HFTD | [5 empty] | # ignitions |  | No Data
| 3. Vegetation contact | 3.a.t.2 | Vegetation contact | Transmission | HFTD Tier 2 | [5 empty] | # ignitions |  | No Data
| 3. Vegetation contact | 3.a.t.3 | Vegetation contact | Transmission | HFTD Tier 3 | [5 empty] | # ignitions |  | No Data
| 4. Equipment / facility failure or damage | 4.a.d.0 | Anchor/guy | Distribution | Non-HFTD | [5 empty] | # ignitions |  | No Data
| 4. Equipment / facility failure or damage | 4.a.d.2 | Anchor/guy | Distribution | HFTD Tier 2 | [5 empty] | # ignitions |  | No Data
| 4. Equipment / facility failure or damage | 4.a.d.3 | Anchor/guy | Distribution | HFTD Tier 3 | [5 empty] | # ignitions |  | No Data
| 4. Equipment / facility failure or damage | 4.a.t.0 | Anchor/guy | Transmission | Non-HFTD | [5 empty] | # ignitions |  | No Data
| 4. Equipment / facility failure or damage | 4.a.t.2 | Anchor/guy | Transmission | HFTD Tier 2 | [5 empty] | # ignitions |  | No Data
| 4. Equipment / facility failure or damage | 4.a.t.3 | Anchor/guy | Transmission | HFTD Tier 3 | [5 empty] | # ignitions |  | No Data
| 4. Equipment / facility failure or damage | 4.b.d.0 | Capacitor bank | Distribution | Non-HFTD | [5 empty] | # ignitions |  | No Data
| 4. Equipment / facility failure or damage | 4.b.d.2 | Capacitor bank | Distribution | HFTD Tier 2 | [5 empty] | # ignitions |  | No Data
| 4. Equipment / facility failure or damage | 4.b.d.3 | Capacitor bank | Distribution | HFTD Tier 3 | [5 empty] | # ignitions |  | No Data
| 4. Equipment / facility failure or damage | 4.b.t.0 | Capacitor bank | Transmission | Non-HFTD | [5 empty] | # ignitions |  | No Data
| 4. Equipment / facility failure or damage | 4.b.t.2 | Capacitor bank | Transmission | HFTD Tier 2 | [5 empty] | # ignitions |  | No Data
| 4. Equipment / facility failure or damage | 4.b.t.3 | Capacitor bank | Transmission | HFTD Tier 3 | [5 empty] | # ignitions |  | No Data
| 4. Equipment / facility failure or damage | 4.c.d.0 | Conductor | Distribution | Non-HFTD | [5 empty] | # ignitions |  | No Data
| 4. Equipment / facility failure or damage | 4.c.d.2 | Conductor | Distribution | HFTD Tier 2 | [5 empty] | # ignitions |  | No Data
| 4. Equipment / facility failure or damage | 4.c.d.3 | Conductor | Distribution | HFTD Tier 3 | [5 empty] | # ignitions |  | No Data
| 4. Equipment / facility failure or damage | 4.c.t.0 | Conductor | Transmission | Non-HFTD | [5 empty] | # ignitions |  | No Data
| 4. Equipment / facility failure or damage | 4.c.t.2 | Conductor | Transmission | HFTD Tier 2 | [5 empty] | # ignitions |  | No Data
| 4. Equipment / facility failure or damage | 4.c.t.3 | Conductor | Transmission | HFTD Tier 3 | [5 empty] | # ignitions |  | No Data
| 4. Equipment / facility failure or damage | 4.d.d.0 | Connection device | Distribution | Non-HFTD | [5 empty] | # ignitions |  | No Data
| 4. Equipment / facility failure or damage | 4.d.d.2 | Connection device | Distribution | HFTD Tier 2 | [5 empty] | # ignitions |  | No Data
| 4. Equipment / facility failure or damage | 4.d.d.3 | Connection device | Distribution | HFTD Tier 3 | [5 empty] | # ignitions |  | No Data
| 4. Equipment / facility failure or damage | 4.d.t.0 | Connection device | Transmission | Non-HFTD | [5 empty] | # ignitions |  | No Data
| 4. Equipment / facility failure or damage | 4.d.t.2 | Connection device | Transmission | HFTD Tier 2 | [5 empty] | # ignitions |  | No Data
| 4. Equipment / facility failure or damage | 4.d.t.3 | Connection device | Transmission | HFTD Tier 3 | [5 empty] | # ignitions |  | No Data
| 4. Equipment / facility failure or damage | 4.e.d.0 | Crossarm | Distribution | Non-HFTD | [5 empty] | # ignitions |  | No Data
| 4. Equipment / facility failure or damage | 4.e.d.2 | Crossarm | Distribution | HFTD Tier 2 | [5 empty] | # ignitions |  | No Data
| 4. Equipment / facility failure or damage | 4.e.d.3 | Crossarm | Distribution | HFTD Tier 3 | [5 empty] | # ignitions |  | No Data
| 4. Equipment / facility failure or damage | 4.e.t.0 | Crossarm | Transmission | Non-HFTD | [5 empty] | # ignitions |  | No Data
| 4. Equipment / facility failure or damage | 4.e.t.2 | Crossarm | Transmission | HFTD Tier 2 | [5 empty] | # ignitions |  | No Data
| 4. Equipment / facility failure or damage | 4.e.t.3 | Crossarm | Transmission | HFTD Tier 3 | [5 empty] | # ignitions |  | No Data
| 4. Equipment / facility failure or damage | 4.f.d.0 | Fuse | Distribution | Non-HFTD | [5 empty] | # ignitions |  | No Data
| 4. Equipment / facility failure or damage | 4.f.d.2 | Fuse | Distribution | HFTD Tier 2 | [5 empty] | # ignitions |  | No Data
| 4. Equipment / facility failure or damage | 4.f.d.3 | Fuse | Distribution | HFTD Tier 3 | [5 empty] | # ignitions |  | No Data
| 4. Equipment / facility failure or damage | 4.f.t.0 | Fuse | Transmission | Non-HFTD | [5 empty] | # ignitions |  | No Data
| 4. Equipment / facility failure or damage | 4.f.t.2 | Fuse | Transmission | HFTD Tier 2 | [5 empty] | # ignitions |  | No Data
| 4. Equipment / facility failure or damage | 4.f.t.3 | Fuse | Transmission | HFTD Tier 3 | [5 empty] | # ignitions |  | No Data
| 4. Equipment / facility failure or damage | 4.g.d.0 | Cutout | Distribution | Non-HFTD | [5 empty] | # ignitions |  | No Data
| 4. Equipment / facility failure or damage | 4.g.d.2 | Cutout | Distribution | HFTD Tier 2 | [5 empty] | # ignitions |  | No Data
| 4. Equipment / facility failure or damage | 4.g.d.3 | Cutout | Distribution | HFTD Tier 3 | [5 empty] | # ignitions |  | No Data
| 4. Equipment / facility failure or damage | 4.g.t.0 | Cutout | Transmission | Non-HFTD | [5 empty] | # ignitions |  | No Data
| 4. Equipment / facility failure or damage | 4.g.t.2 | Cutout | Transmission | HFTD Tier 2 | [5 empty] | # ignitions |  | No Data
| 4. Equipment / facility failure or damage | 4.g.t.3 | Cutout | Transmission | HFTD Tier 3 | [5 empty] | # ignitions |  | No Data
| 4. Equipment / facility failure or damage | 4.h.d.0 | Insulator and bushing | Distribution | Non-HFTD | [5 empty] | # ignitions |  | No Data
| 4. Equipment / facility failure or damage | 4.h.d.2 | Insulator and bushing | Distribution | HFTD Tier 2 | [5 empty] | # ignitions |  | No Data
| 4. Equipment / facility failure or damage | 4.h.d.3 | Insulator and bushing | Distribution | HFTD Tier 3 | [5 empty] | # ignitions |  | No Data
| 4. Equipment / facility failure or damage | 4.h.t.0 | Insulator and bushing | Transmission | Non-HFTD | [5 empty] | # ignitions |  | No Data
| 4. Equipment / facility failure or damage | 4.h.t.2 | Insulator and bushing | Transmission | HFTD Tier 2 | [5 empty] | # ignitions |  | No Data
| 4. Equipment / facility failure or damage | 4.h.t.3 | Insulator and bushing | Transmission | HFTD Tier 3 | [5 empty] | # ignitions |  | No Data
| 4. Equipment / facility failure or damage | 4.i.d.0 | Lightning arrester | Distribution | Non-HFTD | [5 empty] | # ignitions |  | No Data
| 4. Equipment / facility failure or damage | 4.i.d.2 | Lightning arrester | Distribution | HFTD Tier 2 | [5 empty] | # ignitions |  | No Data
| 4. Equipment / facility failure or damage | 4.i.d.3 | Lightning arrester | Distribution | HFTD Tier 3 | [5 empty] | # ignitions |  | No Data
| 4. Equipment / facility failure or damage | 4.i.t.0 | Lightning arrester | Transmission | Non-HFTD | [5 empty] | # ignitions |  | No Data
| 4. Equipment / facility failure or damage | 4.i.t.2 | Lightning arrester | Transmission | HFTD Tier 2 | [5 empty] | # ignitions |  | No Data
| 4. Equipment / facility failure or damage | 4.i.t.3 | Lightning arrester | Transmission | HFTD Tier 3 | [5 empty] | # ignitions |  | No Data
| 4. Equipment / facility failure or damage | 4.j.d.0 | Pole | Distribution | Non-HFTD | [5 empty] | # ignitions |  | No Data
| 4. Equipment / facility failure or damage | 4.j.d.2 | Pole | Distribution | HFTD Tier 2 | [5 empty] | # ignitions |  | No Data
| 4. Equipment / facility failure or damage | 4.j.d.3 | Pole | Distribution | HFTD Tier 3 | [5 empty] | # ignitions |  | No Data
| 4. Equipment / facility failure or damage | 4.j.t.0 | Pole | Transmission | Non-HFTD | [5 empty] | # ignitions |  | No Data
| 4. Equipment / facility failure or damage | 4.j.t.2 | Pole | Transmission | HFTD Tier 2 | [5 empty] | # ignitions |  | No Data
| 4. Equipment / facility failure or damage | 4.j.t.3 | Pole | Transmission | HFTD Tier 3 | [5 empty] | # ignitions |  | No Data
| 4. Equipment / facility failure or damage | 4.k.d.0 | Recloser | Distribution | Non-HFTD | [5 empty] | # ignitions |  | No Data
| 4. Equipment / facility failure or damage | 4.k.d.2 | Recloser | Distribution | HFTD Tier 2 | [5 empty] | # ignitions |  | No Data
| 4. Equipment / facility failure or damage | 4.k.d.3 | Recloser | Distribution | HFTD Tier 3 | [5 empty] | # ignitions |  | No Data
| 4. Equipment / facility failure or damage | 4.k.t.0 | Recloser | Transmission | Non-HFTD | [5 empty] | # ignitions |  | No Data
| 4. Equipment / facility failure or damage | 4.k.t.2 | Recloser | Transmission | HFTD Tier 2 | [5 empty] | # ignitions |  | No Data
| 4. Equipment / facility failure or damage | 4.k.t.3 | Recloser | Transmission | HFTD Tier 3 | [5 empty] | # ignitions |  | No Data
| 4. Equipment / facility failure or damage | 4.l.d.0 | Relay | Distribution | Non-HFTD | [5 empty] | # ignitions |  | No Data
| 4. Equipment / facility failure or damage | 4.l.d.2 | Relay | Distribution | HFTD Tier 2 | [5 empty] | # ignitions |  | No Data
| 4. Equipment / facility failure or damage | 4.l.d.3 | Relay | Distribution | HFTD Tier 3 | [5 empty] | # ignitions |  | No Data
| 4. Equipment / facility failure or damage | 4.l.t.0 | Relay | Transmission | Non-HFTD | [5 empty] | # ignitions |  | No Data
| 4. Equipment / facility failure or damage | 4.l.t.2 | Relay | Transmission | HFTD Tier 2 | [5 empty] | # ignitions |  | No Data
| 4. Equipment / facility failure or damage | 4.l.t.3 | Relay | Transmission | HFTD Tier 3 | [5 empty] | # ignitions |  | No Data
| 4. Equipment / facility failure or damage | 4.m.d.0 | Sectionalizer | Distribution | Non-HFTD | [5 empty] | # ignitions |  | No Data
| 4. Equipment / facility failure or damage | 4.m.d.2 | Sectionalizer | Distribution | HFTD Tier 2 | [5 empty] | # ignitions |  | No Data
| 4. Equipment / facility failure or damage | 4.m.d.3 | Sectionalizer | Distribution | HFTD Tier 3 | [5 empty] | # ignitions |  | No Data
| 4. Equipment / facility failure or damage | 4.m.t.0 | Sectionalizer | Transmission | Non-HFTD | [5 empty] | # ignitions |  | No Data
| 4. Equipment / facility failure or damage | 4.m.t.2 | Sectionalizer | Transmission | HFTD Tier 2 | [5 empty] | # ignitions |  | No Data
| 4. Equipment / facility failure or damage | 4.m.t.3 | Sectionalizer | Transmission | HFTD Tier 3 | [5 empty] | # ignitions |  | No Data
| 4. Equipment / facility failure or damage | 4.n.d.0 | Splice | Distribution | Non-HFTD | [5 empty] | # ignitions |  | No Data
| 4. Equipment / facility failure or damage | 4.n.d.2 | Splice | Distribution | HFTD Tier 2 | [5 empty] | # ignitions |  | No Data
| 4. Equipment / facility failure or damage | 4.n.d.3 | Splice | Distribution | HFTD Tier 3 | [5 empty] | # ignitions |  | No Data
| 4. Equipment / facility failure or damage | 4.n.t.0 | Splice | Transmission | Non-HFTD | [5 empty] | # ignitions |  | No Data
| 4. Equipment / facility failure or damage | 4.n.t.2 | Splice | Transmission | HFTD Tier 2 | [5 empty] | # ignitions |  | No Data
| 4. Equipment / facility failure or damage | 4.n.t.3 | Splice | Transmission | HFTD Tier 3 | [5 empty] | # ignitions |  | No Data
| 4. Equipment / facility failure or damage | 4.o.d.0 | Switch | Distribution | Non-HFTD | [5 empty] | # ignitions |  | No Data
| 4. Equipment / facility failure or damage | 4.o.d.2 | Switch | Distribution | HFTD Tier 2 | [5 empty] | # ignitions |  | No Data
| 4. Equipment / facility failure or damage | 4.o.d.3 | Switch | Distribution | HFTD Tier 3 | [5 empty] | # ignitions |  | No Data
| 4. Equipment / facility failure or damage | 4.o.t.0 | Switch | Transmission | Non-HFTD | [5 empty] | # ignitions |  | No Data
| 4. Equipment / facility failure or damage | 4.o.t.2 | Switch | Transmission | HFTD Tier 2 | [5 empty] | # ignitions |  | No Data
| 4. Equipment / facility failure or damage | 4.o.t.3 | Switch | Transmission | HFTD Tier 3 | [5 empty] | # ignitions |  | No Data
| 4. Equipment / facility failure or damage | 4.p.d.0 | Tap | Distribution | Non-HFTD | [5 empty] | # ignitions |  | No Data
| 4. Equipment / facility failure or damage | 4.p.d.2 | Tap | Distribution | HFTD Tier 2 | [5 empty] | # ignitions |  | No Data
| 4. Equipment / facility failure or damage | 4.p.d.3 | Tap | Distribution | HFTD Tier 3 | [5 empty] | # ignitions |  | No Data
| 4. Equipment / facility failure or damage | 4.p.t.0 | Tap | Transmission | Non-HFTD | [5 empty] | # ignitions |  | No Data
| 4. Equipment / facility failure or damage | 4.p.t.2 | Tap | Transmission | HFTD Tier 2 | [5 empty] | # ignitions |  | No Data
| 4. Equipment / facility failure or damage | 4.p.t.3 | Tap | Transmission | HFTD Tier 3 | [5 empty] | # ignitions |  | No Data
| 4. Equipment / facility failure or damage | 4.q.d.0 | Tie wire | Distribution | Non-HFTD | [5 empty] | # ignitions |  | No Data
| 4. Equipment / facility failure or damage | 4.q.d.2 | Tie wire | Distribution | HFTD Tier 2 | [5 empty] | # ignitions |  | No Data
| 4. Equipment / facility failure or damage | 4.q.d.3 | Tie wire | Distribution | HFTD Tier 3 | [5 empty] | # ignitions |  | No Data
| 4. Equipment / facility failure or damage | 4.q.t.0 | Tie wire | Transmission | Non-HFTD | [5 empty] | # ignitions |  | No Data
| 4. Equipment / facility failure or damage | 4.q.t.2 | Tie wire | Transmission | HFTD Tier 2 | [5 empty] | # ignitions |  | No Data
| 4. Equipment / facility failure or damage | 4.q.t.3 | Tie wire | Transmission | HFTD Tier 3 | [5 empty] | # ignitions |  | No Data
| 4. Equipment / facility failure or damage | 4.r.d.0 | Transformer | Distribution | Non-HFTD | [5 empty] | # ignitions |  | No Data
| 4. Equipment / facility failure or damage | 4.r.d.2 | Transformer | Distribution | HFTD Tier 2 | [5 empty] | # ignitions |  | No Data
| 4. Equipment / facility failure or damage | 4.r.d.3 | Transformer | Distribution | HFTD Tier 3 | [5 empty] | # ignitions |  | No Data
| 4. Equipment / facility failure or damage | 4.r.t.0 | Transformer | Transmission | Non-HFTD | [5 empty] | # ignitions |  | No Data
| 4. Equipment / facility failure or damage | 4.r.t.2 | Transformer | Transmission | HFTD Tier 2 | [5 empty] | # ignitions |  | No Data
| 4. Equipment / facility failure or damage | 4.r.t.3 | Transformer | Transmission | HFTD Tier 3 | [5 empty] | # ignitions |  | No Data
| 4. Equipment / facility failure or damage | 4.s.d.0 | Voltage regulator/booster | Distribution | Non-HFTD | [5 empty] | # ignitions |  | No Data
| 4. Equipment / facility failure or damage | 4.s.d.2 | Voltage regulator/booster | Distribution | HFTD Tier 2 | [5 empty] | # ignitions |  | No Data
| 4. Equipment / facility failure or damage | 4.s.d.3 | Voltage regulator/booster | Distribution | HFTD Tier 3 | [5 empty] | # ignitions |  | No Data
| 4. Equipment / facility failure or damage | 4.s.t.0 | Voltage regulator/booster | Transmission | Non-HFTD | [5 empty] | # ignitions |  | No Data
| 4. Equipment / facility failure or damage | 4.s.t.2 | Voltage regulator/booster | Transmission | HFTD Tier 2 | [5 empty] | # ignitions |  | No Data
| 4. Equipment / facility failure or damage | 4.s.t.3 | Voltage regulator/booster | Transmission | HFTD Tier 3 | [5 empty] | # ignitions |  | No Data
| 4. Equipment / facility failure or damage | 4.t.d.0 | Unknown | Distribution | Non-HFTD | [5 empty] | # ignitions |  | No Data
| 4. Equipment / facility failure or damage | 4.t.d.2 | Unknown | Distribution | HFTD Tier 2 | [5 empty] | # ignitions |  | No Data
| 4. Equipment / facility failure or damage | 4.t.d.3 | Unknown | Distribution | HFTD Tier 3 | [5 empty] | # ignitions |  | No Data
| 4. Equipment / facility failure or damage | 4.t.t.0 | Unknown | Transmission | Non-HFTD | [5 empty] | # ignitions |  | No Data
| 4. Equipment / facility failure or damage | 4.t.t.2 | Unknown | Transmission | HFTD Tier 2 | [5 empty] | # ignitions |  | No Data
| 4. Equipment / facility failure or damage | 4.t.t.3 | Unknown | Transmission | HFTD Tier 3 | [5 empty] | # ignitions |  | No Data
| 4. Equipment / facility failure or damage | 4.u.d.0 | Other | Distribution | Non-HFTD | [5 empty] | # ignitions |  | No Data
| 4. Equipment / facility failure or damage | 4.u.d.2 | Other | Distribution | HFTD Tier 2 | [5 empty] | # ignitions |  | No Data
| 4. Equipment / facility failure or damage | 4.u.d.3 | Other | Distribution | HFTD Tier 3 | [5 empty] | # ignitions |  | No Data
| 4. Equipment / facility failure or damage | 4.u.t.0 | Other | Transmission | Non-HFTD | [5 empty] | # ignitions |  | No Data
| 4. Equipment / facility failure or damage | 4.u.t.2 | Other | Transmission | HFTD Tier 2 | [5 empty] | # ignitions |  | No Data
| 4. Equipment / facility failure or damage | 4.u.t.3 | Other | Transmission | HFTD Tier 3 | [5 empty] | # ignitions |  | No Data
| 5. Wire-to-wire contact | 5.a.d.0 | Wire-to-wire contact | Distribution | Non-HFTD | [5 empty] | # ignitions |  | No Data
| 5. Wire-to-wire contact | 5.a.d.2 | Wire-to-wire contact | Distribution | HFTD Tier 2 | [5 empty] | # ignitions |  | No Data
| 5. Wire-to-wire contact | 5.a.d.3 | Wire-to-wire contact | Distribution | HFTD Tier 3 | [5 empty] | # ignitions |  | No Data
| 5. Wire-to-wire contact | 5.a.t.0 | Wire-to-wire contact | Transmission | Non-HFTD | [5 empty] | # ignitions |  | No Data
| 5. Wire-to-wire contact | 5.a.t.2 | Wire-to-wire contact | Transmission | HFTD Tier 2 | [5 empty] | # ignitions |  | No Data
| 5. Wire-to-wire contact | 5.a.t.3 | Wire-to-wire contact | Transmission | HFTD Tier 3 | [5 empty] | # ignitions |  | No Data
| 6. Contamination | 6.a.d.0 | Contamination | Distribution | Non-HFTD | [5 empty] | # ignitions |  | No Data
| 6. Contamination | 6.a.d.2 | Contamination | Distribution | HFTD Tier 2 | [5 empty] | # ignitions |  | No Data
| 6. Contamination | 6.a.d.3 | Contamination | Distribution | HFTD Tier 3 | [5 empty] | # ignitions |  | No Data
| 6. Contamination | 6.a.t.0 | Contamination | Transmission | Non-HFTD | [5 empty] | # ignitions |  | No Data
| 6. Contamination | 6.a.t.2 | Contamination | Transmission | HFTD Tier 2 | [5 empty] | # ignitions |  | No Data
| 6. Contamination | 6.a.t.3 | Contamination | Transmission | HFTD Tier 3 | [5 empty] | # ignitions |  | No Data
| 7. Protective device operation | 7.a.d.0 | Protective device operation | Distribution | Non-HFTD | [5 empty] | # ignitions |  | No Data
| 7. Protective device operation | 7.a.d.2 | Protective device operation | Distribution | HFTD Tier 2 | [5 empty] | # ignitions |  | No Data
| 7. Protective device operation | 7.a.d.3 | Protective device operation | Distribution | HFTD Tier 3 | [5 empty] | # ignitions |  | No Data
| 7. Protective device operation | 7.a.t.0 | Protective device operation | Transmission | Non-HFTD | [5 empty] | # ignitions |  | No Data
| 7. Protective device operation | 7.a.t.2 | Protective device operation | Transmission | HFTD Tier 2 | [5 empty] | # ignitions |  | No Data
| 7. Protective device operation | 7.a.t.3 | Protective device operation | Transmission | HFTD Tier 3 | [5 empty] | # ignitions |  | No Data
| 8. Vandalism/theft | 8.a.d.0 | Vandalism/theft | Distribution | Non-HFTD | [5 empty] | # ignitions |  | No Data
| 8. Vandalism/theft | 8.a.d.2 | Vandalism/theft | Distribution | HFTD Tier 2 | [5 empty] | # ignitions |  | No Data
| 8. Vandalism/theft | 8.a.d.3 | Vandalism/theft | Distribution | HFTD Tier 3 | [5 empty] | # ignitions |  | No Data
| 8. Vandalism/theft | 8.a.t.0 | Vandalism/theft | Transmission | Non-HFTD | [5 empty] | # ignitions |  | No Data
| 8. Vandalism/theft | 8.a.t.2 | Vandalism/theft | Transmission | HFTD Tier 2 | [5 empty] | # ignitions |  | No Data
| 8. Vandalism/theft | 8.a.t.3 | Vandalism/theft | Transmission | HFTD Tier 3 | [5 empty] | # ignitions |  | No Data
| 9. Lightning | 9.a.d.0 | Lightning | Distribution | Non-HFTD | [5 empty] | # ignitions |  | No Data
| 9. Lightning | 9.a.d.2 | Lightning | Distribution | HFTD Tier 2 | [5 empty] | # ignitions |  | No Data
| 9. Lightning | 9.a.d.3 | Lightning | Distribution | HFTD Tier 3 | [5 empty] | # ignitions |  | No Data
| 9. Lightning | 9.a.t.0 | Lightning | Transmission | Non-HFTD | [5 empty] | # ignitions |  | No Data
| 9. Lightning | 9.a.t.2 | Lightning | Transmission | HFTD Tier 2 | [5 empty] | # ignitions |  | No Data
| 9. Lightning | 9.a.t.3 | Lightning | Transmission | HFTD Tier 3 | [5 empty] | # ignitions |  | No Data
| 10. Unknown | 10.a.d.0 | Unknown | Distribution | Non-HFTD | [5 empty] | # ignitions |  | No Data
| 10. Unknown | 10.a.d.2 | Unknown | Distribution | HFTD Tier 2 | [5 empty] | # ignitions |  | No Data
| 10. Unknown | 10.a.d.3 | Unknown | Distribution | HFTD Tier 3 | [5 empty] | # ignitions |  | No Data
| 10. Unknown | 10.a.t.0 | Unknown | Transmission | Non-HFTD | [5 empty] | # ignitions |  | No Data
| 10. Unknown | 10.a.t.2 | Unknown | Transmission | HFTD Tier 2 | [5 empty] | # ignitions |  | No Data
| 10. Unknown | 10.a.t.3 | Unknown | Transmission | HFTD Tier 3 | [5 empty] | # ignitions |  | No Data
| 11. Other | 11.a.d.0 | Other | Distribution | Non-HFTD | [5 empty] | # ignitions |  | No Data
| 11. Other | 11.a.d.2 | Other | Distribution | HFTD Tier 2 | [5 empty] | # ignitions |  | No Data
| 11. Other | 11.a.d.3 | Other | Distribution | HFTD Tier 3 | [5 empty] | # ignitions |  | No Data
| 11. Other | 11.a.t.0 | Other | Transmission | Non-HFTD | [5 empty] | # ignitions |  | No Data
| 11. Other | 11.a.t.2 | Other | Transmission | HFTD Tier 2 | [5 empty] | # ignitions |  | No Data
| 11. Other | 11.a.t.3 | Other | Transmission | HFTD Tier 3 | [5 empty] | # ignitions |  | No Data

## Table 7
| Utility | LS Power Grid California
| Table No. | 7
| Date Modified | 2024-05-08
[7 empty] | Actual | Projected
| Table 7: State of service territory and utility equipment | [5 empty] | Q2
| Metric type | # | Line Type | HFTD Tier | Area Type | WUI Status | 2024 | 2023 | 2024 | 2025 | Unit(s) | Comments | Blank Meaning
x | 1. Overhead circuit miles | 1.d.0.a.i | Distribution | Non-HFTD | Urban | WUI |  |  |  |  | Circuit miles |  | No Data
|  | 1.d.0.a.ii | Distribution | Non-HFTD | Urban | Non-WUI |  |  |  |  | Circuit miles |  | No Data
|  | 1.d.0.b.i | Distribution | Non-HFTD | Rural | WUI |  |  |  |  | Circuit miles |  | No Data
|  | 1.d.0.b.ii | Distribution | Non-HFTD | Rural | Non-WUI |  |  |  |  | Circuit miles |  | No Data
|  | 1.d.0.c.i | Distribution | Non-HFTD | Highly rural | WUI |  |  |  |  | Circuit miles |  | No Data
|  | 1.d.0.c.ii | Distribution | Non-HFTD | Highly rural | Non-WUI |  |  |  |  | Circuit miles |  | No Data
|  | 1.d.2.a.i | Distribution | HFTD Tier 2 | Urban | WUI |  |  |  |  | Circuit miles |  | No Data
|  | 1.d.2.a.ii | Distribution | HFTD Tier 2 | Urban | Non-WUI |  |  |  |  | Circuit miles |  | No Data
|  | 1.d.2.b.i | Distribution | HFTD Tier 2 | Rural | WUI |  |  |  |  | Circuit miles |  | No Data
|  | 1.d.2.b.ii | Distribution | HFTD Tier 2 | Rural | Non-WUI |  |  |  |  | Circuit miles |  | No Data
|  | 1.d.2.c.i | Distribution | HFTD Tier 2 | Highly rural | WUI |  |  |  |  | Circuit miles |  | No Data
|  | 1.d.2.c.ii | Distribution | HFTD Tier 2 | Highly rural | Non-WUI |  |  |  |  | Circuit miles |  | No Data
|  | 1.d.3.a.i | Distribution | HFTD Tier 3 | Urban | WUI |  |  |  |  | Circuit miles |  | No Data
|  | 1.d.3.a.ii | Distribution | HFTD Tier 3 | Urban | Non-WUI |  |  |  |  | Circuit miles |  | No Data
|  | 1.d.3.b.i | Distribution | HFTD Tier 3 | Rural | WUI |  |  |  |  | Circuit miles |  | No Data
|  | 1.d.3.b.ii | Distribution | HFTD Tier 3 | Rural | Non-WUI |  |  |  |  | Circuit miles |  | No Data
|  | 1.d.3.c.i | Distribution | HFTD Tier 3 | Highly rural | WUI |  |  |  |  | Circuit miles |  | No Data
|  | 1.d.3.c.ii | Distribution | HFTD Tier 3 | Highly rural | Non-WUI |  |  |  |  | Circuit miles |  | No Data
|  | 1.t.0.a.i | Transmission | Non-HFTD | Urban | WUI |  |  |  |  | Circuit miles |  | No Data
|  | 1.t.0.a.ii | Transmission | Non-HFTD | Urban | Non-WUI |  |  |  |  | Circuit miles |  | No Data
|  | 1.t.0.b.i | Transmission | Non-HFTD | Rural | WUI |  |  |  |  | Circuit miles |  | No Data
|  | 1.t.0.b.ii | Transmission | Non-HFTD | Rural | Non-WUI |  |  |  |  | Circuit miles |  | No Data
|  | 1.t.0.c.i | Transmission | Non-HFTD | Highly rural | WUI |  |  |  |  | Circuit miles |  | No Data
|  | 1.t.0.c.ii | Transmission | Non-HFTD | Highly rural | Non-WUI |  |  |  |  | Circuit miles |  | No Data
|  | 1.t.2.a.i | Transmission | HFTD Tier 2 | Urban | WUI |  |  |  |  | Circuit miles |  | No Data
|  | 1.t.2.a.ii | Transmission | HFTD Tier 2 | Urban | Non-WUI |  |  |  |  | Circuit miles |  | No Data
|  | 1.t.2.b.i | Transmission | HFTD Tier 2 | Rural | WUI |  |  |  |  | Circuit miles |  | No Data
|  | 1.t.2.b.ii | Transmission | HFTD Tier 2 | Rural | Non-WUI |  |  |  |  | Circuit miles |  | No Data
|  | 1.t.2.c.i | Transmission | HFTD Tier 2 | Highly rural | WUI |  |  |  |  | Circuit miles |  | No Data
|  | 1.t.2.c.ii | Transmission | HFTD Tier 2 | Highly rural | Non-WUI |  |  |  |  | Circuit miles |  | No Data
|  | 1.t.3.a.i | Transmission | HFTD Tier 3 | Urban | WUI |  |  |  |  | Circuit miles |  | No Data
|  | 1.t.3.a.ii | Transmission | HFTD Tier 3 | Urban | Non-WUI |  |  |  |  | Circuit miles |  | No Data
|  | 1.t.3.b.i | Transmission | HFTD Tier 3 | Rural | WUI |  |  |  |  | Circuit miles |  | No Data
|  | 1.t.3.b.ii | Transmission | HFTD Tier 3 | Rural | Non-WUI |  |  |  |  | Circuit miles |  | No Data
|  | 1.t.3.c.i | Transmission | HFTD Tier 3 | Highly rural | WUI |  |  |  |  | Circuit miles |  | No Data
|  | 1.t.3.c.ii | Transmission | HFTD Tier 3 | Highly rural | Non-WUI |  |  |  |  | Circuit miles |  | No Data
x | 2. Underground circuit miles | 2.d.0.a.i | Distribution | Non-HFTD | Urban | WUI |  |  |  |  | Circuit miles |  | No Data
|  | 2.d.0.a.ii | Distribution | Non-HFTD | Urban | Non-WUI |  |  |  |  | Circuit miles |  | No Data
|  | 2.d.0.b.i | Distribution | Non-HFTD | Rural | WUI |  |  |  |  | Circuit miles |  | No Data
|  | 2.d.0.b.ii | Distribution | Non-HFTD | Rural | Non-WUI |  |  |  |  | Circuit miles |  | No Data
|  | 2.d.0.c.i | Distribution | Non-HFTD | Highly rural | WUI |  |  |  |  | Circuit miles |  | No Data
|  | 2.d.0.c.ii | Distribution | Non-HFTD | Highly rural | Non-WUI |  |  |  |  | Circuit miles |  | No Data
|  | 2.d.2.a.i | Distribution | HFTD Tier 2 | Urban | WUI |  |  |  |  | Circuit miles |  | No Data
|  | 2.d.2.a.ii | Distribution | HFTD Tier 2 | Urban | Non-WUI |  |  |  |  | Circuit miles |  | No Data
|  | 2.d.2.b.i | Distribution | HFTD Tier 2 | Rural | WUI |  |  |  |  | Circuit miles |  | No Data
|  | 2.d.2.b.ii | Distribution | HFTD Tier 2 | Rural | Non-WUI |  |  |  |  | Circuit miles |  | No Data
|  | 2.d.2.c.i | Distribution | HFTD Tier 2 | Highly rural | WUI |  |  |  |  | Circuit miles |  | No Data
|  | 2.d.2.c.ii | Distribution | HFTD Tier 2 | Highly rural | Non-WUI |  |  |  |  | Circuit miles |  | No Data
|  | 2.d.3.a.i | Distribution | HFTD Tier 3 | Urban | WUI |  |  |  |  | Circuit miles |  | No Data
|  | 2.d.3.a.ii | Distribution | HFTD Tier 3 | Urban | Non-WUI |  |  |  |  | Circuit miles |  | No Data
|  | 2.d.3.b.i | Distribution | HFTD Tier 3 | Rural | WUI |  |  |  |  | Circuit miles |  | No Data
|  | 2.d.3.b.ii | Distribution | HFTD Tier 3 | Rural | Non-WUI |  |  |  |  | Circuit miles |  | No Data
|  | 2.d.3.c.i | Distribution | HFTD Tier 3 | Highly rural | WUI |  |  |  |  | Circuit miles |  | No Data
|  | 2.d.3.c.ii | Distribution | HFTD Tier 3 | Highly rural | Non-WUI |  |  |  |  | Circuit miles |  | No Data
|  | 2.t.0.a.i | Transmission | Non-HFTD | Urban | WUI |  |  |  |  | Circuit miles |  | No Data
|  | 2.t.0.a.ii | Transmission | Non-HFTD | Urban | Non-WUI |  |  |  |  | Circuit miles |  | No Data
|  | 2.t.0.b.i | Transmission | Non-HFTD | Rural | WUI |  |  |  |  | Circuit miles |  | No Data
|  | 2.t.0.b.ii | Transmission | Non-HFTD | Rural | Non-WUI |  |  |  |  | Circuit miles |  | No Data
|  | 2.t.0.c.i | Transmission | Non-HFTD | Highly rural | WUI |  |  |  |  | Circuit miles |  | No Data
|  | 2.t.0.c.ii | Transmission | Non-HFTD | Highly rural | Non-WUI |  |  |  |  | Circuit miles |  | No Data
|  | 2.t.2.a.i | Transmission | HFTD Tier 2 | Urban | WUI |  |  |  |  | Circuit miles |  | No Data
|  | 2.t.2.a.ii | Transmission | HFTD Tier 2 | Urban | Non-WUI |  |  |  |  | Circuit miles |  | No Data
|  | 2.t.2.b.i | Transmission | HFTD Tier 2 | Rural | WUI |  |  |  |  | Circuit miles |  | No Data
|  | 2.t.2.b.ii | Transmission | HFTD Tier 2 | Rural | Non-WUI |  |  |  |  | Circuit miles |  | No Data
|  | 2.t.2.c.i | Transmission | HFTD Tier 2 | Highly rural | WUI |  |  |  |  | Circuit miles |  | No Data
|  | 2.t.2.c.ii | Transmission | HFTD Tier 2 | Highly rural | Non-WUI |  |  |  |  | Circuit miles |  | No Data
|  | 2.t.3.a.i | Transmission | HFTD Tier 3 | Urban | WUI |  |  |  |  | Circuit miles |  | No Data
|  | 2.t.3.a.ii | Transmission | HFTD Tier 3 | Urban | Non-WUI |  |  |  |  | Circuit miles |  | No Data
|  | 2.t.3.b.i | Transmission | HFTD Tier 3 | Rural | WUI |  |  |  |  | Circuit miles |  | No Data
|  | 2.t.3.b.ii | Transmission | HFTD Tier 3 | Rural | Non-WUI |  |  |  |  | Circuit miles |  | No Data
|  | 2.t.3.c.i | Transmission | HFTD Tier 3 | Highly rural | WUI |  |  |  |  | Circuit miles |  | No Data
|  | 2.t.3.c.ii | Transmission | HFTD Tier 3 | Highly rural | Non-WUI |  |  |  |  | Circuit miles |  | No Data
| 3. Critical facilities | 3.0.a.i | N/A | Non-HFTD | Urban | WUI |  |  |  |  | Number of critical facilities |  | No Data
|  | 3.0.a.ii | N/A | Non-HFTD | Urban | Non-WUI |  |  |  |  | Number of critical facilities |  | No Data
|  | 3.0.b.i | N/A | Non-HFTD | Rural | WUI |  |  |  |  | Number of critical facilities |  | No Data
|  | 3.0.b.ii | N/A | Non-HFTD | Rural | Non-WUI |  |  |  |  | Number of critical facilities |  | No Data
|  | 3.0.c.i | N/A | Non-HFTD | Highly rural | WUI |  |  |  |  | Number of critical facilities |  | No Data
|  | 3.0.c.ii | N/A | Non-HFTD | Highly rural | Non-WUI |  |  |  |  | Number of critical facilities |  | No Data
|  | 3.2.a.i | N/A | HFTD Tier 2 | Urban | WUI |  |  |  |  | Number of critical facilities |  | No Data
|  | 3.2.a.ii | N/A | HFTD Tier 2 | Urban | Non-WUI |  |  |  |  | Number of critical facilities |  | No Data
|  | 3.2.b.i | N/A | HFTD Tier 2 | Rural | WUI |  |  |  |  | Number of critical facilities |  | No Data
|  | 3.2.b.ii | N/A | HFTD Tier 2 | Rural | Non-WUI |  |  |  |  | Number of critical facilities |  | No Data
|  | 3.2.c.i | N/A | HFTD Tier 2 | Highly rural | WUI |  |  |  |  | Number of critical facilities |  | No Data
|  | 3.2.c.ii | N/A | HFTD Tier 2 | Highly rural | Non-WUI |  |  |  |  | Number of critical facilities |  | No Data
|  | 3.3.a.i | N/A | HFTD Tier 3 | Urban | WUI |  |  |  |  | Number of critical facilities |  | No Data
|  | 3.3.a.ii | N/A | HFTD Tier 3 | Urban | Non-WUI |  |  |  |  | Number of critical facilities |  | No Data
|  | 3.3.b.i | N/A | HFTD Tier 3 | Rural | WUI |  |  |  |  | Number of critical facilities |  | No Data
|  | 3.3.b.ii | N/A | HFTD Tier 3 | Rural | Non-WUI |  |  |  |  | Number of critical facilities |  | No Data
|  | 3.3.c.i | N/A | HFTD Tier 3 | Highly rural | WUI |  |  |  |  | Number of critical facilities |  | No Data
|  | 3.3.c.ii | N/A | HFTD Tier 3 | Highly rural | Non-WUI |  |  |  |  | Number of critical facilities |  | No Data
| 4. Residential customers | 4.0.a.i | N/A | Non-HFTD | Urban | WUI |  |  |  |  | Number of residential customers |  | No Data
|  | 4.0.a.ii | N/A | Non-HFTD | Urban | Non-WUI |  |  |  |  | Number of residential customers |  | No Data
|  | 4.0.b.i | N/A | Non-HFTD | Rural | WUI |  |  |  |  | Number of residential customers |  | No Data
|  | 4.0.b.ii | N/A | Non-HFTD | Rural | Non-WUI |  |  |  |  | Number of residential customers |  | No Data
|  | 4.0.c.i | N/A | Non-HFTD | Highly rural | WUI |  |  |  |  | Number of residential customers |  | No Data
|  | 4.0.c.ii | N/A | Non-HFTD | Highly rural | Non-WUI |  |  |  |  | Number of residential customers |  | No Data
|  | 4.2.a.i | N/A | HFTD Tier 2 | Urban | WUI |  |  |  |  | Number of residential customers |  | No Data
|  | 4.2.a.ii | N/A | HFTD Tier 2 | Urban | Non-WUI |  |  |  |  | Number of residential customers |  | No Data
|  | 4.2.b.i | N/A | HFTD Tier 2 | Rural | WUI |  |  |  |  | Number of residential customers |  | No Data
|  | 4.2.b.ii | N/A | HFTD Tier 2 | Rural | Non-WUI |  |  |  |  | Number of residential customers |  | No Data
|  | 4.2.c.i | N/A | HFTD Tier 2 | Highly rural | WUI |  |  |  |  | Number of residential customers |  | No Data
|  | 4.2.c.ii | N/A | HFTD Tier 2 | Highly rural | Non-WUI |  |  |  |  | Number of residential customers |  | No Data
|  | 4.3.a.i | N/A | HFTD Tier 3 | Urban | WUI |  |  |  |  | Number of residential customers |  | No Data
|  | 4.3.a.ii | N/A | HFTD Tier 3 | Urban | Non-WUI |  |  |  |  | Number of residential customers |  | No Data
|  | 4.3.b.i | N/A | HFTD Tier 3 | Rural | WUI |  |  |  |  | Number of residential customers |  | No Data
|  | 4.3.b.ii | N/A | HFTD Tier 3 | Rural | Non-WUI |  |  |  |  | Number of residential customers |  | No Data
|  | 4.3.c.i | N/A | HFTD Tier 3 | Highly rural | WUI |  |  |  |  | Number of residential customers |  | No Data
|  | 4.3.c.ii | N/A | HFTD Tier 3 | Highly rural | Non-WUI |  |  |  |  | Number of residential customers |  | No Data
| 5. Commercial customers | 5.0.a.i | N/A | Non-HFTD | Urban | WUI |  |  |  |  | Number of commercial customers |  | No Data
|  | 5.0.a.ii | N/A | Non-HFTD | Urban | Non-WUI |  |  |  |  | Number of commercial customers |  | No Data
|  | 5.0.b.i | N/A | Non-HFTD | Rural | WUI |  |  |  |  | Number of commercial customers |  | No Data
|  | 5.0.b.ii | N/A | Non-HFTD | Rural | Non-WUI |  |  |  |  | Number of commercial customers |  | No Data
|  | 5.0.c.i | N/A | Non-HFTD | Highly rural | WUI |  |  |  |  | Number of commercial customers |  | No Data
|  | 5.0.c.ii | N/A | Non-HFTD | Highly rural | Non-WUI |  |  |  |  | Number of commercial customers |  | No Data
|  | 5.2.a.i | N/A | HFTD Tier 2 | Urban | WUI |  |  |  |  | Number of commercial customers |  | No Data
|  | 5.2.a.ii | N/A | HFTD Tier 2 | Urban | Non-WUI |  |  |  |  | Number of commercial customers |  | No Data
|  | 5.2.b.i | N/A | HFTD Tier 2 | Rural | WUI |  |  |  |  | Number of commercial customers |  | No Data
|  | 5.2.b.ii | N/A | HFTD Tier 2 | Rural | Non-WUI |  |  |  |  | Number of commercial customers |  | No Data
|  | 5.2.c.i | N/A | HFTD Tier 2 | Highly rural | WUI |  |  |  |  | Number of commercial customers |  | No Data
|  | 5.2.c.ii | N/A | HFTD Tier 2 | Highly rural | Non-WUI |  |  |  |  | Number of commercial customers |  | No Data
|  | 5.3.a.i | N/A | HFTD Tier 3 | Urban | WUI |  |  |  |  | Number of commercial customers |  | No Data
|  | 5.3.a.ii | N/A | HFTD Tier 3 | Urban | Non-WUI |  |  |  |  | Number of commercial customers |  | No Data
|  | 5.3.b.i | N/A | HFTD Tier 3 | Rural | WUI |  |  |  |  | Number of commercial customers |  | No Data
|  | 5.3.b.ii | N/A | HFTD Tier 3 | Rural | Non-WUI |  |  |  |  | Number of commercial customers |  | No Data
|  | 5.3.c.i | N/A | HFTD Tier 3 | Highly rural | WUI |  |  |  |  | Number of commercial customers |  | No Data
|  | 5.3.c.ii | N/A | HFTD Tier 3 | Highly rural | Non-WUI |  |  |  |  | Number of commercial customers |  | No Data
| 6. AFN customers | 6.0.a.i | N/A | Non-HFTD | Urban | WUI |  |  |  |  | Number of customers belonging to access and functional needs populations |  | No Data
|  | 6.0.a.ii | N/A | Non-HFTD | Urban | Non-WUI |  |  |  |  | Number of customers belonging to access and functional needs populations |  | No Data
|  | 6.0.b.i | N/A | Non-HFTD | Rural | WUI |  |  |  |  | Number of customers belonging to access and functional needs populations |  | No Data
|  | 6.0.b.ii | N/A | Non-HFTD | Rural | Non-WUI |  |  |  |  | Number of customers belonging to access and functional needs populations |  | No Data
|  | 6.0.c.i | N/A | Non-HFTD | Highly rural | WUI |  |  |  |  | Number of customers belonging to access and functional needs populations |  | No Data
|  | 6.0.c.ii | N/A | Non-HFTD | Highly rural | Non-WUI |  |  |  |  | Number of customers belonging to access and functional needs populations |  | No Data
|  | 6.2.a.i | N/A | HFTD Tier 2 | Urban | WUI |  |  |  |  | Number of customers belonging to access and functional needs populations |  | No Data
|  | 6.2.a.ii | N/A | HFTD Tier 2 | Urban | Non-WUI |  |  |  |  | Number of customers belonging to access and functional needs populations |  | No Data
|  | 6.2.b.i | N/A | HFTD Tier 2 | Rural | WUI |  |  |  |  | Number of customers belonging to access and functional needs populations |  | No Data
|  | 6.2.b.ii | N/A | HFTD Tier 2 | Rural | Non-WUI |  |  |  |  | Number of customers belonging to access and functional needs populations |  | No Data
|  | 6.2.c.i | N/A | HFTD Tier 2 | Highly rural | WUI |  |  |  |  | Number of customers belonging to access and functional needs populations |  | No Data
|  | 6.2.c.ii | N/A | HFTD Tier 2 | Highly rural | Non-WUI |  |  |  |  | Number of customers belonging to access and functional needs populations |  | No Data
|  | 6.3.a.i | N/A | HFTD Tier 3 | Urban | WUI |  |  |  |  | Number of customers belonging to access and functional needs populations |  | No Data
|  | 6.3.a.ii | N/A | HFTD Tier 3 | Urban | Non-WUI |  |  |  |  | Number of customers belonging to access and functional needs populations |  | No Data
|  | 6.3.b.i | N/A | HFTD Tier 3 | Rural | WUI |  |  |  |  | Number of customers belonging to access and functional needs populations |  | No Data
|  | 6.3.b.ii | N/A | HFTD Tier 3 | Rural | Non-WUI |  |  |  |  | Number of customers belonging to access and functional needs populations |  | No Data
|  | 6.3.c.i | N/A | HFTD Tier 3 | Highly rural | WUI |  |  |  |  | Number of customers belonging to access and functional needs populations |  | No Data
|  | 6.3.c.ii | N/A | HFTD Tier 3 | Highly rural | Non-WUI |  |  |  |  | Number of customers belonging to access and functional needs populations |  | No Data
| 7. Substations | 7.0.a.i | N/A | Non-HFTD | Urban | WUI |  |  |  |  | Number of substations |  | No Data
|  | 7.0.a.ii | N/A | Non-HFTD | Urban | Non-WUI |  |  |  |  | Number of substations |  | No Data
|  | 7.0.b.i | N/A | Non-HFTD | Rural | WUI |  |  |  |  | Number of substations |  | No Data
|  | 7.0.b.ii | N/A | Non-HFTD | Rural | Non-WUI |  |  | 1 |  | Number of substations |  | No Data
|  | 7.0.c.i | N/A | Non-HFTD | Highly rural | WUI |  |  |  |  | Number of substations |  | No Data
|  | 7.0.c.ii | N/A | Non-HFTD | Highly rural | Non-WUI |  |  |  |  | Number of substations |  | No Data
|  | 7.2.a.i | N/A | HFTD Tier 2 | Urban | WUI |  |  |  |  | Number of substations |  | No Data
|  | 7.2.a.ii | N/A | HFTD Tier 2 | Urban | Non-WUI |  |  |  |  | Number of substations |  | No Data
|  | 7.2.b.i | N/A | HFTD Tier 2 | Rural | WUI |  |  |  |  | Number of substations |  | No Data
|  | 7.2.b.ii | N/A | HFTD Tier 2 | Rural | Non-WUI |  |  |  | 1 | Number of substations |  | No Data
|  | 7.2.c.i | N/A | HFTD Tier 2 | Highly rural | WUI |  |  |  |  | Number of substations |  | No Data
|  | 7.2.c.ii | N/A | HFTD Tier 2 | Highly rural | Non-WUI |  |  |  |  | Number of substations |  | No Data
|  | 7.3.a.i | N/A | HFTD Tier 3 | Urban | WUI |  |  |  |  | Number of substations |  | No Data
|  | 7.3.a.ii | N/A | HFTD Tier 3 | Urban | Non-WUI |  |  |  |  | Number of substations |  | No Data
|  | 7.3.b.i | N/A | HFTD Tier 3 | Rural | WUI |  |  |  |  | Number of substations |  | No Data
|  | 7.3.b.ii | N/A | HFTD Tier 3 | Rural | Non-WUI |  |  |  |  | Number of substations |  | No Data
|  | 7.3.c.i | N/A | HFTD Tier 3 | Highly rural | WUI |  |  |  |  | Number of substations |  | No Data
|  | 7.3.c.ii | N/A | HFTD Tier 3 | Highly rural | Non-WUI |  |  |  |  | Number of substations |  | No Data
| 8. Weather stations | 8.0.a.i | N/A | Non-HFTD | Urban | WUI |  |  |  |  | Number of weather stations |  | No Data
|  | 8.0.a.ii | N/A | Non-HFTD | Urban | Non-WUI |  |  |  |  | Number of weather stations |  | No Data
|  | 8.0.b.i | N/A | Non-HFTD | Rural | WUI |  |  |  |  | Number of weather stations |  | No Data
|  | 8.0.b.ii | N/A | Non-HFTD | Rural | Non-WUI |  |  |  |  | Number of weather stations |  | No Data
|  | 8.0.c.i | N/A | Non-HFTD | Highly rural | WUI |  |  |  |  | Number of weather stations |  | No Data
|  | 8.0.c.ii | N/A | Non-HFTD | Highly rural | Non-WUI |  |  |  |  | Number of weather stations |  | No Data
|  | 8.2.a.i | N/A | HFTD Tier 2 | Urban | WUI |  |  |  |  | Number of weather stations |  | No Data
|  | 8.2.a.ii | N/A | HFTD Tier 2 | Urban | Non-WUI |  |  |  |  | Number of weather stations |  | No Data
|  | 8.2.b.i | N/A | HFTD Tier 2 | Rural | WUI |  |  |  |  | Number of weather stations |  | No Data
|  | 8.2.b.ii | N/A | HFTD Tier 2 | Rural | Non-WUI |  |  |  |  | Number of weather stations |  | No Data
|  | 8.2.c.i | N/A | HFTD Tier 2 | Highly rural | WUI |  |  |  |  | Number of weather stations |  | No Data
|  | 8.2.c.ii | N/A | HFTD Tier 2 | Highly rural | Non-WUI |  |  |  |  | Number of weather stations |  | No Data
|  | 8.3.a.i | N/A | HFTD Tier 3 | Urban | WUI |  |  |  |  | Number of weather stations |  | No Data
|  | 8.3.a.ii | N/A | HFTD Tier 3 | Urban | Non-WUI |  |  |  |  | Number of weather stations |  | No Data
|  | 8.3.b.i | N/A | HFTD Tier 3 | Rural | WUI |  |  |  |  | Number of weather stations |  | No Data
|  | 8.3.b.ii | N/A | HFTD Tier 3 | Rural | Non-WUI |  |  |  |  | Number of weather stations |  | No Data
|  | 8.3.c.i | N/A | HFTD Tier 3 | Highly rural | WUI |  |  |  |  | Number of weather stations |  | No Data
|  | 8.3.c.ii | N/A | HFTD Tier 3 | Highly rural | Non-WUI |  |  |  |  | Number of weather stations |  | No Data

## Table 8
| Utility | LS Power Grid California |  |  |  |  | Notes:
| Table No. | 8 |  |  |  |  | Transmission lines refer to all lines at or above 65kV, and distribution lines refer to all lines below 65kV. Report net additions using positive numbers and net removals and undergrounding using negative numbers for circuit miles and numbers of substations. Only report changes expected within the target year.
| Date Modified | [5 empty] | For example, if 20 net overhead circuit miles are planned for addition by 2023, with 15 being added by 2022 and 5 more added by 2023, then report “15” for 2022 and “5” for 2023. Do not report cumulative change across years. In this case, do not report “20” for 2023, but instead the number planned to be added for just that year, which is “5”.
[7 empty] | Actual | Projected
| Table 8: Location of utility equipment additions or removal | [5 empty] | Q2
| Metric type | # | Line Type | HFTD Tier | Area Type | WUI Status | 2024 | 2023 | 2024 | 2025 | Unit(s) | Comments | Blank Meaning
x | 1. Planned net addition (or removal) - overhead circuit miles | 1.d.0.a.i | Distribution | Non-HFTD | Urban | WUI |  |  |  |  | Circuit miles |  | No Data
|  | 1.d.0.a.ii | Distribution | Non-HFTD | Urban | Non-WUI |  |  |  |  | Circuit miles |  | No Data
|  | 1.d.0.b.i | Distribution | Non-HFTD | Rural | WUI |  |  |  |  | Circuit miles |  | No Data
|  | 1.d.0.b.ii | Distribution | Non-HFTD | Rural | Non-WUI |  |  |  |  | Circuit miles |  | No Data
|  | 1.d.0.c.i | Distribution | Non-HFTD | Highly rural | WUI |  |  |  |  | Circuit miles |  | No Data
|  | 1.d.0.c.ii | Distribution | Non-HFTD | Highly rural | Non-WUI |  |  |  |  | Circuit miles |  | No Data
|  | 1.d.2.a.i | Distribution | HFTD Tier 2 | Urban | WUI |  |  |  |  | Circuit miles |  | No Data
|  | 1.d.2.a.ii | Distribution | HFTD Tier 2 | Urban | Non-WUI |  |  |  |  | Circuit miles |  | No Data
|  | 1.d.2.b.i | Distribution | HFTD Tier 2 | Rural | WUI |  |  |  |  | Circuit miles |  | No Data
|  | 1.d.2.b.ii | Distribution | HFTD Tier 2 | Rural | Non-WUI |  |  |  |  | Circuit miles |  | No Data
|  | 1.d.2.c.i | Distribution | HFTD Tier 2 | Highly rural | WUI |  |  |  |  | Circuit miles |  | No Data
|  | 1.d.2.c.ii | Distribution | HFTD Tier 2 | Highly rural | Non-WUI |  |  |  |  | Circuit miles |  | No Data
|  | 1.d.3.a.i | Distribution | HFTD Tier 3 | Urban | WUI |  |  |  |  | Circuit miles |  | No Data
|  | 1.d.3.a.ii | Distribution | HFTD Tier 3 | Urban | Non-WUI |  |  |  |  | Circuit miles |  | No Data
|  | 1.d.3.b.i | Distribution | HFTD Tier 3 | Rural | WUI |  |  |  |  | Circuit miles |  | No Data
|  | 1.d.3.b.ii | Distribution | HFTD Tier 3 | Rural | Non-WUI |  |  |  |  | Circuit miles |  | No Data
|  | 1.d.3.c.i | Distribution | HFTD Tier 3 | Highly rural | WUI |  |  |  |  | Circuit miles |  | No Data
|  | 1.d.3.c.ii | Distribution | HFTD Tier 3 | Highly rural | Non-WUI |  |  |  |  | Circuit miles |  | No Data
|  | 1.t.0.a.i | Transmission | Non-HFTD | Urban | WUI |  |  |  |  | Circuit miles |  | No Data
|  | 1.t.0.a.ii | Transmission | Non-HFTD | Urban | Non-WUI |  |  |  |  | Circuit miles |  | No Data
|  | 1.t.0.b.i | Transmission | Non-HFTD | Rural | WUI |  |  |  |  | Circuit miles |  | No Data
|  | 1.t.0.b.ii | Transmission | Non-HFTD | Rural | Non-WUI |  |  |  |  | Circuit miles |  | No Data
|  | 1.t.0.c.i | Transmission | Non-HFTD | Highly rural | WUI |  |  |  |  | Circuit miles |  | No Data
|  | 1.t.0.c.ii | Transmission | Non-HFTD | Highly rural | Non-WUI |  |  |  |  | Circuit miles |  | No Data
|  | 1.t.2.a.i | Transmission | HFTD Tier 2 | Urban | WUI |  |  |  |  | Circuit miles |  | No Data
|  | 1.t.2.a.ii | Transmission | HFTD Tier 2 | Urban | Non-WUI |  |  |  |  | Circuit miles |  | No Data
|  | 1.t.2.b.i | Transmission | HFTD Tier 2 | Rural | WUI |  |  |  |  | Circuit miles |  | No Data
|  | 1.t.2.b.ii | Transmission | HFTD Tier 2 | Rural | Non-WUI |  |  |  |  | Circuit miles |  | No Data
x |  | 1.t.2.c.i | Transmission | HFTD Tier 2 | Highly rural | WUI |  |  |  |  | Circuit miles |  | No Data
|  | 1.t.2.c.ii | Transmission | HFTD Tier 2 | Highly rural | Non-WUI |  |  |  |  | Circuit miles |  | No Data
|  | 1.t.3.a.i | Transmission | HFTD Tier 3 | Urban | WUI |  |  |  |  | Circuit miles |  | No Data
|  | 1.t.3.a.ii | Transmission | HFTD Tier 3 | Urban | Non-WUI |  |  |  |  | Circuit miles |  | No Data
|  | 1.t.3.b.i | Transmission | HFTD Tier 3 | Rural | WUI |  |  |  |  | Circuit miles |  | No Data
|  | 1.t.3.b.ii | Transmission | HFTD Tier 3 | Rural | Non-WUI |  |  |  |  | Circuit miles |  | No Data
|  | 1.t.3.c.i | Transmission | HFTD Tier 3 | Highly rural | WUI |  |  |  |  | Circuit miles |  | No Data
|  | 1.t.3.c.ii | Transmission | HFTD Tier 3 | Highly rural | Non-WUI |  |  |  |  | Circuit miles |  | No Data
x | 2. Planned net addition (or removal) - underground circuit miles | 2.d.0.a.i | Distribution | Non-HFTD | Urban | WUI |  |  |  |  | Circuit miles |  | No Data
|  | 2.d.0.a.ii | Distribution | Non-HFTD | Urban | Non-WUI |  |  |  |  | Circuit miles |  | No Data
|  | 2.d.0.b.i | Distribution | Non-HFTD | Rural | WUI |  |  |  |  | Circuit miles |  | No Data
|  | 2.d.0.b.ii | Distribution | Non-HFTD | Rural | Non-WUI |  |  |  |  | Circuit miles |  | No Data
|  | 2.d.0.c.i | Distribution | Non-HFTD | Highly rural | WUI |  |  |  |  | Circuit miles |  | No Data
|  | 2.d.0.c.ii | Distribution | Non-HFTD | Highly rural | Non-WUI |  |  |  |  | Circuit miles |  | No Data
|  | 2.d.2.a.i | Distribution | HFTD Tier 2 | Urban | WUI |  |  |  |  | Circuit miles |  | No Data
|  | 2.d.2.a.ii | Distribution | HFTD Tier 2 | Urban | Non-WUI |  |  |  |  | Circuit miles |  | No Data
|  | 2.d.2.b.i | Distribution | HFTD Tier 2 | Rural | WUI |  |  |  |  | Circuit miles |  | No Data
|  | 2.d.2.b.ii | Distribution | HFTD Tier 2 | Rural | Non-WUI |  |  |  |  | Circuit miles |  | No Data
|  | 2.d.2.c.i | Distribution | HFTD Tier 2 | Highly rural | WUI |  |  |  |  | Circuit miles |  | No Data
|  | 2.d.2.c.ii | Distribution | HFTD Tier 2 | Highly rural | Non-WUI |  |  |  |  | Circuit miles |  | No Data
|  | 2.d.3.a.i | Distribution | HFTD Tier 3 | Urban | WUI |  |  |  |  | Circuit miles |  | No Data
|  | 2.d.3.a.ii | Distribution | HFTD Tier 3 | Urban | Non-WUI |  |  |  |  | Circuit miles |  | No Data
|  | 2.d.3.b.i | Distribution | HFTD Tier 3 | Rural | WUI |  |  |  |  | Circuit miles |  | No Data
|  | 2.d.3.b.ii | Distribution | HFTD Tier 3 | Rural | Non-WUI |  |  |  |  | Circuit miles |  | No Data
|  | 2.d.3.c.i | Distribution | HFTD Tier 3 | Highly rural | WUI |  |  |  |  | Circuit miles |  | No Data
|  | 2.d.3.c.ii | Distribution | HFTD Tier 3 | Highly rural | Non-WUI |  |  |  |  | Circuit miles |  | No Data
|  | 2.t.0.a.i | Transmission | Non-HFTD | Urban | WUI |  |  |  |  | Circuit miles |  | No Data
|  | 2.t.0.a.ii | Transmission | Non-HFTD | Urban | Non-WUI |  |  |  |  | Circuit miles |  | No Data
|  | 2.t.0.b.i | Transmission | Non-HFTD | Rural | WUI |  |  |  |  | Circuit miles |  | No Data
|  | 2.t.0.b.ii | Transmission | Non-HFTD | Rural | Non-WUI |  |  |  |  | Circuit miles |  | No Data
|  | 2.t.0.c.i | Transmission | Non-HFTD | Highly rural | WUI |  |  |  |  | Circuit miles |  | No Data
|  | 2.t.0.c.ii | Transmission | Non-HFTD | Highly rural | Non-WUI |  |  |  |  | Circuit miles |  | No Data
|  | 2.t.2.a.i | Transmission | HFTD Tier 2 | Urban | WUI |  |  |  |  | Circuit miles |  | No Data
|  | 2.t.2.a.ii | Transmission | HFTD Tier 2 | Urban | Non-WUI |  |  |  |  | Circuit miles |  | No Data
|  | 2.t.2.b.i | Transmission | HFTD Tier 2 | Rural | WUI |  |  |  |  | Circuit miles |  | No Data
|  | 2.t.2.b.ii | Transmission | HFTD Tier 2 | Rural | Non-WUI |  |  |  |  | Circuit miles |  | No Data
|  | 2.t.2.c.i | Transmission | HFTD Tier 2 | Highly rural | WUI |  |  |  |  | Circuit miles |  | No Data
|  | 2.t.2.c.ii | Transmission | HFTD Tier 2 | Highly rural | Non-WUI |  |  |  |  | Circuit miles |  | No Data
|  | 2.t.3.a.i | Transmission | HFTD Tier 3 | Urban | WUI |  |  |  |  | Circuit miles |  | No Data
|  | 2.t.3.a.ii | Transmission | HFTD Tier 3 | Urban | Non-WUI |  |  |  |  | Circuit miles |  | No Data
|  | 2.t.3.b.i | Transmission | HFTD Tier 3 | Rural | WUI |  |  |  |  | Circuit miles |  | No Data
|  | 2.t.3.b.ii | Transmission | HFTD Tier 3 | Rural | Non-WUI |  |  |  |  | Circuit miles |  | No Data
|  | 2.t.3.c.i | Transmission | HFTD Tier 3 | Highly rural | WUI |  |  |  |  | Circuit miles |  | No Data
|  | 2.t.3.c.ii | Transmission | HFTD Tier 3 | Highly rural | Non-WUI |  |  |  |  | Circuit miles |  | No Data
| 3. Planned net addition (or removal) - Substations | 3.0.a.i | N/A | Non-HFTD | Urban | WUI |  |  |  |  | Number of substations |  | No Data
|  | 3.0.a.ii | N/A | Non-HFTD | Urban | Non-WUI |  |  |  |  | Number of substations |  | No Data
|  | 3.0.b.i | N/A | Non-HFTD | Rural | WUI |  |  |  |  | Number of substations |  | No Data
|  | 3.0.b.ii | N/A | Non-HFTD | Rural | Non-WUI |  |  |  |  | Number of substations |  | No Data
|  | 3.0.c.i | N/A | Non-HFTD | Highly rural | WUI |  |  |  |  | Number of substations |  | No Data
|  | 3.0.c.ii | N/A | Non-HFTD | Highly rural | Non-WUI |  |  |  |  | Number of substations |  | No Data
|  | 3.2.a.i | N/A | HFTD Tier 2 | Urban | WUI |  |  |  |  | Number of substations |  | No Data
|  | 3.2.a.ii | N/A | HFTD Tier 2 | Urban | Non-WUI |  |  |  |  | Number of substations |  | No Data
|  | 3.2.b.i | N/A | HFTD Tier 2 | Rural | WUI |  |  |  |  | Number of substations |  | No Data
|  | 3.2.b.ii | N/A | HFTD Tier 2 | Rural | Non-WUI |  |  |  |  | Number of substations |  | No Data
|  | 3.2.c.i | N/A | HFTD Tier 2 | Highly rural | WUI |  |  |  |  | Number of substations |  | No Data
|  | 3.2.c.ii | N/A | HFTD Tier 2 | Highly rural | Non-WUI |  |  |  |  | Number of substations |  | No Data
|  | 3.3.a.i | N/A | HFTD Tier 3 | Urban | WUI |  |  |  |  | Number of substations |  | No Data
|  | 3.3.a.ii | N/A | HFTD Tier 3 | Urban | Non-WUI |  |  |  |  | Number of substations |  | No Data
|  | 3.3.b.i | N/A | HFTD Tier 3 | Rural | WUI |  |  |  |  | Number of substations |  | No Data
|  | 3.3.b.ii | N/A | HFTD Tier 3 | Rural | Non-WUI |  |  |  |  | Number of substations |  | No Data
|  | 3.3.c.i | N/A | HFTD Tier 3 | Highly rural | WUI |  |  |  |  | Number of substations |  | No Data
|  | 3.3.c.ii | N/A | HFTD Tier 3 | Highly rural | Non-WUI |  |  |  |  | Number of substations |  | No Data
| 4. Planned net addition (or removal) - Weather stations | 4.0.a.i | N/A | Non-HFTD | Urban | WUI |  |  |  |  | Number of weather stations |  | No Data
|  | 4.0.a.ii | N/A | Non-HFTD | Urban | Non-WUI |  |  |  |  | Number of weather stations |  | No Data
|  | 4.0.b.i | N/A | Non-HFTD | Rural | WUI |  |  |  |  | Number of weather stations |  | No Data
|  | 4.0.b.ii | N/A | Non-HFTD | Rural | Non-WUI |  |  |  |  | Number of weather stations |  | No Data
|  | 4.0.c.i | N/A | Non-HFTD | Highly rural | WUI |  |  |  |  | Number of weather stations |  | No Data
|  | 4.0.c.ii | N/A | Non-HFTD | Highly rural | Non-WUI |  |  |  |  | Number of weather stations |  | No Data
|  | 4.2.a.i | N/A | HFTD Tier 2 | Urban | WUI |  |  |  |  | Number of weather stations |  | No Data
|  | 4.2.a.ii | N/A | HFTD Tier 2 | Urban | Non-WUI |  |  |  |  | Number of weather stations |  | No Data
|  | 4.2.b.i | N/A | HFTD Tier 2 | Rural | WUI |  |  |  |  | Number of weather stations |  | No Data
|  | 4.2.b.ii | N/A | HFTD Tier 2 | Rural | Non-WUI |  |  |  |  | Number of weather stations |  | No Data
|  | 4.2.c.i | N/A | HFTD Tier 2 | Highly rural | WUI |  |  |  |  | Number of weather stations |  | No Data
|  | 4.2.c.ii | N/A | HFTD Tier 2 | Highly rural | Non-WUI |  |  |  |  | Number of weather stations |  | No Data
|  | 4.3.a.i | N/A | HFTD Tier 3 | Urban | WUI |  |  |  |  | Number of weather stations |  | No Data
|  | 4.3.a.ii | N/A | HFTD Tier 3 | Urban | Non-WUI |  |  |  |  | Number of weather stations |  | No Data
|  | 4.3.b.i | N/A | HFTD Tier 3 | Rural | WUI |  |  |  |  | Number of weather stations |  | No Data
|  | 4.3.b.ii | N/A | HFTD Tier 3 | Rural | Non-WUI |  |  |  |  | Number of weather stations |  | No Data
|  | 4.3.c.i | N/A | HFTD Tier 3 | Highly rural | WUI |  |  |  |  | Number of weather stations |  | No Data
|  | 4.3.c.ii | N/A | HFTD Tier 3 | Highly rural | Non-WUI |  |  |  |  | Number of weather stations |  | No Data

## Table 9
| Utility | LS Power Grid California
| Table No. | 9
Date Modified
[7 empty] | Actual | Projected
| Table 9: Location of utility infrastructure upgrades | [5 empty] | Q2
| Metric type | # | Line Type | HFTD Tier | Area Type | WUI Status | 2024 | 2023 | 2024 | 2025 | Unit(s) | Comments | Blank Meaning
x | 1. Number of overhead circuit miles planned for upgrade | 1.d.0.a.i | Distribution | Non-HFTD | Urban | WUI |  |  |  |  | Circuit miles |  | No Data
|  | 1.d.0.a.ii | Distribution | Non-HFTD | Urban | Non-WUI |  |  |  |  | Circuit miles |  | No Data
|  | 1.d.0.b.i | Distribution | Non-HFTD | Rural | WUI |  |  |  |  | Circuit miles |  | No Data
|  | 1.d.0.b.ii | Distribution | Non-HFTD | Rural | Non-WUI |  |  |  |  | Circuit miles |  | No Data
|  | 1.d.0.c.i | Distribution | Non-HFTD | Highly rural | WUI |  |  |  |  | Circuit miles |  | No Data
|  | 1.d.0.c.ii | Distribution | Non-HFTD | Highly rural | Non-WUI |  |  |  |  | Circuit miles |  | No Data
|  | 1.d.2.a.i | Distribution | HFTD Tier 2 | Urban | WUI |  |  |  |  | Circuit miles |  | No Data
|  | 1.d.2.a.ii | Distribution | HFTD Tier 2 | Urban | Non-WUI |  |  |  |  | Circuit miles |  | No Data
|  | 1.d.2.b.i | Distribution | HFTD Tier 2 | Rural | WUI |  |  |  |  | Circuit miles |  | No Data
|  | 1.d.2.b.ii | Distribution | HFTD Tier 2 | Rural | Non-WUI |  |  |  |  | Circuit miles |  | No Data
|  | 1.d.2.c.i | Distribution | HFTD Tier 2 | Highly rural | WUI |  |  |  |  | Circuit miles |  | No Data
|  | 1.d.2.c.ii | Distribution | HFTD Tier 2 | Highly rural | Non-WUI |  |  |  |  | Circuit miles |  | No Data
|  | 1.d.3.a.i | Distribution | HFTD Tier 3 | Urban | WUI |  |  |  |  | Circuit miles |  | No Data
|  | 1.d.3.a.ii | Distribution | HFTD Tier 3 | Urban | Non-WUI |  |  |  |  | Circuit miles |  | No Data
|  | 1.d.3.b.i | Distribution | HFTD Tier 3 | Rural | WUI |  |  |  |  | Circuit miles |  | No Data
|  | 1.d.3.b.ii | Distribution | HFTD Tier 3 | Rural | Non-WUI |  |  |  |  | Circuit miles |  | No Data
|  | 1.d.3.c.i | Distribution | HFTD Tier 3 | Highly rural | WUI |  |  |  |  | Circuit miles |  | No Data
|  | 1.d.3.c.ii | Distribution | HFTD Tier 3 | Highly rural | Non-WUI |  |  |  |  | Circuit miles |  | No Data
|  | 1.t.0.a.i | Transmission | Non-HFTD | Urban | WUI |  |  |  |  | Circuit miles |  | No Data
|  | 1.t.0.a.ii | Transmission | Non-HFTD | Urban | Non-WUI |  |  |  |  | Circuit miles |  | No Data
|  | 1.t.0.b.i | Transmission | Non-HFTD | Rural | WUI |  |  |  |  | Circuit miles |  | No Data
|  | 1.t.0.b.ii | Transmission | Non-HFTD | Rural | Non-WUI |  |  |  |  | Circuit miles |  | No Data
|  | 1.t.0.c.i | Transmission | Non-HFTD | Highly rural | WUI |  |  |  |  | Circuit miles |  | No Data
|  | 1.t.0.c.ii | Transmission | Non-HFTD | Highly rural | Non-WUI |  |  |  |  | Circuit miles |  | No Data
|  | 1.t.2.a.i | Transmission | HFTD Tier 2 | Urban | WUI |  |  |  |  | Circuit miles |  | No Data
|  | 1.t.2.a.ii | Transmission | HFTD Tier 2 | Urban | Non-WUI |  |  |  |  | Circuit miles |  | No Data
|  | 1.t.2.b.i | Transmission | HFTD Tier 2 | Rural | WUI |  |  |  |  | Circuit miles |  | No Data
|  | 1.t.2.b.ii | Transmission | HFTD Tier 2 | Rural | Non-WUI |  |  |  |  | Circuit miles |  | No Data
|  | 1.t.2.c.i | Transmission | HFTD Tier 2 | Highly rural | WUI |  |  |  |  | Circuit miles |  | No Data
|  | 1.t.2.c.ii | Transmission | HFTD Tier 2 | Highly rural | Non-WUI |  |  |  |  | Circuit miles |  | No Data
|  | 1.t.3.a.i | Transmission | HFTD Tier 3 | Urban | WUI |  |  |  |  | Circuit miles |  | No Data
|  | 1.t.3.a.ii | Transmission | HFTD Tier 3 | Urban | Non-WUI |  |  |  |  | Circuit miles |  | No Data
|  | 1.t.3.b.i | Transmission | HFTD Tier 3 | Rural | WUI |  |  |  |  | Circuit miles |  | No Data
|  | 1.t.3.b.ii | Transmission | HFTD Tier 3 | Rural | Non-WUI |  |  |  |  | Circuit miles |  | No Data
|  | 1.t.3.c.i | Transmission | HFTD Tier 3 | Highly rural | WUI |  |  |  |  | Circuit miles |  | No Data
|  | 1.t.3.c.ii | Transmission | HFTD Tier 3 | Highly rural | Non-WUI |  |  |  |  | Circuit miles |  | No Data
x | 2. Number of substations planned for upgrades | 2.0.a.i | N/A | Non-HFTD | Urban | WUI |  |  |  |  | Number of substations |  | No Data
|  | 2.0.a.ii | N/A | Non-HFTD | Urban | Non-WUI |  |  |  |  | Number of substations |  | No Data
|  | 2.0.b.i | N/A | Non-HFTD | Rural | WUI |  |  |  |  | Number of substations |  | No Data
|  | 2.0.b.ii | N/A | Non-HFTD | Rural | Non-WUI |  |  |  |  | Number of substations |  | No Data
|  | 2.0.c.i | N/A | Non-HFTD | Highly rural | WUI |  |  |  |  | Number of substations |  | No Data
|  | 2.0.c.ii | N/A | Non-HFTD | Highly rural | Non-WUI |  |  |  |  | Number of substations |  | No Data
|  | 2.2.a.i | N/A | HFTD Tier 2 | Urban | WUI |  |  |  |  | Number of substations |  | No Data
|  | 2.2.a.ii | N/A | HFTD Tier 2 | Urban | Non-WUI |  |  |  |  | Number of substations |  | No Data
|  | 2.2.b.i | N/A | HFTD Tier 2 | Rural | WUI |  |  |  |  | Number of substations |  | No Data
|  | 2.2.b.ii | N/A | HFTD Tier 2 | Rural | Non-WUI |  |  |  |  | Number of substations |  | No Data
|  | 2.2.c.i | N/A | HFTD Tier 2 | Highly rural | WUI |  |  |  |  | Number of substations |  | No Data
|  | 2.2.c.ii | N/A | HFTD Tier 2 | Highly rural | Non-WUI |  |  |  |  | Number of substations |  | No Data
|  | 2.3.a.i | N/A | HFTD Tier 3 | Urban | WUI |  |  |  |  | Number of substations |  | No Data
|  | 2.3.a.ii | N/A | HFTD Tier 3 | Urban | Non-WUI |  |  |  |  | Number of substations |  | No Data
|  | 2.3.b.i | N/A | HFTD Tier 3 | Rural | WUI |  |  |  |  | Number of substations |  | No Data
|  | 2.3.b.ii | N/A | HFTD Tier 3 | Rural | Non-WUI |  |  |  |  | Number of substations |  | No Data
|  | 2.3.c.i | N/A | HFTD Tier 3 | Highly rural | WUI |  |  |  |  | Number of substations |  | No Data
|  | 2.3.c.ii | N/A | HFTD Tier 3 | Highly rural | Non-WUI |  |  |  |  | Number of substations |  | No Data
| 3. Number of weather stations planned for upgrades | 3.0.a.i | N/A | Non-HFTD | Urban | WUI |  |  |  |  | Number of weather stations |  | No Data
|  | 3.0.a.ii | N/A | Non-HFTD | Urban | Non-WUI |  |  |  |  | Number of weather stations |  | No Data
|  | 3.0.b.i | N/A | Non-HFTD | Rural | WUI |  |  |  |  | Number of weather stations |  | No Data
|  | 3.0.b.ii | N/A | Non-HFTD | Rural | Non-WUI |  |  |  |  | Number of weather stations |  | No Data
|  | 3.0.c.i | N/A | Non-HFTD | Highly rural | WUI |  |  |  |  | Number of weather stations |  | No Data
|  | 3.0.c.ii | N/A | Non-HFTD | Highly rural | Non-WUI |  |  |  |  | Number of weather stations |  | No Data
|  | 3.2.a.i | N/A | HFTD Tier 2 | Urban | WUI |  |  |  |  | Number of weather stations |  | No Data
|  | 3.2.a.ii | N/A | HFTD Tier 2 | Urban | Non-WUI |  |  |  |  | Number of weather stations |  | No Data
|  | 3.2.b.i | N/A | HFTD Tier 2 | Rural | WUI |  |  |  |  | Number of weather stations |  | No Data
|  | 3.2.b.ii | N/A | HFTD Tier 2 | Rural | Non-WUI |  |  |  |  | Number of weather stations |  | No Data
|  | 3.2.c.i | N/A | HFTD Tier 2 | Highly rural | WUI |  |  |  |  | Number of weather stations |  | No Data
|  | 3.2.c.ii | N/A | HFTD Tier 2 | Highly rural | Non-WUI |  |  |  |  | Number of weather stations |  | No Data
|  | 3.3.a.i | N/A | HFTD Tier 3 | Urban | WUI |  |  |  |  | Number of weather stations |  | No Data
|  | 3.3.a.ii | N/A | HFTD Tier 3 | Urban | Non-WUI |  |  |  |  | Number of weather stations |  | No Data
|  | 3.3.b.i | N/A | HFTD Tier 3 | Rural | WUI |  |  |  |  | Number of weather stations |  | No Data
|  | 3.3.b.ii | N/A | HFTD Tier 3 | Rural | Non-WUI |  |  |  |  | Number of weather stations |  | No Data
|  | 3.3.c.i | N/A | HFTD Tier 3 | Highly rural | WUI |  |  |  |  | Number of weather stations |  | No Data
|  | 3.3.c.ii | N/A | HFTD Tier 3 | Highly rural | Non-WUI |  |  |  |  | Number of weather stations |  | No Data

## Table 10
Utility | LS Power Grid California |  | Notes:
Table No. | 10 |  | "PSPS" = Public Safety Power Shutoff
Date Modified |  |  | In future submissions update planned upgrade numbers with actuals
|  |  |  | Actual | Projected
Table 10: Recent use of PSPS and other PSPS metrics |  |  |  | Q2
Metric type | # | Wind Warning Status | Metric name | 2024 | 2023 | 2024 | 2025 | Unit(s) | Comments | Blank Meaning
1. Recent use of PSPS and fast-trip | 1.a. | RFW only | Frequency of PSPS events (total) |  |  |  |  | Number of instances where utility operating protocol requires de-energization of a circuit or portion thereof to reduce ignition probability, per year |  | No Data
|  | HWW only | Frequency of PSPS events (total) |  |  |  |  | Number of instances where utility operating protocol requires de-energization of a circuit or portion thereof to reduce ignition probability, per year |  | No Data
|  | HWW & RFW | Frequency of PSPS events (total) |  |  |  |  | Number of instances where utility operating protocol requires de-energization of a circuit or portion thereof to reduce ignition probability, per year |  | No Data
|  | All (regardless of RFW/HWW status) | Frequency of PSPS events (total) |  |  |  |  | Number of instances where utility operating protocol requires de-energization of a circuit or portion thereof to reduce ignition probability, per year |  | No Data
| 1.b. | RFW only | Scope of PSPS events (total) |  |  |  |  | Circuit-events, measured in number of events multiplied by number of circuits de-energized per year |  | No Data
|  | HWW only | Scope of PSPS events (total) |  |  |  |  | Circuit-events, measured in number of events multiplied by number of circuits de-energized per year |  | No Data
|  | HWW & RFW | Scope of PSPS events (total) |  |  |  |  | Circuit-events, measured in number of events multiplied by number of circuits de-energized per year |  | No Data
|  | All (regardless of RFW/HWW status) | Scope of PSPS events (total) |  |  |  |  | Circuit-events, measured in number of events multiplied by number of circuits de-energized per year |  | No Data
| 1.c. | RFW only | Duration of PSPS events (total) |  |  |  |  | Customer hours per year |  | No Data
|  | HWW only | Duration of PSPS events (total) |  |  |  |  | Customer hours per year |  | No Data
|  | HWW & RFW | Duration of PSPS events (total) |  |  |  |  | Customer hours per year |  | No Data
|  | All (regardless of RFW/HWW status) | Duration of PSPS events (total) |  |  |  |  | Customer hours per year |  | No Data
| 1.d. | RFW only | Frequency of fast-trip events (total) |  |  |  |  | Number of events |  | No Data
|  | HWW only | Frequency of fast-trip events (total) |  |  |  |  | Number of events |  | No Data
|  | HWW & RFW | Frequency of fast-trip events (total) |  |  |  |  | Number of events |  | No Data
|  | None | Frequency of fast-trip events (total) |  |  |  |  | Number of events |  | No Data
| 1.e | RFW only | Circuit mile days with fast-trip settings enabled (total) |  |  |  |  | Circuit mile days |  | No Data
|  | HWW only | Circuit mile days with fast-trip settings enabled (total) |  |  |  |  | Circuit mile days |  | No Data
|  | HWW & RFW | Circuit mile days with fast-trip settings enabled (total) |  |  |  |  | Circuit mile days |  | No Data
|  | None | Circuit mile days with fast-trip settings enabled (total) |  |  |  |  | Circuit mile days |  | No Data
2. Customer hours of PSPS and other outages | 2.a. | N/A | Customer hours of planned outages including PSPS (total) |  |  |  |  | Total customer hours of planned outages per year |  | No Data
| 2.b. | N/A | Customer hours of unplanned outages, not including PSPS or fast-trip (total) |  |  |  |  | Total customer hours of unplanned outages, not including PSPS or fast-trip, per year |  | No Data
| 2.c. | N/A | Customer hours of unplanned outages resulting from fast-trip |  |  |  |  | Total customer hours of outages due to fast-trip per year |  | No Data
| 2.d. | N/A | System Average Interruption Duration Index (SAIDI) (including PSPS) |  |  |  |  | SAIDI index value = sum of all interruptions in time period where each interruption is defined as sum(duration of interruption * # of customer interruptions) / Total number of customers served |  | No Data
| 2.e. | N/A | System Average Interruption Duration Index (SAIDI) (excluding PSPS) |  |  |  |  | SAIDI index value = sum of all interruptions in time period where each interruption is defined as sum(duration of interruption * # of customer interruptions) / Total number of customers served |  | No Data
| 2.f. | N/A | System Average Interruption Frequency Index (SAIFI) (including PSPS) |  |  |  |  | SAIFI index value = sum of all interruptions in time period where each interruption is defined as (total # of customer interruptions) / (total # of customers served) |  | No Data
| 2.g. | N/A | System Average Interruption Frequency Index (SAIFI) (excluding PSPS) |  |  |  |  | SAIFI index value = sum of all interruptions in time period where each interruption is defined as (total # of customer interruptions) / (total # of customers served) |  | No Data
3. Critical infrastructure impacted by PSPS | 3.a. | N/A | Critical infrastructure impacted by PSPS |  |  |  |  | Number of critical infrastructure (in accordance with D.19-05-042) locations impacted per hour multiplied by hours offline per year |  | No Data
4. Community outreach of PSPS metrics | 4.a. | N/A | # of customers impacted by PSPS |  |  |  |  | # of customers impacted by PSPS (if multiple PSPS events impact the same customer, count each event as a separate customer) |  | No Data
4. Community outreach of PSPS metrics | 4.b. | N/A | # of medical baseline customers impacted by PSPS |  |  |  |  | # of customers impacted by PSPS (if multiple PSPS events impact the same customer, count each event as a separate customer) |  | No Data
4. Community outreach of PSPS metrics | 4.c. | N/A | # of customers notified prior to initiation of PSPS event |  |  |  |  | # of customers notified of PSPS event prior to initiation (if multiple PSPS events impact the same customer, count each event in which customer was notified as a separate customer) |  | No Data
4. Community outreach of PSPS metrics | 4.d. | N/A | # of medical baseline customers notified prior to initiation of PSPS event |  |  |  |  | # of customers notified of PSPS event prior to initiation (if multiple PSPS events impact the same customer, count each event in which customer was notified as a separate customer) |  | No Data
4. Community outreach of PSPS metrics | 4.e. | N/A | # of customers notified prior to a PSPS event impacting them |  |  |  |  | # of customers impacted customers who were notified prior to PSPS initiation (if multiple PSPS events impact the same customer, count each event in which customer was notified as a separate customer) |  | No Data
4. Community outreach of PSPS metrics | 4.f. | N/A | # of medical baseline customers notified prior to a PSPS event impacting them |  |  |  |  | # of customers impacted customers who were notified prior to PSPS initiation (if multiple PSPS events impact the same customer, count each event in which customer was notified as a separate customer) |  | No Data
5. Other PSPS metrics | 5.a. | N/A | Number of PSPS events in which a notification was sent but no de-energization occurred |  |  |  |  | Number of events |  | No Data
| 5.b. | N/A | Average number of customers located on de-energized circuit |  |  |  |  | Number of customers |  | No Data
| 5.c. | N/A | Customer hours of PSPS per RFW OH circuit mile day |  |  |  |  | =1.c. / RFW OH circuit mile days in time period |  | No Data
|  | N/A | Customer hours of PSPS per HWW OH circuit mile day |  |  |  |  | =1.c. / HWW OH circuit mile days in time period |  | No Data
|  | N/A | Customer hours of PSPS per high FPIOH circuit mile day |  |  |  |  | =1.c. / FPI OH circuit mile days in time period |  | No Data
| 5.d. | N/A | Median time between de-energization, due to PSPS, and inspection of a circuit segment |  |  |  |  | Time between de-energization and inspection on a circuit-segment basis in hours |  | No Data
| 5.e. | N/A | 95 percentile of time between de-energization, due to PSPS, and inspection of a circuit segment |  |  |  |  | Time between de-energization and inspection on a circuit-segment basis in hours |  | No Data
| 5.f. | N/A | Median time between de-energization, due to fast-trip, and inspection of a circuit segment |  |  |  |  | Time between de-energization and inspection on a circuit-segment basis in hours |  | No Data
| 5.g. | N/A | 95 percentile of time between de-energization, due to fast-trip, and inspection of a circuit segment |  |  |  |  | Time between de-energization and inspection on a circuit-segment basis in hours |  | No Data
| 5.h. | N/A | Number of risk events occurring on a de-energized circuit |  |  |  |  | Number of risk events |  | No Data

## Table 11
Utility | LS Power Grid California | Notes:
Table No. | 11 | Territory spend refers to the sum total of initiative spending across all areas, including HFTDs. HFTD spend refers to initiative spending applied to HFTDs, and is a subset of territory spend.
Date Modified | 2024-05-08 | CAPEX = Capital expenditure; OPEX = Operating expenditure.
|  | As data is submitted each reporting period, replace projections for the current reporting period with actuals. | [9 empty] | Actuals |  |  |  | Projected
The units for the spend data are thousands of dollars.
Table 11: Mitigation initiative financials | [11 empty] | CAPEX ($ thousands) |  | OPEX ($ thousands) |  | CAPEX ($ thousands) |  | OPEX ($ thousands) |  | CAPEX ($ thousands) |  | OPEX ($ thousands) |  | CAPEX ($ thousands) |  | OPEX ($ thousands)
[12 empty] | Territory | HFTD | Territory | HFTD | Territory | HFTD | Territory | HFTD | Territory | HFTD | Territory | HFTD | Territory | HFTD | Territory | HFTD
WMPInitiativeCategory | WMPInitiativeActivity | UtilityInitiativeTrackingID | Primary driver targeted | Secondary driver targeted | Year initiated | If existing: most recent proceeding that has reviewed program | If new: memorandum account | Current compiance status - In / exceeding compliance with regulations | Associated rule(s) - if multiple, separate by semi-colon - ";" | If spend not disaggregated by category, note spend category or mark general operations | Comments | 2024 |  |  |  | 2023 |  |  |  | 2024 |  |  |  | 2025 |  |  |  | Blank Meaning
Community Outreach and Engagement | Public outreach and education awareness program | [26 empty] | No Data
Community Outreach and Engagement | Engagement with access and functional needs populations | [26 empty] | No Data
Community Outreach and Engagement | Collaboration on local wildfire mitigation planning | LSP-09 | Work to build relationships with local fire agencies and conduct annual visits |  | 2023 | [22 empty] | No Data
Community Outreach and Engagement | Best practice sharing with other utilities | LSP-11 | share and development best operation procedures to increase safety |  | 2024 | [12 empty] | 10 | 5 |  |  | 20 | 10 |  |  | 20 | 10 | No Data
Emergency Preparedness | Emergency preparedness plan | [26 empty] | No Data
Emergency Preparedness | External collaboration and coordination | [16 empty] | 10 | 5 | [8 empty] | No Data
Emergency Preparedness | Public emergency communication strategy | LSP-08 | Imrpove communications plan to improve emergency response efficiency |  | 2024 | [12 empty] | 10 | 5 |  |  | 20 | 10 |  |  | 20 | 10 | No Data
Emergency Preparedness | Preparedness and planning for service restoration | [26 empty] | No Data
Emergency Preparedness | Customer support in wildfire and PSPS emergencies | [26 empty] | No Data
Grid Design, Operations, and Maintenance | Covered conductor installation | [26 empty] | No Data
Grid Design, Operations, and Maintenance | Other grid topology improvements to minimize risk of ignitions | [26 empty] | No Data
Grid Design, Operations, and Maintenance | Other grid topology improvements to mitigate or reduce PSPS events | [26 empty] | No Data
Grid Design, Operations, and Maintenance | Other technologies and systems not listed above | [26 empty] | No Data
Grid Design, Operations, and Maintenance | Undergrounding of electric lines and/or equipment | [26 empty] | No Data
Grid Design, Operations, and Maintenance | Distribution pole replacements and reinforcements | [26 empty] | No Data
Grid Design, Operations, and Maintenance | Transmission pole/tower replacements and reinforcements | [26 empty] | No Data
Grid Design, Operations, and Maintenance | Traditional overhead hardening | [26 empty] | No Data
Grid Design, Operations, and Maintenance | Emerging grid hardening technology installations and pilots | [26 empty] | No Data
Grid Design, Operations, and Maintenance | Microgrids | [26 empty] | No Data
Grid Design, Operations, and Maintenance | Installation of system automation equipment | [26 empty] | No Data
Grid Design, Operations, and Maintenance | Line removals (in HFTD) | [26 empty] | No Data
Grid Design, Operations, and Maintenance | Asset inpsections | LSP-02 | Improve safety and wildfire mitigation | [14 empty] | 15 | 5 | [6 empty] | 50 | 25 | No Data
Grid Design, Operations, and Maintenance | Equipment inspections, maintenance, and repair | LSP-02 | Improve safety and wildfire mitigation | [14 empty] | 15 | 5 | [6 empty] | 50 | 25 | No Data
Grid Design, Operations, and Maintenance | Asset managmenet and inspection enterprise system(s) | LSP-03 | Improve reliability | [14 empty] | 10 | 5 | [6 empty] | 10 | 5 | No Data
Grid Design, Operations, and Maintenance | Quality assurance / quality control | [26 empty] | No Data
Grid Design, Operations, and Maintenance | Open work orders | [26 empty] | No Data
Grid Design, Operations, and Maintenance | Equipment Settings to Reduce Wildfire Risk (Grid Ops) | [26 empty] | No Data
Grid Design, Operations, and Maintenance | Grid Response Procedures and Notifications (Grid Ops) | [26 empty] | No Data
Grid Design, Operations, and Maintenance | Personnel Work Procedures and Training in Conditions of Elevated Fire Risk (Grid Ops) | [26 empty] | No Data
Grid Design, Operations, and Maintenance | Workforce Planning | [26 empty] | No Data
Overview of the Service Territory | Environmental compliance and permitting | [26 empty] | No Data
Risk Methodology and Assessment | Risk Methodology and Assessment | [26 empty] | No Data
Situational Awareness and Forecasting | Environmental monitoring systems | [26 empty] | No Data
Situational Awareness and Forecasting | Grid monitoring systems | [26 empty] | No Data
Situational Awareness and Forecasting | Ignition detection systems | [26 empty] | No Data
Situational Awareness and Forecasting | Weather forecasting | LSP-05 | Improve safety and wildfire mitigation | [14 empty] | 10 | 5 |  |  | 10 | 5 |  |  | 10 | 5 | No Data
Situational Awareness and Forecasting | Fire potential index | [26 empty] | No Data
Vegetation Management and Inspection | Vegetation Inspections | LSP-02 | Improve safety and wildfire mitigation | [14 empty] | 20 | 15 | [6 empty] | 20 | 10 | No Data
Vegetation Management and Inspection | Pole clearing | [26 empty] | No Data
Vegetation Management and Inspection | Wood and slash management | [26 empty] | No Data
Vegetation Management and Inspection | Clearance | [26 empty] | No Data
Vegetation Management and Inspection | Fall-in mitigation | [26 empty] | No Data
Vegetation Management and Inspection | Substation defensible space | [26 empty] | No Data
Vegetation Management and Inspection | High-risk species | [26 empty] | No Data
Vegetation Management and Inspection | Fire-resillient right-of-ways | [26 empty] | No Data
Vegetation Management and Inspection | Emergency response vegetation management | [26 empty] | No Data
Vegetation Management and Inspection | Vegetation management enterprise system | [26 empty] | No Data
Vegetation Management and Inspection | Quality assurance / quality control | [26 empty] | No Data
Vegetation Management and Inspection | Open work orders | [26 empty] | No Data
Vegetation Management and Inspection | Workforce Planning | [26 empty] | No Data
Wildfire Mitigation Strategy Development | Wildfire Mitigation Strategy Development | [16 empty] | 20 | 10 |  |  | 20 | 10 |  |  | 20 | 10 | No Data

## Table 12
Utility | LS Power Grid California | Notes:
Table No. | 12
Date Modified | 2024-05-08
Table 12: WMP Midyear & End-of-Year Targets
Targets
[5 empty] | YTD end of Q2 | YTD end of Q3 | End of year | YTD end of Q2 | YTD end of Q3 | End of year | YTD end of Q2 | YTD end of Q3 | End of year
WMPInitiativeCategory | WMPInitiativeActivity | UtilityInitiativeTrackingID | TargetType | Units | 2023 | 2023 | 2023 | 2024 | 2024 | 2024 | 2025 | 2025 | 2025 | Method of Verification | Comments
Grid Design, Operations, and maintenance | Personnel Work Procedures and Training in Conditions of Elevated Fire Risk | LSP-01 | Quantitative | Hot Plans Created and implemented | 1 | 1 | 1 | 1 | 1 | 1 | 0 | 0 | 0 | Quantitative
Emergency Preparedness | Collaboration on Local Wildfire Mitigation Planning | LSP-09 | Quantitative | Number of collaborative meetings with local fire agencies | 1 | 2 | 2 | 1 | 2 | 2 | 1 | 2 | 2 | Quantitative

## Table 13
Utility | LS Power Grid California |  | Note: Provide a listing (as rows) of all work orders / notifications for corrective work on electric circuits that were open as of the end of the quarter.
Table No. | 13
Date Modified
Table 13: Open work orders / notifications
a. Work order number | b. Equipment Type | c. HFTD Tier | d. Line type | e. Date the work order was originally opened | f. Due date of the original work order | g. GO 95 rule 18 priority level of the original work order | h. Optional utility-specific repair priority | i. Date(s) the work order was reinspected or modified (if applicable) | j. Due date of the work order after it was reinspected or modified (if applicable) | k. Priority of the work order after it was reinspected or modified (if applicable) | l. Reason for reinspection (if applicable)

## Table 14
Utility | LS Power Grid California
Table No. | 14
Date Modified
Table 14: HFTD Area Risk Summary
*EC to add all other risk categories to right of last required category.
HFTD Area | Overall Utility Risk | Ignition Risk | PSPS Risk | Ignition Likelihood | Equipment Likelihood of Ignition | Contact from Vegetation Likelihood of Ignition | Contact from Object Likelihood of Ignition | Burn Probability | PSPS Likelihood | Wildfire Consequence | Wildfire Hazard Intensity | Wildfire Exposure Potential | Wildfire Vulnerability | PSPS Consequence | PSPS Exposure Potential | Vulnerability of Community to PSPS
Non-HFTD Distribution
HFTD 2 Distribution
HFTD 3 Distribution
Non-HFTD Transmission
HFTD 2 Transmission
HFTD 3 Transmission

## Table 15
Utility | LS Power Grid California
Table No. | 15
Date Modified
Table 15: Top Risk Circuit Scores
*EC to add all other risk categories to right of last required category.
Top- Risk Circuit/ Segment/ Span ID | Risk Granularity | Line Class | Circuit/ Segment/ Span Length (mi) | Inclusion Reason | HFTD Area | Overall Utility Risk | Ignition Risk | PSPS Risk | Ignition Likelihood | Equipment Likelihood of Ignition | Contact from Vegetation Likelihood of Ignition | Contact from Object Likelihood of Ignition | Burn Probability | PSPS Likelihood | Wildfire Consequence | Wildfire Hazard Intensity | Wildfire Exposure Potential | Wildfire Vulnerability | PSPS Consequence | PSPS Exposure Potential | Vulnerability of Community to PSPS