## Overview
Spatial Data Status Report - v4.01 - Overview
Dataset | Feature Class or Table | Submitted (Yes/No) | Reason | Availability Explanation | Locations Confidential? (Yes/No) | Metadata Included (Yes/No)? | Metadata Absence Explanation | Data Procurement Actions | Estimated Delivery
Asset Line | Primary Distribution Line | Yes |  |  | No | Yes
| Secondary Distribution Line | Yes |  |  | No | Yes
| Transmission Line | Yes |  |  | Yes | Yes
| Transmission Line Detail | Yes |  |  | Yes | Yes
Asset Point | Camera | Yes |  |  | No | Yes
| Connection Device | Yes |  |  | No | Yes
| Customer Meter | Yes |  |  | Yes | Yes
| Fuse | Yes |  |  | No | Yes
| Lightning Arrester | Yes |  |  | Yes | Yes
| Substation | Yes |  |  | Yes | Yes
| Support Structure | Yes |  |  | Yes | Yes
| Support Structure Detail | Yes |  |  | Yes | Yes
| Switchgear | Yes |  |  | No | Yes
| Transformer Site | Yes |  |  | No | Yes
| Transformer Detail | Yes |  |  | Yes | Yes
| Weather Station | Yes |  |  | No | Yes
Initiative | Asset Inspection Line | No | Not relevant for the reporting quarter | N/A | No | No | Not relevant for the reporting quarter | N/A
| Asset Inspection Point | Yes |  |  | Yes | Yes
| Asset Inspection Polygon | No | Not relevant for the reporting quarter | N/A | No | No | Not relevant for the reporting quarter | N/A
| Grid Hardening Line | Yes |  |  | Yes | No | Will be developed for future submission | Working through the automation and metadata will follow
| Grid Hardening Point | Yes |  |  | Yes | Yes
| Initiative Audit Line | No | Not relevant for the reporting quarter | N/A | No | No | Not relevant for the reporting quarter | N/A
| Initiative Audit Point | Yes |  |  | Yes | Yes
| Initiative Audit Polygon | No | Not relevant for the reporting quarter | N/A | No | No | Not relevant for the reporting quarter | N/A
| Other Initiative Line | No | Not relevant for the reporting quarter | N/A | No | No | Not relevant for the reporting quarter | N/A
| Other Initiative Point | Yes |  |  | No | Yes
| Other Initiative Polygon | No | Not relevant for the reporting quarter | N/A | No | No | Not relevant for the reporting quarter | N/A
| Vegetation Inspection Line | No | Not relevant for the reporting quarter | N/A | No | No | Not relevant for the reporting quarter | N/A
| Vegetation Inspection Point | Yes |  |  | No | Yes
| Vegetation Inspection Polygon | Yes |  |  | No | Yes
| Vegetation Management Project Line | No | Not relevant for the reporting quarter | N/A | No | No | Not relevant for the reporting quarter | N/A
| Vegetation Management Project Point | Yes |  |  | Yes | Yes
| Vegetation Management Project Polygon | No | Not relevant for the reporting quarter | N/A | No | No | Not relevant for the reporting quarter | N/A
| Initiative Photo Log | No | Optional for asset inspection programs and data not available for other initiatives | N/A | Yes | No | Not relevant for the reporting quarter | N/A
Other Required Data | Administrative Area | Yes |  |  | No | Yes
| Critical Facility | Yes |  |  | Yes | Yes
| High Wind Warning Day Polygon | Yes |  |  | No | Yes
| Major Woody Stem Exempt Tree Point | Yes |  |  | No | Yes
| Other Power Line Connection Location | Yes |  |  | No | Yes
| Red Flag Warning Day Polygon | Yes |  |  | No | Yes
PSPS Event | PSPS Event Customer Meter Point | Yes |  |  | Yes | Yes
| PSPS Event Damage Point | Yes |  |  | No | Yes
| PSPS Event Line | Yes |  |  | No | Yes
| PSPS Event Polygon | Yes |  |  | No | Yes
| PSPS Event Conductor Damage Detail | Yes |  |  | No | Yes
| PSPS Event Damage Photo Log | Yes |  |  | No | Yes
| PSPS Event Log | Yes |  |  | No | Yes
| PSPS Event Other Asset Damage Detail | Yes |  |  | No | Yes
| PSPS Event Support Structure Damage Detail | Yes |  |  | No | Yes
Risk Event | Ignition | Yes |  |  | No | Yes
| Unplanned Outage | Yes |  |  | Yes | Yes
| Wire Down Event | Yes |  |  | No | Yes
| Risk Event Photo Log | No | Not able to provide | SDG&E will start looking into this process and how to comply. | Yes | No | Not relevant for the reporting quarter | N/A
Note on B43: [Threaded comment] Your version of Excel allows you to read this threaded comment; however, any edits to it will get removed if the file is opened in a newer version of Excel. Learn more: https://go.microsoft.com/fwlink/?linkid=870924 Comment: Update from Points to Point to align with gdb

## Reasons (hidden)
No change since last submission | Yes
Not able to provide | No
Not relevant for the reporting quarter

## Details
Spatial Data Status Report - v4.01 - Details
Dataset | Feature Class / Table Name | Field Name | Provided in Current Submission | Availability Explanation | Data Procurement Actions | Estimated Delivery | Confidential
Asset Line | Primary Distribution Line | SegmentID | Yes | N/A | N/A | N/A | No
Asset Line | Primary Distribution Line | CircuitID | Yes | SDG&E maps to the span level and uses SegmentID | N/A | N/A | No
Asset Line | Primary Distribution Line | UtilityID | Yes | N/A | N/A | N/A | No
Asset Line | Primary Distribution Line | SubstationID | Yes | N/A | N/A | N/A | No
Asset Line | Primary Distribution Line | CircuitName | Yes | N/A | N/A | N/A | No
Asset Line | Primary Distribution Line | ConductorType | Yes | N/A | N/A | N/A | No
Asset Line | Primary Distribution Line | ConductorTypeComment | Yes | Comment fields are used when required | N/A | N/A | No
Asset Line | Primary Distribution Line | AssetOHUG | Yes | N/A | N/A | N/A | No
Asset Line | Primary Distribution Line | NominalVoltagekV | Yes | N/A | N/A | N/A | No
Asset Line | Primary Distribution Line | OperatingVoltagekV | Yes | N/A | N/A | N/A | No
Asset Line | Primary Distribution Line | SubstationName | Yes | N/A | N/A | N/A | No
Asset Line | Primary Distribution Line | ConductorMaterial | Yes | N/A | N/A | N/A | No
Asset Line | Primary Distribution Line | ConductorMaterialComment | Yes | Comment fields are used when required | N/A | N/A | No
Asset Line | Primary Distribution Line | ConductorSize | Yes | N/A | N/A | N/A | No
Asset Line | Primary Distribution Line | ConductorOD | Partial | Created a process for overhead conductors and provided when available. | Will investigate source for underground conductors | 2028-Q4 | No
Asset Line | Primary Distribution Line | LastInspectionDate | Partial | Created a process for overhead and provided when available. | Will investigate source for underground and surface structures | 2028-Q4 | No
Asset Line | Primary Distribution Line | LastMaintenanceDate | Yes | N/A | N/A | N/A | No
Asset Line | Primary Distribution Line | InstallationDate | Yes | N/A | N/A | N/A | No
Asset Line | Primary Distribution Line | InstallationYear | Yes | N/A | N/A | N/A | No
Asset Line | Primary Distribution Line | EstimatedAge | Yes | N/A | N/A | N/A | No
Asset Line | Primary Distribution Line | UsefulLifespan | Yes | N/A | N/A | N/A | No
Asset Line | Primary Distribution Line | AmpacityRating | Yes | Provided for all overhead conductor. Underground and Surface conductor will not be provided. | N/A | N/A | No
Asset Line | Primary Distribution Line | OverallUtilityRisk | Partial | SDG&E currently calculates risk ranking on primary distribution conductor at the circuit segment level that interects with the HFTD | N/A | N/A | No
Asset Line | Primary Distribution Line | IgnitionRisk | Partial | SDG&E currently calculates risk ranking on primary distribution conductor at the circuit segment level that interects with the HFTD | N/A | N/A | No
Asset Line | Primary Distribution Line | PSPSRisk | Partial | SDG&E currently calculates risk ranking on overhead conductor at the circuit segment level that interects with the HFTD. Underground infrastructure does not pose a significant wildfire risk. | N/A | N/A | No
Asset Line | Secondary Distribution Line | SegmentID | Yes | N/A | N/A | N/A | No
Asset Line | Secondary Distribution Line | CircuitID | Yes | SDG&E maps to the span level and uses SegmentID | N/A | N/A | No
Asset Line | Secondary Distribution Line | UtilityID | Yes | N/A | N/A | N/A | No
Asset Line | Secondary Distribution Line | SubstationID | Yes | N/A | N/A | N/A | No
Asset Line | Secondary Distribution Line | CircuitName | Yes | N/A | N/A | N/A | No
Asset Line | Secondary Distribution Line | ConductorType | Yes | N/A | N/A | N/A | No
Asset Line | Secondary Distribution Line | ConductorTypeComment | Yes | Comment fields are used when required | N/A | N/A | No
Asset Line | Secondary Distribution Line | AssetOHUG | Yes | N/A | N/A | N/A | No
Asset Line | Secondary Distribution Line | SubstationName | Yes | N/A | N/A | N/A | No
Asset Line | Secondary Distribution Line | ConductorMaterial | Yes | N/A | N/A | N/A | No
Asset Line | Secondary Distribution Line | ConductorMaterialComment | Yes | Comment fields are used when required | N/A | N/A | No
Asset Line | Secondary Distribution Line | ConductorSize | Yes | N/A | N/A | N/A | No
Asset Line | Secondary Distribution Line | ConductorOD | No | SDG&E Secondary GIS data is inconsistent and therefore will not be provided until such time that it can be provided as a viable electric network. Digitization is prioritizing secondary as it relates to grid hardening at this time. | Will investigate data source to determine quality of data. | 2028-Q4 | No
Asset Line | Secondary Distribution Line | LastInspectionDate | No | SDG&E Secondary GIS data is inconsistent and therefore will not be provided until such time that it can be provided as a viable electric network. Digitization is prioritizing secondary as it relates to grid hardening at this time. | Will investigate data source to determine quality of data. | 2028-Q4 | No
Asset Line | Secondary Distribution Line | LastMaintenanceDate | Partial | SDG&E Secondary GIS data is inconsistent and therefore will not be provided until such time that it can be provided as a viable electric network. Digitization is prioritizing secondary as it relates to grid hardening at this time. | Will investigate data source to determine quality of data. | 2028-Q4 | No
Asset Line | Secondary Distribution Line | InstallationDate | Partial | SDG&E Secondary GIS data is inconsistent and therefore will not be provided until such time that it can be provided as a viable electric network. Digitization is prioritizing secondary as it relates to grid hardening at this time. | Continue improvements in process of digitization moving forward in addition to working with parallell initative to enhance source data. | 2028-Q4 | No
Asset Line | Secondary Distribution Line | InstallationYear | Partial | SDG&E Secondary GIS data is inconsistent and therefore will not be provided until such time that it can be provided as a viable electric network. Digitization is prioritizing secondary as it relates to grid hardening at this time. | Continue improvements in process of digitization moving forward in addition to working with parallell initative to enhance source data. | 2028-Q4 | No
Asset Line | Secondary Distribution Line | EstimatedAge | Partial | Required when Installation Date is unknown | Continue improvements in process of digitization moving forward in addition to working with parallell initative to enhance source data. | 2028-Q4 | No
Asset Line | Secondary Distribution Line | UsefulLifespan | Yes | N/A | N/A | N/A | No
Asset Line | Secondary Distribution Line | AmpacityRating | No | SDG&E Secondary GIS data is inconsistent and therefore will not be provided until such time that it can be provided as a viable electric network. Digitization is prioritizing secondary as it relates to grid hardening at this time. | Will investigate data source to determine quality of data. | 2028-Q4 | Yes
Asset Line | Secondary Distribution Line | OverallUtilityRisk | No | SDG&E currently calculates risk ranking on primary distribution lines only. The priority for secondary is to increase the accuracy of the data before risk analysis. | Secondary risk ranking will be reviewed as the data quality and accuracy increases | 2025-Q4 | No
Asset Line | Secondary Distribution Line | IgnitionRisk | No | SDG&E currently calculates risk ranking on primary distribution lines only. The priority for secondary is to increase the accuracy of the data before risk analysis. | Secondary risk ranking will be reviewed as the data quality and accuracy increases | 2025-Q4 | No
Asset Line | Secondary Distribution Line | PSPSRisk | No | SDG&E currently calculates risk ranking on primary distribution lines only. The priority for secondary is to increase the accuracy of the data before risk analysis. | Secondary risk ranking will be reviewed as the data quality and accuracy increases | 2025-Q4 | No
Asset Line | Transmission Line | SegmentID | Yes | N/A | N/A | N/A | No
Asset Line | Transmission Line | CircuitID | Yes | SDG&E maps to the span level and uses SegmentID | N/A | N/A | No
Asset Line | Transmission Line | UtilityID | Yes | N/A | N/A | N/A | No
Asset Line | Transmission Line | LineClass | Yes | N/A | N/A | N/A | No
Asset Line | Transmission Line | CircuitName | Yes | N/A | N/A | N/A | Yes
Asset Line | Transmission Line | ConductorType | Yes | N/A | N/A | N/A | No
Asset Line | Transmission Line | ConductorTypeComment | Yes | Comment fields are used when required | N/A | N/A | No
Asset Line | Transmission Line | AssetOHUG | Yes | N/A | N/A | N/A | No
Asset Line | Transmission Line | NominalVoltagekV | Yes | N/A | N/A | N/A | Yes
Asset Line | Transmission Line | OperatingVoltagekV | Yes | N/A | N/A | N/A | Yes
Asset Line | Transmission Line | ConductorMaterial | Yes | N/A | N/A | N/A | No
Asset Line | Transmission Line | ConductorMaterialComment | Yes | Comment fields are used when required | N/A | N/A | No
Asset Line | Transmission Line | ConductorSize | Yes | N/A | N/A | N/A | No
Asset Line | Transmission Line | ConductorOD | Yes | N/A | N/A | N/A | No
Asset Line | Transmission Line | LastInspectionDate | Yes | N/A | N/A | N/A | No
Asset Line | Transmission Line | LastMaintenanceDate | Partial | Provided when available. | As dataset grows, the completeness will increase as well. | 2028-Q4 | No
Asset Line | Transmission Line | InstallationDate | Partial | Created a process and provided when available. | Continue improvements in process of digitization moving forward. | 2025-Q4 | No
Asset Line | Transmission Line | InstallationYear | Partial | Created a process and provided when available. | Continue improvements in process of digitization moving forward. | 2025-Q4 | No
Asset Line | Transmission Line | EstimatedAge | Partial | Required when Installation Date is unknown | Continue improvements in process of digitization moving forward in addition to working with parallell initative to enhance source data. | 2028-Q4 | No
Asset Line | Transmission Line | UsefulLifespan | Yes | N/A | N/A | N/A | No
Asset Line | Transmission Line | AmpacityRating | No | Data is not tracked via existing process. | Source has been identified and will work to incorporate into future automation | 2028-Q4 | Yes
Asset Line | Transmission Line | OverallUtilityRisk | No | SDG&E currently calculates risk ranking on primary distribution lines. | Transmission line risk ranking is in development. | 2028-Q4 | No
Asset Line | Transmission Line | IgnitionRisk | No | SDG&E currently calculates risk ranking on primary distribution lines. | Transmission line risk ranking is in development. | 2028-Q4 | No
Asset Line | Transmission Line | PSPSRisk | No | SDG&E currently calculates risk ranking on primary distribution lines. | Transmission line risk ranking is in development. | 2028-Q4 | No
Table (Asset Line) | Transmission Line Detail | SegmentID | Yes | N/A | N/A | N/A | No
Table (Asset Line) | Transmission Line Detail | CircuitID | Yes | SDG&E maps to the span level and uses SegmentID | N/A | N/A | No
Table (Asset Line) | Transmission Line Detail | UtilityID | Yes | N/A | N/A | N/A | No
Table (Asset Line) | Transmission Line Detail | SubstationID | Yes | N/A | N/A | N/A | No
Asset Point | Camera | AssetID | Yes | N/A | N/A | N/A | No
Asset Point | Camera | SupportAssetID | Yes | N/A | N/A | N/A | No
Asset Point | Camera | AssetFeature | Yes | Provided when applicable. Cameras can exist on telecomunication sites which are not within the SupportStructure feature class. | N/A | N/A | No
Asset Point | Camera | UtilityID | Yes | N/A | N/A | N/A | No
Asset Point | Camera | CameraLocationName | Yes | N/A | N/A | N/A | No
Asset Point | Camera | HFTDClass | Yes | N/A | N/A | N/A | No
Asset Point | Connection Device | AssetID | Yes | N/A | N/A | N/A | No
Asset Point | Connection Device | FromStructureID | Yes | N/A | N/A | N/A | No
Asset Point | Connection Device | ToStructureID | Yes | This would not be appropriate for underground connection devices. | N/A | N/A | No
Asset Point | Connection Device | SegmentID | Yes | N/A | N/A | N/A | No
Asset Point | Connection Device | CircuitID | Yes | SDG&E maps to the span level and uses SegmentID | N/A | N/A | No
Asset Point | Connection Device | LineClass | Yes | N/A | N/A | N/A | No
Asset Point | Connection Device | SubstationID | Yes | N/A | N/A | N/A | No
Asset Point | Connection Device | UtilityID | Yes | N/A | N/A | N/A | No
Asset Point | Connection Device | AssetLocation | Yes | N/A | N/A | N/A | No
Asset Point | Connection Device | ConnectionDeviceType | Yes | N/A | N/A | N/A | No
Asset Point | Connection Device | ConnectionDeviceTypeComment | Yes | Comment fields are used when required | N/A | N/A | No
Asset Point | Connection Device | ConnectionDeviceSubtype | Yes | N/A | N/A | N/A | No
Asset Point | Connection Device | ConnectionDeviceSubtypeComment | Yes | Comment fields are used when required | N/A | N/A | No
Asset Point | Connection Device | AssociatedNominalVoltagekV | Yes | N/A | N/A | N/A | Yes
Asset Point | Connection Device | AssociatedOperatingVoltagekV | Yes | N/A | N/A | N/A | Yes
Asset Point | Connection Device | CircuitName | Yes | N/A | N/A | N/A | Yes
Asset Point | Connection Device | Manufacturer | No | Data is not tracked via existing process. | Will investigate future source. | 2028-Q4 | No
Asset Point | Connection Device | ModelNumber | No | Data is not tracked via existing process. | Will investigate future source. | 2028-Q4 | No
Asset Point | Connection Device | LastInspectionDate | Partial | Provided when available. | Will investigate future source. | 2028-Q4 | No
Asset Point | Connection Device | InstallationDate | Partial | Created a process and provided when available. | Continue improvements in process of digitization moving forward. | 2028-Q4 | No
Asset Point | Connection Device | InstallationYear | Partial | Created a process and provided when available. | Continue improvements in process of digitization moving forward. | 2028-Q4 | No
Asset Point | Connection Device | EstimatedAge | Partial | Required when Installation Date is unknown | Continue improvements in process of digitization moving forward in addition to working with parallell initative to enhance source data. | 2028-Q4 | No
Asset Point | Connection Device | UsefulLifespan | Yes | N/A | N/A | N/A | No
Asset Point | Connection Device | HFTDClass | Yes | N/A | N/A | N/A | No
Asset Point | Customer Meter | MeterID | Yes | N/A | N/A | N/A | Yes
Asset Point | Customer Meter | UtilityID | Yes | N/A | N/A | N/A | Yes
Asset Point | Customer Meter | SegmentID | Yes | N/A | N/A | N/A | Yes
Asset Point | Customer Meter | CircuitID | Yes | SDG&E maps to the span level and uses SegmentID | N/A | N/A | Yes
Asset Point | Customer Meter | SubstationID | Yes | N/A | N/A | N/A | Yes
Asset Point | Customer Meter | CircuitName | Yes | N/A | N/A | N/A | Yes
Asset Point | Customer Meter | MeterType | Yes | N/A | N/A | N/A | Yes
Asset Point | Customer Meter | Manufacturer | No | Data is not tracked via existing process. | Will investigate future source. | 2028-Q4 | Yes
Asset Point | Customer Meter | ModelNumber | No | Data is not tracked via existing process. | Will investigate future source. | 2028-Q4 | Yes
Asset Point | Customer Meter | InstallationDate | No | Data is tracked for Primary Meters or Customer Meter. | Will investigate future source. | 2028-Q4 | Yes
Asset Point | Customer Meter | InstallationYear | No | Data is tracked for Primary Meters or Customer Meter. | Will investigate future source. | 2028-Q4 | Yes
Asset Point | Customer Meter | EstimatedAge | No | Data is not available using the current process | Will investigate future source. | 2028-Q4 | Yes
Asset Point | Customer Meter | HFTDClass | Yes | N/A | N/A | N/A | No
Asset Point | Fuse | AssetID | Yes | N/A | N/A | N/A | No
Asset Point | Fuse | SupportStructureID | Yes | N/A | N/A | N/A | No
Asset Point | Fuse | UtilityID | Yes | N/A | N/A | N/A | No
Asset Point | Fuse | SubstationID | Yes | N/A | N/A | N/A | No
Asset Point | Fuse | SegmentID | Yes | N/A | N/A | N/A | No
Asset Point | Fuse | CircuitID | Yes | SDG&E maps to the span level and uses SegmentID | N/A | N/A | No
Asset Point | Fuse | AssociatedNominalVoltagekV | Yes | N/A | N/A | N/A | No
Asset Point | Fuse | AssociatedOperatingVoltagekV | Yes | N/A | N/A | N/A | No
Asset Point | Fuse | CircuitName | Yes | N/A | N/A | N/A | No
Asset Point | Fuse | LastInspectionDate | Partial | Provided when available. | Will investigate future source. | 2028-Q4 | No
Asset Point | Fuse | LastMaintenanceDate | Partial | Data is not tracked via existing process. | Will investigate future source. | 2028-Q4 | No
Asset Point | Fuse | ExemptionStatus | Partial | Provided when available. | Continue improvements in process of digitization moving forward in addition to working with parallell initative to enhance source data. | 2028-Q4 | No
Asset Point | Fuse | FuseRating | Yes | N/A | N/A | N/A | No
Asset Point | Fuse | FuseType | Partial | Provided when available. | Continue improvements in process of digitization moving forward in addition to working with parallell initative to enhance source data. | 2028-Q4 | No
Asset Point | Fuse | FuseTypeComment | Yes | Comment fields are used when required | N/A | N/A | No
Asset Point | Fuse | FuseSubtype | Yes | Provided when available. As the old equipment is changed out the data will be provided. Non-HFTD will take time to obtain due to longer replacement timeframe. | N/A | N/A | No
Asset Point | Fuse | HFTDClass | Yes | N/A | N/A | N/A | No
Asset Point | Lightning Arrester | AssetID | Yes | N/A | N/A | N/A | No
Asset Point | Lightning Arrester | SupportStructureID | Yes | N/A | N/A | N/A | No
Asset Point | Lightning Arrester | UtilityID | Yes | N/A | N/A | N/A | No
Asset Point | Lightning Arrester | SubstationID | Yes | Data exists in new related table, SDGE_AssetRelate by Support Structure ID. | N/A | N/A | No
Asset Point | Lightning Arrester | SegmentID | Yes | N/A | N/A | N/A | No
Asset Point | Lightning Arrester | CircuitID | Yes | SDG&E maps to the span level and uses SegmentID | N/A | N/A | No
Asset Point | Lightning Arrester | AssociatedNominalVoltagekV | Yes | N/A | N/A | N/A | Yes
Asset Point | Lightning Arrester | AssociatedOperatingVoltagekV | Yes | Operating voltage is not how SDG&E maintains where lighting arrestors are installed. Nominal voltage is provided. | N/A | N/A | Yes
Asset Point | Lightning Arrester | CircuitName | Yes | Data exists in new related table, SDGE_AssetRelate by Support Structure ID. | N/A | N/A | Yes
Asset Point | Lightning Arrester | Manufacturer | No | Data is not tracked via existing process. | Will investigate future source. | 2028-Q4 | No
Asset Point | Lightning Arrester | ModelNumber | No | Data is not tracked via existing process. | Will investigate future source. | 2028-Q4 | No
Asset Point | Lightning Arrester | LastInspectionDate | Partial | Provided when available. | Will investigate future source. | 2028-Q4 | No
Asset Point | Lightning Arrester | LastMaintenanceDate | Partial | Provided when available. | Will investigate future source. | 2028-Q4 | No
Asset Point | Lightning Arrester | InstallationDate | Partial | Created a process and provided when available. | Continue improvements in process of digitization moving forward; however, not currently prioritized. | 2028-Q4 | No
Asset Point | Lightning Arrester | InstallationYear | Partial | Created a process and provided when available. | Continue improvements in process of digitization moving forward; however, not currently prioritized. | 2028-Q4 | No
Asset Point | Lightning Arrester | EstimatedAge | Partial | Required when Installation Date is unknown | Continue improvements in process of digitization moving forward in addition to working with parallell initative to enhance source data. | 2028-Q4 | No
Asset Point | Lightning Arrester | UsefulLifespan | Yes | N/A | N/A | N/A | No
Asset Point | Lightning Arrester | ExemptionStatus | Yes | Provided when available. As the old equipment is changed out the data will be provided | N/A | N/A | No
Asset Point | Lightning Arrester | ArresterRating | Partial | Provided when available. | Will continue investigate future source. | 2028-Q4 | Yes
Asset Point | Lightning Arrester | HFTDClass | Yes | N/A | N/A | N/A | No
Asset Point | Substation | SubstationID | Yes | N/A | N/A | N/A | No
Asset Point | Substation | UtilityID | Yes | N/A | N/A | N/A | No
Asset Point | Substation | SubstationName | Yes | N/A | N/A | N/A | No
Asset Point | Substation | SubstationNominalVoltagekV | Yes | N/A | N/A | N/A | Yes
Asset Point | Substation | SubstationOperatingVoltagekV | Yes | N/A | N/A | N/A | Yes
Asset Point | Substation | SubstationRating | Yes | The feature class includes StepDowns which Rating is not applicable. | N/A | N/A | Yes
Asset Point | Substation | LastInspectionDate | Yes | SDG&E includes step downs in which inspections are performed as a part of the undergroun distribution detailed inspections. All substations will contain the last inspection date. | N/A | N/A | No
Asset Point | Substation | InstallationDate | Yes | Provided when available and only for Substations 12kV and above. | N/A | N/A | No
Asset Point | Substation | InstallationYear | Yes | Provided when available and only for Substations 12kV and above. | N/A | N/A | No
Asset Point | Substation | HFTDClass | Yes | N/A | N/A | N/A | No
Asset Point | Support Structure | SupportStructureID | Yes | N/A | N/A | N/A | No
Asset Point | Support Structure | PoleNumber | Yes | N/A | N/A | N/A | No
Asset Point | Support Structure | UtilityID | Yes | N/A | N/A | N/A | No
Asset Point | Support Structure | ExemptionStatus | Partial | Overhead Structures continue to have high availability. SDG&E reports both underground and surface structures to report connectivity in the related tables. Exemption status is not applicable to Underground and surface structures. | Will investigate future source. | 2028-Q4 | No
Asset Point | Support Structure | LastInspectionDate | Yes | Overhead Structures continue to have high availability. SDG&E reports both underground and surface structures to report connectivity in the related tables. Underground and surface structure inspections are not wildfire mitigation initiatives, therefore last inspection date is not reported. | N/A | N/A | No
Asset Point | Support Structure | LastMaintenanceDate | Yes | Overhead Structures continue to have high availability. SDG&E reports both underground and surface structures to report connectivity in the related tables. Underground and surface structure inspections are not wildfire mitigation initiatives, therefore last inspection date is not reported. | N/A | N/A | No
Asset Point | Support Structure | LastIntrusiveDate | Yes | Overhead Structures continue to have high availability. SDG&E reports both underground and surface structures to report connectivity in the related tables. Underground and surface structure inspections are not wildfire mitigation initiatives, therefore last inspection date is not reported. | N/A | N/A | No
Asset Point | Support Structure | InstallationDate | Yes | Provided for all overhead structures. | N/A | N/A | No
Asset Point | Support Structure | InstallationYear | Yes | Provided for all overhead structures. | N/A | N/A | No
Asset Point | Support Structure | EstimatedAge | Yes | Required when Installation Date is unknown | N/A | N/A | No
Asset Point | Support Structure | UsefulLifespan | Yes | N/A | N/A | N/A | No
Asset Point | Support Structure | SupportStructureType | Yes | N/A | N/A | N/A | No
Asset Point | Support Structure | SupportStructureTypeComment | Yes | Comment fields are used when required | N/A | N/A | No
Asset Point | Support Structure | SupportStructureMaterial | Yes | N/A | N/A | N/A | No
Asset Point | Support Structure | SupportStructureMaterialComment | Yes | Comment fields are used when required | N/A | N/A | No
Asset Point | Support Structure | SupportStructureMaterialSubtype | Yes | Provided when applicable | N/A | N/A | No
Asset Point | Support Structure | Underbuild | Yes | N/A | N/A | N/A | No
Asset Point | Support Structure | ConstructionGrade | No | Data is not tracked. Designed and constructed to standard. | Pending feedback from OEIS. | 2028-Q4 | No
Asset Point | Support Structure | CrossarmAttached | Partial | Provided when available. | Will investigate future source. | 2028-Q4 | No
Asset Point | Support Structure | OverallUtilityRisk | Yes | Not applicable as SDG&E Calculates risk ranking on primary distribution lines. | N/A | N/A | No
Asset Point | Support Structure | IgnitionRisk | Yes | Not applicable as SDG&E Calculates risk ranking on primary distribution lines. | N/A | N/A | No
Asset Point | Support Structure | PSPSRisk | Yes | Not applicable as SDG&E Calculates risk ranking on primary distribution lines. | N/A | N/A | No
Asset Point | Support Structure | HFTDClass | Yes | N/A | N/A | N/A | No
Table (Asset Point) | Support Structure Detail | SupportStructureID | Yes | N/A | N/A | N/A | No
Table (Asset Point) | Support Structure Detail | UtilityID | Yes | N/A | N/A | N/A | No
Table (Asset Point) | Support Structure Detail | LineClass | Yes | N/A | N/A | N/A | No
Table (Asset Point) | Support Structure Detail | SegmentID | Yes | N/A | N/A | N/A | No
Table (Asset Point) | Support Structure Detail | CircuitID | Yes | SDG&E maps to the span level and uses SegmentID | N/A | N/A | No
Asset Point | Switchgear | AssetID | Yes | N/A | N/A | N/A | No
Asset Point | Switchgear | SupportStructureID | Yes | N/A | N/A | N/A | No
Asset Point | Switchgear | UtilityID | Yes | N/A | N/A | N/A | No
Asset Point | Switchgear | SubstationID | Yes | N/A | N/A | N/A | No
Asset Point | Switchgear | SegmentID | Yes | N/A | N/A | N/A | No
Asset Point | Switchgear | CircuitID | Yes | SDG&E maps to the span level and uses SegmentID | N/A | N/A | No
Asset Point | Switchgear | CircuitName | Yes | N/A | N/A | N/A | Yes
Asset Point | Switchgear | AssetLocation | Yes | N/A | N/A | N/A | No
Asset Point | Switchgear | AssociatedNominalVoltagekV | Yes | N/A | N/A | N/A | Yes
Asset Point | Switchgear | AssociatedOperatingVoltagekV | Yes | N/A | N/A | N/A | Yes
Asset Point | Switchgear | Manufacturer | Partial | Provided when available. | Will investigate future source. | 2028-Q4 | No
Asset Point | Switchgear | ModelNumber | No | Data is not tracked via existing process. | Will investigate future source. | 2028-Q4 | No
Asset Point | Switchgear | LastInspectionDate | Partial | Provided when available. | Will investigate future source. | 2028-Q4 | No
Asset Point | Switchgear | LastMaintenanceDate | Partial | Provided when available. | Will investigate future source. | 2028-Q4 | No
Asset Point | Switchgear | InstallationDate | Partial | Created a process and provided when available. | Continue improvements in process of digitization moving forward. | 2028-Q4 | No
Asset Point | Switchgear | InstallationYear | Partial | Created a process and provided when available. | Continue improvements in process of digitization moving forward. | 2028-Q4 | No
Asset Point | Switchgear | EstimatedAge | Partial | Required when Installation Date is unknown | Continue improvements in process of digitization moving forward in addition to working with parallell initative to enhance source data. | 2028-Q4 | No
Asset Point | Switchgear | UsefulLifespan | Yes | N/A | N/A | N/A | No
Asset Point | Switchgear | ExemptionStatus | Partial | Provided when available. | Continue improvements in process of digitization moving forward in addition to working with parallell initative to enhance source data. | 2028-Q4 | No
Asset Point | Switchgear | CurrentRating | Partial | Provided when available. | As the old equipment is changed out the data will be provided. Non-HFTD will take time to obtain due to longer replacement timeframe. | 2028-Q4 | Yes
Asset Point | Switchgear | AssetClass | Yes | N/A | N/A | N/A | No
Asset Point | Switchgear | SCADAEnabled | Yes | N/A | N/A | N/A | No
Asset Point | Switchgear | SwitchgearType | Yes | N/A | N/A | N/A | No
Asset Point | Switchgear | SwitchgearTypeComment | Yes | Comment fields are used when required | N/A | N/A | No
Asset Point | Switchgear | SwitchgearInsulatingMedium | Partial | Provided when available. | Will investigate future source. | 2028-Q4 | No
Asset Point | Switchgear | HFTDClass | Yes | N/A | N/A | N/A | No
Asset Point | Transformer Site | TransformerSiteID | Yes | N/A | N/A | N/A | No
Asset Point | Transformer Site | SupportStructureID | Yes | N/A | N/A | N/A | No
Asset Point | Transformer Site | UtilityID | Yes | N/A | N/A | N/A | No
Asset Point | Transformer Site | AssetLocation | Yes | N/A | N/A | N/A | No
Asset Point | Transformer Site | InaBank | Yes | N/A | N/A | N/A | No
Asset Point | Transformer Site | QuantityinBank | Yes | N/A | N/A | N/A | No
Asset Point | Transformer Site | HFTDClass | Yes | N/A | N/A | N/A | No
Table (Asset Point) | Transformer Detail | AssetID | Yes | N/A | N/A | N/A | No
Table (Asset Point) | Transformer Detail | TransformerSiteID | Yes | N/A | N/A | N/A | No
Table (Asset Point) | Transformer Detail | UtilityID | Yes | N/A | N/A | N/A | No
Table (Asset Point) | Transformer Detail | SubstationID | Yes | N/A | N/A | N/A | No
Table (Asset Point) | Transformer Detail | HighSideSegmentID | Yes | N/A | N/A | N/A | No
Table (Asset Point) | Transformer Detail | LowSideSegmentID | No | SDG&E does not currently have sufficient data to report. | SDG&E is working to develop higher quality and accuracy of data on Secondary infrastructure. | 2028-Q4 | No
Table (Asset Point) | Transformer Detail | HighSideLineClass | Yes | N/A | N/A | N/A | No
Table (Asset Point) | Transformer Detail | LowSideLineClass | Yes | N/A | N/A | N/A | No
Table (Asset Point) | Transformer Detail | CircuitID | Yes | SDG&E maps to the span level and uses SegmentID | N/A | N/A | No
Table (Asset Point) | Transformer Detail | CircuitName | Yes | N/A | N/A | N/A | Yes
Table (Asset Point) | Transformer Detail | Phases | Yes | N/A | N/A | N/A | No
Table (Asset Point) | Transformer Detail | AssociatedNominalVoltagekV | Yes | N/A | N/A | N/A | Yes
Table (Asset Point) | Transformer Detail | AssociatedOperatingVoltagekV | Yes | N/A | N/A | N/A | Yes
Table (Asset Point) | Transformer Detail | Manufacturer | Partial | Provided when available. | Will investigate future source. | 2028-Q4 | No
Table (Asset Point) | Transformer Detail | ModelNumber | No | Data is not tracked via existing process. | Will investigate future source. | 2028-Q4 | No
Table (Asset Point) | Transformer Detail | LastInspectionDate | Yes | N/A | N/A | N/A | No
Table (Asset Point) | Transformer Detail | LastMaintenanceDate | Yes | N/A | N/A | N/A | No
Table (Asset Point) | Transformer Detail | InstallationDate | Yes | N/A | N/A | N/A | No
Table (Asset Point) | Transformer Detail | InstallationYear | Yes | N/A | N/A | N/A | No
Table (Asset Point) | Transformer Detail | EstimatedAge | Yes | Required when Installation Date is unknown | N/A | N/A | No
Table (Asset Point) | Transformer Detail | UsefulLifespan | Yes | N/A | N/A | N/A | No
Table (Asset Point) | Transformer Detail | ExemptionStatus | Yes | N/A | N/A | N/A | No
Table (Asset Point) | Transformer Detail | TransformerRating | Yes | N/A | N/A | N/A | Yes
Asset Point | Weather Station | StationID | Yes | N/A | N/A | N/A | No
Asset Point | Weather Station | UtilityID | Yes | N/A | N/A | N/A | No
Asset Point | Weather Station | InstallationDate | Yes | N/A | N/A | N/A | No
Asset Point | Weather Station | InstallationYear | Yes | N/A | N/A | N/A | No
Asset Point | Weather Station | EstimatedAge | Yes | Required when Installation Date is unknown | N/A | N/A | No
Asset Point | Weather Station | LastMaintenanceDate | Yes | N/A | N/A | N/A | No
Asset Point | Weather Station | Placement | Yes | N/A | N/A | N/A | No
Asset Point | Weather Station | HasAnemometer | Yes | N/A | N/A | N/A | No
Asset Point | Weather Station | AnemometerHeight | Yes | N/A | N/A | N/A | No
Asset Point | Weather Station | HasFuelMoistureSensor | Yes | N/A | N/A | N/A | No
Asset Point | Weather Station | ObservationInterval | Yes | N/A | N/A | N/A | No
Asset Point | Weather Station | NFDRSCompliant | Yes | N/A | N/A | N/A | No
Asset Point | Weather Station | WeatherStationURL | Yes | N/A | N/A | N/A | No
Asset Point | Weather Station | HFTDClass | Yes | N/A | N/A | N/A | No
Initiative | Asset Inspection Line | AiID | No | Not relevant for the reporting quarter. | N/A | N/A | No
Initiative | Asset Inspection Line | UtilityID | No | Not relevant for the reporting quarter. | N/A | N/A | No
Initiative | Asset Inspection Line | UMATID | No | Not relevant for the reporting quarter. | N/A | N/A | No
Initiative | Asset Inspection Line | ActivityClass | No | Not relevant for the reporting quarter. | N/A | N/A | No
Initiative | Asset Inspection Line | SegmentID | No | Not relevant for the reporting quarter. | N/A | N/A | No
Initiative | Asset Inspection Line | CircuitID | No | Not relevant for the reporting quarter. | N/A | N/A | No
Initiative | Asset Inspection Line | LineClass | No | Not relevant for the reporting quarter. | N/A | N/A | No
Initiative | Asset Inspection Line | InspectionLocationOrAddress | No | Not relevant for the reporting quarter. | N/A | N/A | No
Initiative | Asset Inspection Line | WMPInitiative | No | Not relevant for the reporting quarter. | N/A | N/A | No
Initiative | Asset Inspection Line | WMPActivity | No | Not relevant for the reporting quarter. | N/A | N/A | No
Initiative | Asset Inspection Line | ActivityDescription | No | Not relevant for the reporting quarter. | N/A | N/A | No
Initiative | Asset Inspection Line | InspectionProgramName | No | Not relevant for the reporting quarter. | N/A | N/A | No
Initiative | Asset Inspection Line | WMPSection | No | Not relevant for the reporting quarter. | N/A | N/A | No
Initiative | Asset Inspection Line | InspectionStatus | No | Not relevant for the reporting quarter. | N/A | N/A | No
Initiative | Asset Inspection Line | UnitsRepresented | No | Not relevant for the reporting quarter. | N/A | N/A | No
Initiative | Asset Inspection Line | InspectionStartDate | No | Not relevant for the reporting quarter. | N/A | N/A | No
Initiative | Asset Inspection Line | InspectionEndDate | No | Not relevant for the reporting quarter. | N/A | N/A | No
Initiative | Asset Inspection Line | PerformedBy | No | Not relevant for the reporting quarter. | N/A | N/A | No
Initiative | Asset Inspection Line | PerformedByComment | No | Not relevant for the reporting quarter. | N/A | N/A | No
Initiative | Asset Inspection Line | InspectionType | No | Not relevant for the reporting quarter. | N/A | N/A | No
Initiative | Asset Inspection Line | InspectionTypeComment | No | Not relevant for the reporting quarter. | N/A | N/A | No
Initiative | Asset Inspection Line | InspectionComment | No | Not relevant for the reporting quarter. | N/A | N/A | No
Initiative | Asset Inspection Line | FindingL1 | No | Not relevant for the reporting quarter. | N/A | N/A | No
Initiative | Asset Inspection Line | FindingL2 | No | Not relevant for the reporting quarter. | N/A | N/A | No
Initiative | Asset Inspection Line | FindingL3 | No | Not relevant for the reporting quarter. | N/A | N/A | No
Initiative | Asset Inspection Line | InspectionMethod | No | Not relevant for the reporting quarter. | N/A | N/A | No
Initiative | Asset Inspection Line | InspectionMethodComment | No | Not relevant for the reporting quarter. | N/A | N/A | No
Initiative | Asset Inspection Line | DataCaptureSensorType | No | Not relevant for the reporting quarter. | N/A | N/A | No
Initiative | Asset Inspection Line | DataCaptureSensorTypeComment | No | Not relevant for the reporting quarter. | N/A | N/A | No
Initiative | Asset Inspection Line | FieldNotes | No | Not relevant for the reporting quarter. | N/A | N/A | No
Initiative | Asset Inspection Line | HFTDClass | No | Not relevant for the reporting quarter. | N/A | N/A | No
Initiative | Asset Inspection Line | HFTDClassComment | No | Not relevant for the reporting quarter. | N/A | N/A | No
Initiative | Asset Inspection Point | AiID | Yes | N/A | N/A | N/A | No
Initiative | Asset Inspection Point | UtilityID | Yes | N/A | N/A | N/A | No
Initiative | Asset Inspection Point | UMATID | Yes | N/A | N/A | N/A | No
Initiative | Asset Inspection Point | ActivityClass | Yes | N/A | N/A | N/A | No
Initiative | Asset Inspection Point | AssetID | Yes | N/A | N/A | N/A | No
Initiative | Asset Inspection Point | AssetFeature | Yes | N/A | N/A | N/A | No
Initiative | Asset Inspection Point | SegmentID | Yes | Not applicable as programs are not focused on conductor. | N/A | N/A | No
Initiative | Asset Inspection Point | CircuitID | Yes | SDG&E maps to the span level and uses SegmentID | N/A | N/A | No
Initiative | Asset Inspection Point | LineClass | Yes | Not applicable as programs are not focused on conductor. | N/A | N/A | No
Initiative | Asset Inspection Point | InspectionLocationOrAddress | Yes | Optional field. Provided when available. | N/A | N/A | No
Initiative | Asset Inspection Point | WMPInitiative | Yes | N/A | N/A | N/A | No
Initiative | Asset Inspection Point | WMPActivity | Yes | N/A | N/A | N/A | No
Initiative | Asset Inspection Point | ActivityDescription | Yes | Optional field. Not currently in use for SDG&E. | N/A | N/A | No
Initiative | Asset Inspection Point | InspectionProgramName | Yes | N/A | N/A | N/A | No
Initiative | Asset Inspection Point | WMPSection | Yes | N/A | N/A | N/A | No
Initiative | Asset Inspection Point | InspectionStatus | Yes | N/A | N/A | N/A | No
Initiative | Asset Inspection Point | UnitsRepresented | Yes | N/A | N/A | N/A | No
Initiative | Asset Inspection Point | InspectionStartDate | Yes | N/A | N/A | N/A | No
Initiative | Asset Inspection Point | InspectionEndDate | Yes | Provided on all completed activities and when available for planned/in progress. | N/A | N/A | No
Initiative | Asset Inspection Point | PerformedBy | Yes | N/A | N/A | N/A | No
Initiative | Asset Inspection Point | PerformedByComment | Yes | Comment fields are used when required | N/A | N/A | No
Initiative | Asset Inspection Point | InspectionType | Yes | N/A | N/A | N/A | No
Initiative | Asset Inspection Point | InspectionTypeComment | Yes | Comment fields are used when required | N/A | N/A | No
Initiative | Asset Inspection Point | InspectionComment | Yes | Comment fields are used when required | N/A | N/A | No
Initiative | Asset Inspection Point | FindingL1 | Yes | N/A | N/A | N/A | No
Initiative | Asset Inspection Point | FindingL2 | Yes | N/A | N/A | N/A | No
Initiative | Asset Inspection Point | FindingL3 | Yes | N/A | N/A | N/A | No
Initiative | Asset Inspection Point | InspectionMethod | Yes | N/A | N/A | N/A | No
Initiative | Asset Inspection Point | InspectionMethodComment | Yes | Comment fields are used when required | N/A | N/A | No
Initiative | Asset Inspection Point | DataCaptureSensorType | Yes | N/A | N/A | N/A | No
Initiative | Asset Inspection Point | DataCaptureSensorTypeComment | Yes | Comment fields are used when required | N/A | N/A | No
Initiative | Asset Inspection Point | FieldNotes | Yes | Optional field. Not currently in use for SDG&E. | N/A | N/A | No
Initiative | Asset Inspection Point | HFTDClass | Yes | N/A | N/A | N/A | No
Initiative | Asset Inspection Polygon | AiID | No | Not relevant for the reporting quarter. | N/A | N/A | No
Initiative | Asset Inspection Polygon | UtilityID | No | Not relevant for the reporting quarter. | N/A | N/A | No
Initiative | Asset Inspection Polygon | UMATID | No | Not relevant for the reporting quarter. | N/A | N/A | No
Initiative | Asset Inspection Polygon | ActivityClass | No | Not relevant for the reporting quarter. | N/A | N/A | No
Initiative | Asset Inspection Polygon | AssetID | No | Not relevant for the reporting quarter. | N/A | N/A | No
Initiative | Asset Inspection Polygon | AssetFeature | No | Not relevant for the reporting quarter. | N/A | N/A | No
Initiative | Asset Inspection Polygon | SegmentID | No | Not relevant for the reporting quarter. | N/A | N/A | No
Initiative | Asset Inspection Polygon | CircuitID | No | Not relevant for the reporting quarter. | N/A | N/A | No
Initiative | Asset Inspection Polygon | LineClass | No | Not relevant for the reporting quarter. | N/A | N/A | No
Initiative | Asset Inspection Polygon | WMPInitiative | No | Not relevant for the reporting quarter. | N/A | N/A | No
Initiative | Asset Inspection Polygon | WMPActivity | No | Not relevant for the reporting quarter. | N/A | N/A | No
Initiative | Asset Inspection Polygon | ActivityDescription | No | Not relevant for the reporting quarter. | N/A | N/A | No
Initiative | Asset Inspection Polygon | InspectionProgramName | No | Not relevant for the reporting quarter. | N/A | N/A | No
Initiative | Asset Inspection Polygon | WMPSection | No | Not relevant for the reporting quarter. | N/A | N/A | No
Initiative | Asset Inspection Polygon | InspectionStatus | No | Not relevant for the reporting quarter. | N/A | N/A | No
Initiative | Asset Inspection Polygon | UnitsRepresented | No | Not relevant for the reporting quarter. | N/A | N/A | No
Initiative | Asset Inspection Polygon | InspectionStartDate | No | Not relevant for the reporting quarter. | N/A | N/A | No
Initiative | Asset Inspection Polygon | InspectionEndDate | No | Not relevant for the reporting quarter. | N/A | N/A | No
Initiative | Asset Inspection Polygon | PerformedBy | No | Not relevant for the reporting quarter. | N/A | N/A | No
Initiative | Asset Inspection Polygon | PerformedByComment | No | Not relevant for the reporting quarter. | N/A | N/A | No
Initiative | Asset Inspection Polygon | InspectionType | No | Not relevant for the reporting quarter. | N/A | N/A | No
Initiative | Asset Inspection Polygon | InspectionTypeComment | No | Not relevant for the reporting quarter. | N/A | N/A | No
Initiative | Asset Inspection Polygon | InspectionComment | No | Not relevant for the reporting quarter. | N/A | N/A | No
Initiative | Asset Inspection Polygon | FindingL1 | No | Not relevant for the reporting quarter. | N/A | N/A | No
Initiative | Asset Inspection Polygon | FindingL2 | No | Not relevant for the reporting quarter. | N/A | N/A | No
Initiative | Asset Inspection Polygon | FindingL3 | No | Not relevant for the reporting quarter. | N/A | N/A | No
Initiative | Asset Inspection Polygon | InspectionMethod | No | Not relevant for the reporting quarter. | N/A | N/A | No
Initiative | Asset Inspection Polygon | InspectionMethodComment | No | Not relevant for the reporting quarter. | N/A | N/A | No
Initiative | Asset Inspection Polygon | DataCaptureSensorType | No | Not relevant for the reporting quarter. | N/A | N/A | No
Initiative | Asset Inspection Polygon | DataCaptureSensorTypeComment | No | Not relevant for the reporting quarter. | N/A | N/A | No
Initiative | Asset Inspection Polygon | FieldNotes | No | Not relevant for the reporting quarter. | N/A | N/A | No
Initiative | Asset Inspection Polygon | HFTDClass | No | Not relevant for the reporting quarter. | N/A | N/A | No
Initiative | Asset Inspection Polygon | HFTDClassComment | No | Not relevant for the reporting quarter. | N/A | N/A | No
Initiative | Grid Hardening Line | GhID | Yes | N/A | N/A | N/A | No
Initiative | Grid Hardening Line | AssetOHUG | Yes | N/A | N/A | N/A | No
Initiative | Grid Hardening Line | UtilityID | Yes | N/A | N/A | N/A | No
Initiative | Grid Hardening Line | UMATID | Yes | N/A | N/A | N/A | No
Initiative | Grid Hardening Line | SegmentID | Yes | Provided when applicable. Project work may include Preliminary data which does not have a Segment ID as the OEIS schema only contains Active assets. In addition some projects include replacing services in which does not exist within any of the Line feature classes. | N/A | N/A | No
Initiative | Grid Hardening Line | CircuitID | Yes | SDG&E maps to the span level and uses SegmentID | N/A | N/A | No
Initiative | Grid Hardening Line | LineClass | Yes | N/A | N/A | N/A | No
Initiative | Grid Hardening Line | GridHardeningLocationOrAddress | Yes | Optional field. Provided when available. | N/A | N/A | No
Initiative | Grid Hardening Line | WMPInitiative | Yes | N/A | N/A | N/A | No
Initiative | Grid Hardening Line | WMPActivity | Yes | N/A | N/A | N/A | No
Initiative | Grid Hardening Line | ActivityDescription | Yes | Optional field. Not currently in use for SDG&E. | N/A | N/A | No
Initiative | Grid Hardening Line | WMPSection | Yes | N/A | N/A | N/A | No
Initiative | Grid Hardening Line | DescriptionOfWork | Yes | Optional field. Provided when applicable. | N/A | N/A | No
Initiative | Grid Hardening Line | FieldNotes | Yes | Optional field. Not currently in use for SDG&E. | N/A | N/A | No
Initiative | Grid Hardening Line | GhStatus | Yes | N/A | N/A | N/A | No
Initiative | Grid Hardening Line | UnitsRepresented | Yes | N/A | N/A | N/A | No
Initiative | Grid Hardening Line | StartDate | Yes | Provided on all completed activities and when available for planned/in progress. | N/A | N/A | No
Initiative | Grid Hardening Line | EndDate | Yes | N/A | N/A | N/A | No
Initiative | Grid Hardening Line | LineDeenergized | Yes | N/A | N/A | N/A | No
Initiative | Grid Hardening Line | PerformedBy | Yes | N/A | N/A | N/A | No
Initiative | Grid Hardening Line | PerformedByComment | Yes | Comment fields are used when required | N/A | N/A | No
Initiative | Grid Hardening Line | HFTDClass | Yes | N/A | N/A | N/A | No
Initiative | Grid Hardening Line | HFTDClassComment | Yes | Comment fields are used when required | N/A | N/A | No
Initiative | Grid Hardening Point | GhID | Yes | N/A | N/A | N/A | No
Initiative | Grid Hardening Point | AssetLocation | Yes | N/A | N/A | N/A | No
Initiative | Grid Hardening Point | UtilityID | Yes | N/A | N/A | N/A | No
Initiative | Grid Hardening Point | UMATID | Yes | N/A | N/A | N/A | No
Initiative | Grid Hardening Point | AssetID | Yes | Provided when applicable. Project work may include Preliminary data which does not have an Asset ID as the OEIS schema only contains Active assets | N/A | N/A | No
Initiative | Grid Hardening Point | AssetFeature | Yes | N/A | N/A | N/A | No
Initiative | Grid Hardening Point | SegmentID | Yes | Not applicable as programs are not focused on conductor. Used only for supplementry point data to Grid Hardening Line when reporting Miles | N/A | N/A | No
Initiative | Grid Hardening Point | CircuitID | Yes | SDG&E maps to the span level and uses SegmentID | N/A | N/A | No
Initiative | Grid Hardening Point | LineClass | Yes | Not applicable as programs are not focused on conductor. Used only for supplementry point data to Grid Hardening Line when reporting Miles | N/A | N/A | No
Initiative | Grid Hardening Point | GridHardeningLocationOrAddress | Yes | Optional field. Provided when available. | N/A | N/A | No
Initiative | Grid Hardening Point | WMPInitiative | Yes | N/A | N/A | N/A | No
Initiative | Grid Hardening Point | WMPActivity | Yes | N/A | N/A | N/A | No
Initiative | Grid Hardening Point | ActivityDescription | Yes | Optional field. Not currently in use for SDG&E. | N/A | N/A | No
Initiative | Grid Hardening Point | WMPSection | Yes | N/A | N/A | N/A | No
Initiative | Grid Hardening Point | DescriptionOfWork | Yes | N/A | N/A | N/A | No
Initiative | Grid Hardening Point | FieldNotes | Yes | Optional field. Not currently in use for SDG&E. | N/A | N/A | No
Initiative | Grid Hardening Point | GhStatus | Yes | N/A | N/A | N/A | No
Initiative | Grid Hardening Point | UnitsRepresented | Yes | SDG&E provides supplementry point data for Grid Hardening Line programs reported by Miles. Field is not applicable to the supplementry data. | N/A | N/A | No
Initiative | Grid Hardening Point | StartDate | Yes | Provided on all completed activities and when available for planned/in progress. | N/A | N/A | No
Initiative | Grid Hardening Point | EndDate | Yes | N/A | N/A | N/A | No
Initiative | Grid Hardening Point | LineDeenergized | Yes | N/A | N/A | N/A | No
Initiative | Grid Hardening Point | PerformedBy | Yes | N/A | N/A | N/A | No
Initiative | Grid Hardening Point | PerformedByComment | Yes | Comment fields are used when required | N/A | N/A | No
Initiative | Grid Hardening Point | HFTDClass | Yes | N/A | N/A | N/A | No
Initiative | Initiative Audit Line | IaID | No | Not relevant for the reporting quarter. | N/A | N/A | No
Initiative | Initiative Audit Line | UtilityID | No | Not relevant for the reporting quarter. | N/A | N/A | No
Initiative | Initiative Audit Line | InitiativeFeature | No | Not relevant for the reporting quarter. | N/A | N/A | No
Initiative | Initiative Audit Line | InitiativeID | No | Not relevant for the reporting quarter. | N/A | N/A | No
Initiative | Initiative Audit Line | UMATID | No | Not relevant for the reporting quarter. | N/A | N/A | No
Initiative | Initiative Audit Line | AuditDate | No | Not relevant for the reporting quarter. | N/A | N/A | No
Initiative | Initiative Audit Line | ActivityDate | No | Not relevant for the reporting quarter. | N/A | N/A | No
Initiative | Initiative Audit Line | AssetType | No | Not relevant for the reporting quarter. | N/A | N/A | No
Initiative | Initiative Audit Line | Result | No | Not relevant for the reporting quarter. | N/A | N/A | No
Initiative | Initiative Audit Line | Description | No | Not relevant for the reporting quarter. | N/A | N/A | No
Initiative | Initiative Audit Line | PerformedBy | No | Not relevant for the reporting quarter. | N/A | N/A | No
Initiative | Initiative Audit Line | PerformedByComment | No | Not relevant for the reporting quarter. | N/A | N/A | No
Initiative | Initiative Audit Point | IaID | Yes | N/A | N/A | N/A | No
Initiative | Initiative Audit Point | UtilityID | Yes | N/A | N/A | N/A | No
Initiative | Initiative Audit Point | InitiativeFeature | Yes | N/A | N/A | N/A | No
Initiative | Initiative Audit Point | InitiativeID | Yes | N/A | N/A | N/A | No
Initiative | Initiative Audit Point | UMATID | Yes | N/A | N/A | N/A | No
Initiative | Initiative Audit Point | AuditDate | Yes | N/A | N/A | N/A | No
Initiative | Initiative Audit Point | ActivityDate | Yes | N/A | N/A | N/A | No
Initiative | Initiative Audit Point | AssetType | Yes | Provided when applicable. Not applicable to multiple vegetation programs. | N/A | N/A | No
Initiative | Initiative Audit Point | Result | Yes | N/A | N/A | N/A | No
Initiative | Initiative Audit Point | Description | Yes | Provided when applicable. | N/A | N/A | No
Initiative | Initiative Audit Point | PerformedBy | Yes | N/A | N/A | N/A | No
Initiative | Initiative Audit Point | PerformedByComment | Yes | Comment fields are used when required | N/A | N/A | No
Initiative | Initiative Audit Polygon | IaID | No | Not relevant for the reporting quarter. | N/A | N/A | No
Initiative | Initiative Audit Polygon | UtilityID | No | Not relevant for the reporting quarter. | N/A | N/A | No
Initiative | Initiative Audit Polygon | InitiativeFeature | No | Not relevant for the reporting quarter. | N/A | N/A | No
Initiative | Initiative Audit Polygon | InitiativeID | No | Not relevant for the reporting quarter. | N/A | N/A | No
Initiative | Initiative Audit Polygon | UMATID | No | Not relevant for the reporting quarter. | N/A | N/A | No
Initiative | Initiative Audit Polygon | AuditDate | No | Not relevant for the reporting quarter. | N/A | N/A | No
Initiative | Initiative Audit Polygon | ActivityDate | No | Not relevant for the reporting quarter. | N/A | N/A | No
Initiative | Initiative Audit Polygon | AssetType | No | Not relevant for the reporting quarter. | N/A | N/A | No
Initiative | Initiative Audit Polygon | Result | No | Not relevant for the reporting quarter. | N/A | N/A | No
Initiative | Initiative Audit Polygon | Description | No | Not relevant for the reporting quarter. | N/A | N/A | No
Initiative | Initiative Audit Polygon | PerformedBy | No | Not relevant for the reporting quarter. | N/A | N/A | No
Initiative | Initiative Audit Polygon | PerformedByComment | No | Not relevant for the reporting quarter. | N/A | N/A | No
Initiative | Other Initiative Line | OiID | No | Not relevant for the reporting quarter. | N/A | N/A | No
Initiative | Other Initiative Line | UtilityID | No | Not relevant for the reporting quarter. | N/A | N/A | No
Initiative | Other Initiative Line | UMATID | No | Not relevant for the reporting quarter. | N/A | N/A | No
Initiative | Other Initiative Line | LocationOrAddress | No | Not relevant for the reporting quarter. | N/A | N/A | No
Initiative | Other Initiative Line | WMPCategory | No | Not relevant for the reporting quarter. | N/A | N/A | No
Initiative | Other Initiative Line | WMPInitiative | No | Not relevant for the reporting quarter. | N/A | N/A | No
Initiative | Other Initiative Line | WMPActivity | No | Not relevant for the reporting quarter. | N/A | N/A | No
Initiative | Other Initiative Line | ActivityDescription | No | Not relevant for the reporting quarter. | N/A | N/A | No
Initiative | Other Initiative Line | WMPSection | No | Not relevant for the reporting quarter. | N/A | N/A | No
Initiative | Other Initiative Line | OiStatus | No | Not relevant for the reporting quarter. | N/A | N/A | No
Initiative | Other Initiative Line | UnitsRepresented | No | Not relevant for the reporting quarter. | N/A | N/A | No
Initiative | Other Initiative Line | StartDate | No | Not relevant for the reporting quarter. | N/A | N/A | No
Initiative | Other Initiative Line | EndDate | No | Not relevant for the reporting quarter. | N/A | N/A | No
Initiative | Other Initiative Line | OiComment | No | Not relevant for the reporting quarter. | N/A | N/A | No
Initiative | Other Initiative Line | HFTDClass | No | Not relevant for the reporting quarter. | N/A | N/A | No
Initiative | Other Initiative Line | HFTDClassComment | No | Not relevant for the reporting quarter. | N/A | N/A | No
Initiative | Other Initiative Point | OiID | Yes | N/A | N/A | N/A | No
Initiative | Other Initiative Point | UtilityID | Yes | N/A | N/A | N/A | No
Initiative | Other Initiative Point | UMATID | Yes | N/A | N/A | N/A | No
Initiative | Other Initiative Point | LocationOrAddress | Yes | Provided when applicable and available. | N/A | N/A | No
Initiative | Other Initiative Point | WMPCategory | Yes | N/A | N/A | N/A | No
Initiative | Other Initiative Point | WMPInitiative | Yes | N/A | N/A | N/A | No
Initiative | Other Initiative Point | WMPActivity | Yes | N/A | N/A | N/A | No
Initiative | Other Initiative Point | ActivityDescription | Yes | Optional field. Not currently in use for SDG&E. | N/A | N/A | No
Initiative | Other Initiative Point | WMPSection | Yes | N/A | N/A | N/A | No
Initiative | Other Initiative Point | OiStatus | Yes | N/A | N/A | N/A | No
Initiative | Other Initiative Point | UnitsRepresented | Yes | N/A | N/A | N/A | No
Initiative | Other Initiative Point | StartDate | Yes | N/A | N/A | N/A | No
Initiative | Other Initiative Point | EndDate | Yes | N/A | N/A | N/A | No
Initiative | Other Initiative Point | OiComment | Yes | Optional field. Provided when applicable. | N/A | N/A | No
Initiative | Other Initiative Point | HFTDClass | Yes | Provided when applicable. Some assets may exist outside of the service territory such as cameras and other sensors. | N/A | N/A | No
Initiative | Other Initiative Polygon | OiID | No | Not relevant for the reporting quarter. | N/A | N/A | No
Initiative | Other Initiative Polygon | UtilityID | No | Not relevant for the reporting quarter. | N/A | N/A | No
Initiative | Other Initiative Polygon | UMATID | No | Not relevant for the reporting quarter. | N/A | N/A | No
Initiative | Other Initiative Polygon | LocationOrAddress | No | Not relevant for the reporting quarter. | N/A | N/A | No
Initiative | Other Initiative Polygon | WMPCategory | No | Not relevant for the reporting quarter. | N/A | N/A | No
Initiative | Other Initiative Polygon | WMPInitiative | No | Not relevant for the reporting quarter. | N/A | N/A | No
Initiative | Other Initiative Polygon | WMPActivity | No | Not relevant for the reporting quarter. | N/A | N/A | No
Initiative | Other Initiative Polygon | ActivityDescription | No | Not relevant for the reporting quarter. | N/A | N/A | No
Initiative | Other Initiative Polygon | WMPSection | No | Not relevant for the reporting quarter. | N/A | N/A | No
Initiative | Other Initiative Polygon | OiStatus | No | Not relevant for the reporting quarter. | N/A | N/A | No
Initiative | Other Initiative Polygon | UnitsRepresented | No | Not relevant for the reporting quarter. | N/A | N/A | No
Initiative | Other Initiative Polygon | StartDate | No | Not relevant for the reporting quarter. | N/A | N/A | No
Initiative | Other Initiative Polygon | EndDate | No | Not relevant for the reporting quarter. | N/A | N/A | No
Initiative | Other Initiative Polygon | OiComment | No | Not relevant for the reporting quarter. | N/A | N/A | No
Initiative | Other Initiative Polygon | HFTDClass | No | Not relevant for the reporting quarter. | N/A | N/A | No
Initiative | Other Initiative Polygon | HFTDClassComment | No | Not relevant for the reporting quarter. | N/A | N/A | No
Initiative | Vegetation Inspection Line | VmiID | No | Not relevant for the reporting quarter. | N/A | N/A | No
Initiative | Vegetation Inspection Line | UtilityID | No | Not relevant for the reporting quarter. | N/A | N/A | No
Initiative | Vegetation Inspection Line | UMATID | No | Not relevant for the reporting quarter. | N/A | N/A | No
Initiative | Vegetation Inspection Line | ActivityClass | No | Not relevant for the reporting quarter. | N/A | N/A | No
Initiative | Vegetation Inspection Line | SegmentID | No | Not relevant for the reporting quarter. | N/A | N/A | No
Initiative | Vegetation Inspection Line | CircuitID | No | Not relevant for the reporting quarter. | N/A | N/A | No
Initiative | Vegetation Inspection Line | LineClass | No | Not relevant for the reporting quarter. | N/A | N/A | No
Initiative | Vegetation Inspection Line | InspectionLocationOrAddress | No | Not relevant for the reporting quarter. | N/A | N/A | No
Initiative | Vegetation Inspection Line | WMPInitiative | No | Not relevant for the reporting quarter. | N/A | N/A | No
Initiative | Vegetation Inspection Line | WMPActivity | No | Not relevant for the reporting quarter. | N/A | N/A | No
Initiative | Vegetation Inspection Line | ActivityDescription | No | Not relevant for the reporting quarter. | N/A | N/A | No
Initiative | Vegetation Inspection Line | InspectionProgramName | No | Not relevant for the reporting quarter. | N/A | N/A | No
Initiative | Vegetation Inspection Line | WMPSection | No | Not relevant for the reporting quarter. | N/A | N/A | No
Initiative | Vegetation Inspection Line | InspectionStatus | No | Not relevant for the reporting quarter. | N/A | N/A | No
Initiative | Vegetation Inspection Line | UnitsRepresented | No | Not relevant for the reporting quarter. | N/A | N/A | No
Initiative | Vegetation Inspection Line | InspectionStartDate | No | Not relevant for the reporting quarter. | N/A | N/A | No
Initiative | Vegetation Inspection Line | InspectionEndDate | No | Not relevant for the reporting quarter. | N/A | N/A | No
Initiative | Vegetation Inspection Line | InspectionType | No | Not relevant for the reporting quarter. | N/A | N/A | No
Initiative | Vegetation Inspection Line | InspectionTypeComment | No | Not relevant for the reporting quarter. | N/A | N/A | No
Initiative | Vegetation Inspection Line | PerformedBy | No | Not relevant for the reporting quarter. | N/A | N/A | No
Initiative | Vegetation Inspection Line | PerformedByComment | No | Not relevant for the reporting quarter. | N/A | N/A | No
Initiative | Vegetation Inspection Line | CommercialHarvest | No | Not relevant for the reporting quarter. | N/A | N/A | No
Initiative | Vegetation Inspection Line | TreeTrimCount | No | Not relevant for the reporting quarter. | N/A | N/A | No
Initiative | Vegetation Inspection Line | TreeRemovalCount | No | Not relevant for the reporting quarter. | N/A | N/A | No
Initiative | Vegetation Inspection Line | InspectionComment | No | Not relevant for the reporting quarter. | N/A | N/A | No
Initiative | Vegetation Inspection Line | InspectionMethod | No | Not relevant for the reporting quarter. | N/A | N/A | No
Initiative | Vegetation Inspection Line | InspectionMethodComment | No | Not relevant for the reporting quarter. | N/A | N/A | No
Initiative | Vegetation Inspection Line | DataCaptureSensorType | No | Not relevant for the reporting quarter. | N/A | N/A | No
Initiative | Vegetation Inspection Line | DataCaptureSensorTypeComment | No | Not relevant for the reporting quarter. | N/A | N/A | No
Initiative | Vegetation Inspection Line | HFTDClass | No | Not relevant for the reporting quarter. | N/A | N/A | No
Initiative | Vegetation Inspection Line | HFTDClassComment | No | Not relevant for the reporting quarter. | N/A | N/A | No
Initiative | Vegetation Inspection Point | VmiID | Yes | N/A | N/A | N/A | No
Initiative | Vegetation Inspection Point | UtilityID | Yes | N/A | N/A | N/A | No
Initiative | Vegetation Inspection Point | UMATID | Yes | N/A | N/A | N/A | No
Initiative | Vegetation Inspection Point | ActivityClass | Yes | N/A | N/A | N/A | No
Initiative | Vegetation Inspection Point | AssetID | Yes | SDG&E maps all vegetation inspections to the Tree which is not an available feature. | N/A | N/A | No
Initiative | Vegetation Inspection Point | AssetFeature | Yes | SDG&E maps all vegetation inspections to the Tree which is not an available feature. | N/A | N/A | No
Initiative | Vegetation Inspection Point | SegmentID | Yes | SDG&E maps all vegetation inspections to the Tree which is not an available feature. | N/A | N/A | No
Initiative | Vegetation Inspection Point | CircuitID | Yes | SDG&E maps to the span level and uses SegmentID | N/A | N/A | No
Initiative | Vegetation Inspection Point | LineClass | Yes | SDG&E maps all vegetation inspections to the Tree which is not an available feature. | N/A | N/A | No
Initiative | Vegetation Inspection Point | InspectionLocationOrAddress | Yes | Optional field. Provided when available and applicable | N/A | N/A | No
Initiative | Vegetation Inspection Point | IsTree | Yes | N/A | N/A | N/A | No
Initiative | Vegetation Inspection Point | VegetationGenus | Yes | N/A | N/A | N/A | No
Initiative | Vegetation Inspection Point | VegetationSpecies | Yes | N/A | N/A | N/A | No
Initiative | Vegetation Inspection Point | VegetationCommonName | Yes | N/A | N/A | N/A | No
Initiative | Vegetation Inspection Point | TreeHeight | Yes | N/A | N/A | N/A | No
Initiative | Vegetation Inspection Point | TreeDiameter | Yes | N/A | N/A | N/A | No
Initiative | Vegetation Inspection Point | TreeDistance | Yes | N/A | N/A | N/A | No
Initiative | Vegetation Inspection Point | DangerTree | Yes | N/A | N/A | N/A | No
Initiative | Vegetation Inspection Point | WMPInitiative | Yes | N/A | N/A | N/A | No
Initiative | Vegetation Inspection Point | WMPActivity | Yes | N/A | N/A | N/A | No
Initiative | Vegetation Inspection Point | ActivityDescription | Yes | Optional field. Not currently in use for SDG&E. | N/A | N/A | No
Initiative | Vegetation Inspection Point | InspectionProgramName | Yes | N/A | N/A | N/A | No
Initiative | Vegetation Inspection Point | WMPSection | Yes | N/A | N/A | N/A | No
Initiative | Vegetation Inspection Point | InspectionStatus | Yes | N/A | N/A | N/A | No
Initiative | Vegetation Inspection Point | UnitsRepresented | Yes | N/A | N/A | N/A | No
Initiative | Vegetation Inspection Point | InspectionStartDate | Yes | N/A | N/A | N/A | No
Initiative | Vegetation Inspection Point | InspectionEndDate | Yes | N/A | N/A | N/A | No
Initiative | Vegetation Inspection Point | InspectionType | Yes | N/A | N/A | N/A | No
Initiative | Vegetation Inspection Point | InspectionTypeComment | Yes | Comment fields are used when required | N/A | N/A | No
Initiative | Vegetation Inspection Point | PerformedBy | Yes | N/A | N/A | N/A | No
Initiative | Vegetation Inspection Point | PerformedByComment | Yes | Comment fields are used when required | N/A | N/A | No
Initiative | Vegetation Inspection Point | CommercialHarvest | Yes | N/A | N/A | N/A | No
Initiative | Vegetation Inspection Point | TreeTrimCount | Yes | N/A | N/A | N/A | No
Initiative | Vegetation Inspection Point | TreeRemovalCount | Yes | N/A | N/A | N/A | No
Initiative | Vegetation Inspection Point | InspectionComment | Yes | Comment fields are used when required | N/A | N/A | No
Initiative | Vegetation Inspection Point | InspectionMethod | Yes | N/A | N/A | N/A | No
Initiative | Vegetation Inspection Point | InspectionMethodComment | Yes | Comment fields are used when required | N/A | N/A | No
Initiative | Vegetation Inspection Point | DataCaptureSensorType | Yes | N/A | N/A | N/A | No
Initiative | Vegetation Inspection Point | DataCaptureSensorTypeComment | Yes | Comment fields are used when required | N/A | N/A | No
Initiative | Vegetation Inspection Point | HFTDClass | Yes | N/A | N/A | N/A | No
Initiative | Vegetation Inspection Polygon | VmiID | Yes | N/A | N/A | N/A | No
Initiative | Vegetation Inspection Polygon | UtilityID | Yes | N/A | N/A | N/A | No
Initiative | Vegetation Inspection Polygon | UMATID | Yes | N/A | N/A | N/A | No
Initiative | Vegetation Inspection Polygon | ActivityClass | Yes | N/A | N/A | N/A | No
Initiative | Vegetation Inspection Polygon | SegmentID | Yes | Not applicable to the polygon as it is a one to many relationship | N/A | N/A | No
Initiative | Vegetation Inspection Polygon | CircuitID | Yes | SDG&E maps to the span level and uses SegmentID | N/A | N/A | No
Initiative | Vegetation Inspection Polygon | LineClass | Yes | Not applicable to the polygon as it is a one to many relationship | N/A | N/A | No
Initiative | Vegetation Inspection Polygon | AssetID | Yes | Not applicable to the polygon as it is a one to many relationship | N/A | N/A | No
Initiative | Vegetation Inspection Polygon | AssetFeature | Yes | Not applicable to the polygon as it is a one to many relationship | N/A | N/A | No
Initiative | Vegetation Inspection Polygon | InspectionLocationOrAddress | Yes | N/A | N/A | N/A | No
Initiative | Vegetation Inspection Polygon | WMPInitiative | Yes | N/A | N/A | N/A | No
Initiative | Vegetation Inspection Polygon | WMPActivity | Yes | N/A | N/A | N/A | No
Initiative | Vegetation Inspection Polygon | ActivityDescription | Yes | Optional field. Not currently in use for SDG&E. | N/A | N/A | No
Initiative | Vegetation Inspection Polygon | InspectionProgramName | Yes | N/A | N/A | N/A | No
Initiative | Vegetation Inspection Polygon | WMPSection | Yes | N/A | N/A | N/A | No
Initiative | Vegetation Inspection Polygon | InspectionStatus | Yes | N/A | N/A | N/A | No
Initiative | Vegetation Inspection Polygon | UnitsRepresented | Yes | N/A | N/A | N/A | No
Initiative | Vegetation Inspection Polygon | InspectionStartDate | Yes | N/A | N/A | N/A | No
Initiative | Vegetation Inspection Polygon | InspectionEndDate | Yes | Provided on all completed activities and when available for planned/in progress. | N/A | N/A | No
Initiative | Vegetation Inspection Polygon | InspectionType | Yes | N/A | N/A | N/A | No
Initiative | Vegetation Inspection Polygon | InspectionTypeComment | Yes | Comment fields are used when required | N/A | N/A | No
Initiative | Vegetation Inspection Polygon | PerformedBy | Yes | N/A | N/A | N/A | No
Initiative | Vegetation Inspection Polygon | PerformedByComment | Yes | Comment fields are used when required | N/A | N/A | No
Initiative | Vegetation Inspection Polygon | CommercialHarvest | Yes | N/A | N/A | N/A | No
Initiative | Vegetation Inspection Polygon | TreeTrimCount | Yes | Provided when applicable. Not applicable to planned activities. | N/A | N/A | No
Initiative | Vegetation Inspection Polygon | TreeRemovalCount | Yes | Provided when applicable. Not applicable to planned activities. | N/A | N/A | No
Initiative | Vegetation Inspection Polygon | InspectionComment | Yes | Comment fields are used when required | N/A | N/A | No
Initiative | Vegetation Inspection Polygon | InspectionMethod | Yes | N/A | N/A | N/A | No
Initiative | Vegetation Inspection Polygon | InspectionMethodComment | Yes | Comment fields are used when required | N/A | N/A | No
Initiative | Vegetation Inspection Polygon | DataCaptureSensorType | Yes | N/A | N/A | N/A | No
Initiative | Vegetation Inspection Polygon | DataCaptureSensorTypeComment | Yes | Comment fields are used when required | N/A | N/A | No
Initiative | Vegetation Inspection Polygon | HFTDClass | Yes | N/A | N/A | N/A | No
Initiative | Vegetation Inspection Polygon | HFTDClassComment | Yes | Comment fields are used when required | N/A | N/A | No
Initiative | Vegetation Management Project Line | VmpID | No | Not relevant for the reporting quarter. | N/A | N/A | No
Initiative | Vegetation Management Project Line | UtilityID | No | Not relevant for the reporting quarter. | N/A | N/A | No
Initiative | Vegetation Management Project Line | UMATID | No | Not relevant for the reporting quarter. | N/A | N/A | No
Initiative | Vegetation Management Project Line | ActivityClass | No | Not relevant for the reporting quarter. | N/A | N/A | No
Initiative | Vegetation Management Project Line | SegmentID | No | Not relevant for the reporting quarter. | N/A | N/A | No
Initiative | Vegetation Management Project Line | CircuitID | No | Not relevant for the reporting quarter. | N/A | N/A | No
Initiative | Vegetation Management Project Line | LineClass | No | Not relevant for the reporting quarter. | N/A | N/A | No
Initiative | Vegetation Management Project Line | ProjectLocationOrAddress | No | Not relevant for the reporting quarter. | N/A | N/A | No
Initiative | Vegetation Management Project Line | RadialClearanceDistance | No | Not relevant for the reporting quarter. | N/A | N/A | No
Initiative | Vegetation Management Project Line | LineDeenergized | No | Not relevant for the reporting quarter. | N/A | N/A | No
Initiative | Vegetation Management Project Line | WMPInitiative | No | Not relevant for the reporting quarter. | N/A | N/A | No
Initiative | Vegetation Management Project Line | WMPActivity | No | Not relevant for the reporting quarter. | N/A | N/A | No
Initiative | Vegetation Management Project Line | ActivityDescription | No | Not relevant for the reporting quarter. | N/A | N/A | No
Initiative | Vegetation Management Project Line | WMPSection | No | Not relevant for the reporting quarter. | N/A | N/A | No
Initiative | Vegetation Management Project Line | VmpStatus | No | Not relevant for the reporting quarter. | N/A | N/A | No
Initiative | Vegetation Management Project Line | HerbicideUse | No | Not relevant for the reporting quarter. | N/A | N/A | No
Initiative | Vegetation Management Project Line | HerbicideName | No | Not relevant for the reporting quarter. | N/A | N/A | No
Initiative | Vegetation Management Project Line | UnitsRepresented | No | Not relevant for the reporting quarter. | N/A | N/A | No
Initiative | Vegetation Management Project Line | DescriptionOfWork | No | Not relevant for the reporting quarter. | N/A | N/A | No
Initiative | Vegetation Management Project Line | StartDate | No | Not relevant for the reporting quarter. | N/A | N/A | No
Initiative | Vegetation Management Project Line | EndDate | No | Not relevant for the reporting quarter. | N/A | N/A | No
Initiative | Vegetation Management Project Line | CoastalRedwoodExemption | No | Not relevant for the reporting quarter. | N/A | N/A | No
Initiative | Vegetation Management Project Line | EncroachPermit | No | Not relevant for the reporting quarter. | N/A | N/A | No
Initiative | Vegetation Management Project Line | EnvPermit | No | Not relevant for the reporting quarter. | N/A | N/A | No
Initiative | Vegetation Management Project Line | EnvPermitProject | No | Not relevant for the reporting quarter. | N/A | N/A | No
Initiative | Vegetation Management Project Line | CALFIREHdNumber | No | Not relevant for the reporting quarter. | N/A | N/A | No
Initiative | Vegetation Management Project Line | OtherEnvPermitDocumentation | No | Not relevant for the reporting quarter. | N/A | N/A | No
Initiative | Vegetation Management Project Line | CommercialHarvest | No | Not relevant for the reporting quarter. | N/A | N/A | No
Initiative | Vegetation Management Project Line | SlashManagement | No | Not relevant for the reporting quarter. | N/A | N/A | No
Initiative | Vegetation Management Project Line | SlashManagementComments | No | Not relevant for the reporting quarter. | N/A | N/A | No
Initiative | Vegetation Management Project Line | TreeTrimCountPlanned | No | Not relevant for the reporting quarter. | N/A | N/A | No
Initiative | Vegetation Management Project Line | TreeRemovalCountPlanned | No | Not relevant for the reporting quarter. | N/A | N/A | No
Initiative | Vegetation Management Project Line | TreeTrimCountActl | No | Not relevant for the reporting quarter. | N/A | N/A | No
Initiative | Vegetation Management Project Line | TreeRemovalCountActl | No | Not relevant for the reporting quarter. | N/A | N/A | No
Initiative | Vegetation Management Project Line | WoodDestination | No | Not relevant for the reporting quarter. | N/A | N/A | No
Initiative | Vegetation Management Project Line | WoodDestinationComment | No | Not relevant for the reporting quarter. | N/A | N/A | No
Initiative | Vegetation Management Project Line | HFTDClass | No | Not relevant for the reporting quarter. | N/A | N/A | No
Initiative | Vegetation Management Project Line | HFTDClassComment | No | Not relevant for the reporting quarter. | N/A | N/A | No
Initiative | Vegetation Management Project Point | VmpID | Yes | N/A | N/A | N/A | No
Initiative | Vegetation Management Project Point | UtilityID | Yes | N/A | N/A | N/A | No
Initiative | Vegetation Management Project Point | UMATID | Yes | N/A | N/A | N/A | No
Initiative | Vegetation Management Project Point | ActivityClass | Yes | N/A | N/A | N/A | No
Initiative | Vegetation Management Project Point | AssetID | Yes | Provided when applicable. Several vegetation programs track activities by unique TreeID and will not align with any AssetPoint feature class. | N/A | N/A | No
Initiative | Vegetation Management Project Point | AssetFeature | Yes | Provided when applicable. Several vegetation programs track activities by unique TreeID and will not align with any AssetPoint feature class. | N/A | N/A | No
Initiative | Vegetation Management Project Point | SegmentID | Yes | Not applicable as programs are not focused on conductor. | N/A | N/A | No
Initiative | Vegetation Management Project Point | CircuitID | Yes | SDG&E maps to the span level and uses SegmentID | N/A | N/A | No
Initiative | Vegetation Management Project Point | LineClass | Yes | Not applicable as programs are not focused on conductor. | N/A | N/A | No
Initiative | Vegetation Management Project Point | ProjectLocationOrAddress | Yes | Optional field. Provided when available. | N/A | N/A | No
Initiative | Vegetation Management Project Point | IsTree | Yes | N/A | N/A | N/A | No
Initiative | Vegetation Management Project Point | TreeID | Yes | Provided when applicable. | N/A | N/A | No
Initiative | Vegetation Management Project Point | VegetationGenus | Yes | Provided when applicable and available and as the source data set is enhanced through site visits. | N/A | N/A | No
Initiative | Vegetation Management Project Point | VegetationSpecies | Yes | Provided when applicable and available and as the source data set is enhanced through site visits. | N/A | N/A | No
Initiative | Vegetation Management Project Point | VegetationCommonName | Yes | Provided when applicable. | N/A | N/A | No
Initiative | Vegetation Management Project Point | SpeciesGrowthRate | Yes | Provided when applicable. | N/A | N/A | No
Initiative | Vegetation Management Project Point | TreeHeight | Yes | SDG&E currently uses ranges for this value. The mean of the range will be provided. | N/A | N/A | No
Initiative | Vegetation Management Project Point | TreeDiameter | Yes | SDG&E currently uses ranges for this value. The mean of the range will be provided. | N/A | N/A | No
Initiative | Vegetation Management Project Point | DangerTree | Yes | Provided when applicable. | N/A | N/A | No
Initiative | Vegetation Management Project Point | RadialClearanceDistance | Yes | N/A | N/A | N/A | No
Initiative | Vegetation Management Project Point | LineDeenergized | Yes | N/A | N/A | N/A | No
Initiative | Vegetation Management Project Point | WMPInitiative | Yes | N/A | N/A | N/A | No
Initiative | Vegetation Management Project Point | WMPActivity | Yes | N/A | N/A | N/A | No
Initiative | Vegetation Management Project Point | ActivityDescription | Yes | Optional field. Not currently in use for SDG&E. | N/A | N/A | No
Initiative | Vegetation Management Project Point | WMPSection | Yes | N/A | N/A | N/A | No
Initiative | Vegetation Management Project Point | VmpStatus | Yes | N/A | N/A | N/A | No
Initiative | Vegetation Management Project Point | HerbicideUse | Yes | N/A | N/A | N/A | No
Initiative | Vegetation Management Project Point | HerbicideName | Yes | Provided when applicable. | N/A | N/A | No
Initiative | Vegetation Management Project Point | UnitsRepresented | Yes | N/A | N/A | N/A | No
Initiative | Vegetation Management Project Point | DescriptionOfWork | Yes | N/A | N/A | N/A | No
Initiative | Vegetation Management Project Point | StartDate | Yes | N/A | N/A | N/A | No
Initiative | Vegetation Management Project Point | EndDate | Yes | N/A | N/A | N/A | No
Initiative | Vegetation Management Project Point | CoastalRedwoodExemption | Yes | N/A | N/A | N/A | No
Initiative | Vegetation Management Project Point | EncroachPermit | Yes | N/A | N/A | N/A | No
Initiative | Vegetation Management Project Point | EnvPermit | Yes | N/A | N/A | N/A | No
Initiative | Vegetation Management Project Point | EnvPermitProject | Yes | Optional field. Provided when applicable. | N/A | N/A | No
Initiative | Vegetation Management Project Point | CALFIREHdNumber | Yes | Optional field. Provided when applicable. | N/A | N/A | No
Initiative | Vegetation Management Project Point | OtherEnvPermitDocumentation | Yes | Optional field. Provided when applicable. | N/A | N/A | No
Initiative | Vegetation Management Project Point | CommercialHarvest | Yes | N/A | N/A | N/A | No
Initiative | Vegetation Management Project Point | SlashManagement | Yes | N/A | N/A | N/A | No
Initiative | Vegetation Management Project Point | SlashManagementComments | Yes | Comment fields are used when required | N/A | N/A | No
Initiative | Vegetation Management Project Point | TreeTrimCountPlanned | Yes | Provided when applicable. | N/A | N/A | No
Initiative | Vegetation Management Project Point | TreeRemovalCountPlanned | Yes | Provided when applicable. | N/A | N/A | No
Initiative | Vegetation Management Project Point | TreeTrimCountActl | Yes | Provided when applicable. | N/A | N/A | No
Initiative | Vegetation Management Project Point | TreeRemovalCountActl | Yes | Provided when applicable. | N/A | N/A | No
Initiative | Vegetation Management Project Point | WoodDestination | Yes | N/A | N/A | N/A | No
Initiative | Vegetation Management Project Point | WoodDestinationComment | Yes | Comment fields are used when required | N/A | N/A | No
Initiative | Vegetation Management Project Point | HFTDClass | Yes | N/A | N/A | N/A | No
Initiative | Vegetation Management Project Polygon | VmpID | No | Not relevant for the reporting quarter. | N/A | N/A | No
Initiative | Vegetation Management Project Polygon | UtilityID | No | Not relevant for the reporting quarter. | N/A | N/A | No
Initiative | Vegetation Management Project Polygon | UMATID | No | Not relevant for the reporting quarter. | N/A | N/A | No
Initiative | Vegetation Management Project Polygon | ActivityClass | No | Not relevant for the reporting quarter. | N/A | N/A | No
Initiative | Vegetation Management Project Polygon | AssetID | No | Not relevant for the reporting quarter. | N/A | N/A | No
Initiative | Vegetation Management Project Polygon | AssetFeature | No | Not relevant for the reporting quarter. | N/A | N/A | No
Initiative | Vegetation Management Project Polygon | SegmentID | No | Not relevant for the reporting quarter. | N/A | N/A | No
Initiative | Vegetation Management Project Polygon | CircuitID | No | Not relevant for the reporting quarter. | N/A | N/A | No
Initiative | Vegetation Management Project Polygon | LineClass | No | Not relevant for the reporting quarter. | N/A | N/A | No
Initiative | Vegetation Management Project Polygon | ProjectLocationOrAddress | No | Not relevant for the reporting quarter. | N/A | N/A | No
Initiative | Vegetation Management Project Polygon | LineDeenergized | No | Not relevant for the reporting quarter. | N/A | N/A | No
Initiative | Vegetation Management Project Polygon | WMPInitiative | No | Not relevant for the reporting quarter. | N/A | N/A | No
Initiative | Vegetation Management Project Polygon | WMPActivity | No | Not relevant for the reporting quarter. | N/A | N/A | No
Initiative | Vegetation Management Project Polygon | ActivityDescription | No | Not relevant for the reporting quarter. | N/A | N/A | No
Initiative | Vegetation Management Project Polygon | WMPSection | No | Not relevant for the reporting quarter. | N/A | N/A | No
Initiative | Vegetation Management Project Polygon | VmpStatus | No | Not relevant for the reporting quarter. | N/A | N/A | No
Initiative | Vegetation Management Project Polygon | HerbicideUse | No | Not relevant for the reporting quarter. | N/A | N/A | No
Initiative | Vegetation Management Project Polygon | HerbicideName | No | Not relevant for the reporting quarter. | N/A | N/A | No
Initiative | Vegetation Management Project Polygon | UnitsRepresented | No | Not relevant for the reporting quarter. | N/A | N/A | No
Initiative | Vegetation Management Project Polygon | DescriptionOfWork | No | Not relevant for the reporting quarter. | N/A | N/A | No
Initiative | Vegetation Management Project Polygon | StartDate | No | Not relevant for the reporting quarter. | N/A | N/A | No
Initiative | Vegetation Management Project Polygon | EndDate | No | Not relevant for the reporting quarter. | N/A | N/A | No
Initiative | Vegetation Management Project Polygon | CoastalRedwoodExemption | No | Not relevant for the reporting quarter. | N/A | N/A | No
Initiative | Vegetation Management Project Polygon | EncroachPermit | No | Not relevant for the reporting quarter. | N/A | N/A | No
Initiative | Vegetation Management Project Polygon | EnvPermit | No | Not relevant for the reporting quarter. | N/A | N/A | No
Initiative | Vegetation Management Project Polygon | EnvPermitProject | No | Not relevant for the reporting quarter. | N/A | N/A | No
Initiative | Vegetation Management Project Polygon | CALFIREHdNumber | No | Not relevant for the reporting quarter. | N/A | N/A | No
Initiative | Vegetation Management Project Polygon | OtherEnvPermitDocumentation | No | Not relevant for the reporting quarter. | N/A | N/A | No
Initiative | Vegetation Management Project Polygon | CommercialHarvest | No | Not relevant for the reporting quarter. | N/A | N/A | No
Initiative | Vegetation Management Project Polygon | SlashManagement | No | Not relevant for the reporting quarter. | N/A | N/A | No
Initiative | Vegetation Management Project Polygon | SlashManagementComments | No | Not relevant for the reporting quarter. | N/A | N/A | No
Initiative | Vegetation Management Project Polygon | TreeTrimCountPlanned | No | Not relevant for the reporting quarter. | N/A | N/A | No
Initiative | Vegetation Management Project Polygon | TreeTrimAcreagePlanned | No | Not relevant for the reporting quarter. | N/A | N/A | No
Initiative | Vegetation Management Project Polygon | TreeRemovalCountPlanned | No | Not relevant for the reporting quarter. | N/A | N/A | No
Initiative | Vegetation Management Project Polygon | TreeRemovalAcreagePlanned | No | Not relevant for the reporting quarter. | N/A | N/A | No
Initiative | Vegetation Management Project Polygon | TreeTrimCountActl | No | Not relevant for the reporting quarter. | N/A | N/A | No
Initiative | Vegetation Management Project Polygon | TreeTrimAcreageActl | No | Not relevant for the reporting quarter. | N/A | N/A | No
Initiative | Vegetation Management Project Polygon | TreeRemovalCountActl | No | Not relevant for the reporting quarter. | N/A | N/A | No
Initiative | Vegetation Management Project Polygon | TreeRemovalAcreageActl | No | Not relevant for the reporting quarter. | N/A | N/A | No
Initiative | Vegetation Management Project Polygon | WoodDestination | No | Not relevant for the reporting quarter. | N/A | N/A | No
Initiative | Vegetation Management Project Polygon | WoodDestinationComment | No | Not relevant for the reporting quarter. | N/A | N/A | No
Initiative | Vegetation Management Project Polygon | HFTDClass | No | Not relevant for the reporting quarter. | N/A | N/A | No
Initiative | Vegetation Management Project Polygon | HFTDClassComment | No | Not relevant for the reporting quarter. | N/A | N/A | No
Table (Initiative) | Initiative Photo Log | PhotoID | No | Not relevant for the reporting quarter. | N/A | N/A | No
Table (Initiative) | Initiative Photo Log | UtilityID | No | Not relevant for the reporting quarter. | N/A | N/A | No
Table (Initiative) | Initiative Photo Log | IsBeforeAfter | No | Not relevant for the reporting quarter. | N/A | N/A | No
Table (Initiative) | Initiative Photo Log | InitiativeID | No | Not relevant for the reporting quarter. | N/A | N/A | No
Table (Initiative) | Initiative Photo Log | InitiativeFeature | No | Not relevant for the reporting quarter. | N/A | N/A | No
Other Required Data | Administrative Area | AdminID | Yes | N/A | N/A | N/A | No
Other Required Data | Administrative Area | UtilityID | Yes | N/A | N/A | N/A | No
Other Required Data | Administrative Area | AreaType | Yes | N/A | N/A | N/A | No
Other Required Data | Administrative Area | SubareaType | Yes | N/A | N/A | N/A | No
Other Required Data | Administrative Area | SubareaTypeComment | Yes | Comment fields are used when required | N/A | N/A | No
Other Required Data | Administrative Area | Name | Yes | N/A | N/A | N/A | No
Other Required Data | Critical Facility | FacilityID | Yes | N/A | N/A | N/A | Yes
Other Required Data | Critical Facility | UtilityID | Yes | N/A | N/A | N/A | Yes
Other Required Data | Critical Facility | FacilityName | Yes | N/A | N/A | N/A | Yes
Other Required Data | Critical Facility | FacilityCategory | Yes | N/A | N/A | N/A | Yes
Other Required Data | Critical Facility | FacilityCategoryComment | Yes | Comment fields are used when required | N/A | N/A | Yes
Other Required Data | Critical Facility | FacilityDescription | Yes | N/A | N/A | N/A | Yes
Other Required Data | Critical Facility | SegmentID | Yes | N/A | N/A | N/A | Yes
Other Required Data | Critical Facility | CircuitID | Yes | SDG&E maps to the span level and uses SegmentID | N/A | N/A | Yes
Other Required Data | Critical Facility | MeterID | Yes | N/A | N/A | N/A | Yes
Other Required Data | Critical Facility | BackupPower | Partial | This is voluntary information. Past surveys have shown this detailed question is challenging to answer by the customer and/or they are not willing to provide. SDG&E has added additional fields to provide the 2024 survey questions and answers from the customer with the focus on determining which Critical Facilities required assistance in the event of a PSPS. | Will continue to work with our customers to expand this dataset. | 2028-Q4 | Yes
Other Required Data | Critical Facility | BackupType | Partial | This is voluntary information. Past surveys have shown this detailed question is challenging to answer by the customer and/or they are not willing to provide. SDG&E has added additional fields to provide the 2024 survey questions and answers from the customer with the focus on determining which Critical Facilities required assistance in the event of a PSPS. | Will continue to work with our customers to expand this dataset. | 2028-Q4 | Yes
Other Required Data | Critical Facility | BackupTypeComment | Yes | Optional field. Provided when applicable. | N/A | N/A | Yes
Other Required Data | Critical Facility | BackupCapacity | No | This is voluntary information. Past surveys have shown this detailed question is challenging to answer by the customer and/or they are not willing to provide. SDG&E has added additional fields to provide the 2024 survey questions and answers from the customer with the focus on determining which Critical Facilities required assistance in the event of a PSPS. | Will continue to work with our customers to expand this dataset. | 2028-Q4 | Yes
Other Required Data | Critical Facility | PopulationImpact | No | Not available based on the voluntary information provided through current survey data. | Will continue to work with our customers to expand this dataset. | 2028-Q4 | Yes
Other Required Data | Critical Facility | PSPSDays | Yes | N/A | N/A | N/A | Yes
Other Required Data | Critical Facility | Address | Yes | N/A | N/A | N/A | Yes
Other Required Data | Critical Facility | City | Yes | N/A | N/A | N/A | Yes
Other Required Data | Critical Facility | Zip | Yes | N/A | N/A | N/A | Yes
Other Required Data | Critical Facility | HFTDClass | Yes | N/A | N/A | N/A | Yes
Other Required Data | High Wind Warning Day Polygon | HwwID | Yes | N/A | N/A | N/A | No
Other Required Data | High Wind Warning Day Polygon | UtilityID | Yes | N/A | N/A | N/A | No
Other Required Data | High Wind Warning Day Polygon | HWWIssueDateTime | Yes | N/A | N/A | N/A | No
Other Required Data | High Wind Warning Day Polygon | NumberHWWDays | Yes | N/A | N/A | N/A | No
Other Required Data | Major Woody Stem Exempt Tree Point | UtilityID | Yes | N/A | N/A | N/A | No
Other Required Data | Major Woody Stem Exempt Tree Point | VegetationGenus | Yes | N/A | N/A | N/A | No
Other Required Data | Major Woody Stem Exempt Tree Point | VegetationSpecies | Yes | N/A | N/A | N/A | No
Other Required Data | Major Woody Stem Exempt Tree Point | VegetationCommonName | Yes | N/A | N/A | N/A | No
Other Required Data | Major Woody Stem Exempt Tree Point | LastInspectionDate | Yes | N/A | N/A | N/A | No
Other Required Data | Major Woody Stem Exempt Tree Point | Quantity | Yes | N/A | N/A | N/A | No
Other Required Data | Other Power Line Connection Location | OplcID | Yes | N/A | N/A | N/A | No
Other Required Data | Other Power Line Connection Location | UtilityID | Yes | N/A | N/A | N/A | No
Other Required Data | Other Power Line Connection Location | OtherLineOwner | Yes | N/A | N/A | N/A | No
Other Required Data | Other Power Line Connection Location | ConnectionAsset | Yes | N/A | N/A | N/A | No
Other Required Data | Other Power Line Connection Location | ConnectionPointAssetID | Yes | N/A | N/A | N/A | No
Other Required Data | Other Power Line Connection Location | CorporationSegmentID | Yes | SDG&E is reliant on other utilities to provide this information. | N/A | N/A | No
Other Required Data | Other Power Line Connection Location | CorporationCircuitID | Yes | SDG&E maps to the span level and uses SegmentID | N/A | N/A | No
Other Required Data | Other Power Line Connection Location | CorporationLineClass | Yes | N/A | N/A | N/A | No
Other Required Data | Other Power Line Connection Location | OtherLineClass | Yes | N/A | N/A | N/A | No
Other Required Data | Other Power Line Connection Location | OtherConductorType | Yes | N/A | N/A | N/A | No
Other Required Data | Other Power Line Connection Location | OtherConductorTypeComment | Yes | Comment fields are used when required | N/A | N/A | No
Other Required Data | Other Power Line Connection Location | ConnectionType | Yes | N/A | N/A | N/A | No
Other Required Data | Other Power Line Connection Location | ConnectionOHUG | Yes | N/A | N/A | N/A | No
Other Required Data | Other Power Line Connection Location | OtherNominalVoltagekV | Yes | N/A | N/A | N/A | Yes
Other Required Data | Other Power Line Connection Location | OtherOperatingVoltagekV | Yes | N/A | N/A | N/A | Yes
Other Required Data | Other Power Line Connection Location | OtherConductorMaterial | Yes | Provided when available. | N/A | N/A | No
Other Required Data | Other Power Line Connection Location | OtherConductorMaterialComment | Yes | Comment fields are used when required | N/A | N/A | No
Other Required Data | Other Power Line Connection Location | OtherConductorSize | Yes | Provided when available. | N/A | N/A | No
Other Required Data | Other Power Line Connection Location | OtherConductorOD | Yes | Provided when available. | N/A | N/A | No
Other Required Data | Other Power Line Connection Location | ConnectionLastInspectionDate | No | Data is not tracked via existing process. | Will investigate data source to determine quality of data. | 2028-Q4 | No
Other Required Data | Other Power Line Connection Location | ConnectionLastMaintenanceDate | No | Data is not tracked via existing process. | Will investigate future source. | 2028-Q4 | No
Other Required Data | Other Power Line Connection Location | ConnectionEstablishmentDate | Yes | Provided when available and associated to a continuous tieline. Not applicable to a connection at a substation. | N/A | N/A | No
Other Required Data | Other Power Line Connection Location | ConnectionEstablishmentYear | Yes | Provided when available and associated to a continuous tieline. Not applicable to a connection at a substation. | N/A | N/A | No
Other Required Data | Other Power Line Connection Location | EstimatedConnectionAge | No | Data is not tracked via existing process. | Will investigate future source. | 2028-Q4 | No
Other Required Data | Other Power Line Connection Location | OtherUsefulLifespan | Yes | N/A | N/A | N/A | No
Other Required Data | Other Power Line Connection Location | OtherAmpacityRating | Yes | Provided when available and associated to a continuous tieline. Not applicable to a connection at a substation. | N/A | N/A | Yes
Other Required Data | Other Power Line Connection Location | ConnectionComments | Yes | Comment fields are used when required | N/A | N/A | No
Other Required Data | Other Power Line Connection Location | HFTDClass | Yes | N/A | N/A | N/A | No
Other Required Data | Red Flag Warning Day Polygon | RfwID | Yes | N/A | N/A | N/A | No
Other Required Data | Red Flag Warning Day Polygon | UtilityID | Yes | N/A | N/A | N/A | No
Other Required Data | Red Flag Warning Day Polygon | FireWeatherZoneID | Yes | N/A | N/A | N/A | No
Other Required Data | Red Flag Warning Day Polygon | RedFlagWarningIssueDateTime | Yes | N/A | N/A | N/A | No
Other Required Data | Red Flag Warning Day Polygon | NumberRedFlagWarningDays | Yes | N/A | N/A | N/A | No
Psps Event | Psps Event Customer Meter Point | PspsEventMeterID | Yes | N/A | N/A | N/A | Yes
Psps Event | Psps Event Customer Meter Point | EventID | Yes | N/A | N/A | N/A | No
Psps Event | Psps Event Customer Meter Point | MeterID | Yes | N/A | N/A | N/A | Yes
Psps Event | Psps Event Customer Meter Point | UtilityID | Yes | N/A | N/A | N/A | No
Psps Event | Psps Event Customer Meter Point | MeterType | Yes | N/A | N/A | N/A | Yes
Psps Event | Psps Event Customer Meter Point | PredictedDurationMinutes | Yes | N/A | N/A | N/A | No
Psps Event | Psps Event Customer Meter Point | ActualDurationMinutes | Yes | N/A | N/A | N/A | No
Psps Event | Psps Event Customer Meter Point | HFTDClass | Yes | N/A | N/A | N/A | No
Psps Event | Psps Event Damage Point | DamageEventID | Yes | N/A | N/A | N/A | No
Psps Event | Psps Event Damage Point | EventID | Yes | N/A | N/A | N/A | No
Psps Event | Psps Event Damage Point | UtilityID | Yes | N/A | N/A | N/A | No
Psps Event | Psps Event Damage Point | NumberRelatedRecords | Yes | N/A | N/A | N/A | No
Psps Event | Psps Event Damage Point | DamageDateTime | Yes | N/A | N/A | N/A | No
Psps Event | Psps Event Damage Point | FuelBedDescription | Yes | N/A | N/A | N/A | No
Psps Event | Psps Event Damage Point | FuelBedDescriptionComment | Yes | Optional field. Provided when applicable. | N/A | N/A | No
Psps Event | Psps Event Damage Point | HFTDClass | Yes | N/A | N/A | N/A | No
Psps Event | Psps Event Line | PspsEventLineID | Yes | N/A | N/A | N/A | No
Psps Event | Psps Event Line | EventID | Yes | N/A | N/A | N/A | No
Psps Event | Psps Event Line | SegmentID | Yes | N/A | N/A | N/A | No
Psps Event | Psps Event Line | CircuitID | Yes | SDG&E maps to the span level and uses SegmentID | N/A | N/A | No
Psps Event | Psps Event Line | LineClass | Yes | N/A | N/A | N/A | No
Psps Event | Psps Event Line | SubstationID | Yes | N/A | N/A | N/A | No
Psps Event | Psps Event Line | IsolationDeviceID | Yes | N/A | N/A | N/A | No
Psps Event | Psps Event Line | UtilityID | Yes | N/A | N/A | N/A | No
Psps Event | Psps Event Line | IsolationDevice | Yes | N/A | N/A | N/A | No
Psps Event | Psps Event Line | IsolationDeviceComment | Yes | Optional field. Provided when applicable. | N/A | N/A | No
Psps Event | Psps Event Line | PredictedDurationMinutes | Yes | N/A | N/A | N/A | No
Psps Event | Psps Event Line | ActualDurationMinutes | Yes | N/A | N/A | N/A | No
Psps Event | Psps Event Line | DurationPredictionError | Yes | N/A | N/A | N/A | No
Psps Event | Psps Event Line | TotalCustomerMinutes | Yes | N/A | N/A | N/A | No
Psps Event | Psps Event Line | TotalCustomers | Yes | N/A | N/A | N/A | No
Psps Event | Psps Event Line | ResidentialCustomers | Yes | N/A | N/A | N/A | No
Psps Event | Psps Event Line | MedicalBaselineCustomers | Yes | N/A | N/A | N/A | No
Psps Event | Psps Event Line | CommercialIndustrialCustomers | Yes | N/A | N/A | N/A | No
Psps Event | Psps Event Line | OtherCustomers | Yes | N/A | N/A | N/A | No
Psps Event | Psps Event Line | CriticalInfrastructure | Yes | N/A | N/A | N/A | No
Psps Event | Psps Event Line | CriticalInfrastructureDuration | Yes | N/A | N/A | N/A | No
Psps Event | Psps Event Line | CriticalInfrastructureImpact | Yes | N/A | N/A | N/A | No
Psps Event | Psps Event Polygon | PspsEventPolygonID | Yes | N/A | N/A | N/A | No
Psps Event | Psps Event Polygon | EventID | Yes | N/A | N/A | N/A | No
Psps Event | Psps Event Polygon | SegmentID | Yes | Not applicable to Polygon feature class. | N/A | N/A | No
Psps Event | Psps Event Polygon | CircuitID | Yes | Not applicable to the polygon as it is a one to many relationship | N/A | N/A | No
Psps Event | Psps Event Polygon | LineClass | Yes | Not applicable to the polygon as it is a one to many relationship | N/A | N/A | No
Psps Event | Psps Event Polygon | SubstationID | Yes | N/A | N/A | N/A | No
Psps Event | Psps Event Polygon | IsolationDeviceID | Yes | N/A | N/A | N/A | No
Psps Event | Psps Event Polygon | UtilityID | Yes | N/A | N/A | N/A | No
Psps Event | Psps Event Polygon | IsolationDevice | Yes | N/A | N/A | N/A | No
Psps Event | Psps Event Polygon | IsolationDeviceComment | Yes | Optional field. Provided when applicable. | N/A | N/A | No
Psps Event | Psps Event Polygon | PredictedDurationMinutes | Yes | N/A | N/A | N/A | No
Psps Event | Psps Event Polygon | ActualDurationMinutes | Yes | N/A | N/A | N/A | No
Psps Event | Psps Event Polygon | DurationPredictionError | Yes | N/A | N/A | N/A | No
Psps Event | Psps Event Polygon | TotalCustomerMinutes | Yes | N/A | N/A | N/A | No
Psps Event | Psps Event Polygon | TotalCustomers | Yes | N/A | N/A | N/A | No
Psps Event | Psps Event Polygon | ResidentialCustomers | Yes | N/A | N/A | N/A | No
Psps Event | Psps Event Polygon | MedicalBaselineCustomers | Yes | N/A | N/A | N/A | No
Psps Event | Psps Event Polygon | CommercialIndustrialCustomers | Yes | N/A | N/A | N/A | No
Psps Event | Psps Event Polygon | OtherCustomers | Yes | N/A | N/A | N/A | No
Psps Event | Psps Event Polygon | CriticalInfrastructure | Yes | N/A | N/A | N/A | No
Psps Event | Psps Event Polygon | CriticalInfrastructureDuration | Yes | N/A | N/A | N/A | No
Psps Event | Psps Event Polygon | CriticalInfrastructureImpact | Yes | N/A | N/A | N/A | No
Table (Psps Event) | Psps Event Conductor Damage Detail | PspsCdID | Yes | N/A | N/A | N/A | No
Table (Psps Event) | Psps Event Conductor Damage Detail | DamageEventID | Yes | N/A | N/A | N/A | No
Table (Psps Event) | Psps Event Conductor Damage Detail | UtilityID | Yes | N/A | N/A | N/A | No
Table (Psps Event) | Psps Event Conductor Damage Detail | LineClass | Yes | N/A | N/A | N/A | No
Table (Psps Event) | Psps Event Conductor Damage Detail | SegmentID | Yes | N/A | N/A | N/A | No
Table (Psps Event) | Psps Event Conductor Damage Detail | CircuitID | Yes | SDG&E maps to the span level and uses SegmentID | N/A | N/A | No
Table (Psps Event) | Psps Event Conductor Damage Detail | FromDeviceID | Yes | N/A | N/A | N/A | No
Table (Psps Event) | Psps Event Conductor Damage Detail | ToDeviceID | Yes | N/A | N/A | N/A | No
Table (Psps Event) | Psps Event Conductor Damage Detail | SubstationID | Yes | N/A | N/A | N/A | No
Table (Psps Event) | Psps Event Conductor Damage Detail | NominalVoltagekV | Yes | N/A | N/A | N/A | No
Table (Psps Event) | Psps Event Conductor Damage Detail | OperatingVoltagekV | Yes | N/A | N/A | N/A | No
Table (Psps Event) | Psps Event Conductor Damage Detail | ConductorMaterial | Yes | N/A | N/A | N/A | No
Table (Psps Event) | Psps Event Conductor Damage Detail | ConductorMaterialComment | Yes | Optional field. Provided when applicable. | N/A | N/A | No
Table (Psps Event) | Psps Event Conductor Damage Detail | ConductorType | Yes | N/A | N/A | N/A | No
Table (Psps Event) | Psps Event Conductor Damage Detail | ConductorTypeComment | Yes | Optional field. Provided when applicable. | N/A | N/A | No
Table (Psps Event) | Psps Event Conductor Damage Detail | ConductorLength | Yes | N/A | N/A | N/A | No
Table (Psps Event) | Psps Event Conductor Damage Detail | FailedEquipmentDescription | Yes | N/A | N/A | N/A | No
Table (Psps Event) | Psps Event Conductor Damage Detail | Cause | Yes | N/A | N/A | N/A | No
Table (Psps Event) | Psps Event Conductor Damage Detail | CauseComment | Yes | Optional field. Provided when applicable. | N/A | N/A | No
Table (Psps Event) | Psps Event Conductor Damage Detail | ObjectContact | Yes | N/A | N/A | N/A | No
Table (Psps Event) | Psps Event Conductor Damage Detail | ObjectContactComment | Yes | Optional field. Provided when applicable. | N/A | N/A | No
Table (Psps Event) | Psps Event Conductor Damage Detail | LikelyArcing | Yes | N/A | N/A | N/A | No
Table (Psps Event) | Psps Event Conductor Damage Detail | VmInspectionDate | Yes | Provided when applicable. | N/A | N/A | No
Table (Psps Event) | Psps Event Conductor Damage Detail | VegetationGenus | Yes | Provided when applicable. | N/A | N/A | No
Table (Psps Event) | Psps Event Conductor Damage Detail | VegetationSpecies | Yes | Provided when applicable. | N/A | N/A | No
Table (Psps Event) | Psps Event Conductor Damage Detail | VegetationCommonName | Yes | Provided when applicable. | N/A | N/A | No
Table (Psps Event) | Psps Event Conductor Damage Detail | TreeHeight | Yes | Provided when applicable. | N/A | N/A | No
Table (Psps Event) | Psps Event Conductor Damage Detail | TreeDiameter | Yes | Provided when applicable. | N/A | N/A | No
Table (Psps Event) | Psps Event Conductor Damage Detail | TreeTrunkDistance | Yes | Provided when applicable. | N/A | N/A | No
Table (Psps Event) | Psps Event Damage Photo Log | DamagedAssetPhotoID | Yes | Provided when applicable. | N/A | N/A | No
Table (Psps Event) | Psps Event Damage Photo Log | UtilityID | Yes | N/A | N/A | N/A | No
Table (Psps Event) | Psps Event Damage Photo Log | FuelBedPhotoID | Yes | Provided when applicable. | N/A | N/A | No
Table (Psps Event) | Psps Event Damage Photo Log | DamageEventID | Yes | N/A | N/A | N/A | No
Table (Psps Event) | Psps Event Log | EventID | Yes | N/A | N/A | N/A | No
Table (Psps Event) | Psps Event Log | UtilityID | Yes | N/A | N/A | N/A | No
Table (Psps Event) | Psps Event Log | EOCActivationDateTime | Yes | N/A | N/A | N/A | No
Table (Psps Event) | Psps Event Log | StartDateTime | Yes | N/A | N/A | N/A | No
Table (Psps Event) | Psps Event Log | AllClearDateTime | Yes | N/A | N/A | N/A | No
Table (Psps Event) | Psps Event Log | AllLoadUpDateTime | Yes | N/A | N/A | N/A | No
Table (Psps Event) | Psps Event Log | WindRisk | Yes | N/A | N/A | N/A | No
Table (Psps Event) | Psps Event Log | RelativeHumidityRisk | Yes | N/A | N/A | N/A | No
Table (Psps Event) | Psps Event Log | TemperatureRisk | Yes | N/A | N/A | N/A | No
Table (Psps Event) | Psps Event Log | VegetationRisk | Yes | N/A | N/A | N/A | No
Table (Psps Event) | Psps Event Log | AssetRisk | Yes | N/A | N/A | N/A | No
Table (Psps Event) | Psps Event Log | DeadFuelRisk | Yes | N/A | N/A | N/A | No
Table (Psps Event) | Psps Event Log | LiveFuelRisk | Yes | N/A | N/A | N/A | No
Table (Psps Event) | Psps Event Log | RedFlagWarningRisk | Yes | N/A | N/A | N/A | No
Table (Psps Event) | Psps Event Log | OtherRisk | Yes | N/A | N/A | N/A | No
Table (Psps Event) | Psps Event Log | OtherRiskReason | Yes | Optional field. Provided when applicable. | N/A | N/A | No
Table (Psps Event) | Psps Event Other Asset Damage Detail | PspsOadID | Yes | N/A | N/A | N/A | No
Table (Psps Event) | Psps Event Other Asset Damage Detail | DamageEventID | Yes | N/A | N/A | N/A | No
Table (Psps Event) | Psps Event Other Asset Damage Detail | UtilityID | Yes | N/A | N/A | N/A | No
Table (Psps Event) | Psps Event Other Asset Damage Detail | Asset | Yes | N/A | N/A | N/A | No
Table (Psps Event) | Psps Event Other Asset Damage Detail | AssetID | Yes | N/A | N/A | N/A | No
Table (Psps Event) | Psps Event Other Asset Damage Detail | AssetFeature | Yes | N/A | N/A | N/A | No
Table (Psps Event) | Psps Event Other Asset Damage Detail | LineClass | Yes | N/A | N/A | N/A | No
Table (Psps Event) | Psps Event Other Asset Damage Detail | SegmentID | Yes | N/A | N/A | N/A | No
Table (Psps Event) | Psps Event Other Asset Damage Detail | CircuitID | Yes | SDG&E maps to the span level and uses SegmentID | N/A | N/A | No
Table (Psps Event) | Psps Event Other Asset Damage Detail | Cause | Yes | N/A | N/A | N/A | No
Table (Psps Event) | Psps Event Other Asset Damage Detail | CauseComment | Yes | N/A | N/A | N/A | No
Table (Psps Event) | Psps Event Other Asset Damage Detail | ObjectContact | Yes | Provided when applicable | N/A | N/A | No
Table (Psps Event) | Psps Event Other Asset Damage Detail | ObjectContactComment | Yes | N/A | N/A | N/A | No
Table (Psps Event) | Psps Event Other Asset Damage Detail | AssociatedNominalVoltagekV | Yes | N/A | N/A | N/A | No
Table (Psps Event) | Psps Event Other Asset Damage Detail | AssociatedOperatingVoltagekV | Yes | N/A | N/A | N/A | No
Table (Psps Event) | Psps Event Other Asset Damage Detail | ManufacturerModelID | No | Data not currently available | Will investigate future source. | 2028-Q4 | No
Table (Psps Event) | Psps Event Other Asset Damage Detail | ExemptionStatus | Yes | N/A | N/A | N/A | No
Table (Psps Event) | Psps Event Other Asset Damage Detail | LikelyArcing | Yes | N/A | N/A | N/A | No
Table (Psps Event) | Psps Event Other Asset Damage Detail | VmInspectionDate | Yes | N/A | N/A | N/A | No
Table (Psps Event) | Psps Event Other Asset Damage Detail | VegetationGenus | Yes | N/A | N/A | N/A | No
Table (Psps Event) | Psps Event Other Asset Damage Detail | VegetationSpecies | Yes | N/A | N/A | N/A | No
Table (Psps Event) | Psps Event Other Asset Damage Detail | VegetationCommonName | Yes | N/A | N/A | N/A | No
Table (Psps Event) | Psps Event Other Asset Damage Detail | TreeHeight | Yes | N/A | N/A | N/A | No
Table (Psps Event) | Psps Event Other Asset Damage Detail | TreeDiameter | Yes | N/A | N/A | N/A | No
Table (Psps Event) | Psps Event Other Asset Damage Detail | TreeTrunkDistance | Yes | N/A | N/A | N/A | No
Table (Psps Event) | Psps Event Support Structure Damage Detail | PspsSsdID | Yes | N/A | N/A | N/A | No
Table (Psps Event) | Psps Event Support Structure Damage Detail | DamageEventID | Yes | N/A | N/A | N/A | No
Table (Psps Event) | Psps Event Support Structure Damage Detail | UtilityID | Yes | N/A | N/A | N/A | No
Table (Psps Event) | Psps Event Support Structure Damage Detail | SupportStructureID | Yes | N/A | N/A | N/A | No
Table (Psps Event) | Psps Event Support Structure Damage Detail | Asset | Yes | N/A | N/A | N/A | No
Table (Psps Event) | Psps Event Support Structure Damage Detail | AssetComment | Yes | Comment fields are used when required | N/A | N/A | No
Table (Psps Event) | Psps Event Support Structure Damage Detail | Cause | Yes | N/A | N/A | N/A | No
Table (Psps Event) | Psps Event Support Structure Damage Detail | CauseComment | Yes | Optional field. Provided when applicable. | N/A | N/A | No
Table (Psps Event) | Psps Event Support Structure Damage Detail | ObjectContact | Yes | Provided when applicable. | N/A | N/A | No
Table (Psps Event) | Psps Event Support Structure Damage Detail | ObjectContactComment | Yes | Optional field. Provided when applicable. | N/A | N/A | No
Table (Psps Event) | Psps Event Support Structure Damage Detail | SupportStructureMaterial | Yes | N/A | N/A | N/A | No
Table (Psps Event) | Psps Event Support Structure Damage Detail | MaterialComment | Yes | N/A | N/A | N/A | No
Table (Psps Event) | Psps Event Support Structure Damage Detail | LikelyArcing | Yes | N/A | N/A | N/A | No
Table (Psps Event) | Psps Event Support Structure Damage Detail | DamageDescription | Yes | N/A | N/A | N/A | No
Table (Psps Event) | Psps Event Support Structure Damage Detail | DamageDescriptionComment | Yes | Optional field. Provided when applicable. | N/A | N/A | No
Table (Psps Event) | Psps Event Support Structure Damage Detail | VmInspectionDate | Yes | Optional field. Provided when applicable. | N/A | N/A | No
Table (Psps Event) | Psps Event Support Structure Damage Detail | VegetationGenus | Yes | Optional field. Provided when applicable. | N/A | N/A | No
Table (Psps Event) | Psps Event Support Structure Damage Detail | VegetationSpecies | Yes | Optional field. Provided when applicable. | N/A | N/A | No
Table (Psps Event) | Psps Event Support Structure Damage Detail | VegetationCommonName | Yes | Optional field. Provided when applicable. | N/A | N/A | No
Table (Psps Event) | Psps Event Support Structure Damage Detail | TreeHeight | Yes | Optional field. Provided when applicable. | N/A | N/A | No
Table (Psps Event) | Psps Event Support Structure Damage Detail | TreeDiameter | Yes | Optional field. Provided when applicable. | N/A | N/A | No
Table (Psps Event) | Psps Event Support Structure Damage Detail | TreeTrunkDistance | Yes | Optional field. Provided when applicable. | N/A | N/A | No
Risk Event | Ignition | IgnitionID | Yes | N/A | N/A | N/A | No
Risk Event | Ignition | UtilityID | Yes | N/A | N/A | N/A | No
Risk Event | Ignition | SubstationID | Partial | Provided when available. | Will continue to work with our customers to expand this dataset. | 2028-Q4 | No
Risk Event | Ignition | NearestWeatherStationID | Yes | N/A | N/A | N/A | No
Risk Event | Ignition | OutageID | Yes | Provided when applicable. | N/A | N/A | No
Risk Event | Ignition | OutageStatus | Yes | N/A | N/A | N/A | No
Risk Event | Ignition | FireStartDateTime | Yes | N/A | N/A | N/A | No
Risk Event | Ignition | FireStartYear | Yes | N/A | N/A | N/A | No
Risk Event | Ignition | FireDetectionMethod | Yes | N/A | N/A | N/A | No
Risk Event | Ignition | FireDetectionMethodComment | Yes | Comment fields are used when required | N/A | N/A | No
Risk Event | Ignition | SuspectedInitiatingCause | Yes | N/A | N/A | N/A | No
Risk Event | Ignition | SuspectedInitiatingCauseComment | Yes | Comment fields are used when required | N/A | N/A | No
Risk Event | Ignition | ObjectContact | Yes | Provided when applicable. | N/A | N/A | No
Risk Event | Ignition | ObjectContactComment | Yes | Comment fields are used when required | N/A | N/A | No
Risk Event | Ignition | VegetationGenus | Yes | Provided when applicable. | N/A | N/A | No
Risk Event | Ignition | VegetationSpecies | Yes | Provided when applicable. | N/A | N/A | No
Risk Event | Ignition | VegetationCommonName | Yes | Provided when applicable. | N/A | N/A | No
Risk Event | Ignition | EquipmentFailure | Yes | Provided when applicable. | N/A | N/A | No
Risk Event | Ignition | EquipmentFailureComment | Yes | Comment fields are used when required | N/A | N/A | No
Risk Event | Ignition | AssociatedNominalVoltagekV | Yes | N/A | N/A | N/A | Yes
Risk Event | Ignition | AssociatedOperatingVoltagekV | Yes | N/A | N/A | N/A | Yes
Risk Event | Ignition | OtherCompanies | Yes | Provided when applicable. | N/A | N/A | No
Risk Event | Ignition | EquipmentType | Yes | N/A | N/A | N/A | No
Risk Event | Ignition | Determination | Yes | N/A | N/A | N/A | No
Risk Event | Ignition | DeterminationComment | Yes | N/A | N/A | N/A | No
Risk Event | Ignition | FacilityContacted | Yes | Provided when applicable. | N/A | N/A | No
Risk Event | Ignition | FacilityContactedComment | Yes | Comment fields are used when required | N/A | N/A | No
Risk Event | Ignition | AssetID | Yes | Provided when applicable. | N/A | N/A | No
Risk Event | Ignition | AssetFeature | Yes | Provided when applicable. | N/A | N/A | No
Risk Event | Ignition | SegmentID | Yes | Provided when applicable. | N/A | N/A | No
Risk Event | Ignition | CircuitID | Yes | SDG&E maps to the span level and uses SegmentID | N/A | N/A | No
Risk Event | Ignition | LineClass | Yes | Provided when applicable. | N/A | N/A | No
Risk Event | Ignition | ContributingFactor | Yes | Optional field. Provided when available. | N/A | N/A | No
Risk Event | Ignition | ContributingFactorComment | Yes | Comment fields are used when required | N/A | N/A | No
Risk Event | Ignition | RFWStatus | Yes | N/A | N/A | N/A | No
Risk Event | Ignition | RFWIssueDateTime | Yes | Provided when applicable. | N/A | N/A | No
Risk Event | Ignition | FWWStatus | Yes | N/A | N/A | N/A | No
Risk Event | Ignition | FWWIssueDateTime | Yes | Provided when applicable. | N/A | N/A | No
Risk Event | Ignition | HWWStatus | Yes | N/A | N/A | N/A | No
Risk Event | Ignition | HWWIssueDateTime | Yes | Provided when applicable. | N/A | N/A | No
Risk Event | Ignition | OriginLandUse | Yes | N/A | N/A | N/A | No
Risk Event | Ignition | MaterialAtOrigin | Yes | N/A | N/A | N/A | No
Risk Event | Ignition | MaterialAtOriginComment | Yes | Comment fields are used when required | N/A | N/A | No
Risk Event | Ignition | FuelBedDescription | No | Data is not tracked via existing process. | Will investigate future source. | 2028-Q4 | No
Risk Event | Ignition | FuelBedDescriptionComment | Yes | Comment fields are used when required | N/A | N/A | No
Risk Event | Ignition | FireSize | Yes | N/A | N/A | N/A | No
Risk Event | Ignition | SuppressedBy | Yes | N/A | N/A | N/A | No
Risk Event | Ignition | SuppressingAgency | No | Data was not available at the time the event was logged. | Will continue to work with the business to ensure timely data availability | N/A | No
Risk Event | Ignition | FireInvestigation | Yes | N/A | N/A | N/A | No
Risk Event | Ignition | FireAHJ | No | Data was not available at the time the event was logged. | Will continue to work with the business to ensure timely data availability | N/A | No
Risk Event | Ignition | IgnitionNotes | Yes | Comment fields are used when required | N/A | N/A | Yes
Risk Event | Ignition | HFTDClass | Yes | N/A | N/A | N/A | No
Risk Event | Ignition | Latitude | Yes | N/A | N/A | N/A | No
Risk Event | Ignition | Longitude | Yes | N/A | N/A | N/A | No
Risk Event | Unplanned Outage | OutageID | Yes | N/A | N/A | N/A | No
Risk Event | Unplanned Outage | OutageClass | Yes | N/A | N/A | N/A | No
Risk Event | Unplanned Outage | UtilityID | Yes | N/A | N/A | N/A | No
Risk Event | Unplanned Outage | SubstationID | Yes | N/A | N/A | N/A | No
Risk Event | Unplanned Outage | BasicCause | Yes | N/A | N/A | N/A | No
Risk Event | Unplanned Outage | BasicCauseComment | Yes | Comment fields are used when required | N/A | N/A | No
Risk Event | Unplanned Outage | BasicCauseObject | Yes | Provided when applicable based on the Cause. | N/A | N/A | No
Risk Event | Unplanned Outage | BasicCauseObjectComment | Yes | Comment fields are used when required | N/A | N/A | No
Risk Event | Unplanned Outage | FacilityContacted | Yes | Provided when applicable based on the Cause. | N/A | N/A | No
Risk Event | Unplanned Outage | FacilityContactedComment | Yes | Comment fields are used when required | N/A | N/A | No
Risk Event | Unplanned Outage | EquipmentFailure | Yes | Provided when applicable based on the Cause. | N/A | N/A | No
Risk Event | Unplanned Outage | EquipmentFailureComment | Yes | Comment fields are used when required | N/A | N/A | No
Risk Event | Unplanned Outage | AssetID | Partial | Provided when applicable and available | Automation in progress and will continue to be refined to improve completeness. | 2028-Q4 | No
Risk Event | Unplanned Outage | AssetFeature | Partial | Provided when applicable and available | Automation in progress and will continue to be refined to improve completeness. | 2028-Q4 | No
Risk Event | Unplanned Outage | SegmentID | Partial | Provided when applicable and available | Automation in progress and will continue to be refined to improve completeness. | 2028-Q4 | No
Risk Event | Unplanned Outage | CircuitID | Yes | SDG&E maps to the span level and uses SegmentID | N/A | N/A | No
Risk Event | Unplanned Outage | LineClass | Partial | Provided when applicable and available | Automation in progress and will continue to be refined to improve completeness. | 2028-Q4 | No
Risk Event | Unplanned Outage | ExpulsionFuseOperation | Yes | N/A | N/A | N/A | No
Risk Event | Unplanned Outage | OutageDescription | Yes | Description fields are used when required | N/A | N/A | Yes
Risk Event | Unplanned Outage | EventYear | Yes | N/A | N/A | N/A | No
Risk Event | Unplanned Outage | OutageStartDateTime | Yes | N/A | N/A | N/A | No
Risk Event | Unplanned Outage | OutageEndDateTime | Yes | N/A | N/A | N/A | No
Risk Event | Unplanned Outage | OutageDuration | Yes | N/A | N/A | N/A | No
Risk Event | Unplanned Outage | CustomerMinutesInterrupted | Yes | Provided when available. SDG&E is also providing unaudited events for the time period; therefore, not all attributes are available at the time of reporting. | N/A | N/A | No
Risk Event | Unplanned Outage | CustomersOutMomentary | Yes | Provided when available. SDG&E is also providing unaudited events for the time period; therefore, not all attributes are available at the time of reporting. | N/A | N/A | No
Risk Event | Unplanned Outage | CustomersOutSustained | Yes | Provided when available. SDG&E is also providing unaudited events for the time period; therefore, not all attributes are available at the time of reporting. | N/A | N/A | No
Risk Event | Unplanned Outage | CustomerCount | Yes | Provided when available. SDG&E is also providing unaudited events for the time period; therefore, not all attributes are available at the time of reporting. | N/A | N/A | No
Risk Event | Unplanned Outage | OutageInterval | Yes | N/A | N/A | N/A | No
Risk Event | Unplanned Outage | OutageIntervalAltDefinition | Yes | SDG&E does not have a different definition of momentary. | N/A | N/A | No
Risk Event | Unplanned Outage | AssociatedNominalVoltagekV | Yes | N/A | N/A | N/A | Yes
Risk Event | Unplanned Outage | AssociatedOperatingVoltagekV | Yes | N/A | N/A | N/A | Yes
Risk Event | Unplanned Outage | OtherCompanies | Yes | N/A | N/A | N/A | No
Risk Event | Unplanned Outage | RecloserSetting | Yes | N/A | N/A | N/A | No
Risk Event | Unplanned Outage | RapidFaultSetting | Yes | N/A | N/A | N/A | No
Risk Event | Unplanned Outage | IsolationDeviceType | Yes | Provided when available. SDG&E is also providing unaudited events for the time period; therefore, not all attributes are available at the time of reporting. | N/A | N/A | No
Risk Event | Unplanned Outage | IsolationDeviceTypeComment | Yes | Comment fields are used when required | N/A | N/A | No
Risk Event | Unplanned Outage | MajorEventDay | Yes | Provided when available. SDG&E is also providing unaudited events for the time period; therefore, not all attributes are available at the time of reporting. | N/A | N/A | No
Risk Event | Unplanned Outage | LocationOrAddress | Yes | Optional field. Not currently provided. | N/A | N/A | No
Risk Event | Unplanned Outage | HFTDClass | Yes | N/A | N/A | N/A | No
Risk Event | Unplanned Outage | VmOutageDescription | Yes | Provided when applicable. | N/A | N/A | Yes
Risk Event | Unplanned Outage | VmInspectionDate | Yes | Provided when applicable. | N/A | N/A | No
Risk Event | Unplanned Outage | VegetationGenus | Yes | Provided when applicable. | N/A | N/A | No
Risk Event | Unplanned Outage | VegetationSpecies | Yes | Provided when applicable. | N/A | N/A | No
Risk Event | Unplanned Outage | VegetationCommonName | Yes | Provided when applicable. | N/A | N/A | No
Risk Event | Unplanned Outage | TreeHeight | Yes | Provided when applicable. | N/A | N/A | No
Risk Event | Unplanned Outage | TreeDiameter | Yes | Provided when applicable. | N/A | N/A | No
Risk Event | Unplanned Outage | TreeTrunkDistance | Yes | Provided when applicable. | N/A | N/A | No
Risk Event | Unplanned Outage | RFWDay | Yes | N/A | N/A | N/A | No
Risk Event | Wire Down Event | WireDownID | Yes | N/A | N/A | N/A | No
Risk Event | Wire Down Event | UtilityID | Yes | N/A | N/A | N/A | No
Risk Event | Wire Down Event | OutageStatus | Yes | N/A | N/A | N/A | No
Risk Event | Wire Down Event | OutageID | Yes | Provided when applicable. | N/A | N/A | No
Risk Event | Wire Down Event | AssetID | Partial | Provided when applicable and available | Automation in progress and will continue to be refined to improve completeness. | 2028-Q4 | No
Risk Event | Wire Down Event | AssetFeature | Partial | Provided when applicable and available | Automation in progress and will continue to be refined to improve completeness. | 2028-Q4 | No
Risk Event | Wire Down Event | SegmentID | Partial | Provided when applicable and available | Automation in progress and will continue to be refined to improve completeness. | 2028-Q4 | No
Risk Event | Wire Down Event | CircuitID | Yes | SDG&E maps to the span level and uses SegmentID | N/A | N/A | No
Risk Event | Wire Down Event | LineClass | Partial | Provided when applicable and available | Automation in progress and will continue to be refined to improve completeness. | 2028-Q4 | No
Risk Event | Wire Down Event | WireDownDate | Yes | N/A | N/A | N/A | No
Risk Event | Wire Down Event | WireDownYear | Yes | N/A | N/A | N/A | No
Risk Event | Wire Down Event | Cause | Yes | N/A | N/A | N/A | No
Risk Event | Wire Down Event | CauseComment | Yes | Comment fields are used when required | N/A | N/A | No
Risk Event | Wire Down Event | ObjectContact | Yes | Provided when applicable based on the Cause. | N/A | N/A | No
Risk Event | Wire Down Event | ObjectContactComment | Yes | Comment fields are used when required | N/A | N/A | No
Risk Event | Wire Down Event | EquipmentFailure | Yes | Provided when applicable based on the Cause. | N/A | N/A | No
Risk Event | Wire Down Event | EquipmentFailureComment | Yes | Comment fields are used when required | N/A | N/A | No
Risk Event | Wire Down Event | FacilityContacted | Yes | Provided when applicable based on the Cause. | N/A | N/A | No
Risk Event | Wire Down Event | FacilityContactedComment | Yes | Comment fields are used when required | N/A | N/A | No
Risk Event | Wire Down Event | VegetationGenus | Yes | Provided when applicable based on the Cause. | N/A | N/A | No
Risk Event | Wire Down Event | VegetationSpecies | Yes | Provided when applicable based on the Cause. | N/A | N/A | No
Risk Event | Wire Down Event | VegetationCommonName | Yes | Provided when applicable based on the Cause. | N/A | N/A | No
Risk Event | Wire Down Event | AssociatedNominalVoltagekV | Yes | N/A | N/A | N/A | Yes
Risk Event | Wire Down Event | AssociatedOperatingVoltagekV | Yes | N/A | N/A | N/A | Yes
Risk Event | Wire Down Event | SpanLength | Partial | Provided when available and applicable | Will investigate future source. | 2028-Q4 | No
Risk Event | Wire Down Event | TotalSplices | No | Data is not tracked via existing process. | A new process is needed to connect CMP splice data to Wire Down Events. | 2028-Q4 | No
Risk Event | Wire Down Event | MaxSplices | No | Data is not tracked via existing process. | A new process is needed to connect CMP splice data to Wire Down Events. | 2028-Q4 | No
Risk Event | Wire Down Event | MultipleDown | Yes | N/A | N/A | N/A | No
Risk Event | Wire Down Event | ConductorMaterial | Partial | Provided when available and applicable | Will investigate future source. | 2028-Q4 | No
Risk Event | Wire Down Event | ConductorMaterialComment | Yes | Comment fields are used when required | N/A | N/A | No
Risk Event | Wire Down Event | ConductorSize | Partial | Provided when available and applicable | Will investigate future source. | 2028-Q4 | No
Risk Event | Wire Down Event | ConductorOD | Partial | Provided when available and applicable | Will investigate future source. | 2028-Q4 | No
Risk Event | Wire Down Event | ConductorRating | Partial | Provided when available and applicable | Will investigate future source. | 2028-Q4 | Yes
Risk Event | Wire Down Event | Energized | Yes | N/A | N/A | N/A | No
Risk Event | Wire Down Event | IgnitionStatus | Yes | N/A | N/A | N/A | No
Risk Event | Wire Down Event | IgnitionID | Yes | Provided when applicable. | N/A | N/A | No
Risk Event | Wire Down Event | WireDownNotes | Yes | Note fields are used when required | N/A | N/A | Yes
Risk Event | Wire Down Event | HFTDClass | Yes | N/A | N/A | N/A | No
Table (Risk Event) | Risk Event Photo Log | PhotoID | No | Not relevant for the reporting quarter. | N/A | N/A | No
Table (Risk Event) | Risk Event Photo Log | UtilityID | No | Not relevant for the reporting quarter. | N/A | N/A | No
Table (Risk Event) | Risk Event Photo Log | IgnitionID | No | Not relevant for the reporting quarter. | N/A | N/A | No
Table (Risk Event) | Risk Event Photo Log | WireDownID | No | Not relevant for the reporting quarter. | N/A | N/A | No
Note on C452: [Threaded comment] Your version of Excel allows you to read this threaded comment; however, any edits to it will get removed if the file is opened in a newer version of Excel. Learn more: https://go.microsoft.com/fwlink/?linkid=870924 Comment: Updated from WMPInitiativeCategory to WMPCategory to align with gdb
Note on C468: [Threaded comment] Your version of Excel allows you to read this threaded comment; however, any edits to it will get removed if the file is opened in a newer version of Excel. Learn more: https://go.microsoft.com/fwlink/?linkid=870924 Comment: Updated from WMPInitiativeCategory to WMPCategory to align with gdb
Note on C483: [Threaded comment] Your version of Excel allows you to read this threaded comment; however, any edits to it will get removed if the file is opened in a newer version of Excel. Learn more: https://go.microsoft.com/fwlink/?linkid=870924 Comment: Updated from WMPInitiativeCategory to WMPCategory to align with gdb