## Table 1
METRIC NUMBER | UTILITY ID | SUBMISSION DATE | ACTIVITY CLASSIFICATION | PROJECT START DATE | PROJECT END DATE | WMP ACTIVITY NAME | ACTIVITY DESCRIPTION | ACTIVITY OBJECTIVE | WMP CATEGORY | WMP INITIATIVE | WMP INITIATIVE NAME IF OTHER | WMP SECTION | UTILITY MITIGATION ACTIVITY TRACKING ID | WMP ACTIVITY CODE | WMP PAGE NUMBER | RISK TARGET REDUCTION | MIDYEAR TARGET (YES / NO) | QUANT TARGET UNITS | COMMENTS | REPORTING YEAR | ANNUAL QUANTITATIVE TARGET | PROJECTED QUANTITATIVE PROGRESS Q1 | PROJECTED QUANTITATIVE PROGRESS Q1-2 | PROJECTED QUANTITATIVE PROGRESS Q1-3 | PROJECTED QUANTITATIVE PROGRESS Q1-4 | ANNUAL QUALITATIVE TARGET
2010000000 | PacifiCorp | 2025-11-26 | Program |  |  | Transmission Patrol Inspections | Transmission Patrol Inspections | In accordance with GO 165, a simple visual inspection of applicable utility equipment and structures that is designed to identify obvious structural problems and hazards. | Grid Design, Operations, and Maintenance | Asset Inspections |  | 8.3 | AI-01 | PacifiCorp_Grid Design, Operations, and Maintenance_Asset Inspections_AI-01_2025 | 195 | Equipment ignition likelihood | YES | Facility Points |  | 2026 | 12324 | 616 | 5972 | 9783 | 12324
2010000001 | PacifiCorp | 2025-11-26 | Program |  |  | Distribution Patrol Inspections | Distribution Patrol Inspections | In accordance with GO 165, a simple visual inspection of applicable utility equipment and structures that is designed to identify obvious structural problems and hazards. | Grid Design, Operations, and Maintenance | Asset Inspections |  | 8.3 | AI-02 | PacifiCorp_Grid Design, Operations, and Maintenance_Asset Inspections_AI-02_2025 | 195 | Equipment ignition likelihood | YES | Facility Points |  | 2026 | 53498 | 2675 | 13535 | 37513 | 53498
2010000002 | PacifiCorp | 2025-11-26 | Program |  |  | Transmission Detail Inspections | Transmission Detail Inspections | In accordance with GO 165, an inspection where individual pieces of equipment and structures are carefully examined, visually and through use of routine diagnostic test, as appropriate, and (if practical and if useful information can be so gathered) opened, and the condition of each rated and recorded. | Grid Design, Operations, and Maintenance | Asset Inspections |  | 8.3 | AI-03 | PacifiCorp_Grid Design, Operations, and Maintenance_Asset Inspections_AI-03_2025 | 197 | Equipment ignition likelihood | YES | Facility Points |  | 2026 | 2241 | 67 | 74 | 1374 | 2241
2010000003 | PacifiCorp | 2025-11-26 | Program |  |  | Distribution Detail Inspections | Distribution Detail Inspections | In accordance with GO 165, an inspection where individual pieces of equipment and structures are carefully examined, visually and through use of routine diagnostic test, as appropriate, and (if practical and if useful information can be so gathered) opened, and the condition of each rated and recorded. | Grid Design, Operations, and Maintenance | Asset Inspections |  | 8.3 | AI-04 | PacifiCorp_Grid Design, Operations, and Maintenance_Asset Inspections_AI-04_2025 | 197 | Equipment ignition likelihood | YES | Facility Points |  | 2026 | 5996 | 1436 | 2188 | 4473 | 5996
2010000004 | PacifiCorp | 2025-11-26 | Program |  |  | Transmission Intrusive Pole Inspections | Transmission Intrusive Pole Inspections - Transmission and Distribution | May include pole-sounding, inspection hole drilling and excavation tests, designed to identify decay, wear or woodpecker damage, assess the condition of wood poles and identify the need for any treatment, repair or replacement. | Grid Design, Operations, and Maintenance | Asset Inspections |  | 8.3 | AI-05 | PacifiCorp_Grid Design, Operations, and Maintenance_Asset Inspections_AI-05_2025 | 201 | Equipment ignition likelihood | YES | Facility Points |  | 2026 | 1351 | 0 | 0 | 811 | 1351
2010000005 | PacifiCorp | 2025-11-26 | Program |  |  | Distribution Intrusive Pole Inspections | Distribution Intrusive Pole Inspections - Transmission and Distribution | May include pole-sounding, inspection hole drilling and excavation tests, designed to identify decay, wear or woodpecker damage, assess the condition of wood poles and identify the need for any treatment, repair or replacement. | Grid Design, Operations, and Maintenance | Asset Inspections |  | 8.3 | AI-06 | PacifiCorp_Grid Design, Operations, and Maintenance_Asset Inspections_AI-06_2025 | 201 | Equipment ignition likelihood | YES | Facility Points |  | 2026 | 6102 | 0 | 0 | 3661 | 6102
2010000006 | PacifiCorp | 2025-11-26 | Pilot |  |  | Enhanced (Infrared) Inspections on Transmission Lines | Transmission Infrared Inspections | Proactive identification and prevention of equipment failures through infrared inspections during peak loading intervals. | Grid Design, Operations, and Maintenance | Asset Inspections |  | 8.3 | AI-07 | PacifiCorp_Grid Design, Operations, and Maintenance_Asset Inspections_AI-07_2025 | 210 | Equipment ignition likelihood | YES | Facility Points |  | 2026 | 7345 | 0 | 1000 | 4000 | 7345
2010000007 | PacifiCorp | 2025-11-26 | Program |  |  | Enhanced (Infrared) Inspections on Distribution Lines | Distribution Infrared Inspections | Proactive identification and prevention of equipment failures through infrared inspections during peak loading intervals. | Grid Design, Operations, and Maintenance | Asset Inspections |  | 8.3 | AI-08 | PacifiCorp_Grid Design, Operations, and Maintenance_Asset Inspections_AI-08_2025 | 206 | Equipment ignition likelihood | YES | Facility Points |  | 2026 | 12324 | 1400 | 1400 | 12324 | 12324
2010000008 | PacifiCorp | 2025-11-26 | Program |  |  | Transmission Drone Inspections | Transmission Drone Inspections | Proactive identification and prevention of equipment failures through drone inspections. | Grid Design, Operations, and Maintenance | Asset Inspections |  | 8.3 | AI-09 | PacifiCorp_Grid Design, Operations, and Maintenance_Asset Inspections_AI-09_2025 | 213 | Equipment ignition likelihood | NO | Transmission Poles | 210 | 2026 | 5304
2010000009 | PacifiCorp | 2025-11-26 | Program |  |  | Distribution Drone Inspections | Distribution Drone Inspections | Proactive identification and prevention of equipment failures through drone inspections. | Grid Design, Operations, and Maintenance | Asset Inspections |  | 8.3 | AI-10 | PacifiCorp_Grid Design, Operations, and Maintenance_Asset Inspections_AI-10_2025 | 215 | Equipment ignition likelihood | NO | Distribution Poles |  | 2026 | 7345
2010000010 | PacifiCorp | 2025-11-26 | Program |  |  | Substation Inspections | Distribution and Transmission Substation Inspections | Maintain the integrity of Pacific Power’s power delivery system through a systematic program of inspections to identify and correct deficiencies before they cause an outage or create a safety hazard. | Grid Design, Operations, and Maintenance | Asset Inspections |  | 8.3 | AI-11 | PacifiCorp_Grid Design, Operations, and Maintenance_Asset Inspections_AI-11_2025 | 204 | Equipment ignition likelihood | YES | Substations |  | 2026 | 452 | 165 | 226 | 391 | 452
2010000011 | PacifiCorp | 2025-11-26 | Program |  |  | Work Orders (Asset Management) | Asset Management Work Order review | Quarterly review of past due level 1 and 2 fire threat condition related work orders and plan for remediation | Grid Design, Operations, and Maintenance | Work Orders (Asset Management) |  | 8.6 | AI-13 | PacifiCorp_Grid Design, Operations, and Maintenance_Work Orders (Asset Management)_AI-13_2025 | 256 | Equipment ignition likelihood | NO |  |  | 2026 | [5 empty] | Quarterly reviews conducted and plans created.
2010000012 | PacifiCorp | 2025-11-26 | Project | 2026-01-01 | 2026-12-31 | Public Outreach and Education Awareness Program | Create a way for non-account holders to register for outage/emergency alerts | Create alerts system for non-account holders and socialize new alerts system to customers. | Emergency Preparedness, Collaboration and Public Awareness | Public Communication, Outreach, and Education Awareness |  | 11.4 | CO-06 | PacifiCorp_Emergency Preparedness, Collaboration and Public Awareness_Public Communication, Outreach, and Education Awareness_CO-06_2025 | 428 | PSPS vulnerability | NO |  |  | 2026 | [5 empty] | Create alerts system for non-account holders and socialize new alerts system to customers.
2010000013 | PacifiCorp | 2025-11-26 | Program |  |  | Public Outreach and Education Awareness Program | Conduct pre-season and post-season customer surveys | to assess understanding of messaging and information shared by PacifiCorp and inform adjustments in messaging. | Emergency Preparedness, Collaboration and Public Awareness | Public Communication, Outreach, and Education Awareness |  | 11.4 | CO-05 | PacifiCorp_Emergency Preparedness, Collaboration and Public Awareness_Public Communication, Outreach, and Education Awareness_CO-05_2025 | 428 | PSPS vulnerability | NO |  |  | 2026 | [5 empty] | -Conduct pre-season survey -Conduct post-season survey
2010000014 | PacifiCorp | 2025-11-26 | Program |  |  | Engagement with Access and Functional Needs Populations | Increase awareness of programs and services. | Increase awareness of PacifiCorp's programs and services available for AFN customers before, during and after a PSPS | Emergency Preparedness, Collaboration and Public Awareness | Public Communication, Outreach, and Education Awareness |  | 11.4 | CO-02 | PacifiCorp_Emergency Preparedness, Collaboration and Public Awareness_Public Communication, Outreach, and Education Awareness_CO-02_2025 | 397 | PSPS vulnerability | NO |  |  | 2026 | [5 empty] | - Increase awareness among PacifiCorp’s Wildfire Advisory Board (Board) members via presentations/materials - Engage with the Board, CBOs, health care coalitions and other local AFN service providers to identify opportunities to amplify AFN program messaging - Explore making appropriate updates to PSPS materials to reflect the needs of individuals with AFN
2010000015 | PacifiCorp | 2025-11-26 | Program |  |  | Engagement with Access and Functional Needs Populations | Identification of electrical dependent AFN customers | Continue to identify customers who are Electricity Dependent | Emergency Preparedness, Collaboration and Public Awareness | Public Communication, Outreach, and Education Awareness |  | 11.4 | CO-05 | PacifiCorp_Emergency Preparedness, Collaboration and Public Awareness_Public Communication, Outreach, and Education Awareness_CO-05_2025 | 428 | PSPS vulnerability | NO |  |  | 2026 | [5 empty] | - Enhance existing marketing and outreach campaigns based on data and feedback received through surveys and interviews - Continue to work with CBOs, regional centers and healthcare organizations to ensure their clients are informed about available PSPS resources - Partner with Wildfire Advisory Board members and other AFN service providers to better understand the needs of AFN customers and gaps in PacifiCorp’s current offerings
2010000016 | PacifiCorp | 2025-11-26 | Program |  |  | Engagement with Access and Functional Needs Populations | Identify AFN enhancement programs and resources | Identify enhancements to programs and resources needed to mitigate the impacts of PSPS on AFN customers | Emergency Preparedness, Collaboration and Public Awareness | Public Communication, Outreach, and Education Awareness |  | 11.4 | CO-09 | PacifiCorp_Emergency Preparedness, Collaboration and Public Awareness_Public Communication, Outreach, and Education Awareness_CO-09_2025 | 430 | PSPS vulnerability | NO |  |  | 2026 | [5 empty] | - Continue to review customer feedback from PSPS survey results, including CRC survey results, to benchmark and evaluate if programmatic changes are needed to enhance existing resources and support
2010000017 | PacifiCorp | 2025-11-26 | Program |  |  | Engagement with Access and Functional Needs Populations | Resource coordination | Coordinate and integrate resources with state, community and utility to minimize duplication of AFN programs | Emergency Preparedness, Collaboration and Public Awareness | Public Communication, Outreach, and Education Awareness |  | 11.4 | CO-08 | PacifiCorp_Emergency Preparedness, Collaboration and Public Awareness_Public Communication, Outreach, and Education Awareness_CO-08_2025 | 430 | PSPS vulnerability | NO |  |  | 2026 | [5 empty] | - Identify opportunities and efficiencies to ease Medical Baseline (MBL) program enrollment in accordance with CPUC and legislative framework
2010000018 | PacifiCorp | 2025-11-26 | Program |  |  | Collaboration on Local Wildfire Mitigation Planning | Develop and update wildfire de-energization materials for customers to communicate PacifiCorp Emergency De-Energization for Wildfire | Meet annually with county and local emergency management agencies, public health authorities, local law enforcement and fire jurisdictions and other interested parties. | Emergency Preparedness, Collaboration and Public Awareness | External Collaboration and Coordination |  | 11.3 | CO-03 | PacifiCorp_Emergency Preparedness, Collaboration and Public Awareness_External Collaboration and Coordination_CO-03_2025 | 424 | Wildfire vulnerability | NO |  |  | 2026 | [5 empty] | -Update emergency de-energization materials for 2026 wildfire season and paid advertising campaigns. -Present on emergency de-energization in California WMP Webinar. Include emergency de-energization information in pre-season customer emails.
2010000019 | PacifiCorp | 2025-11-26 | Program |  |  | Engagement with Access and Functional Needs Populations | Western Wildfire Communications Workshop | Meet with communications teams from western utilities in the United States and Canada to discuss wildfire communications. | Emergency Preparedness, Collaboration and Public Awareness | External Collaboration and Coordination |  | 11.3 | CO-04 | PacifiCorp_Emergency Preparedness, Collaboration and Public Awareness_External Collaboration and Coordination_CO-04_2025 | 466 | PSPS vulnerability | NO |  |  | 2026 | [5 empty] | Complete two workshops
2010000020 | PacifiCorp | 2025-11-26 | Program |  |  | Emergency Preparedness Plan | Emergency Preparedness and Recovery Plan | Review and update outage procedures in ERP plan-Restoration Annex | Emergency Preparedness, Collaboration and Public Awareness | Emergency Preparedness and Recovery Plan |  | 11.2 | EP-01 | PacifiCorp_Emergency Preparedness, Collaboration and Public Awareness_Emergency Preparedness and Recovery Plan_EP-01_2025 | 400 | PSPS vulnerability | NO |  |  | 2026 | [5 empty] | Plan reviewed and updated as identified.
2010000021 | PacifiCorp | 2025-11-26 | Program |  |  | External Collaboration and Coordination | Drills, Simulations, and Tabletop Exercises | Continue the use of tabletop exercises to prepare for emergencies and PSPS events | Emergency Preparedness, Collaboration and Public Awareness | External Collaboration and Coordination |  | 11.3 | EP-02 | PacifiCorp_Emergency Preparedness, Collaboration and Public Awareness_External Collaboration and Coordination_EP-02_2025 | 417 | PSPS vulnerability | NO |  |  | 2026 | [5 empty] | 1 Functional Exercise (FE), 1 Tabletop Exercise (TTX), 1 Workshop Dates for 2026 TBD
2010000022 | PacifiCorp | 2025-11-26 | Program |  |  | Line Rebuild - Covered Conductor Installation | Line Rebuild program - Covered Conductor installation | Address the potential that incidental object contact will result in a fault event | Grid Design, Operations, and Maintenance | Grid Design and System Hardening |  | 8.2 | GH-01 | PacifiCorp_Grid Design, Operations, and Maintenance_Grid Design and System Hardening_GH-01_2025 | 171 | Contact by object ignition | NO | Circuit Miles |  | 2026 | 116 |  |  |  | 120
2010000023 | PacifiCorp | 2025-11-26 | Program |  |  | Line Rebuild - Covered Conductor Installation | Line Rebuild QA/QC | Quality assurance and quality control of line rebuild | Grid Design, Operations, and Maintenance | Grid Design and System Hardening |  | 8.5 | GH-01 | PacifiCorp_Grid Design, Operations, and Maintenance_Grid Design and System Hardening_GH-01_2025 | 171 | Contact by object ignition | NO | Circuit Miles |  | 2026 | 116 |  |  |  | 120
2010000024 | PacifiCorp | 2025-11-26 | Program |  |  | Distribution Pole Replacement and Reinforcements | Distribution Pole Replacement | In some cases, poles need to be replaced to accommodate the additional weight of covered conductor; replacing wooden poles with stronger nonwooden solutions such as fiberglass or steel also increases grid resiliency. | Grid Design, Operations, and Maintenance | Grid Design and System Hardening |  | 8.2 | GH-02 | PacifiCorp_Grid Design, Operations, and Maintenance_Grid Design and System Hardening_GH-02_2025 | 177 | Contact by object ignition | NO | Distribution Poles |  | 2026 | 2400 |  |  |  | 2400
2010000025 | PacifiCorp | 2025-11-26 | Program |  |  | Distribution Pole Replacement and Reinforcements | Distribution Pole Replacement QA/QC | Quality assurance and quality control of distribution pole replacements | Grid Design, Operations, and Maintenance | Grid Design and System Hardening |  | 8.5 | GH-02 | PacifiCorp_Grid Design, Operations, and Maintenance_Grid Design and System Hardening_GH-02_2025 | 177 | Contact by object ignition | NO | Distribution Poles |  | 2026 | 2400 |  |  |  | 2400
2010000026 | PacifiCorp | 2025-11-26 | Program |  |  | Transmission Pole Replacement and Reinforcements | Transmission Pole Replacement | In some cases, poles need to be replaced to accommodate the additional weight of covered conductor; replacing wooden poles with stronger nonwooden solutions such as fiberglass or steel also increases grid resiliency. | Grid Design, Operations, and Maintenance | Grid Design and System Hardening |  | 8.2 | GH-03 | PacifiCorp_Grid Design, Operations, and Maintenance_Grid Design and System Hardening_GH-03_2025 | 180 | Contact by object ignition | NO | Transmission Poles |  | 2026 | 240 |  |  |  | 240
2010000027 | PacifiCorp | 2025-11-26 | Program |  |  | Transmission Pole Replacement and Reinforcements | Transmission Pole Replacement QA/QC | Quality assurance and quality control of transmission pole replacements | Grid Design, Operations, and Maintenance | Grid Design and System Hardening |  | 8.5 | GH-03 | PacifiCorp_Grid Design, Operations, and Maintenance_Grid Design and System Hardening_GH-03_2025 | 180 | Contact by object ignition | NO | Transmission Poles |  | 2026 | 240 |  |  |  | 240
2010000028 | PacifiCorp | 2025-11-26 | Program |  |  | Installation of System Automation Equipment | Relay/Recloser/Circuit Breaker Replacements / Upgrade | Enhances fault detection capabilities, reduce fault isolation time, improve fault location and record availability, and speed up restoration efforts | Grid Design, Operations, and Maintenance | Grid Design and System Hardening |  | 8.2 | GH-04 | PacifiCorp_Grid Design, Operations, and Maintenance_Grid Design and System Hardening_GH-04_2025 | 185 | PSPS exposure potential | NO | Devices |  | 2026 | 4 |  |  |  | 4
2010000029 | PacifiCorp | 2025-11-26 | Program |  |  | Installation of System Automation Equipment | Installation of System Automation Equipment QA/QC | Quality assurance and quality control of the installation of system automation equipment | Grid Design, Operations, and Maintenance | Grid Design and System Hardening |  | 8.5 | GH-04 | PacifiCorp_Grid Design, Operations, and Maintenance_Grid Design and System Hardening_GH-04_2025 | 185 | PSPS exposure potential | NO | Devices |  | 2026 | 4 |  |  |  | 4
2010000030 | PacifiCorp | 2025-11-26 | Program |  |  | Expulsion Fuse Replacement | Replacement of expulsion fuses | Install new and CAL FIRE-approved non expulsion fuses including power fuses and current limiting fuses to replace existing expulsion fuse equipment | Grid Design, Operations, and Maintenance | Grid Design and System Hardening |  | 8.2 | GH-05 | PacifiCorp_Grid Design, Operations, and Maintenance_Grid Design and System Hardening_GH-05_2025 | 189 | Equipment ignition likelihood | NO | Fuse Locations |  | 2026 | 1500 |  |  |  | 1500
2010000031 | PacifiCorp | 2025-11-26 | Program |  |  | Expulsion Fuse Replacement | Expulsion Fuse Replacement QA/QC | Quality assurance and quality control of the replacement of expulsion fuses | Grid Design, Operations, and Maintenance | Grid Design and System Hardening |  | 8.5 | GH-05 | PacifiCorp_Grid Design, Operations, and Maintenance_Grid Design and System Hardening_GH-05_2025 | 189 | Equipment ignition likelihood | NO | Fuse Locations |  | 2026 | 1500 |  |  |  | 1500
2010000032 | PacifiCorp | 2025-11-26 | Program |  |  | Workforce Planning (Grid Hardening) | Grid Hardening workforce planning | Training for internal and contractor wires personnel on inspection and correction procedures. | Grid Design, Operations, and Maintenance | Workforce Planning (Asset Management) |  | 8.8 | GH-14 | PacifiCorp_Grid Design, Operations, and Maintenance_Workforce Planning (Asset Management)_GH-14_2025 | 276 | Equipment ignition likelihood | NO |  |  | 2025 | [5 empty] | Annual training conducted.
2010000033 | PacifiCorp | 2025-11-26 | Program |  |  | Undergrounding of electric lines and/or equipment | Undergrounding of electric lines and/or equipment | Address the potential that incidental object contact will result in a fault event | Grid Design, Operations, and Maintenance | Grid Design and System Hardening |  | 8.2 | GH-16 | PacifiCorp_Grid Design, Operations, and Maintenance_Grid Design and System Hardening_GH-16_2025 | 175 | Contact by object ignition | NO | Circuit Miles |  | 2026 | 4
2010000034 | PacifiCorp | 2025-11-26 | Program |  |  | Equipment Settings to Reduce Wildfire Risk (Grid Ops): ESS and Fault Indicators | ESS Circuit Hardening | Modify relay settings for protective devices on distribution lines. | Grid Design, Operations, and Maintenance | Grid Operations and Procedures |  | 8.7 | GO-01 | PacifiCorp_Grid Design, Operations, and Maintenance_Grid Operations and Procedures_GO-01_2025 | 257 | Wildfire exposure potential | NO | Circuits |  | 2026 | 3 |  |  |  | 3
2010000035 | PacifiCorp | 2025-11-26 | Program |  |  | Equipment Settings to Reduce Wildfire Risk (Grid Ops): ESS and Fault Indicators | ESS Circuit Hardening QA/QC | Ensure that installation meets applicable standards | Grid Design, Operations, and Maintenance | Grid Operations and Procedures |  | 8.7 | GO-01 | PacifiCorp_Grid Design, Operations, and Maintenance_Grid Operations and Procedures_GO-01_2025 | 257 | Wildfire exposure potential | NO | Circuits |  | 2026 | 3 |  |  |  | 3
2010000036 | PacifiCorp | 2025-11-26 | Program |  |  | Equipment Settings to Reduce Wildfire Risk (Grid Ops): ESS and Fault Indicators | Distribution Protective Settings Review | Update protection devices where implementation of settings did not occur at the time of installation. | Grid Design, Operations, and Maintenance | Grid Operations and Procedures |  | 8.7 | GO-01 | PacifiCorp_Grid Design, Operations, and Maintenance_Grid Operations and Procedures_GO-01_2025 | 257 | Wildfire exposure potential | NO | Circuits |  | 2026
2010000037 | PacifiCorp | 2025-11-26 | Program |  |  | Maintenance: Weather Station | Weather Station Maintenance and Calibration | Performs annual maintenance and calibration of the Company's weather station fleet. | Grid Design, Operations, and Maintenance | Equipment Maintenance and Repair |  | 10.2 | MA-01 | PacifiCorp_Grid Design, Operations, and Maintenance_Equipment Maintenance and Repair_MA-01_2025 | 389 | PSPS Likelihood | NO | % of Weather Stations |  | 2026 | 1 |  |  |  | 1
2010000038 | PacifiCorp | 2025-11-26 | Program |  |  | Risk and Risk Component Calculation | Model Validation and Verification | Implement data validation and verification plan | Risk Methodology and Assessment | Risk Methodology and Assessment (Initiative) |  | 5.7 | RA-01 | PacifiCorp_Risk Methodology and Assessment_Risk Methodology and Assessment (Initiative)_RA-01_2025 | 74 | Wildfire spread | NO |  |  | 2026 | [5 empty] | Implement, March 2026
2010000039 | PacifiCorp | 2025-11-26 | Program |  |  | Environmental Monitoring Systems | Expansion of Weather Station Network | Expansion of the weather station network to provide reliable and accurate data to support better forecasting and to inform real time situational awareness and decision-making during adverse fire weather conditions. | Situational Awareness and Forecasting | Environmental Monitoring Systems |  | 10.2 | SA-01 | PacifiCorp_Situational Awareness and Forecasting_Environmental Monitoring Systems_SA-01_2025 | 346 | PSPS Likelihood | NO | Weather Stations |  | 2026 | 5 |  |  |  | 5
2010000040 | PacifiCorp | 2025-11-26 | Program |  |  | Grid Monitoring Systems | Installation cFCI | Installation of line sensors capable of detecting and reporting overcurrent events and faults in HFTD. | Situational Awareness and Forecasting | Grid Monitoring Systems |  | 10.3 | SA-07 | PacifiCorp_Situational Awareness and Forecasting_Grid Monitoring Systems_SA-07_2025 | 354 | Wildfire spread | NO | Devices |  | 2026 | 30 |  |  |  | 30
2010000041 | PacifiCorp | 2025-11-26 | Program |  |  | Grid Monitoring Systems | Installation of SCAN | Installation of communications network infrastructure and operational technology enabling retrieval of relay event files and control of operation state | Situational Awareness and Forecasting | Grid Monitoring Systems |  | 10.3 | SA-08 | PacifiCorp_Situational Awareness and Forecasting_Grid Monitoring Systems_SA-08_2025 | 357 | Wildfire spread | NO | Locations |  | 2026 | 20 |  |  |  | 20
2010000042 | PacifiCorp | 2025-11-26 | Program |  |  | Grid Monitoring Systems | Installation of Advanced AMI Meters | Installation of advanced AMI meters at bellwether location to facilitate detection of broken energized downed conductors and localization of high-impedance faults | Situational Awareness and Forecasting | Grid Monitoring Systems |  | 10.3 | SA-10 | PacifiCorp_Situational Awareness and Forecasting_Grid Monitoring Systems_SA-10_2025 | 361 | Wildfire spread | NO | Meters |  | 2026 | 5000 |  |  |  | 5000
2010000043 | PacifiCorp | 2025-11-26 | Program |  |  | Wildfire Detection Cameras | Ignition Detection Systems: Expansion of Wildfire | Enhance situational awareness, as well as implementation of fire modeling software solutions, particularly those that have AI/ machine learning capabilities. | Situational Awareness and Forecasting | Ignition Detection Systems |  | 10.4 | SA-04 | PacifiCorp_Situational Awareness and Forecasting_Ignition Detection Systems_SA-04_2025 | 364 | Wildfire spread | NO | Cameras |  | 2026 | 2
2010000044 | PacifiCorp | 2025-11-26 | Program |  |  | Weather Forecasting | Situational Awareness Tools and Models | Models are used to inform current and near-term weather forecasts and to better understand the impacts of potential ignition(s). | Situational Awareness and Forecasting | Weather Forecasting |  | 10.5 | SA-11 | PacifiCorp_Situational Awareness and Forecasting_Weather Forecasting_SA-01_2025 | 386 | Wildfire spread | NO |  |  | 2026 | [5 empty] | -Extension of WRF Reanalysis -Annual updates to fuels models -Annual review of wildfire criteria
2010000045 | PacifiCorp | 2025-11-26 | Program |  |  | Weather Forecasting | Implement WRF Ensemble Forecasting | Models are used to inform current and near-term weather forecasts and to better understand the impacts of potential ignition(s). | Situational Awareness and Forecasting | Weather Forecasting |  | 10.5 | SA-12 | PacifiCorp_Situational Awareness and Forecasting_Weather Forecasting_SA-12_2025 | 386 | Wildfire spread | NO |  |  | 2026 | [5 empty] | Implemented, March 2026
2010000046 | PacifiCorp | 2025-11-26 | Program |  |  | Weather Forecasting | Climate Vulnerability Assessment | Models are used to inform current and near-term weather forecasts and to better understand the impacts of potential ignition(s). | Situational Awareness and Forecasting | Weather Forecasting |  | 10.5 | SA-13 | PacifiCorp_Situational Awareness and Forecasting_Weather Forecasting_SA-13_2025 | 386 | Wildfire spread | NO |  |  | 2026 | [5 empty] | Delivery of modeled climate change impacts to seasonal weather averages and extreme weather events in September 2026
2010000047 | PacifiCorp | 2025-11-26 | Program |  |  | Weather Forecasting | Machine Learning techniques of Normalized Differential Vegetation Index (NDVI) and Self Organizing Maps (SOMs) | Models are used to inform current and near-term weather forecasts and to better understand the impacts of potential ignition(s). | Situational Awareness and Forecasting | Weather Forecasting |  | 10.5 | SA-14 | PacifiCorp_Situational Awareness and Forecasting_Weather Forecasting_SA-14_2025 | 386 | Wildfire spread | NO |  |  | 2026 | [5 empty] | NDVI Complete & SOMs in-progress, July 2026
2010000048 | PacifiCorp | 2025-11-26 | Program |  |  | Fire Potential Index | Fire Potential Index (FPI) Improvements | Provide a comprehensive analysis of the fire potential across its service territory | Situational Awareness and Forecasting | Fire Potential Index |  | 10.6 | SA-06 | PacifiCorp_Situational Awareness and Forecasting_Fire Potential Index_SA-06_2025 | 390 | Wildfire spread | NO |  |  | 2026 | [5 empty] | Annual evaluation of FPI performance and updates as needed
2010000049 | PacifiCorp | 2025-11-26 | Program |  |  | Vegetation Inspections: Detailed Inspection – Distribution | Routine (Detailed) Inspection – Distribution (DNT) | To minimize vegetation related reliability, safety, and wildfire ignition risks. | Vegetation Management and Inspection | Vegetation Management Inspections |  | 9.2 | VM-01 | PacifiCorp_Vegetation Management and Inspection _Vegetation Management Inspections_VM-01_2025 | 285 | Contact from vegetation ignition likelihood | YES | Circuit Miles |  | 2026 | 824 | 378 | 464 | 731 | 824
2010000050 | PacifiCorp | 2025-11-26 | Program |  |  | Vegetation Inspections: Detailed Inspection - Transmission | Routine (Detailed) Inspection – Local Transmission (TNT) | To eliminate vegetation-related reliability (cascading outages), safety, and wildfire ignition risks. | Vegetation Management and Inspection | Vegetation Management Inspections |  | 9.2 | VM-16 | PacifiCorp_Vegetation Management and Inspection _Vegetation Management Inspections_VM-16_2025 | 298 | Contact from vegetation ignition likelihood | YES | Circuit Miles |  | 2026 | 134 | 19 | 114 | 134 | 134
2010000051 | PacifiCorp | 2025-11-26 | Program |  |  | Vegetation Inspections: Detailed Inspection - Transmission | Routine (Detailed) Inspection – Main Grid (MGI) | To eliminate vegetation-related reliability (cascading outages), safety, and wildfire ignition risks. | Vegetation Management and Inspection | Vegetation Management Inspections |  | 9.2 | VM-17 | PacifiCorp_Vegetation Management and Inspection _Vegetation Management Inspections_VM-17_2025 | 294 | Contact from vegetation ignition likelihood | YES | Circuit Miles |  | 2026 | 130 | 83 | 130 | 130 | 130
2010000052 | PacifiCorp | 2025-11-26 | Program |  |  | Vegetation Inspections: Patrol Inspection - Distribution | Off-Cycle (Patrol) Inspection – Distribution (FIN) | To minimize vegetation related reliability, safety, and wildfire ignition risks by addressing vegetation conditions that require corrective action prior to the next scheduled work. | Vegetation Management and Inspection | Vegetation Management Inspections |  | 9.2 | VM-03 | PacifiCorp_Vegetation Management and Inspection _Vegetation Management Inspections_VM-03_2025 | 291 | Contact from vegetation ignition likelihood | YES | Circuit Miles |  | 2026 | 1109 | 681 | 1109 | 1109 | 1109
2010000053 | PacifiCorp | 2025-11-26 | Program |  |  | Vegetation Inspections: Patrol Inspection - Transmission | Off-Cycle (Patrol) Inspection – Transmission (FIT) | To minimize vegetation related reliability, safety, and wildfire ignition risks by addressing vegetation conditions that require corrective action while maintaining compliance with applicable Public Resource Codes, NERC requirements, and as described in the Vegetation SOP | Vegetation Management and Inspection | Vegetation Management Inspections |  | 9.2 | VM-04 | PacifiCorp_Vegetation Management and Inspection _Vegetation Management Inspections_VM-04_2025 | 301 | Contact from vegetation ignition likelihood | YES | Circuit Miles |  | 2026 | 329 | 104 | 329 | 329 | 329
2010000054 | PacifiCorp | 2025-11-26 | Project | 2026-01-01 | 2028-12-31 | Wood and Slash Management | Wood and Slash Management/Debris Disposal | Benchmark debris management data collection with other California utilities to learn how other utilities conduct and track debris management. | Vegetation Management and Inspection | Wood and Slash Management |  | 9.5 | VM-12 | PacifiCorp_Vegetation Management and Inspection _Wood and Slash Management_VM-12_2025 | 309 | Contact from vegetation ignition likelihood | NO |  |  | 2026 | [5 empty] | Initiate benchmarking activities: April 2026
2010000055 | PacifiCorp | 2025-11-26 | Program |  |  | Substation Defensible Space | Substation Defensible Space | Reduce wildfire risk in substations in accordance with PRC 4291. | Vegetation Management and Inspection | Defensible Space |  | 9.6 | VM-25 | PacifiCorp_Vegetation Management and Inspection _Defensible Space_VM-25_2025 | 312 | Contact from vegetation ignition likelihood | YES | Substations |  | 2026 | 55 | 14 | 28 | 42 | 55
2010000056 | PacifiCorp | 2025-11-26 | Project | 2026-01-01 | 2027-12-31 | Substation Defensible Space | Defensible Space: Develop hazard tree process for trees outside of Substation property. | Reduce wildfire risk in substations in accordance with PRC 4291. | Vegetation Management and Inspection | Defensible Space |  | 9.6 | VM-26 | PacifiCorp_Vegetation Management and Inspection _Defensible Space_VM-13_2025 | 312 | Contact from vegetation ignition likelihood | NO |  |  | 2026 | [5 empty] | Review work management software and identify potential improvements to track inspection of substation perimeters: October 2026
2010000057 | PacifiCorp | 2025-11-26 | Program |  |  | Workforce Planning (Vegetation Management) | Vegetation Management and Inspections Benchmarking | Develop and implement formal inspection contractor benchmarking processes. | Vegetation Management and Inspection | Workforce Planning (Vegetation Management) |  | 9.13 | VM-15 | PacifiCorp_Vegetation Management and Inspection _Workforce Planning (Vegetation Management)_VM-15_2025 | 339 | Contact from vegetation ignition likelihood | NO |  |  | 2026 | [5 empty] | Develop inspection contractor benchmarking (meeting with training/review) expectations and pertinent material: December 2026
2010000058 | PacifiCorp | 2025-11-26 | Program |  |  | Undergrounding of electric lines and/or equipment | Undergrounding QA/QC | Quality assurance and quality control of line rebuild | Grid Design, Operations, and Maintenance | Grid Design and System Hardening |  | 8.5 | GH-16 | PacifiCorp_Grid Design, Operations, and Maintenance_Grid Design and System Hardening_GH-16_2025 | 175 | Contact by object ignition | NO | Circuit Miles |  | 2026 | 4
2010000059 | PacifiCorp | 2025-11-26 | Program |  |  | QA/QC of AI-01 - Transmission Patrol Inspections | QA/QC of AI-01 - Transmission Patrol Inspections | Ensure that inspection was performed correctly and meet appliable policies. | Grid Design, Operations, and Maintenance | Quality Assurance and Quality Control (Asset Management) |  | 8.5 | AI-14 | PacifiCorp_Grid Design, Operations, and Maintenance_Asset Inspections_AI-14 | 237 | Contact by object ignition | NO | Facility Points |  | 2026 | 124
2010000060 | PacifiCorp | 2025-11-26 | Program |  |  | QA/QC of AI-02 - Distribution Patrol Inspections | QA/QC of AI-02 - Distribution Patrol Inspections | Ensure that inspection was performed correctly and meet appliable policies. | Grid Design, Operations, and Maintenance | Quality Assurance and Quality Control (Asset Management) |  | 8.5 | AI-15 | PacifiCorp_Grid Design, Operations, and Maintenance_Asset Inspections_AI-15 | 237 | Contact by object ignition | NO | Facility Points |  | 2026 | 536
2010000061 | PacifiCorp | 2025-11-26 | Program |  |  | QA/QC of AI-03 - Transmission Detailed Inspections | QA/QC of AI-03 - Transmission Detailed Inspections | Ensure that inspection was performed correctly and meet appliable policies. | Grid Design, Operations, and Maintenance | Quality Assurance and Quality Control (Asset Management) |  | 8.5 | AI-16 | PacifiCorp_Grid Design, Operations, and Maintenance_Asset Inspections_AI-16 | 237 | Contact by object ignition | NO | Facility Points |  | 2026 | 113
2010000062 | PacifiCorp | 2025-11-26 | Program |  |  | QA/QC of AI-04 - Distribution Detailed Inspections | QA/QC of AI-04 - Distribution Detailed Inspections | Ensure that inspection was performed correctly and meet appliable policies. | Grid Design, Operations, and Maintenance | Quality Assurance and Quality Control (Asset Management) |  | 8.5 | AI-17 | PacifiCorp_Grid Design, Operations, and Maintenance_Asset Inspections_AI-17 | 237 | Contact by object ignition | NO | Facility Points |  | 2026 | 300
2010000063 | PacifiCorp | 2025-11-26 | Program |  |  | QA/QC of AI-05 - Transmission Intrusive Inspections | QA/QC of AI-05 - Transmission Intrusive Inspections | Ensure that inspection was performed correctly and meet appliable policies. | Grid Design, Operations, and Maintenance | Quality Assurance and Quality Control (Asset Management) |  | 8.5 | AI-18 | PacifiCorp_Grid Design, Operations, and Maintenance_Asset Inspections_AI-18 | 237 | Contact by object ignition | NO | Facility Points |  | 2026 | 69
2010000064 | PacifiCorp | 2025-11-26 | Program |  |  | QA/QC of AI-06 – Distribution Intrusive Inspections | QA/QC of AI-06 – Distribution Intrusive Inspections | Ensure that inspection was performed correctly and meet appliable policies. | Grid Design, Operations, and Maintenance | Quality Assurance and Quality Control (Asset Management) |  | 8.5 | AI-19 | PacifiCorp_Grid Design, Operations, and Maintenance_Asset Inspections_AI-19 | 237 | Contact by object ignition | NO | Facility Points |  | 2026 | 306
2010000065 | PacifiCorp | 2025-11-26 | Project | 2026-01-01 | 2027-12-31 | Integrated Vegetation Management | Integrated Vegetation Management: develop a process for conducting outreach to known nurseries participating in the tree replacement program. | To minimize vegetation related reliability, safety, and wildfire ignition risks. | Vegetation Management and Inspection | Integrated Vegetation Management |  | 9.7 | VM-27 | PacifiCorp_Vegetation Management and Inspection _Integrated Vegetation Management_VM-27_2025 | 315 | Contact from vegetation ignition likelihood | NO |  |  | 2026 | [5 empty] | Develop outreach process and expectations for nursery participation in the tree replacement program: December 2026
2010000066 | PacifiCorp | 2025-11-26 | Program |  |  | Integrated Vegetation Management | Integrated Vegetation Management: Review and identify opportunities to expand use of tree growth regulator. | To minimize vegetation related reliability, safety, and wildfire ignition risks. | Vegetation Management and Inspection | Integrated Vegetation Management |  | 9.7 | VM-28 | PacifiCorp_Vegetation Management and Inspection _Integrated Vegetation Management_VM-28_2025 | 315 | Contact from vegetation ignition likelihood | NO |  |  | 2026 | [5 empty] | Identify additional locations (districts) for use of tree growth regulator if applicable and begin implementation: March 2026
2010000067 | PacifiCorp | 2025-11-26 | Program |  |  | Vegetation Management: Pole Clearing PRC 4292 (DPL) | Pole Clearing PRC 4292 (DPL) | To minimize vegetation related reliability, safety, and wildfire ignition risks. | Vegetation Management and Inspection | Pole Clearing |  | 9.4 | VM-18 | PacifiCorp_Vegetation Management and Inspection _Pole Clearing_VM-18_2025 | 307 | Contact from vegetation ignition likelihood | YES | Distribution Poles |  | 2026 | 11999 | 3999 | 7998 | 11999 | 11999
2010000068 | PacifiCorp | 2025-11-26 | Program |  |  | Vegetation Management: Pole Clearing (LRA) | Pole Clearing (LRA) | To minimize vegetation related reliability, safety, and wildfire ignition risks. | Vegetation Management and Inspection | Pole Clearing |  | 9.4 | VM-19 | PacifiCorp_Vegetation Management and Inspection _Pole Clearing_VM-19_2025 | 307 | Contact from vegetation ignition likelihood | YES | Distribution Poles |  | 2026 | 3192 | 1064 | 2128 | 3192 | 3192
2010000069 | PacifiCorp | 2025-11-26 | Program |  |  | Vegetation Management: QA/QC Routine Distribution (Detailed) | QA/QC Routine Distribution (Detailed) | Ensure that inspection was performed correctly and meet appliable policies. | Vegetation Management and Inspection | Quality Assurance and Quality Control (Vegetation Management |  | 9.11 | VM-20 | PacifiCorp_Vegetation Management and Inspection _Quality Assurance and Quality Control (Vegetation Management)_VM-20_2025 | 321 | Contact from vegetation ignition likelihood | NO | Circuit Miles |  | 2026 | 825
2010000070 | PacifiCorp | 2025-11-26 | Program |  |  | Vegetation Management: QA/QC Routine Transmission (Detailed) | QA/QC Routine Transmission (Detailed) | Ensure that inspection was performed correctly and meet appliable policies. | Vegetation Management and Inspection | Quality Assurance and Quality Control (Vegetation Management |  | 9.11 | VM-21 | PacifiCorp_Vegetation Management and Inspection _Quality Assurance and Quality Control (Vegetation Management)_VM-21_2025 | 321 | Contact from vegetation ignition likelihood | NO | Circuit Miles |  | 2026 | 157
2010000071 | PacifiCorp | 2025-11-26 | Program |  |  | Vegetation Management: QA/QC Off-cycle Distribution (Patrol)Routine Transmission | QA/QC Off-cycle Distribution (Patrol)Routine Transmission Tree Maintenance Work | Ensure that inspection was performed correctly and meet appliable policies. | Vegetation Management and Inspection | Quality Assurance and Quality Control (Vegetation Management |  | 9.11 | VM-22 | PacifiCorp_Vegetation Management and Inspection _Quality Assurance and Quality Control (Vegetation Management)_VM-22_2025 | 321 | Contact from vegetation ignition likelihood | NO | Circuit Miles |  | 2026 | 1109
2010000072 | PacifiCorp | 2025-11-26 | Program |  |  | Vegetation Management: QA/QC Non-Routine Transmission (Patrol) | QA/QC Non-Routine Transmission (Patrol) | Ensure that inspection was performed correctly and meet appliable policies. | Vegetation Management and Inspection | Quality Assurance and Quality Control (Vegetation Management |  | 9.11 | VM-23 | PacifiCorp_Vegetation Management and Inspection _Quality Assurance and Quality Control (Vegetation Management)_VM-23_2025 | 321 | Contact from vegetation ignition likelihood | NO | Circuit Miles |  | 2026 | 329
2010000073 | PacifiCorp | 2025-11-26 | Program |  |  | Vegetation Management: QA/QC Pole Clearing | QA/QC Pole Clearing | Ensure that inspection was performed correctly and meet appliable policies. | Vegetation Management and Inspection | Quality Assurance and Quality Control (Vegetation Management |  | 9.11 | VM-24 | PacifiCorp_Vegetation Management and Inspection _Quality Assurance and Quality Control (Vegetation Management)_VM-24_2025 | 321 | Contact from vegetation ignition likelihood | NO | Distribution Poles |  | 2026 | 1519
2010000074 | PacifiCorp | 2025-11-26 | Project | 2025-01-01 | 2026-12-31 | Enterprise Systems: Business Transformation Wave 4: Maximo | Business Transformation Wave 4: Maximo | To ensure tracking of critical field assets in a single system. | Enterprise Systems | Enterprise Systems Development |  | 12.2 | ES-02 | PacifiCorp_Enterprise Systems_Enterprise Systems Development_ES-02_2025 | 457 | Equipment ignition likelihood | NO |  |  | 2026 | [5 empty] | Design complete by EOY. Development in flight.
2010000075 | PacifiCorp | 2025-11-26 | Program |  |  | Enterprise Systems: Data Integration (Foundry) | Data Integration (Foundry) | Support the daily situational awareness risk assessment used to inform operational practices | Enterprise Systems | Enterprise Systems Development |  | 10.5 | ES-03 | PacifiCorp_Enterprise Systems_Enterprise Systems Development_ES-03_2025 | 387 | Wildfire Spread | NO |  |  | 2026 | [5 empty] | Annual review of data and implementation of updates
2010000076 | PacifiCorp | 2025-11-26 | Program |  |  | Enterprise Systems: Distributed Sensor Operation Insights and Analytics | Distributed Sensor Operation Insights and Analytics | Enables improved situational awareness, detection and localization of energized downed conductors, impending faults, high-impedance fault precursors and quantitative assessment protection settings performance. | Enterprise Systems | Enterprise Systems Development |  | 10.3 | ES-04 | PacifiCorp_Enterprise Systems_Enterprise Systems Development_ES-04_2025 | 459 | Wildfire spread | NO |  |  | 2026 | [5 empty] | Establishment of API integrations with headend systems collecting distribution cFCI and protective relay event records and AMI Datalake; December 2026
2010000077 | PacifiCorp | 2025-11-26 | Project | 2025-01-01 | 2026-12-31 | Enterprise Systems: Implement new vegetation management work management software | Implement new vegetation management work management software | To minimize vegetation related reliability, safety, and wildfire ignition risks. | Enterprise Systems | Enterprise Systems Development |  | 12.2 | ES-05 | PacifiCorp_Enterprise Systems_Enterprise Systems Development_ES-05_2025 | 459 | Contact from vegetation ignition likelihood | NO |  |  | 2026 | [5 empty] | Rollout of updated MDMS: March 2026
2010000078 | PacifiCorp | 2025-11-26 | Project | 2027-01-01 | 2028-12-31 | Enterprise Systems: Quality Assurance/Quality Control: Create QA/QC process and procedure for reviewing data in the Vegetation Management database (Quality Reviews) | Quality Assurance/Quality Control: Create QA/QC process and procedure for reviewing data in the Vegetation Management database (Quality Reviews) | To minimize vegetation related reliability, safety, and wildfire ignition risks. | Enterprise Systems | Enterprise Systems Development |  | 12.2 | ES-06 | PacifiCorp_Enterprise Systems_Enterprise Systems Development_ES-06_2025 | 321 | Contact from vegetation ignition likelihood | NO |  |  | 2026 | [5 empty] | No 2026 target
2010000079 | PacifiCorp | 2025-11-26 | Project | 2026-01-01 | 2026-12-31 | Enterprise Systems: Vegetation Management and Inspections: Develop work prioritization to incorporate within MDMS | Vegetation Management and Inspections: Develop work prioritization to incorporate within MDMS | To minimize vegetation related reliability, safety, and wildfire ignition risks. | Enterprise Systems | Enterprise Systems Development |  | 9.2 | ES-07 | PacifiCorp_Enterprise Systems_Enterprise Systems Development_ES-07_2025 | 290 | Contact from vegetation ignition likelihood | NO |  |  | 2026 | [5 empty] | Finalize and implement priority levels to be applied to applicable work units: March 2026

## Table 2
METRIC NUMBER | METRIC TYPE | METRIC NAME | WIND WARNING STATUS | HFTD TIER | LINE TYPE | INSPECTION TYPE | INSPECTION METHOD | UNIT(S) | COMMENTS | BLANK MEANING | UTILITY ID | REPORTING YEAR | WMP CYCLE START YEAR | PROJECTED CYCLE YEAR 1 VALUE | PROJECTED CYCLE YEAR 2 VALUE | PROJECTED CYCLE YEAR 3 VALUE
2020000000 | 1. Risk Events | Number of outage events on circuits with adjusted settings for protective devices enabled. | All (regardless of WWS) | HFTD Tier 2 |  |  |  | Number of events | Projected values are based on a three-year average. |  | PacifiCorp | 2026 | 2026 | 260 | 260 | 260
2020000001 | 1. Risk Events | Number of outage events on circuits with adjusted settings for protective devices enabled. | All (regardless of WWS) | HFTD Tier 3 |  |  |  | Number of events | Projected values are based on a three-year average. |  | PacifiCorp | 2026 | 2026 | 0 | 0 | 0
2020000002 | 1. Risk Events | Number of outage events on circuits with adjusted settings for protective devices enabled. | All (regardless of WWS) | Non-HFTD |  |  |  | Number of events |  |  | PacifiCorp | 2026 | 2026 | 100 | 100 | 100
2020000003 | 6. Vegetation management work orders | Number of vegetation management open work orders (total) | [5 empty] | Number of orders |  | PacifiCorp does not issue vegetation management work at the task by task level with specific "work orders", but rather at the circuit level. That being said, PacifiCorp does identify vegetation management activities at the work location level within its mobile data management software. PacifiCorp is currently reviewing its data to identify a process to more accurately identify work locations that may be "open"/unresolved considering limitations and other variables within its mobile data management software. PacifiCorp does not assign completion date requirements at the work location level. | PacifiCorp | 2026 | 2026
2020000004 | 6. Vegetation management work orders | Number of vegetation management past due work orders (total) | [5 empty] | Number of orders |  | PacifiCorp does not issue vegetation management work at the task by task level with specific "work orders", but rather at the circuit level. That being said, PacifiCorp does identify vegetation management activities at the work location level within its mobile data management software. PacifiCorp is currently reviewing its data to identify a process to more accurately identify work locations that may be "open"/unresolved considering limitations and other variables within its mobile data management software. PacifiCorp does not assign completion date requirements at the work location level. | PacifiCorp | 2026 | 2026
2020000005 | 7. Asset management work orders | Number of asset management open work orders (total) | [5 empty] | Number of orders | Projected values are based on a three-year average. |  | PacifiCorp | 2026 | 2026 | 38811 | 38811 | 38811
2020000006 | 7. Asset management work orders | Number of asset management past due work orders (total) | [5 empty] | Number of orders | Projected values are based on a three-year average. |  | PacifiCorp | 2026 | 2026 | 702 | 702 | 702

## Table 3
METRIC NUMBER | METRIC | DEFINITION | PURPOSE | ASSUMPTIONS MADE TO CONNECT METRIC TO PURPOSE | THIRD-PARTY VALIDATION (IF ANY) | UNIT(S) | COMMENTS | BLANK MEANING | UTILITY ID | REPORTING YEAR | WMP CYCLE START YEAR | PROJECTED CYCLE YEAR 1 VALUE | PROJECTED CYCLE YEAR 2 VALUE | PROJECTED CYCLE YEAR 3 VALUE
2030000000 | PSPS Customer Minutes Interrupted | PSPS Customer Minutes Interrupted | Tracking customer exposure to PSPS annually. | This metric helps the company understand the Customer exposure to PSPS as mitigations are implemented . This metric will be annualized. |  | Minutes | Projected values are based on a three-year average. |  | PacifiCorp | 2026 | 2026 | 0 | 0 | 0
2030000001 | PSPS Events | PSPS Events | Tracking number of PSPS events annually. | This metric helps the company understand if there are changes in PSPS as mitigations designed to reduce the frequency of them are implemented. This metric will be annualized. |  | Events | Projected values are based on a three-year average. |  | PacifiCorp | 2026 | 2026 | 0 | 0 | 0
2030000002 | Ignition Events | Ignition Events | Tracking number of ignition events annually. | Total number of risk events that is presented in Table 3 of the Quarterly Data Reporting (QDR) and the data source is outage reporting system in which outage refers to fire in comment or outage cause . Assumption is that with mitigation activities described in the WMP, the number of ignition events will decrease. This metric will be annualized. |  | Events | Projected values are based on a three-year average. |  | PacifiCorp | 2026 | 2026 | 0 | 0 | 0
2030000003 | Equipment Inspection Findings | Equipment Inspection Findings | Tracking number of equipment inspection findings annually. | With regular equipment inspections, over time PacifiCorp expects to see a decrease in findings of conditions that could cause an energy release risk. This will be annualized. |  | Findings | Projected values are based on a three-year average. |  | PacifiCorp | 2026 | 2026 | 7046 | 7046 | 7046

## Table 5
METRIC NUMBER | METRIC TYPE | METRIC NAME | RISK EVENT DRIVER | LINE TYPE | HFTD TIER | UNIT(S) | RISK EVENT DRIVER TRACKED | COMMENTS | BLANK MEANING | UTILITY ID | REPORTING YEAR | WMP CYCLE START YEAR | PROJECTED CYCLE YEAR 1 VALUE | PROJECTED CYCLE YEAR 2 VALUE | PROJECTED CYCLE YEAR 3 VALUE
2050000000 | 1. Fire | Wire down event | Fire | Distribution | Non-HFTD | # risk events | Yes | Projected values are based on a three-year average. |  | PacifiCorp | 2026 | 2026 | 0 | 0 | 0
2050000001 | 1. Fire | Wire down event | Fire | Distribution | HFTD Tier 2 | # risk events | Yes | Projected values are based on a three-year average. |  | PacifiCorp | 2026 | 2026 | 0 | 0 | 0
2050000002 | 1. Fire | Wire down event | Fire | Distribution | HFTD Tier 3 | # risk events | Yes | Projected values are based on a three-year average. |  | PacifiCorp | 2026 | 2026 | 0 | 0 | 0
2050000003 | 1. Fire | Wire down event | Fire | Transmission | Non-HFTD | # risk events | Yes | Projected values are based on a three-year average. |  | PacifiCorp | 2026 | 2026 | 0 | 0 | 0
2050000004 | 1. Fire | Wire down event | Fire | Transmission | HFTD Tier 2 | # risk events | Yes | Projected values are based on a three-year average. |  | PacifiCorp | 2026 | 2026 | 0 | 0 | 0
2050000005 | 1. Fire | Wire down event | Fire | Transmission | HFTD Tier 3 | # risk events | Yes | Projected values are based on a three-year average. |  | PacifiCorp | 2026 | 2026 | 0 | 0 | 0
2050000006 | 2. Contact from object | Wire down event | Animal contact | Distribution | Non-HFTD | # risk events | Yes | Projected values are based on a three-year average. |  | PacifiCorp | 2026 | 2026 | 0 | 0 | 0
2050000007 | 2. Contact from object | Wire down event | Animal contact | Distribution | HFTD Tier 2 | # risk events | Yes | Projected values are based on a three-year average. |  | PacifiCorp | 2026 | 2026 | 0 | 0 | 0
2050000008 | 2. Contact from object | Wire down event | Animal contact | Distribution | HFTD Tier 3 | # risk events | Yes | Projected values are based on a three-year average. |  | PacifiCorp | 2026 | 2026 | 0 | 0 | 0
2050000009 | 2. Contact from object | Wire down event | Animal contact | Transmission | Non-HFTD | # risk events | Yes | Projected values are based on a three-year average. |  | PacifiCorp | 2026 | 2026 | 0 | 0 | 0
2050000010 | 2. Contact from object | Wire down event | Animal contact | Transmission | HFTD Tier 2 | # risk events | Yes | Projected values are based on a three-year average. |  | PacifiCorp | 2026 | 2026 | 0 | 0 | 0
2050000011 | 2. Contact from object | Wire down event | Animal contact | Transmission | HFTD Tier 3 | # risk events | Yes | Projected values are based on a three-year average. |  | PacifiCorp | 2026 | 2026 | 0 | 0 | 0
2050000012 | 2. Contact from object | Wire down event | Balloon contact | Distribution | Non-HFTD | # risk events | Yes | Projected values are based on a three-year average. |  | PacifiCorp | 2026 | 2026 | 0 | 0 | 0
2050000013 | 2. Contact from object | Wire down event | Balloon contact | Distribution | HFTD Tier 2 | # risk events | Yes | Projected values are based on a three-year average. |  | PacifiCorp | 2026 | 2026 | 0 | 0 | 0
2050000014 | 2. Contact from object | Wire down event | Balloon contact | Distribution | HFTD Tier 3 | # risk events | Yes | Projected values are based on a three-year average. |  | PacifiCorp | 2026 | 2026 | 0 | 0 | 0
2050000015 | 2. Contact from object | Wire down event | Balloon contact | Transmission | Non-HFTD | # risk events | Yes | Projected values are based on a three-year average. |  | PacifiCorp | 2026 | 2026 | 0 | 0 | 0
2050000016 | 2. Contact from object | Wire down event | Balloon contact | Transmission | HFTD Tier 2 | # risk events | Yes | Projected values are based on a three-year average. |  | PacifiCorp | 2026 | 2026 | 0 | 0 | 0
2050000017 | 2. Contact from object | Wire down event | Balloon contact | Transmission | HFTD Tier 3 | # risk events | Yes | Projected values are based on a three-year average. |  | PacifiCorp | 2026 | 2026 | 0 | 0 | 0
2050000018 | 2. Contact from object | Wire down event | Land vehicle contact | Distribution | Non-HFTD | # risk events | Yes | Projected values are based on a three-year average. |  | PacifiCorp | 2026 | 2026 | 1 | 1 | 1
2050000019 | 2. Contact from object | Wire down event | Land vehicle contact | Distribution | HFTD Tier 2 | # risk events | Yes | Projected values are based on a three-year average. |  | PacifiCorp | 2026 | 2026 | 0 | 0 | 0
2050000020 | 2. Contact from object | Wire down event | Land vehicle contact | Distribution | HFTD Tier 3 | # risk events | Yes | Projected values are based on a three-year average. |  | PacifiCorp | 2026 | 2026 | 0 | 0 | 0
2050000021 | 2. Contact from object | Wire down event | Land vehicle contact | Transmission | Non-HFTD | # risk events | Yes | Projected values are based on a three-year average. |  | PacifiCorp | 2026 | 2026 | 0 | 0 | 0
2050000022 | 2. Contact from object | Wire down event | Land vehicle contact | Transmission | HFTD Tier 2 | # risk events | Yes | Projected values are based on a three-year average. |  | PacifiCorp | 2026 | 2026 | 0 | 0 | 0
2050000023 | 2. Contact from object | Wire down event | Land vehicle contact | Transmission | HFTD Tier 3 | # risk events | Yes | Projected values are based on a three-year average. |  | PacifiCorp | 2026 | 2026 | 0 | 0 | 0
2050000024 | 2. Contact from object | Wire down event | Aircraft vehicle contact | Distribution | Non-HFTD | # risk events | Yes | Projected values are based on a three-year average. |  | PacifiCorp | 2026 | 2026 | 0 | 0 | 0
2050000025 | 2. Contact from object | Wire down event | Aircraft vehicle contact | Distribution | HFTD Tier 2 | # risk events | Yes | Projected values are based on a three-year average. |  | PacifiCorp | 2026 | 2026 | 0 | 0 | 0
2050000026 | 2. Contact from object | Wire down event | Aircraft vehicle contact | Distribution | HFTD Tier 3 | # risk events | Yes | Projected values are based on a three-year average. |  | PacifiCorp | 2026 | 2026 | 0 | 0 | 0
2050000027 | 2. Contact from object | Wire down event | Aircraft vehicle contact | Transmission | Non-HFTD | # risk events | Yes | Projected values are based on a three-year average. |  | PacifiCorp | 2026 | 2026 | 0 | 0 | 0
2050000028 | 2. Contact from object | Wire down event | Aircraft vehicle contact | Transmission | HFTD Tier 2 | # risk events | Yes | Projected values are based on a three-year average. |  | PacifiCorp | 2026 | 2026 | 0 | 0 | 0
2050000029 | 2. Contact from object | Wire down event | Aircraft vehicle contact | Transmission | HFTD Tier 3 | # risk events | Yes | Projected values are based on a three-year average. |  | PacifiCorp | 2026 | 2026 | 0 | 0 | 0
2050000030 | 2. Contact from object | Wire down event | 3rd party contact | Distribution | Non-HFTD | # risk events | Yes | Projected values are based on a three-year average. |  | PacifiCorp | 2026 | 2026 | 1 | 1 | 1
2050000031 | 2. Contact from object | Wire down event | 3rd party contact | Distribution | HFTD Tier 2 | # risk events | Yes | Projected values are based on a three-year average. |  | PacifiCorp | 2026 | 2026 | 0 | 0 | 0
2050000032 | 2. Contact from object | Wire down event | 3rd party contact | Distribution | HFTD Tier 3 | # risk events | Yes | Projected values are based on a three-year average. |  | PacifiCorp | 2026 | 2026 | 0 | 0 | 0
2050000033 | 2. Contact from object | Wire down event | 3rd party contact | Transmission | Non-HFTD | # risk events | Yes | Projected values are based on a three-year average. |  | PacifiCorp | 2026 | 2026 | 0 | 0 | 0
2050000034 | 2. Contact from object | Wire down event | 3rd party contact | Transmission | HFTD Tier 2 | # risk events | Yes | Projected values are based on a three-year average. |  | PacifiCorp | 2026 | 2026 | 0 | 0 | 0
2050000035 | 2. Contact from object | Wire down event | 3rd party contact | Transmission | HFTD Tier 3 | # risk events | Yes | Projected values are based on a three-year average. |  | PacifiCorp | 2026 | 2026 | 0 | 0 | 0
2050000036 | 2. Contact from object | Wire down event | Other (contact from object) | Distribution | Non-HFTD | # risk events | Yes | Projected values are based on a three-year average. |  | PacifiCorp | 2026 | 2026 | 9 | 9 | 9
2050000037 | 2. Contact from object | Wire down event | Other (contact from object) | Distribution | HFTD Tier 2 | # risk events | Yes | Projected values are based on a three-year average. |  | PacifiCorp | 2026 | 2026 | 0 | 0 | 0
2050000038 | 2. Contact from object | Wire down event | Other (contact from object) | Distribution | HFTD Tier 3 | # risk events | Yes | Projected values are based on a three-year average. |  | PacifiCorp | 2026 | 2026 | 0 | 0 | 0
2050000039 | 2. Contact from object | Wire down event | Other (contact from object) | Transmission | Non-HFTD | # risk events | Yes | Projected values are based on a three-year average. |  | PacifiCorp | 2026 | 2026 | 0 | 0 | 0
2050000040 | 2. Contact from object | Wire down event | Other (contact from object) | Transmission | HFTD Tier 2 | # risk events | Yes | Projected values are based on a three-year average. |  | PacifiCorp | 2026 | 2026 | 0 | 0 | 0
2050000041 | 2. Contact from object | Wire down event | Other (contact from object) | Transmission | HFTD Tier 3 | # risk events | Yes | Projected values are based on a three-year average. |  | PacifiCorp | 2026 | 2026 | 0 | 0 | 0
2050000042 | 2. Contact from object | Wire down event | Unknown (contact from object) | Distribution | Non-HFTD | # risk events | Yes | Projected values are based on a three-year average. |  | PacifiCorp | 2026 | 2026 | 9 | 9 | 9
2050000043 | 2. Contact from object | Wire down event | Unknown (contact from object) | Distribution | HFTD Tier 2 | # risk events | Yes | Projected values are based on a three-year average. |  | PacifiCorp | 2026 | 2026 | 1 | 1 | 1
2050000044 | 2. Contact from object | Wire down event | Unknown (contact from object) | Distribution | HFTD Tier 3 | # risk events | Yes | Projected values are based on a three-year average. |  | PacifiCorp | 2026 | 2026 | 0 | 0 | 0
2050000045 | 2. Contact from object | Wire down event | Unknown (contact from object) | Transmission | Non-HFTD | # risk events | Yes | Projected values are based on a three-year average. |  | PacifiCorp | 2026 | 2026 | 0 | 0 | 0
2050000046 | 2. Contact from object | Wire down event | Unknown (contact from object) | Transmission | HFTD Tier 2 | # risk events | Yes | Projected values are based on a three-year average. |  | PacifiCorp | 2026 | 2026 | 0 | 0 | 0
2050000047 | 2. Contact from object | Wire down event | Unknown (contact from object) | Transmission | HFTD Tier 3 | # risk events | Yes | Projected values are based on a three-year average. |  | PacifiCorp | 2026 | 2026 | 0 | 0 | 0
2050000048 | 3. Vegetation contact | Wire down event | Vegetation contact | Distribution | Non-HFTD | # risk events | Yes | Projected values are based on a three-year average. |  | PacifiCorp | 2026 | 2026 | 30 | 30 | 30
2050000049 | 3. Vegetation contact | Wire down event | Vegetation contact | Distribution | HFTD Tier 2 | # risk events | Yes | Projected values are based on a three-year average. |  | PacifiCorp | 2026 | 2026 | 2 | 2 | 2
2050000050 | 3. Vegetation contact | Wire down event | Vegetation contact | Distribution | HFTD Tier 3 | # risk events | Yes | Projected values are based on a three-year average. |  | PacifiCorp | 2026 | 2026 | 0 | 0 | 0
2050000051 | 3. Vegetation contact | Wire down event | Vegetation contact | Transmission | Non-HFTD | # risk events | Yes | Projected values are based on a three-year average. |  | PacifiCorp | 2026 | 2026 | 0 | 0 | 0
2050000052 | 3. Vegetation contact | Wire down event | Vegetation contact | Transmission | HFTD Tier 2 | # risk events | Yes | Projected values are based on a three-year average. |  | PacifiCorp | 2026 | 2026 | 0 | 0 | 0
2050000053 | 3. Vegetation contact | Wire down event | Vegetation contact | Transmission | HFTD Tier 3 | # risk events | Yes | Projected values are based on a three-year average. |  | PacifiCorp | 2026 | 2026 | 0 | 0 | 0
2050000054 | 4. Equipment / facility failure or damage | Wire down event | Anchor / guy | Distribution | Non-HFTD | # risk events | Yes | Projected values are based on a three-year average. |  | PacifiCorp | 2026 | 2026 | 0 | 0 | 0
2050000055 | 4. Equipment / facility failure or damage | Wire down event | Anchor / guy | Distribution | HFTD Tier 2 | # risk events | Yes | Projected values are based on a three-year average. |  | PacifiCorp | 2026 | 2026 | 0 | 0 | 0
2050000056 | 4. Equipment / facility failure or damage | Wire down event | Anchor / guy | Distribution | HFTD Tier 3 | # risk events | Yes | Projected values are based on a three-year average. |  | PacifiCorp | 2026 | 2026 | 0 | 0 | 0
2050000057 | 4. Equipment / facility failure or damage | Wire down event | Anchor / guy | Transmission | Non-HFTD | # risk events | Yes | Projected values are based on a three-year average. |  | PacifiCorp | 2026 | 2026 | 0 | 0 | 0
2050000058 | 4. Equipment / facility failure or damage | Wire down event | Anchor / guy | Transmission | HFTD Tier 2 | # risk events | Yes | Projected values are based on a three-year average. |  | PacifiCorp | 2026 | 2026 | 0 | 0 | 0
2050000059 | 4. Equipment / facility failure or damage | Wire down event | Anchor / guy | Transmission | HFTD Tier 3 | # risk events | Yes | Projected values are based on a three-year average. |  | PacifiCorp | 2026 | 2026 | 0 | 0 | 0
2050000060 | 4. Equipment / facility failure or damage | Wire down event | Capacitor bank | Distribution | Non-HFTD | # risk events | Yes | Projected values are based on a three-year average. |  | PacifiCorp | 2026 | 2026 | 0 | 0 | 0
2050000061 | 4. Equipment / facility failure or damage | Wire down event | Capacitor bank | Distribution | HFTD Tier 2 | # risk events | Yes | Projected values are based on a three-year average. |  | PacifiCorp | 2026 | 2026 | 0 | 0 | 0
2050000062 | 4. Equipment / facility failure or damage | Wire down event | Capacitor bank | Distribution | HFTD Tier 3 | # risk events | Yes | Projected values are based on a three-year average. |  | PacifiCorp | 2026 | 2026 | 0 | 0 | 0
2050000063 | 4. Equipment / facility failure or damage | Wire down event | Capacitor bank | Transmission | Non-HFTD | # risk events | Yes | Projected values are based on a three-year average. |  | PacifiCorp | 2026 | 2026 | 0 | 0 | 0
2050000064 | 4. Equipment / facility failure or damage | Wire down event | Capacitor bank | Transmission | HFTD Tier 2 | # risk events | Yes | Projected values are based on a three-year average. |  | PacifiCorp | 2026 | 2026 | 0 | 0 | 0
2050000065 | 4. Equipment / facility failure or damage | Wire down event | Capacitor bank | Transmission | HFTD Tier 3 | # risk events | Yes | Projected values are based on a three-year average. |  | PacifiCorp | 2026 | 2026 | 0 | 0 | 0
2050000066 | 4. Equipment / facility failure or damage | Wire down event | Conductor | Distribution | Non-HFTD | # risk events | Yes | Projected values are based on a three-year average. |  | PacifiCorp | 2026 | 2026 | 5 | 5 | 5
2050000067 | 4. Equipment / facility failure or damage | Wire down event | Conductor | Distribution | HFTD Tier 2 | # risk events | Yes | Projected values are based on a three-year average. |  | PacifiCorp | 2026 | 2026 | 0 | 0 | 0
2050000068 | 4. Equipment / facility failure or damage | Wire down event | Conductor | Distribution | HFTD Tier 3 | # risk events | Yes | Projected values are based on a three-year average. |  | PacifiCorp | 2026 | 2026 | 0 | 0 | 0
2050000069 | 4. Equipment / facility failure or damage | Wire down event | Conductor | Transmission | Non-HFTD | # risk events | Yes | Projected values are based on a three-year average. |  | PacifiCorp | 2026 | 2026 | 0 | 0 | 0
2050000070 | 4. Equipment / facility failure or damage | Wire down event | Conductor | Transmission | HFTD Tier 2 | # risk events | Yes | Projected values are based on a three-year average. |  | PacifiCorp | 2026 | 2026 | 0 | 0 | 0
2050000071 | 4. Equipment / facility failure or damage | Wire down event | Conductor | Transmission | HFTD Tier 3 | # risk events | Yes | Projected values are based on a three-year average. |  | PacifiCorp | 2026 | 2026 | 0 | 0 | 0
2050000072 | 4. Equipment / facility failure or damage | Wire down event | Connection device | Distribution | Non-HFTD | # risk events | Yes | Projected values are based on a three-year average. |  | PacifiCorp | 2026 | 2026 | 1 | 1 | 1
2050000073 | 4. Equipment / facility failure or damage | Wire down event | Connection device | Distribution | HFTD Tier 2 | # risk events | Yes | Projected values are based on a three-year average. |  | PacifiCorp | 2026 | 2026 | 0 | 0 | 0
2050000074 | 4. Equipment / facility failure or damage | Wire down event | Connection device | Distribution | HFTD Tier 3 | # risk events | Yes | Projected values are based on a three-year average. |  | PacifiCorp | 2026 | 2026 | 0 | 0 | 0
2050000075 | 4. Equipment / facility failure or damage | Wire down event | Connection device | Transmission | Non-HFTD | # risk events | Yes | Projected values are based on a three-year average. |  | PacifiCorp | 2026 | 2026 | 0 | 0 | 0
2050000076 | 4. Equipment / facility failure or damage | Wire down event | Connection device | Transmission | HFTD Tier 2 | # risk events | Yes | Projected values are based on a three-year average. |  | PacifiCorp | 2026 | 2026 | 0 | 0 | 0
2050000077 | 4. Equipment / facility failure or damage | Wire down event | Connection device | Transmission | HFTD Tier 3 | # risk events | Yes | Projected values are based on a three-year average. |  | PacifiCorp | 2026 | 2026 | 0 | 0 | 0
2050000078 | 4. Equipment / facility failure or damage | Wire down event | Crossarm | Distribution | Non-HFTD | # risk events | Yes | Projected values are based on a three-year average. |  | PacifiCorp | 2026 | 2026 | 0 | 0 | 0
2050000079 | 4. Equipment / facility failure or damage | Wire down event | Crossarm | Distribution | HFTD Tier 2 | # risk events | Yes | Projected values are based on a three-year average. |  | PacifiCorp | 2026 | 2026 | 0 | 0 | 0
2050000080 | 4. Equipment / facility failure or damage | Wire down event | Crossarm | Distribution | HFTD Tier 3 | # risk events | Yes | Projected values are based on a three-year average. |  | PacifiCorp | 2026 | 2026 | 0 | 0 | 0
2050000081 | 4. Equipment / facility failure or damage | Wire down event | Crossarm | Transmission | Non-HFTD | # risk events | Yes | Projected values are based on a three-year average. |  | PacifiCorp | 2026 | 2026 | 0 | 0 | 0
2050000082 | 4. Equipment / facility failure or damage | Wire down event | Crossarm | Transmission | HFTD Tier 2 | # risk events | Yes | Projected values are based on a three-year average. |  | PacifiCorp | 2026 | 2026 | 0 | 0 | 0
2050000083 | 4. Equipment / facility failure or damage | Wire down event | Crossarm | Transmission | HFTD Tier 3 | # risk events | Yes | Projected values are based on a three-year average. |  | PacifiCorp | 2026 | 2026 | 0 | 0 | 0
2050000084 | 4. Equipment / facility failure or damage | Wire down event | Fuse | Distribution | Non-HFTD | # risk events | Yes | Projected values are based on a three-year average. |  | PacifiCorp | 2026 | 2026 | 0 | 0 | 0
2050000085 | 4. Equipment / facility failure or damage | Wire down event | Fuse | Distribution | HFTD Tier 2 | # risk events | Yes | Projected values are based on a three-year average. |  | PacifiCorp | 2026 | 2026 | 0 | 0 | 0
2050000086 | 4. Equipment / facility failure or damage | Wire down event | Fuse | Distribution | HFTD Tier 3 | # risk events | Yes | Projected values are based on a three-year average. |  | PacifiCorp | 2026 | 2026 | 0 | 0 | 0
2050000087 | 4. Equipment / facility failure or damage | Wire down event | Fuse | Transmission | Non-HFTD | # risk events | Yes | Projected values are based on a three-year average. |  | PacifiCorp | 2026 | 2026 | 0 | 0 | 0
2050000088 | 4. Equipment / facility failure or damage | Wire down event | Fuse | Transmission | HFTD Tier 2 | # risk events | Yes | Projected values are based on a three-year average. |  | PacifiCorp | 2026 | 2026 | 0 | 0 | 0
2050000089 | 4. Equipment / facility failure or damage | Wire down event | Fuse | Transmission | HFTD Tier 3 | # risk events | Yes | Projected values are based on a three-year average. |  | PacifiCorp | 2026 | 2026 | 0 | 0 | 0
2050000090 | 4. Equipment / facility failure or damage | Wire down event | Cutout | Distribution | Non-HFTD | # risk events | Yes | Projected values are based on a three-year average. |  | PacifiCorp | 2026 | 2026 | 0 | 0 | 0
2050000091 | 4. Equipment / facility failure or damage | Wire down event | Cutout | Distribution | HFTD Tier 2 | # risk events | Yes | Projected values are based on a three-year average. |  | PacifiCorp | 2026 | 2026 | 0 | 0 | 0
2050000092 | 4. Equipment / facility failure or damage | Wire down event | Cutout | Distribution | HFTD Tier 3 | # risk events | Yes | Projected values are based on a three-year average. |  | PacifiCorp | 2026 | 2026 | 0 | 0 | 0
2050000093 | 4. Equipment / facility failure or damage | Wire down event | Cutout | Transmission | Non-HFTD | # risk events | Yes | Projected values are based on a three-year average. |  | PacifiCorp | 2026 | 2026 | 0 | 0 | 0
2050000094 | 4. Equipment / facility failure or damage | Wire down event | Cutout | Transmission | HFTD Tier 2 | # risk events | Yes | Projected values are based on a three-year average. |  | PacifiCorp | 2026 | 2026 | 0 | 0 | 0
2050000095 | 4. Equipment / facility failure or damage | Wire down event | Cutout | Transmission | HFTD Tier 3 | # risk events | Yes | Projected values are based on a three-year average. |  | PacifiCorp | 2026 | 2026 | 0 | 0 | 0
2050000096 | 4. Equipment / facility failure or damage | Wire down event | Insulator and bushing | Distribution | Non-HFTD | # risk events | Yes | Projected values are based on a three-year average. |  | PacifiCorp | 2026 | 2026 | 0 | 0 | 0
2050000097 | 4. Equipment / facility failure or damage | Wire down event | Insulator and bushing | Distribution | HFTD Tier 2 | # risk events | Yes | Projected values are based on a three-year average. |  | PacifiCorp | 2026 | 2026 | 0 | 0 | 0
2050000098 | 4. Equipment / facility failure or damage | Wire down event | Insulator and bushing | Distribution | HFTD Tier 3 | # risk events | Yes | Projected values are based on a three-year average. |  | PacifiCorp | 2026 | 2026 | 0 | 0 | 0
2050000099 | 4. Equipment / facility failure or damage | Wire down event | Insulator and bushing | Transmission | Non-HFTD | # risk events | Yes | Projected values are based on a three-year average. |  | PacifiCorp | 2026 | 2026 | 0 | 0 | 0
2050000100 | 4. Equipment / facility failure or damage | Wire down event | Insulator and bushing | Transmission | HFTD Tier 2 | # risk events | Yes | Projected values are based on a three-year average. |  | PacifiCorp | 2026 | 2026 | 0 | 0 | 0
2050000101 | 4. Equipment / facility failure or damage | Wire down event | Insulator and bushing | Transmission | HFTD Tier 3 | # risk events | Yes | Projected values are based on a three-year average. |  | PacifiCorp | 2026 | 2026 | 0 | 0 | 0
2050000102 | 4. Equipment / facility failure or damage | Wire down event | Lightning arrester | Distribution | Non-HFTD | # risk events | Yes | Projected values are based on a three-year average. |  | PacifiCorp | 2026 | 2026 | 0 | 0 | 0
2050000103 | 4. Equipment / facility failure or damage | Wire down event | Lightning arrester | Distribution | HFTD Tier 2 | # risk events | Yes | Projected values are based on a three-year average. |  | PacifiCorp | 2026 | 2026 | 0 | 0 | 0
2050000104 | 4. Equipment / facility failure or damage | Wire down event | Lightning arrester | Distribution | HFTD Tier 3 | # risk events | Yes | Projected values are based on a three-year average. |  | PacifiCorp | 2026 | 2026 | 0 | 0 | 0
2050000105 | 4. Equipment / facility failure or damage | Wire down event | Lightning arrester | Transmission | Non-HFTD | # risk events | Yes | Projected values are based on a three-year average. |  | PacifiCorp | 2026 | 2026 | 0 | 0 | 0
2050000106 | 4. Equipment / facility failure or damage | Wire down event | Lightning arrester | Transmission | HFTD Tier 2 | # risk events | Yes | Projected values are based on a three-year average. |  | PacifiCorp | 2026 | 2026 | 0 | 0 | 0
2050000107 | 4. Equipment / facility failure or damage | Wire down event | Lightning arrester | Transmission | HFTD Tier 3 | # risk events | Yes | Projected values are based on a three-year average. |  | PacifiCorp | 2026 | 2026 | 0 | 0 | 0
2050000108 | 4. Equipment / facility failure or damage | Wire down event | Pole | Distribution | Non-HFTD | # risk events | Yes | Projected values are based on a three-year average. |  | PacifiCorp | 2026 | 2026 | 0 | 0 | 0
2050000109 | 4. Equipment / facility failure or damage | Wire down event | Pole | Distribution | HFTD Tier 2 | # risk events | Yes | Projected values are based on a three-year average. |  | PacifiCorp | 2026 | 2026 | 0 | 0 | 0
2050000110 | 4. Equipment / facility failure or damage | Wire down event | Pole | Distribution | HFTD Tier 3 | # risk events | Yes | Projected values are based on a three-year average. |  | PacifiCorp | 2026 | 2026 | 0 | 0 | 0
2050000111 | 4. Equipment / facility failure or damage | Wire down event | Pole | Transmission | Non-HFTD | # risk events | Yes | Projected values are based on a three-year average. |  | PacifiCorp | 2026 | 2026 | 0 | 0 | 0
2050000112 | 4. Equipment / facility failure or damage | Wire down event | Pole | Transmission | HFTD Tier 2 | # risk events | Yes | Projected values are based on a three-year average. |  | PacifiCorp | 2026 | 2026 | 0 | 0 | 0
2050000113 | 4. Equipment / facility failure or damage | Wire down event | Pole | Transmission | HFTD Tier 3 | # risk events | Yes | Projected values are based on a three-year average. |  | PacifiCorp | 2026 | 2026 | 0 | 0 | 0
2050000114 | 4. Equipment / facility failure or damage | Wire down event | Recloser | Distribution | Non-HFTD | # risk events | Yes | Projected values are based on a three-year average. |  | PacifiCorp | 2026 | 2026 | 0 | 0 | 0
2050000115 | 4. Equipment / facility failure or damage | Wire down event | Recloser | Distribution | HFTD Tier 2 | # risk events | Yes | Projected values are based on a three-year average. |  | PacifiCorp | 2026 | 2026 | 0 | 0 | 0
2050000116 | 4. Equipment / facility failure or damage | Wire down event | Recloser | Distribution | HFTD Tier 3 | # risk events | Yes | Projected values are based on a three-year average. |  | PacifiCorp | 2026 | 2026 | 0 | 0 | 0
2050000117 | 4. Equipment / facility failure or damage | Wire down event | Recloser | Transmission | Non-HFTD | # risk events | Yes | Projected values are based on a three-year average. |  | PacifiCorp | 2026 | 2026 | 0 | 0 | 0
2050000118 | 4. Equipment / facility failure or damage | Wire down event | Recloser | Transmission | HFTD Tier 2 | # risk events | Yes | Projected values are based on a three-year average. |  | PacifiCorp | 2026 | 2026 | 0 | 0 | 0
2050000119 | 4. Equipment / facility failure or damage | Wire down event | Recloser | Transmission | HFTD Tier 3 | # risk events | Yes | Projected values are based on a three-year average. |  | PacifiCorp | 2026 | 2026 | 0 | 0 | 0
2050000120 | 4. Equipment / facility failure or damage | Wire down event | Relay | Distribution | Non-HFTD | # risk events | Yes | Projected values are based on a three-year average. |  | PacifiCorp | 2026 | 2026 | 0 | 0 | 0
2050000121 | 4. Equipment / facility failure or damage | Wire down event | Relay | Distribution | HFTD Tier 2 | # risk events | Yes | Projected values are based on a three-year average. |  | PacifiCorp | 2026 | 2026 | 0 | 0 | 0
2050000122 | 4. Equipment / facility failure or damage | Wire down event | Relay | Distribution | HFTD Tier 3 | # risk events | Yes | Projected values are based on a three-year average. |  | PacifiCorp | 2026 | 2026 | 0 | 0 | 0
2050000123 | 4. Equipment / facility failure or damage | Wire down event | Relay | Transmission | Non-HFTD | # risk events | Yes | Projected values are based on a three-year average. |  | PacifiCorp | 2026 | 2026 | 0 | 0 | 0
2050000124 | 4. Equipment / facility failure or damage | Wire down event | Relay | Transmission | HFTD Tier 2 | # risk events | Yes | Projected values are based on a three-year average. |  | PacifiCorp | 2026 | 2026 | 0 | 0 | 0
2050000125 | 4. Equipment / facility failure or damage | Wire down event | Relay | Transmission | HFTD Tier 3 | # risk events | Yes | Projected values are based on a three-year average. |  | PacifiCorp | 2026 | 2026 | 0 | 0 | 0
2050000126 | 4. Equipment / facility failure or damage | Wire down event | Sectionalizer | Distribution | Non-HFTD | # risk events | Yes | Projected values are based on a three-year average. |  | PacifiCorp | 2026 | 2026 | 0 | 0 | 0
2050000127 | 4. Equipment / facility failure or damage | Wire down event | Sectionalizer | Distribution | HFTD Tier 2 | # risk events | Yes | Projected values are based on a three-year average. |  | PacifiCorp | 2026 | 2026 | 0 | 0 | 0
2050000128 | 4. Equipment / facility failure or damage | Wire down event | Sectionalizer | Distribution | HFTD Tier 3 | # risk events | Yes | Projected values are based on a three-year average. |  | PacifiCorp | 2026 | 2026 | 0 | 0 | 0
2050000129 | 4. Equipment / facility failure or damage | Wire down event | Sectionalizer | Transmission | Non-HFTD | # risk events | Yes | Projected values are based on a three-year average. |  | PacifiCorp | 2026 | 2026 | 0 | 0 | 0
2050000130 | 4. Equipment / facility failure or damage | Wire down event | Sectionalizer | Transmission | HFTD Tier 2 | # risk events | Yes | Projected values are based on a three-year average. |  | PacifiCorp | 2026 | 2026 | 0 | 0 | 0
2050000131 | 4. Equipment / facility failure or damage | Wire down event | Sectionalizer | Transmission | HFTD Tier 3 | # risk events | Yes | Projected values are based on a three-year average. |  | PacifiCorp | 2026 | 2026 | 0 | 0 | 0
2050000132 | 4. Equipment / facility failure or damage | Wire down event | Splice | Distribution | Non-HFTD | # risk events | Yes | Projected values are based on a three-year average. |  | PacifiCorp | 2026 | 2026 | 0 | 0 | 0
2050000133 | 4. Equipment / facility failure or damage | Wire down event | Splice | Distribution | HFTD Tier 2 | # risk events | Yes | Projected values are based on a three-year average. |  | PacifiCorp | 2026 | 2026 | 0 | 0 | 0
2050000134 | 4. Equipment / facility failure or damage | Wire down event | Splice | Distribution | HFTD Tier 3 | # risk events | Yes | Projected values are based on a three-year average. |  | PacifiCorp | 2026 | 2026 | 0 | 0 | 0
2050000135 | 4. Equipment / facility failure or damage | Wire down event | Splice | Transmission | Non-HFTD | # risk events | Yes | Projected values are based on a three-year average. |  | PacifiCorp | 2026 | 2026 | 0 | 0 | 0
2050000136 | 4. Equipment / facility failure or damage | Wire down event | Splice | Transmission | HFTD Tier 2 | # risk events | Yes | Projected values are based on a three-year average. |  | PacifiCorp | 2026 | 2026 | 0 | 0 | 0
2050000137 | 4. Equipment / facility failure or damage | Wire down event | Splice | Transmission | HFTD Tier 3 | # risk events | Yes | Projected values are based on a three-year average. |  | PacifiCorp | 2026 | 2026 | 0 | 0 | 0
2050000138 | 4. Equipment / facility failure or damage | Wire down event | Switch | Distribution | Non-HFTD | # risk events | Yes | Projected values are based on a three-year average. |  | PacifiCorp | 2026 | 2026 | 0 | 0 | 0
2050000139 | 4. Equipment / facility failure or damage | Wire down event | Switch | Distribution | HFTD Tier 2 | # risk events | Yes | Projected values are based on a three-year average. |  | PacifiCorp | 2026 | 2026 | 0 | 0 | 0
2050000140 | 4. Equipment / facility failure or damage | Wire down event | Switch | Distribution | HFTD Tier 3 | # risk events | Yes | Projected values are based on a three-year average. |  | PacifiCorp | 2026 | 2026 | 0 | 0 | 0
2050000141 | 4. Equipment / facility failure or damage | Wire down event | Switch | Transmission | Non-HFTD | # risk events | Yes | Projected values are based on a three-year average. |  | PacifiCorp | 2026 | 2026 | 0 | 0 | 0
2050000142 | 4. Equipment / facility failure or damage | Wire down event | Switch | Transmission | HFTD Tier 2 | # risk events | Yes | Projected values are based on a three-year average. |  | PacifiCorp | 2026 | 2026 | 0 | 0 | 0
2050000143 | 4. Equipment / facility failure or damage | Wire down event | Switch | Transmission | HFTD Tier 3 | # risk events | Yes | Projected values are based on a three-year average. |  | PacifiCorp | 2026 | 2026 | 0 | 0 | 0
2050000144 | 4. Equipment / facility failure or damage | Wire down event | Tap | Distribution | Non-HFTD | # risk events | Yes | Projected values are based on a three-year average. |  | PacifiCorp | 2026 | 2026 | 0 | 0 | 0
2050000145 | 4. Equipment / facility failure or damage | Wire down event | Tap | Distribution | HFTD Tier 2 | # risk events | Yes | Projected values are based on a three-year average. |  | PacifiCorp | 2026 | 2026 | 0 | 0 | 0
2050000146 | 4. Equipment / facility failure or damage | Wire down event | Tap | Distribution | HFTD Tier 3 | # risk events | Yes | Projected values are based on a three-year average. |  | PacifiCorp | 2026 | 2026 | 0 | 0 | 0
2050000147 | 4. Equipment / facility failure or damage | Wire down event | Tap | Transmission | Non-HFTD | # risk events | Yes | Projected values are based on a three-year average. |  | PacifiCorp | 2026 | 2026 | 0 | 0 | 0
2050000148 | 4. Equipment / facility failure or damage | Wire down event | Tap | Transmission | HFTD Tier 2 | # risk events | Yes | Projected values are based on a three-year average. |  | PacifiCorp | 2026 | 2026 | 0 | 0 | 0
2050000149 | 4. Equipment / facility failure or damage | Wire down event | Tap | Transmission | HFTD Tier 3 | # risk events | Yes | Projected values are based on a three-year average. |  | PacifiCorp | 2026 | 2026 | 0 | 0 | 0
2050000150 | 4. Equipment / facility failure or damage | Wire down event | Tie wire | Distribution | Non-HFTD | # risk events | Yes | Projected values are based on a three-year average. |  | PacifiCorp | 2026 | 2026 | 0 | 0 | 0
2050000151 | 4. Equipment / facility failure or damage | Wire down event | Tie wire | Distribution | HFTD Tier 2 | # risk events | Yes | Projected values are based on a three-year average. |  | PacifiCorp | 2026 | 2026 | 0 | 0 | 0
2050000152 | 4. Equipment / facility failure or damage | Wire down event | Tie wire | Distribution | HFTD Tier 3 | # risk events | Yes | Projected values are based on a three-year average. |  | PacifiCorp | 2026 | 2026 | 0 | 0 | 0
2050000153 | 4. Equipment / facility failure or damage | Wire down event | Tie wire | Transmission | Non-HFTD | # risk events | Yes | Projected values are based on a three-year average. |  | PacifiCorp | 2026 | 2026 | 0 | 0 | 0
2050000154 | 4. Equipment / facility failure or damage | Wire down event | Tie wire | Transmission | HFTD Tier 2 | # risk events | Yes | Projected values are based on a three-year average. |  | PacifiCorp | 2026 | 2026 | 0 | 0 | 0
2050000155 | 4. Equipment / facility failure or damage | Wire down event | Tie wire | Transmission | HFTD Tier 3 | # risk events | Yes | Projected values are based on a three-year average. |  | PacifiCorp | 2026 | 2026 | 0 | 0 | 0
2050000156 | 4. Equipment / facility failure or damage | Wire down event | Transformer | Distribution | Non-HFTD | # risk events | Yes | Projected values are based on a three-year average. |  | PacifiCorp | 2026 | 2026 | 0 | 0 | 0
2050000157 | 4. Equipment / facility failure or damage | Wire down event | Transformer | Distribution | HFTD Tier 2 | # risk events | Yes | Projected values are based on a three-year average. |  | PacifiCorp | 2026 | 2026 | 0 | 0 | 0
2050000158 | 4. Equipment / facility failure or damage | Wire down event | Transformer | Distribution | HFTD Tier 3 | # risk events | Yes | Projected values are based on a three-year average. |  | PacifiCorp | 2026 | 2026 | 0 | 0 | 0
2050000159 | 4. Equipment / facility failure or damage | Wire down event | Transformer | Transmission | Non-HFTD | # risk events | Yes | Projected values are based on a three-year average. |  | PacifiCorp | 2026 | 2026 | 0 | 0 | 0
2050000160 | 4. Equipment / facility failure or damage | Wire down event | Transformer | Transmission | HFTD Tier 2 | # risk events | Yes | Projected values are based on a three-year average. |  | PacifiCorp | 2026 | 2026 | 0 | 0 | 0
2050000161 | 4. Equipment / facility failure or damage | Wire down event | Transformer | Transmission | HFTD Tier 3 | # risk events | Yes | Projected values are based on a three-year average. |  | PacifiCorp | 2026 | 2026 | 0 | 0 | 0
2050000162 | 4. Equipment / facility failure or damage | Wire down event | Voltage regulator / booster | Distribution | Non-HFTD | # risk events | Yes | Projected values are based on a three-year average. |  | PacifiCorp | 2026 | 2026 | 0 | 0 | 0
2050000163 | 4. Equipment / facility failure or damage | Wire down event | Voltage regulator / booster | Distribution | HFTD Tier 2 | # risk events | Yes | Projected values are based on a three-year average. |  | PacifiCorp | 2026 | 2026 | 0 | 0 | 0
2050000164 | 4. Equipment / facility failure or damage | Wire down event | Voltage regulator / booster | Distribution | HFTD Tier 3 | # risk events | Yes | Projected values are based on a three-year average. |  | PacifiCorp | 2026 | 2026 | 0 | 0 | 0
2050000165 | 4. Equipment / facility failure or damage | Wire down event | Voltage regulator / booster | Transmission | Non-HFTD | # risk events | Yes | Projected values are based on a three-year average. |  | PacifiCorp | 2026 | 2026 | 0 | 0 | 0
2050000166 | 4. Equipment / facility failure or damage | Wire down event | Voltage regulator / booster | Transmission | HFTD Tier 2 | # risk events | Yes | Projected values are based on a three-year average. |  | PacifiCorp | 2026 | 2026 | 0 | 0 | 0
2050000167 | 4. Equipment / facility failure or damage | Wire down event | Voltage regulator / booster | Transmission | HFTD Tier 3 | # risk events | Yes | Projected values are based on a three-year average. |  | PacifiCorp | 2026 | 2026 | 0 | 0 | 0
2050000168 | 4. Equipment / facility failure or damage | Wire down event | Unknown (equipment failure) | Distribution | Non-HFTD | # risk events | Yes | Projected values are based on a three-year average. |  | PacifiCorp | 2026 | 2026 | 0 | 0 | 0
2050000169 | 4. Equipment / facility failure or damage | Wire down event | Unknown (equipment failure) | Distribution | HFTD Tier 2 | # risk events | Yes | Projected values are based on a three-year average. |  | PacifiCorp | 2026 | 2026 | 0 | 0 | 0
2050000170 | 4. Equipment / facility failure or damage | Wire down event | Unknown (equipment failure) | Distribution | HFTD Tier 3 | # risk events | Yes | Projected values are based on a three-year average. |  | PacifiCorp | 2026 | 2026 | 0 | 0 | 0
2050000171 | 4. Equipment / facility failure or damage | Wire down event | Unknown (equipment failure) | Transmission | Non-HFTD | # risk events | Yes | Projected values are based on a three-year average. |  | PacifiCorp | 2026 | 2026 | 0 | 0 | 0
2050000172 | 4. Equipment / facility failure or damage | Wire down event | Unknown (equipment failure) | Transmission | HFTD Tier 2 | # risk events | Yes | Projected values are based on a three-year average. |  | PacifiCorp | 2026 | 2026 | 0 | 0 | 0
2050000173 | 4. Equipment / facility failure or damage | Wire down event | Unknown (equipment failure) | Transmission | HFTD Tier 3 | # risk events | Yes | Projected values are based on a three-year average. |  | PacifiCorp | 2026 | 2026 | 0 | 0 | 0
2050000174 | 4. Equipment / facility failure or damage | Wire down event | Other (equipment failure) | Distribution | Non-HFTD | # risk events | Yes | Projected values are based on a three-year average. |  | PacifiCorp | 2026 | 2026 | 1 | 1 | 1
2050000175 | 4. Equipment / facility failure or damage | Wire down event | Other (equipment failure) | Distribution | HFTD Tier 2 | # risk events | Yes | Projected values are based on a three-year average. |  | PacifiCorp | 2026 | 2026 | 0 | 0 | 0
2050000176 | 4. Equipment / facility failure or damage | Wire down event | Other (equipment failure) | Distribution | HFTD Tier 3 | # risk events | Yes | Projected values are based on a three-year average. |  | PacifiCorp | 2026 | 2026 | 0 | 0 | 0
2050000177 | 4. Equipment / facility failure or damage | Wire down event | Other (equipment failure) | Transmission | Non-HFTD | # risk events | Yes | Projected values are based on a three-year average. |  | PacifiCorp | 2026 | 2026 | 0 | 0 | 0
2050000178 | 4. Equipment / facility failure or damage | Wire down event | Other (equipment failure) | Transmission | HFTD Tier 2 | # risk events | Yes | Projected values are based on a three-year average. |  | PacifiCorp | 2026 | 2026 | 0 | 0 | 0
2050000179 | 4. Equipment / facility failure or damage | Wire down event | Other (equipment failure) | Transmission | HFTD Tier 3 | # risk events | Yes | Projected values are based on a three-year average. |  | PacifiCorp | 2026 | 2026 | 0 | 0 | 0
2050000180 | 5. Wire-to-wire contact | Wire down event | Wire-to-wire contact | Distribution | Non-HFTD | # risk events | Yes | Projected values are based on a three-year average. |  | PacifiCorp | 2026 | 2026 | 0 | 0 | 0
2050000181 | 5. Wire-to-wire contact | Wire down event | Wire-to-wire contact | Distribution | HFTD Tier 2 | # risk events | Yes | Projected values are based on a three-year average. |  | PacifiCorp | 2026 | 2026 | 0 | 0 | 0
2050000182 | 5. Wire-to-wire contact | Wire down event | Wire-to-wire contact | Distribution | HFTD Tier 3 | # risk events | Yes | Projected values are based on a three-year average. |  | PacifiCorp | 2026 | 2026 | 0 | 0 | 0
2050000183 | 5. Wire-to-wire contact | Wire down event | Wire-to-wire contact | Transmission | Non-HFTD | # risk events | Yes | Projected values are based on a three-year average. |  | PacifiCorp | 2026 | 2026 | 0 | 0 | 0
2050000184 | 5. Wire-to-wire contact | Wire down event | Wire-to-wire contact | Transmission | HFTD Tier 2 | # risk events | Yes | Projected values are based on a three-year average. |  | PacifiCorp | 2026 | 2026 | 0 | 0 | 0
2050000185 | 5. Wire-to-wire contact | Wire down event | Wire-to-wire contact | Transmission | HFTD Tier 3 | # risk events | Yes | Projected values are based on a three-year average. |  | PacifiCorp | 2026 | 2026 | 0 | 0 | 0
2050000186 | 6. Contamination | Wire down event | Contamination | Distribution | Non-HFTD | # risk events | Yes | Projected values are based on a three-year average. |  | PacifiCorp | 2026 | 2026 | 0 | 0 | 0
2050000187 | 6. Contamination | Wire down event | Contamination | Distribution | HFTD Tier 2 | # risk events | Yes | Projected values are based on a three-year average. |  | PacifiCorp | 2026 | 2026 | 0 | 0 | 0
2050000188 | 6. Contamination | Wire down event | Contamination | Distribution | HFTD Tier 3 | # risk events | Yes | Projected values are based on a three-year average. |  | PacifiCorp | 2026 | 2026 | 0 | 0 | 0
2050000189 | 6. Contamination | Wire down event | Contamination | Transmission | Non-HFTD | # risk events | Yes | Projected values are based on a three-year average. |  | PacifiCorp | 2026 | 2026 | 0 | 0 | 0
2050000190 | 6. Contamination | Wire down event | Contamination | Transmission | HFTD Tier 2 | # risk events | Yes | Projected values are based on a three-year average. |  | PacifiCorp | 2026 | 2026 | 0 | 0 | 0
2050000191 | 6. Contamination | Wire down event | Contamination | Transmission | HFTD Tier 3 | # risk events | Yes | Projected values are based on a three-year average. |  | PacifiCorp | 2026 | 2026 | 0 | 0 | 0
2050000192 | 7. Vandalism / theft | Wire down event | Vandalism / theft | Distribution | Non-HFTD | # risk events | Yes | Projected values are based on a three-year average. |  | PacifiCorp | 2026 | 2026 | 0 | 0 | 0
2050000193 | 7. Vandalism / theft | Wire down event | Vandalism / theft | Distribution | HFTD Tier 2 | # risk events | Yes | Projected values are based on a three-year average. |  | PacifiCorp | 2026 | 2026 | 0 | 0 | 0
2050000194 | 7. Vandalism / theft | Wire down event | Vandalism / theft | Distribution | HFTD Tier 3 | # risk events | Yes | Projected values are based on a three-year average. |  | PacifiCorp | 2026 | 2026 | 0 | 0 | 0
2050000195 | 7. Vandalism / theft | Wire down event | Vandalism / theft | Transmission | Non-HFTD | # risk events | Yes | Projected values are based on a three-year average. |  | PacifiCorp | 2026 | 2026 | 0 | 0 | 0
2050000196 | 7. Vandalism / theft | Wire down event | Vandalism / theft | Transmission | HFTD Tier 2 | # risk events | Yes | Projected values are based on a three-year average. |  | PacifiCorp | 2026 | 2026 | 0 | 0 | 0
2050000197 | 7. Vandalism / theft | Wire down event | Vandalism / theft | Transmission | HFTD Tier 3 | # risk events | Yes | Projected values are based on a three-year average. |  | PacifiCorp | 2026 | 2026 | 0 | 0 | 0
2050000198 | 8. Lightning | Wire down event | Lightning | Distribution | Non-HFTD | # risk events | Yes | Projected values are based on a three-year average. |  | PacifiCorp | 2026 | 2026 | 0 | 0 | 0
2050000199 | 8. Lightning | Wire down event | Lightning | Distribution | HFTD Tier 2 | # risk events | Yes | Projected values are based on a three-year average. |  | PacifiCorp | 2026 | 2026 | 0 | 0 | 0
2050000200 | 8. Lightning | Wire down event | Lightning | Distribution | HFTD Tier 3 | # risk events | Yes | Projected values are based on a three-year average. |  | PacifiCorp | 2026 | 2026 | 0 | 0 | 0
2050000201 | 8. Lightning | Wire down event | Lightning | Transmission | Non-HFTD | # risk events | Yes | Projected values are based on a three-year average. |  | PacifiCorp | 2026 | 2026 | 0 | 0 | 0
2050000202 | 8. Lightning | Wire down event | Lightning | Transmission | HFTD Tier 2 | # risk events | Yes | Projected values are based on a three-year average. |  | PacifiCorp | 2026 | 2026 | 0 | 0 | 0
2050000203 | 8. Lightning | Wire down event | Lightning | Transmission | HFTD Tier 3 | # risk events | Yes | Projected values are based on a three-year average. |  | PacifiCorp | 2026 | 2026 | 0 | 0 | 0
2050000204 | 9. Unknown | Wire down event | Unknown (unknown) | Distribution | Non-HFTD | # risk events | Yes | Projected values are based on a three-year average. |  | PacifiCorp | 2026 | 2026 | 1 | 1 | 1
2050000205 | 9. Unknown | Wire down event | Unknown (unknown) | Distribution | HFTD Tier 2 | # risk events | Yes | Projected values are based on a three-year average. |  | PacifiCorp | 2026 | 2026 | 0 | 0 | 0
2050000206 | 9. Unknown | Wire down event | Unknown (unknown) | Distribution | HFTD Tier 3 | # risk events | Yes | Projected values are based on a three-year average. |  | PacifiCorp | 2026 | 2026 | 0 | 0 | 0
2050000207 | 9. Unknown | Wire down event | Unknown (unknown) | Transmission | Non-HFTD | # risk events | Yes | Projected values are based on a three-year average. |  | PacifiCorp | 2026 | 2026 | 0 | 0 | 0
2050000208 | 9. Unknown | Wire down event | Unknown (unknown) | Transmission | HFTD Tier 2 | # risk events | Yes | Projected values are based on a three-year average. |  | PacifiCorp | 2026 | 2026 | 0 | 0 | 0
2050000209 | 9. Unknown | Wire down event | Unknown (unknown) | Transmission | HFTD Tier 3 | # risk events | Yes | Projected values are based on a three-year average. |  | PacifiCorp | 2026 | 2026 | 0 | 0 | 0
2050000210 | 10. Other | Wire down event | Other (other) | Distribution | Non-HFTD | # risk events | Yes | Projected values are based on a three-year average. |  | PacifiCorp | 2026 | 2026 | 1 | 1 | 1
2050000211 | 10. Other | Wire down event | Other (other) | Distribution | HFTD Tier 2 | # risk events | Yes | Projected values are based on a three-year average. |  | PacifiCorp | 2026 | 2026 | 0 | 0 | 0
2050000212 | 10. Other | Wire down event | Other (other) | Distribution | HFTD Tier 3 | # risk events | Yes | Projected values are based on a three-year average. |  | PacifiCorp | 2026 | 2026 | 0 | 0 | 0
2050000213 | 10. Other | Wire down event | Other (other) | Transmission | Non-HFTD | # risk events | Yes | Projected values are based on a three-year average. |  | PacifiCorp | 2026 | 2026 | 0 | 0 | 0
2050000214 | 10. Other | Wire down event | Other (other) | Transmission | HFTD Tier 2 | # risk events | Yes | Projected values are based on a three-year average. |  | PacifiCorp | 2026 | 2026 | 0 | 0 | 0
2050000215 | 10. Other | Wire down event | Other (other) | Transmission | HFTD Tier 3 | # risk events | Yes | Projected values are based on a three-year average. |  | PacifiCorp | 2026 | 2026 | 0 | 0 | 0
2050000216 | 11. Dig-in | Unplanned Outage | Dig-in | Distribution | Non-HFTD | # risk events | Yes | Projected values are based on a three-year average. |  | PacifiCorp | 2026 | 2026 | 1 | 1 | 1
2050000217 | 11. Dig-in | Unplanned Outage | Dig-in | Distribution | HFTD Tier 2 | # risk events | Yes | Projected values are based on a three-year average. |  | PacifiCorp | 2026 | 2026 | 0 | 0 | 0
2050000218 | 11. Dig-in | Unplanned Outage | Dig-in | Distribution | HFTD Tier 3 | # risk events | Yes | Projected values are based on a three-year average. |  | PacifiCorp | 2026 | 2026 | 0 | 0 | 0
2050000219 | 11. Dig-in | Unplanned Outage | Dig-in | Transmission | Non-HFTD | # risk events | Yes | Projected values are based on a three-year average. |  | PacifiCorp | 2026 | 2026 | 0 | 0 | 0
2050000220 | 11. Dig-in | Unplanned Outage | Dig-in | Transmission | HFTD Tier 2 | # risk events | Yes | Projected values are based on a three-year average. |  | PacifiCorp | 2026 | 2026 | 0 | 0 | 0
2050000221 | 11. Dig-in | Unplanned Outage | Dig-in | Transmission | HFTD Tier 3 | # risk events | Yes | Projected values are based on a three-year average. |  | PacifiCorp | 2026 | 2026 | 0 | 0 | 0
2050000222 | 12. Fire | Unplanned Outage | Fire | Distribution | Non-HFTD | # risk events | Yes | Projected values are based on a three-year average. |  | PacifiCorp | 2026 | 2026 | 0 | 0 | 0
2050000223 | 12. Fire | Unplanned Outage | Fire | Distribution | HFTD Tier 2 | # risk events | Yes | Projected values are based on a three-year average. |  | PacifiCorp | 2026 | 2026 | 0 | 0 | 0
2050000224 | 12. Fire | Unplanned Outage | Fire | Distribution | HFTD Tier 3 | # risk events | Yes | Projected values are based on a three-year average. |  | PacifiCorp | 2026 | 2026 | 0 | 0 | 0
2050000225 | 12. Fire | Unplanned Outage | Fire | Transmission | Non-HFTD | # risk events | Yes | Projected values are based on a three-year average. |  | PacifiCorp | 2026 | 2026 | 0 | 0 | 0
2050000226 | 12. Fire | Unplanned Outage | Fire | Transmission | HFTD Tier 2 | # risk events | Yes | Projected values are based on a three-year average. |  | PacifiCorp | 2026 | 2026 | 0 | 0 | 0
2050000227 | 12. Fire | Unplanned Outage | Fire | Transmission | HFTD Tier 3 | # risk events | Yes | Projected values are based on a three-year average. |  | PacifiCorp | 2026 | 2026 | 0 | 0 | 0
2050000228 | 13. Contact from object | Unplanned Outage | Animal contact | Distribution | Non-HFTD | # risk events | Yes | Projected values are based on a three-year average. |  | PacifiCorp | 2026 | 2026 | 38 | 38 | 38
2050000229 | 13. Contact from object | Unplanned Outage | Animal contact | Distribution | HFTD Tier 2 | # risk events | Yes | Projected values are based on a three-year average. |  | PacifiCorp | 2026 | 2026 | 3 | 3 | 3
2050000230 | 13. Contact from object | Unplanned Outage | Animal contact | Distribution | HFTD Tier 3 | # risk events | Yes | Projected values are based on a three-year average. |  | PacifiCorp | 2026 | 2026 | 0 | 0 | 0
2050000231 | 13. Contact from object | Unplanned Outage | Animal contact | Transmission | Non-HFTD | # risk events | Yes | Projected values are based on a three-year average. |  | PacifiCorp | 2026 | 2026 | 0 | 0 | 0
2050000232 | 13. Contact from object | Unplanned Outage | Animal contact | Transmission | HFTD Tier 2 | # risk events | Yes | Projected values are based on a three-year average. |  | PacifiCorp | 2026 | 2026 | 0 | 0 | 0
2050000233 | 13. Contact from object | Unplanned Outage | Animal contact | Transmission | HFTD Tier 3 | # risk events | Yes | Projected values are based on a three-year average. |  | PacifiCorp | 2026 | 2026 | 0 | 0 | 0
2050000234 | 13. Contact from object | Unplanned Outage | Balloon contact | Distribution | Non-HFTD | # risk events | Yes | Projected values are based on a three-year average. |  | PacifiCorp | 2026 | 2026 | 0 | 0 | 0
2050000235 | 13. Contact from object | Unplanned Outage | Balloon contact | Distribution | HFTD Tier 2 | # risk events | Yes | Projected values are based on a three-year average. |  | PacifiCorp | 2026 | 2026 | 0 | 0 | 0
2050000236 | 13. Contact from object | Unplanned Outage | Balloon contact | Distribution | HFTD Tier 3 | # risk events | Yes | Projected values are based on a three-year average. |  | PacifiCorp | 2026 | 2026 | 0 | 0 | 0
2050000237 | 13. Contact from object | Unplanned Outage | Balloon contact | Transmission | Non-HFTD | # risk events | Yes | Projected values are based on a three-year average. |  | PacifiCorp | 2026 | 2026 | 0 | 0 | 0
2050000238 | 13. Contact from object | Unplanned Outage | Balloon contact | Transmission | HFTD Tier 2 | # risk events | Yes | Projected values are based on a three-year average. |  | PacifiCorp | 2026 | 2026 | 0 | 0 | 0
2050000239 | 13. Contact from object | Unplanned Outage | Balloon contact | Transmission | HFTD Tier 3 | # risk events | Yes | Projected values are based on a three-year average. |  | PacifiCorp | 2026 | 2026 | 0 | 0 | 0
2050000240 | 13. Contact from object | Unplanned Outage | Land vehicle contact | Distribution | Non-HFTD | # risk events | Yes | Projected values are based on a three-year average. |  | PacifiCorp | 2026 | 2026 | 12 | 12 | 12
2050000241 | 13. Contact from object | Unplanned Outage | Land vehicle contact | Distribution | HFTD Tier 2 | # risk events | Yes | Projected values are based on a three-year average. |  | PacifiCorp | 2026 | 2026 | 1 | 1 | 1
2050000242 | 13. Contact from object | Unplanned Outage | Land vehicle contact | Distribution | HFTD Tier 3 | # risk events | Yes | Projected values are based on a three-year average. |  | PacifiCorp | 2026 | 2026 | 0 | 0 | 0
2050000243 | 13. Contact from object | Unplanned Outage | Land vehicle contact | Transmission | Non-HFTD | # risk events | Yes | Projected values are based on a three-year average. |  | PacifiCorp | 2026 | 2026 | 0 | 0 | 0
2050000244 | 13. Contact from object | Unplanned Outage | Land vehicle contact | Transmission | HFTD Tier 2 | # risk events | Yes | Projected values are based on a three-year average. |  | PacifiCorp | 2026 | 2026 | 0 | 0 | 0
2050000245 | 13. Contact from object | Unplanned Outage | Land vehicle contact | Transmission | HFTD Tier 3 | # risk events | Yes | Projected values are based on a three-year average. |  | PacifiCorp | 2026 | 2026 | 0 | 0 | 0
2050000246 | 13. Contact from object | Unplanned Outage | Aircraft vehicle contact | Distribution | Non-HFTD | # risk events | Yes | Projected values are based on a three-year average. |  | PacifiCorp | 2026 | 2026 | 0 | 0 | 0
2050000247 | 13. Contact from object | Unplanned Outage | Aircraft vehicle contact | Distribution | HFTD Tier 2 | # risk events | Yes | Projected values are based on a three-year average. |  | PacifiCorp | 2026 | 2026 | 0 | 0 | 0
2050000248 | 13. Contact from object | Unplanned Outage | Aircraft vehicle contact | Distribution | HFTD Tier 3 | # risk events | Yes | Projected values are based on a three-year average. |  | PacifiCorp | 2026 | 2026 | 0 | 0 | 0
2050000249 | 13. Contact from object | Unplanned Outage | Aircraft vehicle contact | Transmission | Non-HFTD | # risk events | Yes | Projected values are based on a three-year average. |  | PacifiCorp | 2026 | 2026 | 0 | 0 | 0
2050000250 | 13. Contact from object | Unplanned Outage | Aircraft vehicle contact | Transmission | HFTD Tier 2 | # risk events | Yes | Projected values are based on a three-year average. |  | PacifiCorp | 2026 | 2026 | 0 | 0 | 0
2050000251 | 13. Contact from object | Unplanned Outage | Aircraft vehicle contact | Transmission | HFTD Tier 3 | # risk events | Yes | Projected values are based on a three-year average. |  | PacifiCorp | 2026 | 2026 | 0 | 0 | 0
2050000252 | 13. Contact from object | Unplanned Outage | 3rd party contact | Distribution | Non-HFTD | # risk events | Yes | Projected values are based on a three-year average. |  | PacifiCorp | 2026 | 2026 | 6 | 6 | 6
2050000253 | 13. Contact from object | Unplanned Outage | 3rd party contact | Distribution | HFTD Tier 2 | # risk events | Yes | Projected values are based on a three-year average. |  | PacifiCorp | 2026 | 2026 | 0 | 0 | 0
2050000254 | 13. Contact from object | Unplanned Outage | 3rd party contact | Distribution | HFTD Tier 3 | # risk events | Yes | Projected values are based on a three-year average. |  | PacifiCorp | 2026 | 2026 | 0 | 0 | 0
2050000255 | 13. Contact from object | Unplanned Outage | 3rd party contact | Transmission | Non-HFTD | # risk events | Yes | Projected values are based on a three-year average. |  | PacifiCorp | 2026 | 2026 | 0 | 0 | 0
2050000256 | 13. Contact from object | Unplanned Outage | 3rd party contact | Transmission | HFTD Tier 2 | # risk events | Yes | Projected values are based on a three-year average. |  | PacifiCorp | 2026 | 2026 | 0 | 0 | 0
2050000257 | 13. Contact from object | Unplanned Outage | 3rd party contact | Transmission | HFTD Tier 3 | # risk events | Yes | Projected values are based on a three-year average. |  | PacifiCorp | 2026 | 2026 | 0 | 0 | 0
2050000258 | 13. Contact from object | Unplanned Outage | Other (contact from object) | Distribution | Non-HFTD | # risk events | Yes | Projected values are based on a three-year average. |  | PacifiCorp | 2026 | 2026 | 5 | 5 | 5
2050000259 | 13. Contact from object | Unplanned Outage | Other (contact from object) | Distribution | HFTD Tier 2 | # risk events | Yes | Projected values are based on a three-year average. |  | PacifiCorp | 2026 | 2026 | 0 | 0 | 0
2050000260 | 13. Contact from object | Unplanned Outage | Other (contact from object) | Distribution | HFTD Tier 3 | # risk events | Yes | Projected values are based on a three-year average. |  | PacifiCorp | 2026 | 2026 | 0 | 0 | 0
2050000261 | 13. Contact from object | Unplanned Outage | Other (contact from object) | Transmission | Non-HFTD | # risk events | Yes | Projected values are based on a three-year average. |  | PacifiCorp | 2026 | 2026 | 0 | 0 | 0
2050000262 | 13. Contact from object | Unplanned Outage | Other (contact from object) | Transmission | HFTD Tier 2 | # risk events | Yes | Projected values are based on a three-year average. |  | PacifiCorp | 2026 | 2026 | 0 | 0 | 0
2050000263 | 13. Contact from object | Unplanned Outage | Other (contact from object) | Transmission | HFTD Tier 3 | # risk events | Yes | Projected values are based on a three-year average. |  | PacifiCorp | 2026 | 2026 | 0 | 0 | 0
2050000264 | 13. Contact from object | Unplanned Outage | Unknown (contact from object) | Distribution | Non-HFTD | # risk events | Yes | Projected values are based on a three-year average. |  | PacifiCorp | 2026 | 2026 | 62 | 62 | 62
2050000265 | 13. Contact from object | Unplanned Outage | Unknown (contact from object) | Distribution | HFTD Tier 2 | # risk events | Yes | Projected values are based on a three-year average. |  | PacifiCorp | 2026 | 2026 | 9 | 9 | 9
2050000266 | 13. Contact from object | Unplanned Outage | Unknown (contact from object) | Distribution | HFTD Tier 3 | # risk events | Yes | Projected values are based on a three-year average. |  | PacifiCorp | 2026 | 2026 | 0 | 0 | 0
2050000267 | 13. Contact from object | Unplanned Outage | Unknown (contact from object) | Transmission | Non-HFTD | # risk events | Yes | Projected values are based on a three-year average. |  | PacifiCorp | 2026 | 2026 | 0 | 0 | 0
2050000268 | 13. Contact from object | Unplanned Outage | Unknown (contact from object) | Transmission | HFTD Tier 2 | # risk events | Yes | Projected values are based on a three-year average. |  | PacifiCorp | 2026 | 2026 | 0 | 0 | 0
2050000269 | 13. Contact from object | Unplanned Outage | Unknown (contact from object) | Transmission | HFTD Tier 3 | # risk events | Yes | Projected values are based on a three-year average. |  | PacifiCorp | 2026 | 2026 | 0 | 0 | 0
2050000270 | 14. Vegetation contact | Unplanned Outage | Vegetation contact | Distribution | Non-HFTD | # risk events | Yes | Projected values are based on a three-year average. |  | PacifiCorp | 2026 | 2026 | 114 | 114 | 114
2050000271 | 14. Vegetation contact | Unplanned Outage | Vegetation contact | Distribution | HFTD Tier 2 | # risk events | Yes | Projected values are based on a three-year average. |  | PacifiCorp | 2026 | 2026 | 9 | 9 | 9
2050000272 | 14. Vegetation contact | Unplanned Outage | Vegetation contact | Distribution | HFTD Tier 3 | # risk events | Yes | Projected values are based on a three-year average. |  | PacifiCorp | 2026 | 2026 | 1 | 1 | 1
2050000273 | 14. Vegetation contact | Unplanned Outage | Vegetation contact | Transmission | Non-HFTD | # risk events | Yes | Projected values are based on a three-year average. |  | PacifiCorp | 2026 | 2026 | 0 | 0 | 0
2050000274 | 14. Vegetation contact | Unplanned Outage | Vegetation contact | Transmission | HFTD Tier 2 | # risk events | Yes | Projected values are based on a three-year average. |  | PacifiCorp | 2026 | 2026 | 0 | 0 | 0
2050000275 | 14. Vegetation contact | Unplanned Outage | Vegetation contact | Transmission | HFTD Tier 3 | # risk events | Yes | Projected values are based on a three-year average. |  | PacifiCorp | 2026 | 2026 | 0 | 0 | 0
2050000276 | 15. Equipment / facility failure or damage | Unplanned Outage | Anchor / guy | Distribution | Non-HFTD | # risk events | Yes | Projected values are based on a three-year average. |  | PacifiCorp | 2026 | 2026 | 0 | 0 | 0
2050000277 | 15. Equipment / facility failure or damage | Unplanned Outage | Anchor / guy | Distribution | HFTD Tier 2 | # risk events | Yes | Projected values are based on a three-year average. |  | PacifiCorp | 2026 | 2026 | 0 | 0 | 0
2050000278 | 15. Equipment / facility failure or damage | Unplanned Outage | Anchor / guy | Distribution | HFTD Tier 3 | # risk events | Yes | Projected values are based on a three-year average. |  | PacifiCorp | 2026 | 2026 | 0 | 0 | 0
2050000279 | 15. Equipment / facility failure or damage | Unplanned Outage | Anchor / guy | Transmission | Non-HFTD | # risk events | Yes | Projected values are based on a three-year average. |  | PacifiCorp | 2026 | 2026 | 0 | 0 | 0
2050000280 | 15. Equipment / facility failure or damage | Unplanned Outage | Anchor / guy | Transmission | HFTD Tier 2 | # risk events | Yes | Projected values are based on a three-year average. |  | PacifiCorp | 2026 | 2026 | 0 | 0 | 0
2050000281 | 15. Equipment / facility failure or damage | Unplanned Outage | Anchor / guy | Transmission | HFTD Tier 3 | # risk events | Yes | Projected values are based on a three-year average. |  | PacifiCorp | 2026 | 2026 | 0 | 0 | 0
2050000282 | 15. Equipment / facility failure or damage | Unplanned Outage | Capacitor bank | Distribution | Non-HFTD | # risk events | Yes | Projected values are based on a three-year average. |  | PacifiCorp | 2026 | 2026 | 0 | 0 | 0
2050000283 | 15. Equipment / facility failure or damage | Unplanned Outage | Capacitor bank | Distribution | HFTD Tier 2 | # risk events | Yes | Projected values are based on a three-year average. |  | PacifiCorp | 2026 | 2026 | 0 | 0 | 0
2050000284 | 15. Equipment / facility failure or damage | Unplanned Outage | Capacitor bank | Distribution | HFTD Tier 3 | # risk events | Yes | Projected values are based on a three-year average. |  | PacifiCorp | 2026 | 2026 | 0 | 0 | 0
2050000285 | 15. Equipment / facility failure or damage | Unplanned Outage | Capacitor bank | Transmission | Non-HFTD | # risk events | Yes | Projected values are based on a three-year average. |  | PacifiCorp | 2026 | 2026 | 0 | 0 | 0
2050000286 | 15. Equipment / facility failure or damage | Unplanned Outage | Capacitor bank | Transmission | HFTD Tier 2 | # risk events | Yes | Projected values are based on a three-year average. |  | PacifiCorp | 2026 | 2026 | 0 | 0 | 0
2050000287 | 15. Equipment / facility failure or damage | Unplanned Outage | Capacitor bank | Transmission | HFTD Tier 3 | # risk events | Yes | Projected values are based on a three-year average. |  | PacifiCorp | 2026 | 2026 | 0 | 0 | 0
2050000288 | 15. Equipment / facility failure or damage | Unplanned Outage | Conductor | Distribution | Non-HFTD | # risk events | Yes | Projected values are based on a three-year average. |  | PacifiCorp | 2026 | 2026 | 42 | 42 | 42
2050000289 | 15. Equipment / facility failure or damage | Unplanned Outage | Conductor | Distribution | HFTD Tier 2 | # risk events | Yes | Projected values are based on a three-year average. |  | PacifiCorp | 2026 | 2026 | 3 | 3 | 3
2050000290 | 15. Equipment / facility failure or damage | Unplanned Outage | Conductor | Distribution | HFTD Tier 3 | # risk events | Yes | Projected values are based on a three-year average. |  | PacifiCorp | 2026 | 2026 | 0 | 0 | 0
2050000291 | 15. Equipment / facility failure or damage | Unplanned Outage | Conductor | Transmission | Non-HFTD | # risk events | Yes | Projected values are based on a three-year average. |  | PacifiCorp | 2026 | 2026 | 0 | 0 | 0
2050000292 | 15. Equipment / facility failure or damage | Unplanned Outage | Conductor | Transmission | HFTD Tier 2 | # risk events | Yes | Projected values are based on a three-year average. |  | PacifiCorp | 2026 | 2026 | 0 | 0 | 0
2050000293 | 15. Equipment / facility failure or damage | Unplanned Outage | Conductor | Transmission | HFTD Tier 3 | # risk events | Yes | Projected values are based on a three-year average. |  | PacifiCorp | 2026 | 2026 | 0 | 0 | 0
2050000294 | 15. Equipment / facility failure or damage | Unplanned Outage | Connection device | Distribution | Non-HFTD | # risk events | Yes | Projected values are based on a three-year average. |  | PacifiCorp | 2026 | 2026 | 72 | 72 | 72
2050000295 | 15. Equipment / facility failure or damage | Unplanned Outage | Connection device | Distribution | HFTD Tier 2 | # risk events | Yes | Projected values are based on a three-year average. |  | PacifiCorp | 2026 | 2026 | 5 | 5 | 5
2050000296 | 15. Equipment / facility failure or damage | Unplanned Outage | Connection device | Distribution | HFTD Tier 3 | # risk events | Yes | Projected values are based on a three-year average. |  | PacifiCorp | 2026 | 2026 | 0 | 0 | 0
2050000297 | 15. Equipment / facility failure or damage | Unplanned Outage | Connection device | Transmission | Non-HFTD | # risk events | Yes | Projected values are based on a three-year average. |  | PacifiCorp | 2026 | 2026 | 0 | 0 | 0
2050000298 | 15. Equipment / facility failure or damage | Unplanned Outage | Connection device | Transmission | HFTD Tier 2 | # risk events | Yes | Projected values are based on a three-year average. |  | PacifiCorp | 2026 | 2026 | 0 | 0 | 0
2050000299 | 15. Equipment / facility failure or damage | Unplanned Outage | Connection device | Transmission | HFTD Tier 3 | # risk events | Yes | Projected values are based on a three-year average. |  | PacifiCorp | 2026 | 2026 | 0 | 0 | 0
2050000300 | 15. Equipment / facility failure or damage | Unplanned Outage | Crossarm | Distribution | Non-HFTD | # risk events | Yes | Projected values are based on a three-year average. |  | PacifiCorp | 2026 | 2026 | 2 | 2 | 2
2050000301 | 15. Equipment / facility failure or damage | Unplanned Outage | Crossarm | Distribution | HFTD Tier 2 | # risk events | Yes | Projected values are based on a three-year average. |  | PacifiCorp | 2026 | 2026 | 1 | 1 | 1
2050000302 | 15. Equipment / facility failure or damage | Unplanned Outage | Crossarm | Distribution | HFTD Tier 3 | # risk events | Yes | Projected values are based on a three-year average. |  | PacifiCorp | 2026 | 2026 | 0 | 0 | 0
2050000303 | 15. Equipment / facility failure or damage | Unplanned Outage | Crossarm | Transmission | Non-HFTD | # risk events | Yes | Projected values are based on a three-year average. |  | PacifiCorp | 2026 | 2026 | 0 | 0 | 0
2050000304 | 15. Equipment / facility failure or damage | Unplanned Outage | Crossarm | Transmission | HFTD Tier 2 | # risk events | Yes | Projected values are based on a three-year average. |  | PacifiCorp | 2026 | 2026 | 0 | 0 | 0
2050000305 | 15. Equipment / facility failure or damage | Unplanned Outage | Crossarm | Transmission | HFTD Tier 3 | # risk events | Yes | Projected values are based on a three-year average. |  | PacifiCorp | 2026 | 2026 | 0 | 0 | 0
2050000306 | 15. Equipment / facility failure or damage | Unplanned Outage | Fuse | Distribution | Non-HFTD | # risk events | Yes | Projected values are based on a three-year average. |  | PacifiCorp | 2026 | 2026 | 50 | 50 | 50
2050000307 | 15. Equipment / facility failure or damage | Unplanned Outage | Fuse | Distribution | HFTD Tier 2 | # risk events | Yes | Projected values are based on a three-year average. |  | PacifiCorp | 2026 | 2026 | 4 | 4 | 4
2050000308 | 15. Equipment / facility failure or damage | Unplanned Outage | Fuse | Distribution | HFTD Tier 3 | # risk events | Yes | Projected values are based on a three-year average. |  | PacifiCorp | 2026 | 2026 | 0 | 0 | 0
2050000309 | 15. Equipment / facility failure or damage | Unplanned Outage | Fuse | Transmission | Non-HFTD | # risk events | Yes | Projected values are based on a three-year average. |  | PacifiCorp | 2026 | 2026 | 0 | 0 | 0
2050000310 | 15. Equipment / facility failure or damage | Unplanned Outage | Fuse | Transmission | HFTD Tier 2 | # risk events | Yes | Projected values are based on a three-year average. |  | PacifiCorp | 2026 | 2026 | 0 | 0 | 0
2050000311 | 15. Equipment / facility failure or damage | Unplanned Outage | Fuse | Transmission | HFTD Tier 3 | # risk events | Yes | Projected values are based on a three-year average. |  | PacifiCorp | 2026 | 2026 | 0 | 0 | 0
2050000312 | 15. Equipment / facility failure or damage | Unplanned Outage | Cutout | Distribution | Non-HFTD | # risk events | Yes | Projected values are based on a three-year average. |  | PacifiCorp | 2026 | 2026 | 57 | 57 | 57
2050000313 | 15. Equipment / facility failure or damage | Unplanned Outage | Cutout | Distribution | HFTD Tier 2 | # risk events | Yes | Projected values are based on a three-year average. |  | PacifiCorp | 2026 | 2026 | 5 | 5 | 5
2050000314 | 15. Equipment / facility failure or damage | Unplanned Outage | Cutout | Distribution | HFTD Tier 3 | # risk events | Yes | Projected values are based on a three-year average. |  | PacifiCorp | 2026 | 2026 | 0 | 0 | 0
2050000315 | 15. Equipment / facility failure or damage | Unplanned Outage | Cutout | Transmission | Non-HFTD | # risk events | Yes | Projected values are based on a three-year average. |  | PacifiCorp | 2026 | 2026 | 0 | 0 | 0
2050000316 | 15. Equipment / facility failure or damage | Unplanned Outage | Cutout | Transmission | HFTD Tier 2 | # risk events | Yes | Projected values are based on a three-year average. |  | PacifiCorp | 2026 | 2026 | 0 | 0 | 0
2050000317 | 15. Equipment / facility failure or damage | Unplanned Outage | Cutout | Transmission | HFTD Tier 3 | # risk events | Yes | Projected values are based on a three-year average. |  | PacifiCorp | 2026 | 2026 | 0 | 0 | 0
2050000318 | 15. Equipment / facility failure or damage | Unplanned Outage | Insulator and bushing | Distribution | Non-HFTD | # risk events | Yes | Projected values are based on a three-year average. |  | PacifiCorp | 2026 | 2026 | 6 | 6 | 6
2050000319 | 15. Equipment / facility failure or damage | Unplanned Outage | Insulator and bushing | Distribution | HFTD Tier 2 | # risk events | Yes | Projected values are based on a three-year average. |  | PacifiCorp | 2026 | 2026 | 1 | 1 | 1
2050000320 | 15. Equipment / facility failure or damage | Unplanned Outage | Insulator and bushing | Distribution | HFTD Tier 3 | # risk events | Yes | Projected values are based on a three-year average. |  | PacifiCorp | 2026 | 2026 | 0 | 0 | 0
2050000321 | 15. Equipment / facility failure or damage | Unplanned Outage | Insulator and bushing | Transmission | Non-HFTD | # risk events | Yes | Projected values are based on a three-year average. |  | PacifiCorp | 2026 | 2026 | 0 | 0 | 0
2050000322 | 15. Equipment / facility failure or damage | Unplanned Outage | Insulator and bushing | Transmission | HFTD Tier 2 | # risk events | Yes | Projected values are based on a three-year average. |  | PacifiCorp | 2026 | 2026 | 0 | 0 | 0
2050000323 | 15. Equipment / facility failure or damage | Unplanned Outage | Insulator and bushing | Transmission | HFTD Tier 3 | # risk events | Yes | Projected values are based on a three-year average. |  | PacifiCorp | 2026 | 2026 | 0 | 0 | 0
2050000324 | 15. Equipment / facility failure or damage | Unplanned Outage | Lightning arrester | Distribution | Non-HFTD | # risk events | Yes | Projected values are based on a three-year average. |  | PacifiCorp | 2026 | 2026 | 7 | 7 | 7
2050000325 | 15. Equipment / facility failure or damage | Unplanned Outage | Lightning arrester | Distribution | HFTD Tier 2 | # risk events | Yes | Projected values are based on a three-year average. |  | PacifiCorp | 2026 | 2026 | 0 | 0 | 0
2050000326 | 15. Equipment / facility failure or damage | Unplanned Outage | Lightning arrester | Distribution | HFTD Tier 3 | # risk events | Yes | Projected values are based on a three-year average. |  | PacifiCorp | 2026 | 2026 | 0 | 0 | 0
2050000327 | 15. Equipment / facility failure or damage | Unplanned Outage | Lightning arrester | Transmission | Non-HFTD | # risk events | Yes | Projected values are based on a three-year average. |  | PacifiCorp | 2026 | 2026 | 0 | 0 | 0
2050000328 | 15. Equipment / facility failure or damage | Unplanned Outage | Lightning arrester | Transmission | HFTD Tier 2 | # risk events | Yes | Projected values are based on a three-year average. |  | PacifiCorp | 2026 | 2026 | 0 | 0 | 0
2050000329 | 15. Equipment / facility failure or damage | Unplanned Outage | Lightning arrester | Transmission | HFTD Tier 3 | # risk events | Yes | Projected values are based on a three-year average. |  | PacifiCorp | 2026 | 2026 | 0 | 0 | 0
2050000330 | 15. Equipment / facility failure or damage | Unplanned Outage | Pole | Distribution | Non-HFTD | # risk events | Yes | Projected values are based on a three-year average. |  | PacifiCorp | 2026 | 2026 | 2 | 2 | 2
2050000331 | 15. Equipment / facility failure or damage | Unplanned Outage | Pole | Distribution | HFTD Tier 2 | # risk events | Yes | Projected values are based on a three-year average. |  | PacifiCorp | 2026 | 2026 | 0 | 0 | 0
2050000332 | 15. Equipment / facility failure or damage | Unplanned Outage | Pole | Distribution | HFTD Tier 3 | # risk events | Yes | Projected values are based on a three-year average. |  | PacifiCorp | 2026 | 2026 | 0 | 0 | 0
2050000333 | 15. Equipment / facility failure or damage | Unplanned Outage | Pole | Transmission | Non-HFTD | # risk events | Yes | Projected values are based on a three-year average. |  | PacifiCorp | 2026 | 2026 | 0 | 0 | 0
2050000334 | 15. Equipment / facility failure or damage | Unplanned Outage | Pole | Transmission | HFTD Tier 2 | # risk events | Yes | Projected values are based on a three-year average. |  | PacifiCorp | 2026 | 2026 | 0 | 0 | 0
2050000335 | 15. Equipment / facility failure or damage | Unplanned Outage | Pole | Transmission | HFTD Tier 3 | # risk events | Yes | Projected values are based on a three-year average. |  | PacifiCorp | 2026 | 2026 | 0 | 0 | 0
2050000336 | 15. Equipment / facility failure or damage | Unplanned Outage | Recloser | Distribution | Non-HFTD | # risk events | Yes | Projected values are based on a three-year average. |  | PacifiCorp | 2026 | 2026 | 0 | 0 | 0
2050000337 | 15. Equipment / facility failure or damage | Unplanned Outage | Recloser | Distribution | HFTD Tier 2 | # risk events | Yes | Projected values are based on a three-year average. |  | PacifiCorp | 2026 | 2026 | 0 | 0 | 0
2050000338 | 15. Equipment / facility failure or damage | Unplanned Outage | Recloser | Distribution | HFTD Tier 3 | # risk events | Yes | Projected values are based on a three-year average. |  | PacifiCorp | 2026 | 2026 | 0 | 0 | 0
2050000339 | 15. Equipment / facility failure or damage | Unplanned Outage | Recloser | Transmission | Non-HFTD | # risk events | Yes | Projected values are based on a three-year average. |  | PacifiCorp | 2026 | 2026 | 0 | 0 | 0
2050000340 | 15. Equipment / facility failure or damage | Unplanned Outage | Recloser | Transmission | HFTD Tier 2 | # risk events | Yes | Projected values are based on a three-year average. |  | PacifiCorp | 2026 | 2026 | 0 | 0 | 0
2050000341 | 15. Equipment / facility failure or damage | Unplanned Outage | Recloser | Transmission | HFTD Tier 3 | # risk events | Yes | Projected values are based on a three-year average. |  | PacifiCorp | 2026 | 2026 | 0 | 0 | 0
2050000342 | 15. Equipment / facility failure or damage | Unplanned Outage | Relay | Distribution | Non-HFTD | # risk events | Yes | Projected values are based on a three-year average. |  | PacifiCorp | 2026 | 2026 | 0 | 0 | 0
2050000343 | 15. Equipment / facility failure or damage | Unplanned Outage | Relay | Distribution | HFTD Tier 2 | # risk events | Yes | Projected values are based on a three-year average. |  | PacifiCorp | 2026 | 2026 | 0 | 0 | 0
2050000344 | 15. Equipment / facility failure or damage | Unplanned Outage | Relay | Distribution | HFTD Tier 3 | # risk events | Yes | Projected values are based on a three-year average. |  | PacifiCorp | 2026 | 2026 | 0 | 0 | 0
2050000345 | 15. Equipment / facility failure or damage | Unplanned Outage | Relay | Transmission | Non-HFTD | # risk events | Yes | Projected values are based on a three-year average. |  | PacifiCorp | 2026 | 2026 | 0 | 0 | 0
2050000346 | 15. Equipment / facility failure or damage | Unplanned Outage | Relay | Transmission | HFTD Tier 2 | # risk events | Yes | Projected values are based on a three-year average. |  | PacifiCorp | 2026 | 2026 | 0 | 0 | 0
2050000347 | 15. Equipment / facility failure or damage | Unplanned Outage | Relay | Transmission | HFTD Tier 3 | # risk events | Yes | Projected values are based on a three-year average. |  | PacifiCorp | 2026 | 2026 | 0 | 0 | 0
2050000348 | 15. Equipment / facility failure or damage | Unplanned Outage | Sectionalizer | Distribution | Non-HFTD | # risk events | Yes | Projected values are based on a three-year average. |  | PacifiCorp | 2026 | 2026 | 0 | 0 | 0
2050000349 | 15. Equipment / facility failure or damage | Unplanned Outage | Sectionalizer | Distribution | HFTD Tier 2 | # risk events | Yes | Projected values are based on a three-year average. |  | PacifiCorp | 2026 | 2026 | 0 | 0 | 0
2050000350 | 15. Equipment / facility failure or damage | Unplanned Outage | Sectionalizer | Distribution | HFTD Tier 3 | # risk events | Yes | Projected values are based on a three-year average. |  | PacifiCorp | 2026 | 2026 | 0 | 0 | 0
2050000351 | 15. Equipment / facility failure or damage | Unplanned Outage | Sectionalizer | Transmission | Non-HFTD | # risk events | Yes | Projected values are based on a three-year average. |  | PacifiCorp | 2026 | 2026 | 0 | 0 | 0
2050000352 | 15. Equipment / facility failure or damage | Unplanned Outage | Sectionalizer | Transmission | HFTD Tier 2 | # risk events | Yes | Projected values are based on a three-year average. |  | PacifiCorp | 2026 | 2026 | 0 | 0 | 0
2050000353 | 15. Equipment / facility failure or damage | Unplanned Outage | Sectionalizer | Transmission | HFTD Tier 3 | # risk events | Yes | Projected values are based on a three-year average. |  | PacifiCorp | 2026 | 2026 | 0 | 0 | 0
2050000354 | 15. Equipment / facility failure or damage | Unplanned Outage | Splice | Distribution | Non-HFTD | # risk events | Yes | Projected values are based on a three-year average. |  | PacifiCorp | 2026 | 2026 | 0 | 0 | 0
2050000355 | 15. Equipment / facility failure or damage | Unplanned Outage | Splice | Distribution | HFTD Tier 2 | # risk events | Yes | Projected values are based on a three-year average. |  | PacifiCorp | 2026 | 2026 | 0 | 0 | 0
2050000356 | 15. Equipment / facility failure or damage | Unplanned Outage | Splice | Distribution | HFTD Tier 3 | # risk events | Yes | Projected values are based on a three-year average. |  | PacifiCorp | 2026 | 2026 | 0 | 0 | 0
2050000357 | 15. Equipment / facility failure or damage | Unplanned Outage | Splice | Transmission | Non-HFTD | # risk events | Yes | Projected values are based on a three-year average. |  | PacifiCorp | 2026 | 2026 | 0 | 0 | 0
2050000358 | 15. Equipment / facility failure or damage | Unplanned Outage | Splice | Transmission | HFTD Tier 2 | # risk events | Yes | Projected values are based on a three-year average. |  | PacifiCorp | 2026 | 2026 | 0 | 0 | 0
2050000359 | 15. Equipment / facility failure or damage | Unplanned Outage | Splice | Transmission | HFTD Tier 3 | # risk events | Yes | Projected values are based on a three-year average. |  | PacifiCorp | 2026 | 2026 | 0 | 0 | 0
2050000360 | 15. Equipment / facility failure or damage | Unplanned Outage | Switch | Distribution | Non-HFTD | # risk events | Yes | Projected values are based on a three-year average. |  | PacifiCorp | 2026 | 2026 | 1 | 1 | 1
2050000361 | 15. Equipment / facility failure or damage | Unplanned Outage | Switch | Distribution | HFTD Tier 2 | # risk events | Yes | Projected values are based on a three-year average. |  | PacifiCorp | 2026 | 2026 | 0 | 0 | 0
2050000362 | 15. Equipment / facility failure or damage | Unplanned Outage | Switch | Distribution | HFTD Tier 3 | # risk events | Yes | Projected values are based on a three-year average. |  | PacifiCorp | 2026 | 2026 | 0 | 0 | 0
2050000363 | 15. Equipment / facility failure or damage | Unplanned Outage | Switch | Transmission | Non-HFTD | # risk events | Yes | Projected values are based on a three-year average. |  | PacifiCorp | 2026 | 2026 | 0 | 0 | 0
2050000364 | 15. Equipment / facility failure or damage | Unplanned Outage | Switch | Transmission | HFTD Tier 2 | # risk events | Yes | Projected values are based on a three-year average. |  | PacifiCorp | 2026 | 2026 | 0 | 0 | 0
2050000365 | 15. Equipment / facility failure or damage | Unplanned Outage | Switch | Transmission | HFTD Tier 3 | # risk events | Yes | Projected values are based on a three-year average. |  | PacifiCorp | 2026 | 2026 | 0 | 0 | 0
2050000366 | 15. Equipment / facility failure or damage | Unplanned Outage | Tap | Distribution | Non-HFTD | # risk events | Yes | Projected values are based on a three-year average. |  | PacifiCorp | 2026 | 2026 | 0 | 0 | 0
2050000367 | 15. Equipment / facility failure or damage | Unplanned Outage | Tap | Distribution | HFTD Tier 2 | # risk events | Yes | Projected values are based on a three-year average. |  | PacifiCorp | 2026 | 2026 | 0 | 0 | 0
2050000368 | 15. Equipment / facility failure or damage | Unplanned Outage | Tap | Distribution | HFTD Tier 3 | # risk events | Yes | Projected values are based on a three-year average. |  | PacifiCorp | 2026 | 2026 | 0 | 0 | 0
2050000369 | 15. Equipment / facility failure or damage | Unplanned Outage | Tap | Transmission | Non-HFTD | # risk events | Yes | Projected values are based on a three-year average. |  | PacifiCorp | 2026 | 2026 | 0 | 0 | 0
2050000370 | 15. Equipment / facility failure or damage | Unplanned Outage | Tap | Transmission | HFTD Tier 2 | # risk events | Yes | Projected values are based on a three-year average. |  | PacifiCorp | 2026 | 2026 | 0 | 0 | 0
2050000371 | 15. Equipment / facility failure or damage | Unplanned Outage | Tap | Transmission | HFTD Tier 3 | # risk events | Yes | Projected values are based on a three-year average. |  | PacifiCorp | 2026 | 2026 | 0 | 0 | 0
2050000372 | 15. Equipment / facility failure or damage | Unplanned Outage | Tie wire | Distribution | Non-HFTD | # risk events | Yes | Projected values are based on a three-year average. |  | PacifiCorp | 2026 | 2026 | 0 | 0 | 0
2050000373 | 15. Equipment / facility failure or damage | Unplanned Outage | Tie wire | Distribution | HFTD Tier 2 | # risk events | Yes | Projected values are based on a three-year average. |  | PacifiCorp | 2026 | 2026 | 0 | 0 | 0
2050000374 | 15. Equipment / facility failure or damage | Unplanned Outage | Tie wire | Distribution | HFTD Tier 3 | # risk events | Yes | Projected values are based on a three-year average. |  | PacifiCorp | 2026 | 2026 | 0 | 0 | 0
2050000375 | 15. Equipment / facility failure or damage | Unplanned Outage | Tie wire | Transmission | Non-HFTD | # risk events | Yes | Projected values are based on a three-year average. |  | PacifiCorp | 2026 | 2026 | 0 | 0 | 0
2050000376 | 15. Equipment / facility failure or damage | Unplanned Outage | Tie wire | Transmission | HFTD Tier 2 | # risk events | Yes | Projected values are based on a three-year average. |  | PacifiCorp | 2026 | 2026 | 0 | 0 | 0
2050000377 | 15. Equipment / facility failure or damage | Unplanned Outage | Tie wire | Transmission | HFTD Tier 3 | # risk events | Yes | Projected values are based on a three-year average. |  | PacifiCorp | 2026 | 2026 | 0 | 0 | 0
2050000378 | 15. Equipment / facility failure or damage | Unplanned Outage | Transformer | Distribution | Non-HFTD | # risk events | Yes | Projected values are based on a three-year average. |  | PacifiCorp | 2026 | 2026 | 42 | 42 | 42
2050000379 | 15. Equipment / facility failure or damage | Unplanned Outage | Transformer | Distribution | HFTD Tier 2 | # risk events | Yes | Projected values are based on a three-year average. |  | PacifiCorp | 2026 | 2026 | 4 | 4 | 4
2050000380 | 15. Equipment / facility failure or damage | Unplanned Outage | Transformer | Distribution | HFTD Tier 3 | # risk events | Yes | Projected values are based on a three-year average. |  | PacifiCorp | 2026 | 2026 | 1 | 1 | 1
2050000381 | 15. Equipment / facility failure or damage | Unplanned Outage | Transformer | Transmission | Non-HFTD | # risk events | Yes | Projected values are based on a three-year average. |  | PacifiCorp | 2026 | 2026 | 0 | 0 | 0
2050000382 | 15. Equipment / facility failure or damage | Unplanned Outage | Transformer | Transmission | HFTD Tier 2 | # risk events | Yes | Projected values are based on a three-year average. |  | PacifiCorp | 2026 | 2026 | 0 | 0 | 0
2050000383 | 15. Equipment / facility failure or damage | Unplanned Outage | Transformer | Transmission | HFTD Tier 3 | # risk events | Yes | Projected values are based on a three-year average. |  | PacifiCorp | 2026 | 2026 | 0 | 0 | 0
2050000384 | 15. Equipment / facility failure or damage | Unplanned Outage | Voltage regulator / booster | Distribution | Non-HFTD | # risk events | Yes | Projected values are based on a three-year average. |  | PacifiCorp | 2026 | 2026 | 0 | 0 | 0
2050000385 | 15. Equipment / facility failure or damage | Unplanned Outage | Voltage regulator / booster | Distribution | HFTD Tier 2 | # risk events | Yes | Projected values are based on a three-year average. |  | PacifiCorp | 2026 | 2026 | 0 | 0 | 0
2050000386 | 15. Equipment / facility failure or damage | Unplanned Outage | Voltage regulator / booster | Distribution | HFTD Tier 3 | # risk events | Yes | Projected values are based on a three-year average. |  | PacifiCorp | 2026 | 2026 | 0 | 0 | 0
2050000387 | 15. Equipment / facility failure or damage | Unplanned Outage | Voltage regulator / booster | Transmission | Non-HFTD | # risk events | Yes | Projected values are based on a three-year average. |  | PacifiCorp | 2026 | 2026 | 0 | 0 | 0
2050000388 | 15. Equipment / facility failure or damage | Unplanned Outage | Voltage regulator / booster | Transmission | HFTD Tier 2 | # risk events | Yes | Projected values are based on a three-year average. |  | PacifiCorp | 2026 | 2026 | 0 | 0 | 0
2050000389 | 15. Equipment / facility failure or damage | Unplanned Outage | Voltage regulator / booster | Transmission | HFTD Tier 3 | # risk events | Yes | Projected values are based on a three-year average. |  | PacifiCorp | 2026 | 2026 | 0 | 0 | 0
2050000390 | 15. Equipment / facility failure or damage | Unplanned Outage | Unknown (equipment failure) | Distribution | Non-HFTD | # risk events | Yes | Projected values are based on a three-year average. |  | PacifiCorp | 2026 | 2026 | 0 | 0 | 0
2050000391 | 15. Equipment / facility failure or damage | Unplanned Outage | Unknown (equipment failure) | Distribution | HFTD Tier 2 | # risk events | Yes | Projected values are based on a three-year average. |  | PacifiCorp | 2026 | 2026 | 0 | 0 | 0
2050000392 | 15. Equipment / facility failure or damage | Unplanned Outage | Unknown (equipment failure) | Distribution | HFTD Tier 3 | # risk events | Yes | Projected values are based on a three-year average. |  | PacifiCorp | 2026 | 2026 | 0 | 0 | 0
2050000393 | 15. Equipment / facility failure or damage | Unplanned Outage | Unknown (equipment failure) | Transmission | Non-HFTD | # risk events | Yes | Projected values are based on a three-year average. |  | PacifiCorp | 2026 | 2026 | 0 | 0 | 0
2050000394 | 15. Equipment / facility failure or damage | Unplanned Outage | Unknown (equipment failure) | Transmission | HFTD Tier 2 | # risk events | Yes | Projected values are based on a three-year average. |  | PacifiCorp | 2026 | 2026 | 0 | 0 | 0
2050000395 | 15. Equipment / facility failure or damage | Unplanned Outage | Unknown (equipment failure) | Transmission | HFTD Tier 3 | # risk events | Yes | Projected values are based on a three-year average. |  | PacifiCorp | 2026 | 2026 | 0 | 0 | 0
2050000396 | 15. Equipment / facility failure or damage | Unplanned Outage | Other (equipment failure) | Distribution | Non-HFTD | # risk events | Yes | Projected values are based on a three-year average. |  | PacifiCorp | 2026 | 2026 | 22 | 22 | 22
2050000397 | 15. Equipment / facility failure or damage | Unplanned Outage | Other (equipment failure) | Distribution | HFTD Tier 2 | # risk events | Yes | Projected values are based on a three-year average. |  | PacifiCorp | 2026 | 2026 | 3 | 3 | 3
2050000398 | 15. Equipment / facility failure or damage | Unplanned Outage | Other (equipment failure) | Distribution | HFTD Tier 3 | # risk events | Yes | Projected values are based on a three-year average. |  | PacifiCorp | 2026 | 2026 | 0 | 0 | 0
2050000399 | 15. Equipment / facility failure or damage | Unplanned Outage | Other (equipment failure) | Transmission | Non-HFTD | # risk events | Yes | Projected values are based on a three-year average. |  | PacifiCorp | 2026 | 2026 | 0 | 0 | 0
2050000400 | 15. Equipment / facility failure or damage | Unplanned Outage | Other (equipment failure) | Transmission | HFTD Tier 2 | # risk events | Yes | Projected values are based on a three-year average. |  | PacifiCorp | 2026 | 2026 | 0 | 0 | 0
2050000401 | 15. Equipment / facility failure or damage | Unplanned Outage | Other (equipment failure) | Transmission | HFTD Tier 3 | # risk events | Yes | Projected values are based on a three-year average. |  | PacifiCorp | 2026 | 2026 | 0 | 0 | 0
2050000402 | 16. Wire-to-wire contact | Unplanned Outage | Wire-to-wire contact | Distribution | Non-HFTD | # risk events | Yes | Projected values are based on a three-year average. |  | PacifiCorp | 2026 | 2026 | 6 | 6 | 6
2050000403 | 16. Wire-to-wire contact | Unplanned Outage | Wire-to-wire contact | Distribution | HFTD Tier 2 | # risk events | Yes | Projected values are based on a three-year average. |  | PacifiCorp | 2026 | 2026 | 1 | 1 | 1
2050000404 | 16. Wire-to-wire contact | Unplanned Outage | Wire-to-wire contact | Distribution | HFTD Tier 3 | # risk events | Yes | Projected values are based on a three-year average. |  | PacifiCorp | 2026 | 2026 | 0 | 0 | 0
2050000405 | 16. Wire-to-wire contact | Unplanned Outage | Wire-to-wire contact | Transmission | Non-HFTD | # risk events | Yes | Projected values are based on a three-year average. |  | PacifiCorp | 2026 | 2026 | 0 | 0 | 0
2050000406 | 16. Wire-to-wire contact | Unplanned Outage | Wire-to-wire contact | Transmission | HFTD Tier 2 | # risk events | Yes | Projected values are based on a three-year average. |  | PacifiCorp | 2026 | 2026 | 0 | 0 | 0
2050000407 | 16. Wire-to-wire contact | Unplanned Outage | Wire-to-wire contact | Transmission | HFTD Tier 3 | # risk events | Yes | Projected values are based on a three-year average. |  | PacifiCorp | 2026 | 2026 | 0 | 0 | 0
2050000408 | 17. Contamination | Unplanned Outage | Contamination | Distribution | Non-HFTD | # risk events | Yes | Projected values are based on a three-year average. |  | PacifiCorp | 2026 | 2026 | 3 | 3 | 3
2050000409 | 17. Contamination | Unplanned Outage | Contamination | Distribution | HFTD Tier 2 | # risk events | Yes | Projected values are based on a three-year average. |  | PacifiCorp | 2026 | 2026 | 0 | 0 | 0
2050000410 | 17. Contamination | Unplanned Outage | Contamination | Distribution | HFTD Tier 3 | # risk events | Yes | Projected values are based on a three-year average. |  | PacifiCorp | 2026 | 2026 | 0 | 0 | 0
2050000411 | 17. Contamination | Unplanned Outage | Contamination | Transmission | Non-HFTD | # risk events | Yes | Projected values are based on a three-year average. |  | PacifiCorp | 2026 | 2026 | 0 | 0 | 0
2050000412 | 17. Contamination | Unplanned Outage | Contamination | Transmission | HFTD Tier 2 | # risk events | Yes | Projected values are based on a three-year average. |  | PacifiCorp | 2026 | 2026 | 0 | 0 | 0
2050000413 | 17. Contamination | Unplanned Outage | Contamination | Transmission | HFTD Tier 3 | # risk events | Yes | Projected values are based on a three-year average. |  | PacifiCorp | 2026 | 2026 | 0 | 0 | 0
2050000414 | 18. Vandalism / theft | Unplanned Outage | Vandalism / theft | Distribution | Non-HFTD | # risk events | Yes | Projected values are based on a three-year average. |  | PacifiCorp | 2026 | 2026 | 1 | 1 | 1
2050000415 | 18. Vandalism / theft | Unplanned Outage | Vandalism / theft | Distribution | HFTD Tier 2 | # risk events | Yes | Projected values are based on a three-year average. |  | PacifiCorp | 2026 | 2026 | 0 | 0 | 0
2050000416 | 18. Vandalism / theft | Unplanned Outage | Vandalism / theft | Distribution | HFTD Tier 3 | # risk events | Yes | Projected values are based on a three-year average. |  | PacifiCorp | 2026 | 2026 | 0 | 0 | 0
2050000417 | 18. Vandalism / theft | Unplanned Outage | Vandalism / theft | Transmission | Non-HFTD | # risk events | Yes | Projected values are based on a three-year average. |  | PacifiCorp | 2026 | 2026 | 0 | 0 | 0
2050000418 | 18. Vandalism / theft | Unplanned Outage | Vandalism / theft | Transmission | HFTD Tier 2 | # risk events | Yes | Projected values are based on a three-year average. |  | PacifiCorp | 2026 | 2026 | 0 | 0 | 0
2050000419 | 18. Vandalism / theft | Unplanned Outage | Vandalism / theft | Transmission | HFTD Tier 3 | # risk events | Yes | Projected values are based on a three-year average. |  | PacifiCorp | 2026 | 2026 | 0 | 0 | 0
2050000420 | 19. Lightning | Unplanned Outage | Lightning | Distribution | Non-HFTD | # risk events | Yes | Projected values are based on a three-year average. |  | PacifiCorp | 2026 | 2026 | 29 | 29 | 29
2050000421 | 19. Lightning | Unplanned Outage | Lightning | Distribution | HFTD Tier 2 | # risk events | Yes | Projected values are based on a three-year average. |  | PacifiCorp | 2026 | 2026 | 2 | 2 | 2
2050000422 | 19. Lightning | Unplanned Outage | Lightning | Distribution | HFTD Tier 3 | # risk events | Yes | Projected values are based on a three-year average. |  | PacifiCorp | 2026 | 2026 | 0 | 0 | 0
2050000423 | 19. Lightning | Unplanned Outage | Lightning | Transmission | Non-HFTD | # risk events | Yes | Projected values are based on a three-year average. |  | PacifiCorp | 2026 | 2026 | 0 | 0 | 0
2050000424 | 19. Lightning | Unplanned Outage | Lightning | Transmission | HFTD Tier 2 | # risk events | Yes | Projected values are based on a three-year average. |  | PacifiCorp | 2026 | 2026 | 0 | 0 | 0
2050000425 | 19. Lightning | Unplanned Outage | Lightning | Transmission | HFTD Tier 3 | # risk events | Yes | Projected values are based on a three-year average. |  | PacifiCorp | 2026 | 2026 | 0 | 0 | 0
2050000426 | 20. Government agency request | Unplanned Outage | Government agency request | Distribution | Non-HFTD | # risk events | Yes | Projected values are based on a three-year average. |  | PacifiCorp | 2026 | 2026 | 0 | 0 | 0
2050000427 | 20. Government agency request | Unplanned Outage | Government agency request | Distribution | HFTD Tier 2 | # risk events | Yes | Projected values are based on a three-year average. |  | PacifiCorp | 2026 | 2026 | 0 | 0 | 0
2050000428 | 20. Government agency request | Unplanned Outage | Government agency request | Distribution | HFTD Tier 3 | # risk events | Yes | Projected values are based on a three-year average. |  | PacifiCorp | 2026 | 2026 | 0 | 0 | 0
2050000429 | 20. Government agency request | Unplanned Outage | Government agency request | Transmission | Non-HFTD | # risk events | Yes | Projected values are based on a three-year average. |  | PacifiCorp | 2026 | 2026 | 0 | 0 | 0
2050000430 | 20. Government agency request | Unplanned Outage | Government agency request | Transmission | HFTD Tier 2 | # risk events | Yes | Projected values are based on a three-year average. |  | PacifiCorp | 2026 | 2026 | 0 | 0 | 0
2050000431 | 20. Government agency request | Unplanned Outage | Government agency request | Transmission | HFTD Tier 3 | # risk events | Yes | Projected values are based on a three-year average. |  | PacifiCorp | 2026 | 2026 | 0 | 0 | 0
2050000432 | 21. Customer request | Unplanned Outage | Customer request | Distribution | Non-HFTD | # risk events | Yes | Projected values are based on a three-year average. |  | PacifiCorp | 2026 | 2026 | 0 | 0 | 0
2050000433 | 21. Customer request | Unplanned Outage | Customer request | Distribution | HFTD Tier 2 | # risk events | Yes | Projected values are based on a three-year average. |  | PacifiCorp | 2026 | 2026 | 0 | 0 | 0
2050000434 | 21. Customer request | Unplanned Outage | Customer request | Distribution | HFTD Tier 3 | # risk events | Yes | Projected values are based on a three-year average. |  | PacifiCorp | 2026 | 2026 | 0 | 0 | 0
2050000435 | 21. Customer request | Unplanned Outage | Customer request | Transmission | Non-HFTD | # risk events | Yes | Projected values are based on a three-year average. |  | PacifiCorp | 2026 | 2026 | 0 | 0 | 0
2050000436 | 21. Customer request | Unplanned Outage | Customer request | Transmission | HFTD Tier 2 | # risk events | Yes | Projected values are based on a three-year average. |  | PacifiCorp | 2026 | 2026 | 0 | 0 | 0
2050000437 | 21. Customer request | Unplanned Outage | Customer request | Transmission | HFTD Tier 3 | # risk events | Yes | Projected values are based on a three-year average. |  | PacifiCorp | 2026 | 2026 | 0 | 0 | 0
2050000438 | 22. Emergency repairs | Unplanned Outage | Emergency repairs | Distribution | Non-HFTD | # risk events | Yes | Projected values are based on a three-year average. |  | PacifiCorp | 2026 | 2026 | 0 | 0 | 0
2050000439 | 22. Emergency repairs | Unplanned Outage | Emergency repairs | Distribution | HFTD Tier 2 | # risk events | Yes | Projected values are based on a three-year average. |  | PacifiCorp | 2026 | 2026 | 0 | 0 | 0
2050000440 | 22. Emergency repairs | Unplanned Outage | Emergency repairs | Distribution | HFTD Tier 3 | # risk events | Yes | Projected values are based on a three-year average. |  | PacifiCorp | 2026 | 2026 | 0 | 0 | 0
2050000441 | 22. Emergency repairs | Unplanned Outage | Emergency repairs | Transmission | Non-HFTD | # risk events | Yes | Projected values are based on a three-year average. |  | PacifiCorp | 2026 | 2026 | 0 | 0 | 0
2050000442 | 22. Emergency repairs | Unplanned Outage | Emergency repairs | Transmission | HFTD Tier 2 | # risk events | Yes | Projected values are based on a three-year average. |  | PacifiCorp | 2026 | 2026 | 0 | 0 | 0
2050000443 | 22. Emergency repairs | Unplanned Outage | Emergency repairs | Transmission | HFTD Tier 3 | # risk events | Yes | Projected values are based on a three-year average. |  | PacifiCorp | 2026 | 2026 | 0 | 0 | 0
2050000444 | 23. Unknown | Unplanned Outage | Unknown (unknown) | Distribution | Non-HFTD | # risk events | Yes | Projected values are based on a three-year average. |  | PacifiCorp | 2026 | 2026 | 130 | 130 | 130
2050000445 | 23. Unknown | Unplanned Outage | Unknown (unknown) | Distribution | HFTD Tier 2 | # risk events | Yes | Projected values are based on a three-year average. |  | PacifiCorp | 2026 | 2026 | 9 | 9 | 9
2050000446 | 23. Unknown | Unplanned Outage | Unknown (unknown) | Distribution | HFTD Tier 3 | # risk events | Yes | Projected values are based on a three-year average. |  | PacifiCorp | 2026 | 2026 | 1 | 1 | 1
2050000447 | 23. Unknown | Unplanned Outage | Unknown (unknown) | Transmission | Non-HFTD | # risk events | Yes | Projected values are based on a three-year average. |  | PacifiCorp | 2026 | 2026 | 0 | 0 | 0
2050000448 | 23. Unknown | Unplanned Outage | Unknown (unknown) | Transmission | HFTD Tier 2 | # risk events | Yes | Projected values are based on a three-year average. |  | PacifiCorp | 2026 | 2026 | 0 | 0 | 0
2050000449 | 23. Unknown | Unplanned Outage | Unknown (unknown) | Transmission | HFTD Tier 3 | # risk events | Yes | Projected values are based on a three-year average. |  | PacifiCorp | 2026 | 2026 | 0 | 0 | 0
2050000450 | 24. Other | Unplanned Outage | Other (other) | Distribution | Non-HFTD | # risk events | Yes | Projected values are based on a three-year average. |  | PacifiCorp | 2026 | 2026 | 41 | 41 | 41
2050000451 | 24. Other | Unplanned Outage | Other (other) | Distribution | HFTD Tier 2 | # risk events | Yes | Projected values are based on a three-year average. |  | PacifiCorp | 2026 | 2026 | 3 | 3 | 3
2050000452 | 24. Other | Unplanned Outage | Other (other) | Distribution | HFTD Tier 3 | # risk events | Yes | Projected values are based on a three-year average. |  | PacifiCorp | 2026 | 2026 | 0 | 0 | 0
2050000453 | 24. Other | Unplanned Outage | Other (other) | Transmission | Non-HFTD | # risk events | Yes | Projected values are based on a three-year average. |  | PacifiCorp | 2026 | 2026 | 0 | 0 | 0
2050000454 | 24. Other | Unplanned Outage | Other (other) | Transmission | HFTD Tier 2 | # risk events | Yes | Projected values are based on a three-year average. |  | PacifiCorp | 2026 | 2026 | 0 | 0 | 0
2050000455 | 24. Other | Unplanned Outage | Other (other) | Transmission | HFTD Tier 3 | # risk events | Yes | Projected values are based on a three-year average. |  | PacifiCorp | 2026 | 2026 | 0 | 0 | 0

## Table 6
METRIC NUMBER | METRIC TYPE | IGNITION DRIVER | LINE TYPE | HFTD TIER | UNIT(S) | IGNITION DRIVER TRACKED | COMMENTS | BLANK MEANING | UTILITY ID | REPORTING YEAR | WMP CYCLE START YEAR | PROJECTED CYCLE YEAR 1 VALUE | PROJECTED CYCLE YEAR 2 VALUE | PROJECTED CYCLE YEAR 3 VALUE
2060000000 | 1. Dig-in | Dig-in | Distribution | Non-HFTD | # ignitions | Yes | Projected values are based on a three-year average. |  | PacifiCorp | 2026 | 2026 | 0 | 0 | 0
2060000001 | 1. Dig-in | Dig-in | Distribution | HFTD Tier 2 | # ignitions | Yes | Projected values are based on a three-year average. |  | PacifiCorp | 2026 | 2026 | 0 | 0 | 0
2060000002 | 1. Dig-in | Dig-in | Distribution | HFTD Tier 3 | # ignitions | Yes | Projected values are based on a three-year average. |  | PacifiCorp | 2026 | 2026 | 0 | 0 | 0
2060000003 | 1. Dig-in | Dig-in | Transmission | Non-HFTD | # ignitions | Yes | Projected values are based on a three-year average. |  | PacifiCorp | 2026 | 2026 | 0 | 0 | 0
2060000004 | 1. Dig-in | Dig-in | Transmission | HFTD Tier 2 | # ignitions | Yes | Projected values are based on a three-year average. |  | PacifiCorp | 2026 | 2026 | 0 | 0 | 0
2060000005 | 1. Dig-in | Dig-in | Transmission | HFTD Tier 3 | # ignitions | Yes | Projected values are based on a three-year average. |  | PacifiCorp | 2026 | 2026 | 0 | 0 | 0
2060000006 | 2. Contact from object | Animal contact | Distribution | Non-HFTD | # ignitions | Yes | Projected values are based on a three-year average. |  | PacifiCorp | 2026 | 2026 | 0 | 0 | 0
2060000007 | 2. Contact from object | Animal contact | Distribution | HFTD Tier 2 | # ignitions | Yes | Projected values are based on a three-year average. |  | PacifiCorp | 2026 | 2026 | 0 | 0 | 0
2060000008 | 2. Contact from object | Animal contact | Distribution | HFTD Tier 3 | # ignitions | Yes | Projected values are based on a three-year average. |  | PacifiCorp | 2026 | 2026 | 0 | 0 | 0
2060000009 | 2. Contact from object | Animal contact | Transmission | Non-HFTD | # ignitions | Yes | Projected values are based on a three-year average. |  | PacifiCorp | 2026 | 2026 | 0 | 0 | 0
2060000010 | 2. Contact from object | Animal contact | Transmission | HFTD Tier 2 | # ignitions | Yes | Projected values are based on a three-year average. |  | PacifiCorp | 2026 | 2026 | 0 | 0 | 0
2060000011 | 2. Contact from object | Animal contact | Transmission | HFTD Tier 3 | # ignitions | Yes | Projected values are based on a three-year average. |  | PacifiCorp | 2026 | 2026 | 0 | 0 | 0
2060000012 | 2. Contact from object | Balloon contact | Distribution | Non-HFTD | # ignitions | Yes | Projected values are based on a three-year average. |  | PacifiCorp | 2026 | 2026 | 0 | 0 | 0
2060000013 | 2. Contact from object | Balloon contact | Distribution | HFTD Tier 2 | # ignitions | Yes | Projected values are based on a three-year average. |  | PacifiCorp | 2026 | 2026 | 0 | 0 | 0
2060000014 | 2. Contact from object | Balloon contact | Distribution | HFTD Tier 3 | # ignitions | Yes | Projected values are based on a three-year average. |  | PacifiCorp | 2026 | 2026 | 0 | 0 | 0
2060000015 | 2. Contact from object | Balloon contact | Transmission | Non-HFTD | # ignitions | Yes | Projected values are based on a three-year average. |  | PacifiCorp | 2026 | 2026 | 0 | 0 | 0
2060000016 | 2. Contact from object | Balloon contact | Transmission | HFTD Tier 2 | # ignitions | Yes | Projected values are based on a three-year average. |  | PacifiCorp | 2026 | 2026 | 0 | 0 | 0
2060000017 | 2. Contact from object | Balloon contact | Transmission | HFTD Tier 3 | # ignitions | Yes | Projected values are based on a three-year average. |  | PacifiCorp | 2026 | 2026 | 0 | 0 | 0
2060000018 | 2. Contact from object | Land vehicle contact | Distribution | Non-HFTD | # ignitions | Yes | Projected values are based on a three-year average. |  | PacifiCorp | 2026 | 2026 | 0 | 0 | 0
2060000019 | 2. Contact from object | Land vehicle contact | Distribution | HFTD Tier 2 | # ignitions | Yes | Projected values are based on a three-year average. |  | PacifiCorp | 2026 | 2026 | 0 | 0 | 0
2060000020 | 2. Contact from object | Land vehicle contact | Distribution | HFTD Tier 3 | # ignitions | Yes | Projected values are based on a three-year average. |  | PacifiCorp | 2026 | 2026 | 0 | 0 | 0
2060000021 | 2. Contact from object | Land vehicle contact | Transmission | Non-HFTD | # ignitions | Yes | Projected values are based on a three-year average. |  | PacifiCorp | 2026 | 2026 | 0 | 0 | 0
2060000022 | 2. Contact from object | Land vehicle contact | Transmission | HFTD Tier 2 | # ignitions | Yes | Projected values are based on a three-year average. |  | PacifiCorp | 2026 | 2026 | 0 | 0 | 0
2060000023 | 2. Contact from object | Land vehicle contact | Transmission | HFTD Tier 3 | # ignitions | Yes | Projected values are based on a three-year average. |  | PacifiCorp | 2026 | 2026 | 0 | 0 | 0
2060000024 | 2. Contact from object | Aircraft vehicle contact | Distribution | Non-HFTD | # ignitions | Yes | Projected values are based on a three-year average. |  | PacifiCorp | 2026 | 2026 | 0 | 0 | 0
2060000025 | 2. Contact from object | Aircraft vehicle contact | Distribution | HFTD Tier 2 | # ignitions | Yes | Projected values are based on a three-year average. |  | PacifiCorp | 2026 | 2026 | 0 | 0 | 0
2060000026 | 2. Contact from object | Aircraft vehicle contact | Distribution | HFTD Tier 3 | # ignitions | Yes | Projected values are based on a three-year average. |  | PacifiCorp | 2026 | 2026 | 0 | 0 | 0
2060000027 | 2. Contact from object | Aircraft vehicle contact | Transmission | Non-HFTD | # ignitions | Yes | Projected values are based on a three-year average. |  | PacifiCorp | 2026 | 2026 | 0 | 0 | 0
2060000028 | 2. Contact from object | Aircraft vehicle contact | Transmission | HFTD Tier 2 | # ignitions | Yes | Projected values are based on a three-year average. |  | PacifiCorp | 2026 | 2026 | 0 | 0 | 0
2060000029 | 2. Contact from object | Aircraft vehicle contact | Transmission | HFTD Tier 3 | # ignitions | Yes | Projected values are based on a three-year average. |  | PacifiCorp | 2026 | 2026 | 0 | 0 | 0
2060000030 | 2. Contact from object | 3rd party facility | Distribution | Non-HFTD | # ignitions | Yes | Projected values are based on a three-year average. |  | PacifiCorp | 2026 | 2026 | 0 | 0 | 0
2060000031 | 2. Contact from object | 3rd party facility | Distribution | HFTD Tier 2 | # ignitions | Yes | Projected values are based on a three-year average. |  | PacifiCorp | 2026 | 2026 | 0 | 0 | 0
2060000032 | 2. Contact from object | 3rd party facility | Distribution | HFTD Tier 3 | # ignitions | Yes | Projected values are based on a three-year average. |  | PacifiCorp | 2026 | 2026 | 0 | 0 | 0
2060000033 | 2. Contact from object | 3rd party facility | Transmission | Non-HFTD | # ignitions | Yes | Projected values are based on a three-year average. |  | PacifiCorp | 2026 | 2026 | 0 | 0 | 0
2060000034 | 2. Contact from object | 3rd party facility | Transmission | HFTD Tier 2 | # ignitions | Yes | Projected values are based on a three-year average. |  | PacifiCorp | 2026 | 2026 | 0 | 0 | 0
2060000035 | 2. Contact from object | 3rd party facility | Transmission | HFTD Tier 3 | # ignitions | Yes | Projected values are based on a three-year average. |  | PacifiCorp | 2026 | 2026 | 0 | 0 | 0
2060000036 | 2. Contact from object | Unknown (contact from object) | Distribution | Non-HFTD | # ignitions | Yes | Projected values are based on a three-year average. |  | PacifiCorp | 2026 | 2026 | 0 | 0 | 0
2060000037 | 2. Contact from object | Unknown (contact from object) | Distribution | HFTD Tier 2 | # ignitions | Yes | Projected values are based on a three-year average. |  | PacifiCorp | 2026 | 2026 | 0 | 0 | 0
2060000038 | 2. Contact from object | Unknown (contact from object) | Distribution | HFTD Tier 3 | # ignitions | Yes | Projected values are based on a three-year average. |  | PacifiCorp | 2026 | 2026 | 0 | 0 | 0
2060000039 | 2. Contact from object | Unknown (contact from object) | Transmission | Non-HFTD | # ignitions | Yes | Projected values are based on a three-year average. |  | PacifiCorp | 2026 | 2026 | 0 | 0 | 0
2060000040 | 2. Contact from object | Unknown (contact from object) | Transmission | HFTD Tier 2 | # ignitions | Yes | Projected values are based on a three-year average. |  | PacifiCorp | 2026 | 2026 | 0 | 0 | 0
2060000041 | 2. Contact from object | Unknown (contact from object) | Transmission | HFTD Tier 3 | # ignitions | Yes | Projected values are based on a three-year average. |  | PacifiCorp | 2026 | 2026 | 0 | 0 | 0
2060000042 | 2. Contact from object | Other (contact from object) | Distribution | Non-HFTD | # ignitions | Yes | Projected values are based on a three-year average. |  | PacifiCorp | 2026 | 2026 | 0 | 0 | 0
2060000043 | 2. Contact from object | Other (contact from object) | Distribution | HFTD Tier 2 | # ignitions | Yes | Projected values are based on a three-year average. |  | PacifiCorp | 2026 | 2026 | 0 | 0 | 0
2060000044 | 2. Contact from object | Other (contact from object) | Distribution | HFTD Tier 3 | # ignitions | Yes | Projected values are based on a three-year average. |  | PacifiCorp | 2026 | 2026 | 0 | 0 | 0
2060000045 | 2. Contact from object | Other (contact from object) | Transmission | Non-HFTD | # ignitions | Yes | Projected values are based on a three-year average. |  | PacifiCorp | 2026 | 2026 | 0 | 0 | 0
2060000046 | 2. Contact from object | Other (contact from object) | Transmission | HFTD Tier 2 | # ignitions | Yes | Projected values are based on a three-year average. |  | PacifiCorp | 2026 | 2026 | 0 | 0 | 0
2060000047 | 2. Contact from object | Other (contact from object) | Transmission | HFTD Tier 3 | # ignitions | Yes | Projected values are based on a three-year average. |  | PacifiCorp | 2026 | 2026 | 0 | 0 | 0
2060000048 | 3. Vegetation contact | Vegetation contact | Distribution | Non-HFTD | # ignitions | Yes | Projected values are based on a three-year average. |  | PacifiCorp | 2026 | 2026 | 0 | 0 | 0
2060000049 | 3. Vegetation contact | Vegetation contact | Distribution | HFTD Tier 2 | # ignitions | Yes | Projected values are based on a three-year average. |  | PacifiCorp | 2026 | 2026 | 0 | 0 | 0
2060000050 | 3. Vegetation contact | Vegetation contact | Distribution | HFTD Tier 3 | # ignitions | Yes | Projected values are based on a three-year average. |  | PacifiCorp | 2026 | 2026 | 0 | 0 | 0
2060000051 | 3. Vegetation contact | Vegetation contact | Transmission | Non-HFTD | # ignitions | Yes | Projected values are based on a three-year average. |  | PacifiCorp | 2026 | 2026 | 0 | 0 | 0
2060000052 | 3. Vegetation contact | Vegetation contact | Transmission | HFTD Tier 2 | # ignitions | Yes | Projected values are based on a three-year average. |  | PacifiCorp | 2026 | 2026 | 0 | 0 | 0
2060000053 | 3. Vegetation contact | Vegetation contact | Transmission | HFTD Tier 3 | # ignitions | Yes | Projected values are based on a three-year average. |  | PacifiCorp | 2026 | 2026 | 0 | 0 | 0
2060000054 | 4. Equipment / facility failure or damage | Anchor / guy | Distribution | Non-HFTD | # ignitions | Yes | Projected values are based on a three-year average. |  | PacifiCorp | 2026 | 2026 | 0 | 0 | 0
2060000055 | 4. Equipment / facility failure or damage | Anchor / guy | Distribution | HFTD Tier 2 | # ignitions | Yes | Projected values are based on a three-year average. |  | PacifiCorp | 2026 | 2026 | 0 | 0 | 0
2060000056 | 4. Equipment / facility failure or damage | Anchor / guy | Distribution | HFTD Tier 3 | # ignitions | Yes | Projected values are based on a three-year average. |  | PacifiCorp | 2026 | 2026 | 0 | 0 | 0
2060000057 | 4. Equipment / facility failure or damage | Anchor / guy | Transmission | Non-HFTD | # ignitions | Yes | Projected values are based on a three-year average. |  | PacifiCorp | 2026 | 2026 | 0 | 0 | 0
2060000058 | 4. Equipment / facility failure or damage | Anchor / guy | Transmission | HFTD Tier 2 | # ignitions | Yes | Projected values are based on a three-year average. |  | PacifiCorp | 2026 | 2026 | 0 | 0 | 0
2060000059 | 4. Equipment / facility failure or damage | Anchor / guy | Transmission | HFTD Tier 3 | # ignitions | Yes | Projected values are based on a three-year average. |  | PacifiCorp | 2026 | 2026 | 0 | 0 | 0
2060000060 | 4. Equipment / facility failure or damage | Capacitor bank | Distribution | Non-HFTD | # ignitions | Yes | Projected values are based on a three-year average. |  | PacifiCorp | 2026 | 2026 | 0 | 0 | 0
2060000061 | 4. Equipment / facility failure or damage | Capacitor bank | Distribution | HFTD Tier 2 | # ignitions | Yes | Projected values are based on a three-year average. |  | PacifiCorp | 2026 | 2026 | 0 | 0 | 0
2060000062 | 4. Equipment / facility failure or damage | Capacitor bank | Distribution | HFTD Tier 3 | # ignitions | Yes | Projected values are based on a three-year average. |  | PacifiCorp | 2026 | 2026 | 0 | 0 | 0
2060000063 | 4. Equipment / facility failure or damage | Capacitor bank | Transmission | Non-HFTD | # ignitions | Yes | Projected values are based on a three-year average. |  | PacifiCorp | 2026 | 2026 | 0 | 0 | 0
2060000064 | 4. Equipment / facility failure or damage | Capacitor bank | Transmission | HFTD Tier 2 | # ignitions | Yes | Projected values are based on a three-year average. |  | PacifiCorp | 2026 | 2026 | 0 | 0 | 0
2060000065 | 4. Equipment / facility failure or damage | Capacitor bank | Transmission | HFTD Tier 3 | # ignitions | Yes | Projected values are based on a three-year average. |  | PacifiCorp | 2026 | 2026 | 0 | 0 | 0
2060000066 | 4. Equipment / facility failure or damage | Conductor | Distribution | Non-HFTD | # ignitions | Yes | Projected values are based on a three-year average. |  | PacifiCorp | 2026 | 2026 | 0 | 0 | 0
2060000067 | 4. Equipment / facility failure or damage | Conductor | Distribution | HFTD Tier 2 | # ignitions | Yes | Projected values are based on a three-year average. |  | PacifiCorp | 2026 | 2026 | 0 | 0 | 0
2060000068 | 4. Equipment / facility failure or damage | Conductor | Distribution | HFTD Tier 3 | # ignitions | Yes | Projected values are based on a three-year average. |  | PacifiCorp | 2026 | 2026 | 0 | 0 | 0
2060000069 | 4. Equipment / facility failure or damage | Conductor | Transmission | Non-HFTD | # ignitions | Yes | Projected values are based on a three-year average. |  | PacifiCorp | 2026 | 2026 | 0 | 0 | 0
2060000070 | 4. Equipment / facility failure or damage | Conductor | Transmission | HFTD Tier 2 | # ignitions | Yes | Projected values are based on a three-year average. |  | PacifiCorp | 2026 | 2026 | 0 | 0 | 0
2060000071 | 4. Equipment / facility failure or damage | Conductor | Transmission | HFTD Tier 3 | # ignitions | Yes | Projected values are based on a three-year average. |  | PacifiCorp | 2026 | 2026 | 0 | 0 | 0
2060000072 | 4. Equipment / facility failure or damage | Connection device | Distribution | Non-HFTD | # ignitions | Yes | Projected values are based on a three-year average. |  | PacifiCorp | 2026 | 2026 | 0 | 0 | 0
2060000073 | 4. Equipment / facility failure or damage | Connection device | Distribution | HFTD Tier 2 | # ignitions | Yes | Projected values are based on a three-year average. |  | PacifiCorp | 2026 | 2026 | 0 | 0 | 0
2060000074 | 4. Equipment / facility failure or damage | Connection device | Distribution | HFTD Tier 3 | # ignitions | Yes | Projected values are based on a three-year average. |  | PacifiCorp | 2026 | 2026 | 0 | 0 | 0
2060000075 | 4. Equipment / facility failure or damage | Connection device | Transmission | Non-HFTD | # ignitions | Yes | Projected values are based on a three-year average. |  | PacifiCorp | 2026 | 2026 | 0 | 0 | 0
2060000076 | 4. Equipment / facility failure or damage | Connection device | Transmission | HFTD Tier 2 | # ignitions | Yes | Projected values are based on a three-year average. |  | PacifiCorp | 2026 | 2026 | 0 | 0 | 0
2060000077 | 4. Equipment / facility failure or damage | Connection device | Transmission | HFTD Tier 3 | # ignitions | Yes | Projected values are based on a three-year average. |  | PacifiCorp | 2026 | 2026 | 0 | 0 | 0
2060000078 | 4. Equipment / facility failure or damage | Crossarm | Distribution | Non-HFTD | # ignitions | Yes | Projected values are based on a three-year average. |  | PacifiCorp | 2026 | 2026 | 0 | 0 | 0
2060000079 | 4. Equipment / facility failure or damage | Crossarm | Distribution | HFTD Tier 2 | # ignitions | Yes | Projected values are based on a three-year average. |  | PacifiCorp | 2026 | 2026 | 0 | 0 | 0
2060000080 | 4. Equipment / facility failure or damage | Crossarm | Distribution | HFTD Tier 3 | # ignitions | Yes | Projected values are based on a three-year average. |  | PacifiCorp | 2026 | 2026 | 0 | 0 | 0
2060000081 | 4. Equipment / facility failure or damage | Crossarm | Transmission | Non-HFTD | # ignitions | Yes | Projected values are based on a three-year average. |  | PacifiCorp | 2026 | 2026 | 0 | 0 | 0
2060000082 | 4. Equipment / facility failure or damage | Crossarm | Transmission | HFTD Tier 2 | # ignitions | Yes | Projected values are based on a three-year average. |  | PacifiCorp | 2026 | 2026 | 0 | 0 | 0
2060000083 | 4. Equipment / facility failure or damage | Crossarm | Transmission | HFTD Tier 3 | # ignitions | Yes | Projected values are based on a three-year average. |  | PacifiCorp | 2026 | 2026 | 0 | 0 | 0
2060000084 | 4. Equipment / facility failure or damage | Fuse | Distribution | Non-HFTD | # ignitions | Yes | Projected values are based on a three-year average. |  | PacifiCorp | 2026 | 2026 | 0 | 0 | 0
2060000085 | 4. Equipment / facility failure or damage | Fuse | Distribution | HFTD Tier 2 | # ignitions | Yes | Projected values are based on a three-year average. |  | PacifiCorp | 2026 | 2026 | 0 | 0 | 0
2060000086 | 4. Equipment / facility failure or damage | Fuse | Distribution | HFTD Tier 3 | # ignitions | Yes | Projected values are based on a three-year average. |  | PacifiCorp | 2026 | 2026 | 0 | 0 | 0
2060000087 | 4. Equipment / facility failure or damage | Fuse | Transmission | Non-HFTD | # ignitions | Yes | Projected values are based on a three-year average. |  | PacifiCorp | 2026 | 2026 | 0 | 0 | 0
2060000088 | 4. Equipment / facility failure or damage | Fuse | Transmission | HFTD Tier 2 | # ignitions | Yes | Projected values are based on a three-year average. |  | PacifiCorp | 2026 | 2026 | 0 | 0 | 0
2060000089 | 4. Equipment / facility failure or damage | Fuse | Transmission | HFTD Tier 3 | # ignitions | Yes | Projected values are based on a three-year average. |  | PacifiCorp | 2026 | 2026 | 0 | 0 | 0
2060000090 | 4. Equipment / facility failure or damage | Cutout | Distribution | Non-HFTD | # ignitions | Yes | Projected values are based on a three-year average. |  | PacifiCorp | 2026 | 2026 | 0 | 0 | 0
2060000091 | 4. Equipment / facility failure or damage | Cutout | Distribution | HFTD Tier 2 | # ignitions | Yes | Projected values are based on a three-year average. |  | PacifiCorp | 2026 | 2026 | 0 | 0 | 0
2060000092 | 4. Equipment / facility failure or damage | Cutout | Distribution | HFTD Tier 3 | # ignitions | Yes | Projected values are based on a three-year average. |  | PacifiCorp | 2026 | 2026 | 0 | 0 | 0
2060000093 | 4. Equipment / facility failure or damage | Cutout | Transmission | Non-HFTD | # ignitions | Yes | Projected values are based on a three-year average. |  | PacifiCorp | 2026 | 2026 | 0 | 0 | 0
2060000094 | 4. Equipment / facility failure or damage | Cutout | Transmission | HFTD Tier 2 | # ignitions | Yes | Projected values are based on a three-year average. |  | PacifiCorp | 2026 | 2026 | 0 | 0 | 0
2060000095 | 4. Equipment / facility failure or damage | Cutout | Transmission | HFTD Tier 3 | # ignitions | Yes | Projected values are based on a three-year average. |  | PacifiCorp | 2026 | 2026 | 0 | 0 | 0
2060000096 | 4. Equipment / facility failure or damage | Insulator and bushing | Distribution | Non-HFTD | # ignitions | Yes | Projected values are based on a three-year average. |  | PacifiCorp | 2026 | 2026 | 0 | 0 | 0
2060000097 | 4. Equipment / facility failure or damage | Insulator and bushing | Distribution | HFTD Tier 2 | # ignitions | Yes | Projected values are based on a three-year average. |  | PacifiCorp | 2026 | 2026 | 0 | 0 | 0
2060000098 | 4. Equipment / facility failure or damage | Insulator and bushing | Distribution | HFTD Tier 3 | # ignitions | Yes | Projected values are based on a three-year average. |  | PacifiCorp | 2026 | 2026 | 0 | 0 | 0
2060000099 | 4. Equipment / facility failure or damage | Insulator and bushing | Transmission | Non-HFTD | # ignitions | Yes | Projected values are based on a three-year average. |  | PacifiCorp | 2026 | 2026 | 0 | 0 | 0
2060000100 | 4. Equipment / facility failure or damage | Insulator and bushing | Transmission | HFTD Tier 2 | # ignitions | Yes | Projected values are based on a three-year average. |  | PacifiCorp | 2026 | 2026 | 0 | 0 | 0
2060000101 | 4. Equipment / facility failure or damage | Insulator and bushing | Transmission | HFTD Tier 3 | # ignitions | Yes | Projected values are based on a three-year average. |  | PacifiCorp | 2026 | 2026 | 0 | 0 | 0
2060000102 | 4. Equipment / facility failure or damage | Lightning arrester | Distribution | Non-HFTD | # ignitions | Yes | Projected values are based on a three-year average. |  | PacifiCorp | 2026 | 2026 | 0 | 0 | 0
2060000103 | 4. Equipment / facility failure or damage | Lightning arrester | Distribution | HFTD Tier 2 | # ignitions | Yes | Projected values are based on a three-year average. |  | PacifiCorp | 2026 | 2026 | 0 | 0 | 0
2060000104 | 4. Equipment / facility failure or damage | Lightning arrester | Distribution | HFTD Tier 3 | # ignitions | Yes | Projected values are based on a three-year average. |  | PacifiCorp | 2026 | 2026 | 0 | 0 | 0
2060000105 | 4. Equipment / facility failure or damage | Lightning arrester | Transmission | Non-HFTD | # ignitions | Yes | Projected values are based on a three-year average. |  | PacifiCorp | 2026 | 2026 | 0 | 0 | 0
2060000106 | 4. Equipment / facility failure or damage | Lightning arrester | Transmission | HFTD Tier 2 | # ignitions | Yes | Projected values are based on a three-year average. |  | PacifiCorp | 2026 | 2026 | 0 | 0 | 0
2060000107 | 4. Equipment / facility failure or damage | Lightning arrester | Transmission | HFTD Tier 3 | # ignitions | Yes | Projected values are based on a three-year average. |  | PacifiCorp | 2026 | 2026 | 0 | 0 | 0
2060000108 | 4. Equipment / facility failure or damage | Pole | Distribution | Non-HFTD | # ignitions | Yes | Projected values are based on a three-year average. |  | PacifiCorp | 2026 | 2026 | 0 | 0 | 0
2060000109 | 4. Equipment / facility failure or damage | Pole | Distribution | HFTD Tier 2 | # ignitions | Yes | Projected values are based on a three-year average. |  | PacifiCorp | 2026 | 2026 | 0 | 0 | 0
2060000110 | 4. Equipment / facility failure or damage | Pole | Distribution | HFTD Tier 3 | # ignitions | Yes | Projected values are based on a three-year average. |  | PacifiCorp | 2026 | 2026 | 0 | 0 | 0
2060000111 | 4. Equipment / facility failure or damage | Pole | Transmission | Non-HFTD | # ignitions | Yes | Projected values are based on a three-year average. |  | PacifiCorp | 2026 | 2026 | 0 | 0 | 0
2060000112 | 4. Equipment / facility failure or damage | Pole | Transmission | HFTD Tier 2 | # ignitions | Yes | Projected values are based on a three-year average. |  | PacifiCorp | 2026 | 2026 | 0 | 0 | 0
2060000113 | 4. Equipment / facility failure or damage | Pole | Transmission | HFTD Tier 3 | # ignitions | Yes | Projected values are based on a three-year average. |  | PacifiCorp | 2026 | 2026 | 0 | 0 | 0
2060000114 | 4. Equipment / facility failure or damage | Recloser | Distribution | Non-HFTD | # ignitions | Yes | Projected values are based on a three-year average. |  | PacifiCorp | 2026 | 2026 | 0 | 0 | 0
2060000115 | 4. Equipment / facility failure or damage | Recloser | Distribution | HFTD Tier 2 | # ignitions | Yes | Projected values are based on a three-year average. |  | PacifiCorp | 2026 | 2026 | 0 | 0 | 0
2060000116 | 4. Equipment / facility failure or damage | Recloser | Distribution | HFTD Tier 3 | # ignitions | Yes | Projected values are based on a three-year average. |  | PacifiCorp | 2026 | 2026 | 0 | 0 | 0
2060000117 | 4. Equipment / facility failure or damage | Recloser | Transmission | Non-HFTD | # ignitions | Yes | Projected values are based on a three-year average. |  | PacifiCorp | 2026 | 2026 | 0 | 0 | 0
2060000118 | 4. Equipment / facility failure or damage | Recloser | Transmission | HFTD Tier 2 | # ignitions | Yes | Projected values are based on a three-year average. |  | PacifiCorp | 2026 | 2026 | 0 | 0 | 0
2060000119 | 4. Equipment / facility failure or damage | Recloser | Transmission | HFTD Tier 3 | # ignitions | Yes | Projected values are based on a three-year average. |  | PacifiCorp | 2026 | 2026 | 0 | 0 | 0
2060000120 | 4. Equipment / facility failure or damage | Relay | Distribution | Non-HFTD | # ignitions | Yes | Projected values are based on a three-year average. |  | PacifiCorp | 2026 | 2026 | 0 | 0 | 0
2060000121 | 4. Equipment / facility failure or damage | Relay | Distribution | HFTD Tier 2 | # ignitions | Yes | Projected values are based on a three-year average. |  | PacifiCorp | 2026 | 2026 | 0 | 0 | 0
2060000122 | 4. Equipment / facility failure or damage | Relay | Distribution | HFTD Tier 3 | # ignitions | Yes | Projected values are based on a three-year average. |  | PacifiCorp | 2026 | 2026 | 0 | 0 | 0
2060000123 | 4. Equipment / facility failure or damage | Relay | Transmission | Non-HFTD | # ignitions | Yes | Projected values are based on a three-year average. |  | PacifiCorp | 2026 | 2026 | 0 | 0 | 0
2060000124 | 4. Equipment / facility failure or damage | Relay | Transmission | HFTD Tier 2 | # ignitions | Yes | Projected values are based on a three-year average. |  | PacifiCorp | 2026 | 2026 | 0 | 0 | 0
2060000125 | 4. Equipment / facility failure or damage | Relay | Transmission | HFTD Tier 3 | # ignitions | Yes | Projected values are based on a three-year average. |  | PacifiCorp | 2026 | 2026 | 0 | 0 | 0
2060000126 | 4. Equipment / facility failure or damage | Sectionalizer | Distribution | Non-HFTD | # ignitions | Yes | Projected values are based on a three-year average. |  | PacifiCorp | 2026 | 2026 | 0 | 0 | 0
2060000127 | 4. Equipment / facility failure or damage | Sectionalizer | Distribution | HFTD Tier 2 | # ignitions | Yes | Projected values are based on a three-year average. |  | PacifiCorp | 2026 | 2026 | 0 | 0 | 0
2060000128 | 4. Equipment / facility failure or damage | Sectionalizer | Distribution | HFTD Tier 3 | # ignitions | Yes | Projected values are based on a three-year average. |  | PacifiCorp | 2026 | 2026 | 0 | 0 | 0
2060000129 | 4. Equipment / facility failure or damage | Sectionalizer | Transmission | Non-HFTD | # ignitions | Yes | Projected values are based on a three-year average. |  | PacifiCorp | 2026 | 2026 | 0 | 0 | 0
2060000130 | 4. Equipment / facility failure or damage | Sectionalizer | Transmission | HFTD Tier 2 | # ignitions | Yes | Projected values are based on a three-year average. |  | PacifiCorp | 2026 | 2026 | 0 | 0 | 0
2060000131 | 4. Equipment / facility failure or damage | Sectionalizer | Transmission | HFTD Tier 3 | # ignitions | Yes | Projected values are based on a three-year average. |  | PacifiCorp | 2026 | 2026 | 0 | 0 | 0
2060000132 | 4. Equipment / facility failure or damage | Splice | Distribution | Non-HFTD | # ignitions | Yes | Projected values are based on a three-year average. |  | PacifiCorp | 2026 | 2026 | 0 | 0 | 0
2060000133 | 4. Equipment / facility failure or damage | Splice | Distribution | HFTD Tier 2 | # ignitions | Yes | Projected values are based on a three-year average. |  | PacifiCorp | 2026 | 2026 | 0 | 0 | 0
2060000134 | 4. Equipment / facility failure or damage | Splice | Distribution | HFTD Tier 3 | # ignitions | Yes | Projected values are based on a three-year average. |  | PacifiCorp | 2026 | 2026 | 0 | 0 | 0
2060000135 | 4. Equipment / facility failure or damage | Splice | Transmission | Non-HFTD | # ignitions | Yes | Projected values are based on a three-year average. |  | PacifiCorp | 2026 | 2026 | 0 | 0 | 0
2060000136 | 4. Equipment / facility failure or damage | Splice | Transmission | HFTD Tier 2 | # ignitions | Yes | Projected values are based on a three-year average. |  | PacifiCorp | 2026 | 2026 | 0 | 0 | 0
2060000137 | 4. Equipment / facility failure or damage | Splice | Transmission | HFTD Tier 3 | # ignitions | Yes | Projected values are based on a three-year average. |  | PacifiCorp | 2026 | 2026 | 0 | 0 | 0
2060000138 | 4. Equipment / facility failure or damage | Switch | Distribution | Non-HFTD | # ignitions | Yes | Projected values are based on a three-year average. |  | PacifiCorp | 2026 | 2026 | 0 | 0 | 0
2060000139 | 4. Equipment / facility failure or damage | Switch | Distribution | HFTD Tier 2 | # ignitions | Yes | Projected values are based on a three-year average. |  | PacifiCorp | 2026 | 2026 | 0 | 0 | 0
2060000140 | 4. Equipment / facility failure or damage | Switch | Distribution | HFTD Tier 3 | # ignitions | Yes | Projected values are based on a three-year average. |  | PacifiCorp | 2026 | 2026 | 0 | 0 | 0
2060000141 | 4. Equipment / facility failure or damage | Switch | Transmission | Non-HFTD | # ignitions | Yes | Projected values are based on a three-year average. |  | PacifiCorp | 2026 | 2026 | 0 | 0 | 0
2060000142 | 4. Equipment / facility failure or damage | Switch | Transmission | HFTD Tier 2 | # ignitions | Yes | Projected values are based on a three-year average. |  | PacifiCorp | 2026 | 2026 | 0 | 0 | 0
2060000143 | 4. Equipment / facility failure or damage | Switch | Transmission | HFTD Tier 3 | # ignitions | Yes | Projected values are based on a three-year average. |  | PacifiCorp | 2026 | 2026 | 0 | 0 | 0
2060000144 | 4. Equipment / facility failure or damage | Tap | Distribution | Non-HFTD | # ignitions | Yes | Projected values are based on a three-year average. |  | PacifiCorp | 2026 | 2026 | 0 | 0 | 0
2060000145 | 4. Equipment / facility failure or damage | Tap | Distribution | HFTD Tier 2 | # ignitions | Yes | Projected values are based on a three-year average. |  | PacifiCorp | 2026 | 2026 | 0 | 0 | 0
2060000146 | 4. Equipment / facility failure or damage | Tap | Distribution | HFTD Tier 3 | # ignitions | Yes | Projected values are based on a three-year average. |  | PacifiCorp | 2026 | 2026 | 0 | 0 | 0
2060000147 | 4. Equipment / facility failure or damage | Tap | Transmission | Non-HFTD | # ignitions | Yes | Projected values are based on a three-year average. |  | PacifiCorp | 2026 | 2026 | 0 | 0 | 0
2060000148 | 4. Equipment / facility failure or damage | Tap | Transmission | HFTD Tier 2 | # ignitions | Yes | Projected values are based on a three-year average. |  | PacifiCorp | 2026 | 2026 | 0 | 0 | 0
2060000149 | 4. Equipment / facility failure or damage | Tap | Transmission | HFTD Tier 3 | # ignitions | Yes | Projected values are based on a three-year average. |  | PacifiCorp | 2026 | 2026 | 0 | 0 | 0
2060000150 | 4. Equipment / facility failure or damage | Tie wire | Distribution | Non-HFTD | # ignitions | Yes | Projected values are based on a three-year average. |  | PacifiCorp | 2026 | 2026 | 0 | 0 | 0
2060000151 | 4. Equipment / facility failure or damage | Tie wire | Distribution | HFTD Tier 2 | # ignitions | Yes | Projected values are based on a three-year average. |  | PacifiCorp | 2026 | 2026 | 0 | 0 | 0
2060000152 | 4. Equipment / facility failure or damage | Tie wire | Distribution | HFTD Tier 3 | # ignitions | Yes | Projected values are based on a three-year average. |  | PacifiCorp | 2026 | 2026 | 0 | 0 | 0
2060000153 | 4. Equipment / facility failure or damage | Tie wire | Transmission | Non-HFTD | # ignitions | Yes | Projected values are based on a three-year average. |  | PacifiCorp | 2026 | 2026 | 0 | 0 | 0
2060000154 | 4. Equipment / facility failure or damage | Tie wire | Transmission | HFTD Tier 2 | # ignitions | Yes | Projected values are based on a three-year average. |  | PacifiCorp | 2026 | 2026 | 0 | 0 | 0
2060000155 | 4. Equipment / facility failure or damage | Tie wire | Transmission | HFTD Tier 3 | # ignitions | Yes | Projected values are based on a three-year average. |  | PacifiCorp | 2026 | 2026 | 0 | 0 | 0
2060000156 | 4. Equipment / facility failure or damage | Transformer | Distribution | Non-HFTD | # ignitions | Yes | Projected values are based on a three-year average. |  | PacifiCorp | 2026 | 2026 | 0 | 0 | 0
2060000157 | 4. Equipment / facility failure or damage | Transformer | Distribution | HFTD Tier 2 | # ignitions | Yes | Projected values are based on a three-year average. |  | PacifiCorp | 2026 | 2026 | 0 | 0 | 0
2060000158 | 4. Equipment / facility failure or damage | Transformer | Distribution | HFTD Tier 3 | # ignitions | Yes | Projected values are based on a three-year average. |  | PacifiCorp | 2026 | 2026 | 0 | 0 | 0
2060000159 | 4. Equipment / facility failure or damage | Transformer | Transmission | Non-HFTD | # ignitions | Yes | Projected values are based on a three-year average. |  | PacifiCorp | 2026 | 2026 | 0 | 0 | 0
2060000160 | 4. Equipment / facility failure or damage | Transformer | Transmission | HFTD Tier 2 | # ignitions | Yes | Projected values are based on a three-year average. |  | PacifiCorp | 2026 | 2026 | 0 | 0 | 0
2060000161 | 4. Equipment / facility failure or damage | Transformer | Transmission | HFTD Tier 3 | # ignitions | Yes | Projected values are based on a three-year average. |  | PacifiCorp | 2026 | 2026 | 0 | 0 | 0
2060000162 | 4. Equipment / facility failure or damage | Voltage regulator / booster | Distribution | Non-HFTD | # ignitions | Yes | Projected values are based on a three-year average. |  | PacifiCorp | 2026 | 2026 | 0 | 0 | 0
2060000163 | 4. Equipment / facility failure or damage | Voltage regulator / booster | Distribution | HFTD Tier 2 | # ignitions | Yes | Projected values are based on a three-year average. |  | PacifiCorp | 2026 | 2026 | 0 | 0 | 0
2060000164 | 4. Equipment / facility failure or damage | Voltage regulator / booster | Distribution | HFTD Tier 3 | # ignitions | Yes | Projected values are based on a three-year average. |  | PacifiCorp | 2026 | 2026 | 0 | 0 | 0
2060000165 | 4. Equipment / facility failure or damage | Voltage regulator / booster | Transmission | Non-HFTD | # ignitions | Yes | Projected values are based on a three-year average. |  | PacifiCorp | 2026 | 2026 | 0 | 0 | 0
2060000166 | 4. Equipment / facility failure or damage | Voltage regulator / booster | Transmission | HFTD Tier 2 | # ignitions | Yes | Projected values are based on a three-year average. |  | PacifiCorp | 2026 | 2026 | 0 | 0 | 0
2060000167 | 4. Equipment / facility failure or damage | Voltage regulator / booster | Transmission | HFTD Tier 3 | # ignitions | Yes | Projected values are based on a three-year average. |  | PacifiCorp | 2026 | 2026 | 0 | 0 | 0
2060000168 | 4. Equipment / facility failure or damage | Unknown (equipment failure) | Distribution | Non-HFTD | # ignitions | Yes | Projected values are based on a three-year average. |  | PacifiCorp | 2026 | 2026 | 0 | 0 | 0
2060000169 | 4. Equipment / facility failure or damage | Unknown (equipment failure) | Distribution | HFTD Tier 2 | # ignitions | Yes | Projected values are based on a three-year average. |  | PacifiCorp | 2026 | 2026 | 0 | 0 | 0
2060000170 | 4. Equipment / facility failure or damage | Unknown (equipment failure) | Distribution | HFTD Tier 3 | # ignitions | Yes | Projected values are based on a three-year average. |  | PacifiCorp | 2026 | 2026 | 0 | 0 | 0
2060000171 | 4. Equipment / facility failure or damage | Unknown (equipment failure) | Transmission | Non-HFTD | # ignitions | Yes | Projected values are based on a three-year average. |  | PacifiCorp | 2026 | 2026 | 0 | 0 | 0
2060000172 | 4. Equipment / facility failure or damage | Unknown (equipment failure) | Transmission | HFTD Tier 2 | # ignitions | Yes | Projected values are based on a three-year average. |  | PacifiCorp | 2026 | 2026 | 0 | 0 | 0
2060000173 | 4. Equipment / facility failure or damage | Unknown (equipment failure) | Transmission | HFTD Tier 3 | # ignitions | Yes | Projected values are based on a three-year average. |  | PacifiCorp | 2026 | 2026 | 0 | 0 | 0
2060000174 | 4. Equipment / facility failure or damage | Other (equipment failure) | Distribution | Non-HFTD | # ignitions | Yes | Projected values are based on a three-year average. |  | PacifiCorp | 2026 | 2026 | 0 | 0 | 0
2060000175 | 4. Equipment / facility failure or damage | Other (equipment failure) | Distribution | HFTD Tier 2 | # ignitions | Yes | Projected values are based on a three-year average. |  | PacifiCorp | 2026 | 2026 | 0 | 0 | 0
2060000176 | 4. Equipment / facility failure or damage | Other (equipment failure) | Distribution | HFTD Tier 3 | # ignitions | Yes | Projected values are based on a three-year average. |  | PacifiCorp | 2026 | 2026 | 0 | 0 | 0
2060000177 | 4. Equipment / facility failure or damage | Other (equipment failure) | Transmission | Non-HFTD | # ignitions | Yes | Projected values are based on a three-year average. |  | PacifiCorp | 2026 | 2026 | 0 | 0 | 0
2060000178 | 4. Equipment / facility failure or damage | Other (equipment failure) | Transmission | HFTD Tier 2 | # ignitions | Yes | Projected values are based on a three-year average. |  | PacifiCorp | 2026 | 2026 | 0 | 0 | 0
2060000179 | 4. Equipment / facility failure or damage | Other (equipment failure) | Transmission | HFTD Tier 3 | # ignitions | Yes | Projected values are based on a three-year average. |  | PacifiCorp | 2026 | 2026 | 0 | 0 | 0
2060000180 | 5. Wire-to-wire contact | Wire-to-wire contact | Distribution | Non-HFTD | # ignitions | Yes | Projected values are based on a three-year average. |  | PacifiCorp | 2026 | 2026 | 0 | 0 | 0
2060000181 | 5. Wire-to-wire contact | Wire-to-wire contact | Distribution | HFTD Tier 2 | # ignitions | Yes | Projected values are based on a three-year average. |  | PacifiCorp | 2026 | 2026 | 0 | 0 | 0
2060000182 | 5. Wire-to-wire contact | Wire-to-wire contact | Distribution | HFTD Tier 3 | # ignitions | Yes | Projected values are based on a three-year average. |  | PacifiCorp | 2026 | 2026 | 0 | 0 | 0
2060000183 | 5. Wire-to-wire contact | Wire-to-wire contact | Transmission | Non-HFTD | # ignitions | Yes | Projected values are based on a three-year average. |  | PacifiCorp | 2026 | 2026 | 0 | 0 | 0
2060000184 | 5. Wire-to-wire contact | Wire-to-wire contact | Transmission | HFTD Tier 2 | # ignitions | Yes | Projected values are based on a three-year average. |  | PacifiCorp | 2026 | 2026 | 0 | 0 | 0
2060000185 | 5. Wire-to-wire contact | Wire-to-wire contact | Transmission | HFTD Tier 3 | # ignitions | Yes | Projected values are based on a three-year average. |  | PacifiCorp | 2026 | 2026 | 0 | 0 | 0
2060000186 | 6. Contamination | Contamination | Distribution | Non-HFTD | # ignitions | Yes | Projected values are based on a three-year average. |  | PacifiCorp | 2026 | 2026 | 0 | 0 | 0
2060000187 | 6. Contamination | Contamination | Distribution | HFTD Tier 2 | # ignitions | Yes | Projected values are based on a three-year average. |  | PacifiCorp | 2026 | 2026 | 0 | 0 | 0
2060000188 | 6. Contamination | Contamination | Distribution | HFTD Tier 3 | # ignitions | Yes | Projected values are based on a three-year average. |  | PacifiCorp | 2026 | 2026 | 0 | 0 | 0
2060000189 | 6. Contamination | Contamination | Transmission | Non-HFTD | # ignitions | Yes | Projected values are based on a three-year average. |  | PacifiCorp | 2026 | 2026 | 0 | 0 | 0
2060000190 | 6. Contamination | Contamination | Transmission | HFTD Tier 2 | # ignitions | Yes | Projected values are based on a three-year average. |  | PacifiCorp | 2026 | 2026 | 0 | 0 | 0
2060000191 | 6. Contamination | Contamination | Transmission | HFTD Tier 3 | # ignitions | Yes | Projected values are based on a three-year average. |  | PacifiCorp | 2026 | 2026 | 0 | 0 | 0
2060000192 | 7. Protective device operation | Protective device operation | Distribution | Non-HFTD | # ignitions | Yes | Projected values are based on a three-year average. |  | PacifiCorp | 2026 | 2026 | 0 | 0 | 0
2060000193 | 7. Protective device operation | Protective device operation | Distribution | HFTD Tier 2 | # ignitions | Yes | Projected values are based on a three-year average. |  | PacifiCorp | 2026 | 2026 | 0 | 0 | 0
2060000194 | 7. Protective device operation | Protective device operation | Distribution | HFTD Tier 3 | # ignitions | Yes | Projected values are based on a three-year average. |  | PacifiCorp | 2026 | 2026 | 0 | 0 | 0
2060000195 | 7. Protective device operation | Protective device operation | Transmission | Non-HFTD | # ignitions | Yes | Projected values are based on a three-year average. |  | PacifiCorp | 2026 | 2026 | 0 | 0 | 0
2060000196 | 7. Protective device operation | Protective device operation | Transmission | HFTD Tier 2 | # ignitions | Yes | Projected values are based on a three-year average. |  | PacifiCorp | 2026 | 2026 | 0 | 0 | 0
2060000197 | 7. Protective device operation | Protective device operation | Transmission | HFTD Tier 3 | # ignitions | Yes | Projected values are based on a three-year average. |  | PacifiCorp | 2026 | 2026 | 0 | 0 | 0
2060000198 | 8. Vandalism / theft | Vandalism / theft | Distribution | Non-HFTD | # ignitions | Yes | Projected values are based on a three-year average. |  | PacifiCorp | 2026 | 2026 | 0 | 0 | 0
2060000199 | 8. Vandalism / theft | Vandalism / theft | Distribution | HFTD Tier 2 | # ignitions | Yes | Projected values are based on a three-year average. |  | PacifiCorp | 2026 | 2026 | 0 | 0 | 0
2060000200 | 8. Vandalism / theft | Vandalism / theft | Distribution | HFTD Tier 3 | # ignitions | Yes | Projected values are based on a three-year average. |  | PacifiCorp | 2026 | 2026 | 0 | 0 | 0
2060000201 | 8. Vandalism / theft | Vandalism / theft | Transmission | Non-HFTD | # ignitions | Yes | Projected values are based on a three-year average. |  | PacifiCorp | 2026 | 2026 | 0 | 0 | 0
2060000202 | 8. Vandalism / theft | Vandalism / theft | Transmission | HFTD Tier 2 | # ignitions | Yes | Projected values are based on a three-year average. |  | PacifiCorp | 2026 | 2026 | 0 | 0 | 0
2060000203 | 8. Vandalism / theft | Vandalism / theft | Transmission | HFTD Tier 3 | # ignitions | Yes | Projected values are based on a three-year average. |  | PacifiCorp | 2026 | 2026 | 0 | 0 | 0
2060000204 | 9. Lightning | Lightning | Distribution | Non-HFTD | # ignitions | Yes | Projected values are based on a three-year average. |  | PacifiCorp | 2026 | 2026 | 0 | 0 | 0
2060000205 | 9. Lightning | Lightning | Distribution | HFTD Tier 2 | # ignitions | Yes | Projected values are based on a three-year average. |  | PacifiCorp | 2026 | 2026 | 0 | 0 | 0
2060000206 | 9. Lightning | Lightning | Distribution | HFTD Tier 3 | # ignitions | Yes | Projected values are based on a three-year average. |  | PacifiCorp | 2026 | 2026 | 0 | 0 | 0
2060000207 | 9. Lightning | Lightning | Transmission | Non-HFTD | # ignitions | Yes | Projected values are based on a three-year average. |  | PacifiCorp | 2026 | 2026 | 0 | 0 | 0
2060000208 | 9. Lightning | Lightning | Transmission | HFTD Tier 2 | # ignitions | Yes | Projected values are based on a three-year average. |  | PacifiCorp | 2026 | 2026 | 0 | 0 | 0
2060000209 | 9. Lightning | Lightning | Transmission | HFTD Tier 3 | # ignitions | Yes | Projected values are based on a three-year average. |  | PacifiCorp | 2026 | 2026 | 0 | 0 | 0
2060000210 | 10. Unknown | Unknown (unknown) | Distribution | Non-HFTD | # ignitions | Yes | Projected values are based on a three-year average. |  | PacifiCorp | 2026 | 2026 | 0 | 0 | 0
2060000211 | 10. Unknown | Unknown (unknown) | Distribution | HFTD Tier 2 | # ignitions | Yes | Projected values are based on a three-year average. |  | PacifiCorp | 2026 | 2026 | 0 | 0 | 0
2060000212 | 10. Unknown | Unknown (unknown) | Distribution | HFTD Tier 3 | # ignitions | Yes | Projected values are based on a three-year average. |  | PacifiCorp | 2026 | 2026 | 0 | 0 | 0
2060000213 | 10. Unknown | Unknown (unknown) | Transmission | Non-HFTD | # ignitions | Yes | Projected values are based on a three-year average. |  | PacifiCorp | 2026 | 2026 | 0 | 0 | 0
2060000214 | 10. Unknown | Unknown (unknown) | Transmission | HFTD Tier 2 | # ignitions | Yes | Projected values are based on a three-year average. |  | PacifiCorp | 2026 | 2026 | 0 | 0 | 0
2060000215 | 10. Unknown | Unknown (unknown) | Transmission | HFTD Tier 3 | # ignitions | Yes | Projected values are based on a three-year average. |  | PacifiCorp | 2026 | 2026 | 0 | 0 | 0
2060000216 | 11. Other | Other (other) | Distribution | Non-HFTD | # ignitions | Yes | Projected values are based on a three-year average. |  | PacifiCorp | 2026 | 2026 | 0 | 0 | 0
2060000217 | 11. Other | Other (other) | Distribution | HFTD Tier 2 | # ignitions | Yes | Projected values are based on a three-year average. |  | PacifiCorp | 2026 | 2026 | 0 | 0 | 0
2060000218 | 11. Other | Other (other) | Distribution | HFTD Tier 3 | # ignitions | Yes | Projected values are based on a three-year average. |  | PacifiCorp | 2026 | 2026 | 0 | 0 | 0
2060000219 | 11. Other | Other (other) | Transmission | Non-HFTD | # ignitions | Yes | Projected values are based on a three-year average. |  | PacifiCorp | 2026 | 2026 | 0 | 0 | 0
2060000220 | 11. Other | Other (other) | Transmission | HFTD Tier 2 | # ignitions | Yes | Projected values are based on a three-year average. |  | PacifiCorp | 2026 | 2026 | 0 | 0 | 0
2060000221 | 11. Other | Other (other) | Transmission | HFTD Tier 3 | # ignitions | Yes | Projected values are based on a three-year average. |  | PacifiCorp | 2026 | 2026 | 0 | 0 | 0

## Table 7
METRIC NUMBER | METRIC TYPE | LINE TYPE | HFTD TIER | AREA TYPE | WUI STATUS | UNIT(S) | COMMENTS | BLANK MEANING | UTILITY ID | REPORTING YEAR | WMP CYCLE START YEAR | PROJECTED CYCLE YEAR 1 VALUE | PROJECTED CYCLE YEAR 2 VALUE | PROJECTED CYCLE YEAR 3 VALUE
2070000000 | 1. Overhead circuit miles | Distribution | Non-HFTD | Urban | WUI | Circuit miles | PacifiCorp used Q1 2025 metrics to project out Cycle Years 1-3 remaining flat |  | PacifiCorp | 2026 | 2026 | 23.49 | 23.49 | 23.49
2070000001 | 1. Overhead circuit miles | Distribution | Non-HFTD | Urban | Non-WUI | Circuit miles | PacifiCorp used Q1 2025 metrics to project out Cycle Years 1-3 remaining flat |  | PacifiCorp | 2026 | 2026 | 23.37 | 23.37 | 23.37
2070000002 | 1. Overhead circuit miles | Distribution | Non-HFTD | Rural | WUI | Circuit miles | PacifiCorp used Q1 2025 metrics to project out Cycle Years 1-3 remaining flat |  | PacifiCorp | 2026 | 2026 | 390.08 | 390.08 | 390.08
2070000003 | 1. Overhead circuit miles | Distribution | Non-HFTD | Rural | Non-WUI | Circuit miles | PacifiCorp used Q1 2025 metrics to project out Cycle Years 1-3 remaining flat |  | PacifiCorp | 2026 | 2026 | 319.67 | 319.67 | 319.67
2070000004 | 1. Overhead circuit miles | Distribution | Non-HFTD | Highly rural | WUI | Circuit miles | PacifiCorp used Q1 2025 metrics to project out Cycle Years 1-3 remaining flat |  | PacifiCorp | 2026 | 2026 | 165.68 | 165.68 | 165.68
2070000005 | 1. Overhead circuit miles | Distribution | Non-HFTD | Highly rural | Non-WUI | Circuit miles | PacifiCorp used Q1 2025 metrics to project out Cycle Years 1-3 remaining flat |  | PacifiCorp | 2026 | 2026 | 778.75 | 778.75 | 778.75
2070000006 | 1. Overhead circuit miles | Distribution | HFTD Tier 2 | Urban | WUI | Circuit miles | PacifiCorp used Q1 2025 metrics to project out Cycle Years 1-3 remaining flat |  | PacifiCorp | 2026 | 2026 | 4.59 | 4.59 | 4.59
2070000007 | 1. Overhead circuit miles | Distribution | HFTD Tier 2 | Urban | Non-WUI | Circuit miles | PacifiCorp used Q1 2025 metrics to project out Cycle Years 1-3 remaining flat |  | PacifiCorp | 2026 | 2026 | 0.03 | 0.03 | 0.03
2070000008 | 1. Overhead circuit miles | Distribution | HFTD Tier 2 | Rural | WUI | Circuit miles | PacifiCorp used Q1 2025 metrics to project out Cycle Years 1-3 remaining flat |  | PacifiCorp | 2026 | 2026 | 322.68 | 322.68 | 322.68
2070000009 | 1. Overhead circuit miles | Distribution | HFTD Tier 2 | Rural | Non-WUI | Circuit miles | PacifiCorp used Q1 2025 metrics to project out Cycle Years 1-3 remaining flat |  | PacifiCorp | 2026 | 2026 | 90.71 | 90.71 | 90.71
2070000010 | 1. Overhead circuit miles | Distribution | HFTD Tier 2 | Highly rural | WUI | Circuit miles | PacifiCorp used Q1 2025 metrics to project out Cycle Years 1-3 remaining flat |  | PacifiCorp | 2026 | 2026 | 206.76 | 206.76 | 206.76
2070000011 | 1. Overhead circuit miles | Distribution | HFTD Tier 2 | Highly rural | Non-WUI | Circuit miles | PacifiCorp used Q1 2025 metrics to project out Cycle Years 1-3 remaining flat |  | PacifiCorp | 2026 | 2026 | 145.25 | 145.25 | 145.25
2070000012 | 1. Overhead circuit miles | Distribution | HFTD Tier 3 | Urban | WUI | Circuit miles | PacifiCorp used Q1 2025 metrics to project out Cycle Years 1-3 remaining flat |  | PacifiCorp | 2026 | 2026 | 0 | 0 | 0
2070000013 | 1. Overhead circuit miles | Distribution | HFTD Tier 3 | Urban | Non-WUI | Circuit miles | PacifiCorp used Q1 2025 metrics to project out Cycle Years 1-3 remaining flat |  | PacifiCorp | 2026 | 2026 | 0 | 0 | 0
2070000014 | 1. Overhead circuit miles | Distribution | HFTD Tier 3 | Rural | WUI | Circuit miles | PacifiCorp used Q1 2025 metrics to project out Cycle Years 1-3 remaining flat |  | PacifiCorp | 2026 | 2026 | 34.69 | 34.69 | 34.69
2070000015 | 1. Overhead circuit miles | Distribution | HFTD Tier 3 | Rural | Non-WUI | Circuit miles | PacifiCorp used Q1 2025 metrics to project out Cycle Years 1-3 remaining flat |  | PacifiCorp | 2026 | 2026 | 5.64 | 5.64 | 5.64
2070000016 | 1. Overhead circuit miles | Distribution | HFTD Tier 3 | Highly rural | WUI | Circuit miles | PacifiCorp used Q1 2025 metrics to project out Cycle Years 1-3 remaining flat |  | PacifiCorp | 2026 | 2026 | 0 | 0 | 0
2070000017 | 1. Overhead circuit miles | Distribution | HFTD Tier 3 | Highly rural | Non-WUI | Circuit miles | PacifiCorp used Q1 2025 metrics to project out Cycle Years 1-3 remaining flat |  | PacifiCorp | 2026 | 2026 | 0 | 0 | 0
2070000018 | 1. Overhead circuit miles | Transmission | Non-HFTD | Urban | WUI | Circuit miles | PacifiCorp used Q1 2025 metrics to project out Cycle Years 1-3 remaining flat |  | PacifiCorp | 2026 | 2026 | 1.11 | 1.11 | 1.11
2070000019 | 1. Overhead circuit miles | Transmission | Non-HFTD | Urban | Non-WUI | Circuit miles | PacifiCorp used Q1 2025 metrics to project out Cycle Years 1-3 remaining flat |  | PacifiCorp | 2026 | 2026 | 1 | 1 | 1
2070000020 | 1. Overhead circuit miles | Transmission | Non-HFTD | Rural | WUI | Circuit miles | PacifiCorp used Q1 2025 metrics to project out Cycle Years 1-3 remaining flat |  | PacifiCorp | 2026 | 2026 | 66.62 | 66.62 | 66.62
2070000021 | 1. Overhead circuit miles | Transmission | Non-HFTD | Rural | Non-WUI | Circuit miles | PacifiCorp used Q1 2025 metrics to project out Cycle Years 1-3 remaining flat |  | PacifiCorp | 2026 | 2026 | 97.34 | 97.34 | 97.34
2070000022 | 1. Overhead circuit miles | Transmission | Non-HFTD | Highly rural | WUI | Circuit miles | PacifiCorp used Q1 2025 metrics to project out Cycle Years 1-3 remaining flat |  | PacifiCorp | 2026 | 2026 | 23.01 | 23.01 | 23.01
2070000023 | 1. Overhead circuit miles | Transmission | Non-HFTD | Highly rural | Non-WUI | Circuit miles | PacifiCorp used Q1 2025 metrics to project out Cycle Years 1-3 remaining flat |  | PacifiCorp | 2026 | 2026 | 195.98 | 195.98 | 195.98
2070000024 | 1. Overhead circuit miles | Transmission | HFTD Tier 2 | Urban | WUI | Circuit miles | PacifiCorp used Q1 2025 metrics to project out Cycle Years 1-3 remaining flat |  | PacifiCorp | 2026 | 2026 | 0.7 | 0.7 | 0.7
2070000025 | 1. Overhead circuit miles | Transmission | HFTD Tier 2 | Urban | Non-WUI | Circuit miles | PacifiCorp used Q1 2025 metrics to project out Cycle Years 1-3 remaining flat |  | PacifiCorp | 2026 | 2026 | 0 | 0 | 0
2070000026 | 1. Overhead circuit miles | Transmission | HFTD Tier 2 | Rural | WUI | Circuit miles | PacifiCorp used Q1 2025 metrics to project out Cycle Years 1-3 remaining flat |  | PacifiCorp | 2026 | 2026 | 81.3 | 81.3 | 81.3
2070000027 | 1. Overhead circuit miles | Transmission | HFTD Tier 2 | Rural | Non-WUI | Circuit miles | PacifiCorp used Q1 2025 metrics to project out Cycle Years 1-3 remaining flat |  | PacifiCorp | 2026 | 2026 | 67.98 | 67.98 | 67.98
2070000028 | 1. Overhead circuit miles | Transmission | HFTD Tier 2 | Highly rural | WUI | Circuit miles | PacifiCorp used Q1 2025 metrics to project out Cycle Years 1-3 remaining flat |  | PacifiCorp | 2026 | 2026 | 57.62 | 57.62 | 57.62
2070000029 | 1. Overhead circuit miles | Transmission | HFTD Tier 2 | Highly rural | Non-WUI | Circuit miles | PacifiCorp used Q1 2025 metrics to project out Cycle Years 1-3 remaining flat |  | PacifiCorp | 2026 | 2026 | 111.85 | 111.85 | 111.85
2070000030 | 1. Overhead circuit miles | Transmission | HFTD Tier 3 | Urban | WUI | Circuit miles | PacifiCorp used Q1 2025 metrics to project out Cycle Years 1-3 remaining flat |  | PacifiCorp | 2026 | 2026 | 0 | 0 | 0
2070000031 | 1. Overhead circuit miles | Transmission | HFTD Tier 3 | Urban | Non-WUI | Circuit miles | PacifiCorp used Q1 2025 metrics to project out Cycle Years 1-3 remaining flat |  | PacifiCorp | 2026 | 2026 | 0 | 0 | 0
2070000032 | 1. Overhead circuit miles | Transmission | HFTD Tier 3 | Rural | WUI | Circuit miles | PacifiCorp used Q1 2025 metrics to project out Cycle Years 1-3 remaining flat |  | PacifiCorp | 2026 | 2026 | 15.42 | 15.42 | 15.42
2070000033 | 1. Overhead circuit miles | Transmission | HFTD Tier 3 | Rural | Non-WUI | Circuit miles | PacifiCorp used Q1 2025 metrics to project out Cycle Years 1-3 remaining flat |  | PacifiCorp | 2026 | 2026 | 7.84 | 7.84 | 7.84
2070000034 | 1. Overhead circuit miles | Transmission | HFTD Tier 3 | Highly rural | WUI | Circuit miles | PacifiCorp used Q1 2025 metrics to project out Cycle Years 1-3 remaining flat |  | PacifiCorp | 2026 | 2026 | 0 | 0 | 0
2070000035 | 1. Overhead circuit miles | Transmission | HFTD Tier 3 | Highly rural | Non-WUI | Circuit miles | PacifiCorp used Q1 2025 metrics to project out Cycle Years 1-3 remaining flat |  | PacifiCorp | 2026 | 2026 | 0 | 0 | 0
2070000036 | 2. Underground circuit miles | Distribution | Non-HFTD | Urban | WUI | Circuit miles | PacifiCorp used Q1 2025 metrics to project out Cycle Years 1-3 remaining flat |  | PacifiCorp | 2026 | 2026 | 18.08 | 18.08 | 18.08
2070000037 | 2. Underground circuit miles | Distribution | Non-HFTD | Urban | Non-WUI | Circuit miles | PacifiCorp used Q1 2025 metrics to project out Cycle Years 1-3 remaining flat |  | PacifiCorp | 2026 | 2026 | 11.78 | 11.78 | 11.78
2070000038 | 2. Underground circuit miles | Distribution | Non-HFTD | Rural | WUI | Circuit miles | PacifiCorp used Q1 2025 metrics to project out Cycle Years 1-3 remaining flat |  | PacifiCorp | 2026 | 2026 | 79.68 | 79.68 | 79.68
2070000039 | 2. Underground circuit miles | Distribution | Non-HFTD | Rural | Non-WUI | Circuit miles | PacifiCorp used Q1 2025 metrics to project out Cycle Years 1-3 remaining flat |  | PacifiCorp | 2026 | 2026 | 46.08 | 46.08 | 46.08
2070000040 | 2. Underground circuit miles | Distribution | Non-HFTD | Highly rural | WUI | Circuit miles | PacifiCorp used Q1 2025 metrics to project out Cycle Years 1-3 remaining flat |  | PacifiCorp | 2026 | 2026 | 23.65 | 23.65 | 23.65
2070000041 | 2. Underground circuit miles | Distribution | Non-HFTD | Highly rural | Non-WUI | Circuit miles | PacifiCorp used Q1 2025 metrics to project out Cycle Years 1-3 remaining flat |  | PacifiCorp | 2026 | 2026 | 56.85 | 56.85 | 56.85
2070000042 | 2. Underground circuit miles | Distribution | HFTD Tier 2 | Urban | WUI | Circuit miles | PacifiCorp used Q1 2025 metrics to project out Cycle Years 1-3 remaining flat |  | PacifiCorp | 2026 | 2026 | 1.67 | 1.67 | 1.67
2070000043 | 2. Underground circuit miles | Distribution | HFTD Tier 2 | Urban | Non-WUI | Circuit miles | PacifiCorp used Q1 2025 metrics to project out Cycle Years 1-3 remaining flat |  | PacifiCorp | 2026 | 2026 | 0.01 | 0.01 | 0.01
2070000044 | 2. Underground circuit miles | Distribution | HFTD Tier 2 | Rural | WUI | Circuit miles | PacifiCorp used Q1 2025 metrics to project out Cycle Years 1-3 remaining flat |  | PacifiCorp | 2026 | 2026 | 224.47 | 224.47 | 224.47
2070000045 | 2. Underground circuit miles | Distribution | HFTD Tier 2 | Rural | Non-WUI | Circuit miles | PacifiCorp used Q1 2025 metrics to project out Cycle Years 1-3 remaining flat |  | PacifiCorp | 2026 | 2026 | 28.36 | 28.36 | 28.36
2070000046 | 2. Underground circuit miles | Distribution | HFTD Tier 2 | Highly rural | WUI | Circuit miles | PacifiCorp used Q1 2025 metrics to project out Cycle Years 1-3 remaining flat |  | PacifiCorp | 2026 | 2026 | 63.62 | 63.62 | 63.62
2070000047 | 2. Underground circuit miles | Distribution | HFTD Tier 2 | Highly rural | Non-WUI | Circuit miles | PacifiCorp used Q1 2025 metrics to project out Cycle Years 1-3 remaining flat |  | PacifiCorp | 2026 | 2026 | 30.39 | 30.39 | 30.39
2070000048 | 2. Underground circuit miles | Distribution | HFTD Tier 3 | Urban | WUI | Circuit miles | PacifiCorp used Q1 2025 metrics to project out Cycle Years 1-3 remaining flat |  | PacifiCorp | 2026 | 2026 | 0 | 0 | 0
2070000049 | 2. Underground circuit miles | Distribution | HFTD Tier 3 | Urban | Non-WUI | Circuit miles | PacifiCorp used Q1 2025 metrics to project out Cycle Years 1-3 remaining flat |  | PacifiCorp | 2026 | 2026 | 0 | 0 | 0
2070000050 | 2. Underground circuit miles | Distribution | HFTD Tier 3 | Rural | WUI | Circuit miles | PacifiCorp used Q1 2025 metrics to project out Cycle Years 1-3 remaining flat |  | PacifiCorp | 2026 | 2026 | 51.23 | 51.23 | 51.23
2070000051 | 2. Underground circuit miles | Distribution | HFTD Tier 3 | Rural | Non-WUI | Circuit miles | PacifiCorp used Q1 2025 metrics to project out Cycle Years 1-3 remaining flat |  | PacifiCorp | 2026 | 2026 | 3.5 | 3.5 | 3.5
2070000052 | 2. Underground circuit miles | Distribution | HFTD Tier 3 | Highly rural | WUI | Circuit miles | PacifiCorp used Q1 2025 metrics to project out Cycle Years 1-3 remaining flat |  | PacifiCorp | 2026 | 2026 | 0 | 0 | 0
2070000053 | 2. Underground circuit miles | Distribution | HFTD Tier 3 | Highly rural | Non-WUI | Circuit miles | PacifiCorp used Q1 2025 metrics to project out Cycle Years 1-3 remaining flat |  | PacifiCorp | 2026 | 2026 | 0 | 0 | 0
2070000054 | 2. Underground circuit miles | Transmission | Non-HFTD | Urban | WUI | Circuit miles | PacifiCorp used Q1 2025 metrics to project out Cycle Years 1-3 remaining flat |  | PacifiCorp | 2026 | 2026 | 1.11 | 1.11 | 1.11
2070000055 | 2. Underground circuit miles | Transmission | Non-HFTD | Urban | Non-WUI | Circuit miles | PacifiCorp used Q1 2025 metrics to project out Cycle Years 1-3 remaining flat |  | PacifiCorp | 2026 | 2026 | 1.75 | 1.75 | 1.75
2070000056 | 2. Underground circuit miles | Transmission | Non-HFTD | Rural | WUI | Circuit miles | PacifiCorp used Q1 2025 metrics to project out Cycle Years 1-3 remaining flat |  | PacifiCorp | 2026 | 2026 | 66.62 | 66.62 | 66.62
2070000057 | 2. Underground circuit miles | Transmission | Non-HFTD | Rural | Non-WUI | Circuit miles | PacifiCorp used Q1 2025 metrics to project out Cycle Years 1-3 remaining flat |  | PacifiCorp | 2026 | 2026 | 97.34 | 97.34 | 97.34
2070000058 | 2. Underground circuit miles | Transmission | Non-HFTD | Highly rural | WUI | Circuit miles | PacifiCorp used Q1 2025 metrics to project out Cycle Years 1-3 remaining flat |  | PacifiCorp | 2026 | 2026 | 23.01 | 23.01 | 23.01
2070000059 | 2. Underground circuit miles | Transmission | Non-HFTD | Highly rural | Non-WUI | Circuit miles | PacifiCorp used Q1 2025 metrics to project out Cycle Years 1-3 remaining flat |  | PacifiCorp | 2026 | 2026 | 195.98 | 195.98 | 195.98
2070000060 | 2. Underground circuit miles | Transmission | HFTD Tier 2 | Urban | WUI | Circuit miles | PacifiCorp used Q1 2025 metrics to project out Cycle Years 1-3 remaining flat |  | PacifiCorp | 2026 | 2026 | 0.7 | 0.7 | 0.7
2070000061 | 2. Underground circuit miles | Transmission | HFTD Tier 2 | Urban | Non-WUI | Circuit miles | PacifiCorp used Q1 2025 metrics to project out Cycle Years 1-3 remaining flat |  | PacifiCorp | 2026 | 2026 | 0 | 0 | 0
2070000062 | 2. Underground circuit miles | Transmission | HFTD Tier 2 | Rural | WUI | Circuit miles | PacifiCorp used Q1 2025 metrics to project out Cycle Years 1-3 remaining flat |  | PacifiCorp | 2026 | 2026 | 81.3 | 81.3 | 81.3
2070000063 | 2. Underground circuit miles | Transmission | HFTD Tier 2 | Rural | Non-WUI | Circuit miles | PacifiCorp used Q1 2025 metrics to project out Cycle Years 1-3 remaining flat |  | PacifiCorp | 2026 | 2026 | 67.98 | 67.98 | 67.98
2070000064 | 2. Underground circuit miles | Transmission | HFTD Tier 2 | Highly rural | WUI | Circuit miles | PacifiCorp used Q1 2025 metrics to project out Cycle Years 1-3 remaining flat |  | PacifiCorp | 2026 | 2026 | 57.62 | 57.62 | 57.62
2070000065 | 2. Underground circuit miles | Transmission | HFTD Tier 2 | Highly rural | Non-WUI | Circuit miles | PacifiCorp used Q1 2025 metrics to project out Cycle Years 1-3 remaining flat |  | PacifiCorp | 2026 | 2026 | 111.85 | 111.85 | 111.85
2070000066 | 2. Underground circuit miles | Transmission | HFTD Tier 3 | Urban | WUI | Circuit miles | PacifiCorp used Q1 2025 metrics to project out Cycle Years 1-3 remaining flat |  | PacifiCorp | 2026 | 2026 | 0 | 0 | 0
2070000067 | 2. Underground circuit miles | Transmission | HFTD Tier 3 | Urban | Non-WUI | Circuit miles | PacifiCorp used Q1 2025 metrics to project out Cycle Years 1-3 remaining flat |  | PacifiCorp | 2026 | 2026 | 0 | 0 | 0
2070000068 | 2. Underground circuit miles | Transmission | HFTD Tier 3 | Rural | WUI | Circuit miles | PacifiCorp used Q1 2025 metrics to project out Cycle Years 1-3 remaining flat |  | PacifiCorp | 2026 | 2026 | 15.42 | 15.42 | 15.42
2070000069 | 2. Underground circuit miles | Transmission | HFTD Tier 3 | Rural | Non-WUI | Circuit miles | PacifiCorp used Q1 2025 metrics to project out Cycle Years 1-3 remaining flat |  | PacifiCorp | 2026 | 2026 | 7.84 | 7.84 | 7.84
2070000070 | 2. Underground circuit miles | Transmission | HFTD Tier 3 | Highly rural | WUI | Circuit miles | PacifiCorp used Q1 2025 metrics to project out Cycle Years 1-3 remaining flat |  | PacifiCorp | 2026 | 2026 | 0 | 0 | 0
2070000071 | 2. Underground circuit miles | Transmission | HFTD Tier 3 | Highly rural | Non-WUI | Circuit miles | PacifiCorp used Q1 2025 metrics to project out Cycle Years 1-3 remaining flat |  | PacifiCorp | 2026 | 2026 | 0 | 0 | 0
2070000072 | 3. Critical facilities |  | Non-HFTD | Urban | WUI | Number of critical facilities | PacifiCorp used Q1 2025 metrics to project out Cycle Years 1-3 remaining flat |  | PacifiCorp | 2026 | 2026 | 128 | 128 | 128
2070000073 | 3. Critical facilities |  | Non-HFTD | Urban | Non-WUI | Number of critical facilities | PacifiCorp used Q1 2025 metrics to project out Cycle Years 1-3 remaining flat |  | PacifiCorp | 2026 | 2026 | 91 | 91 | 91
2070000074 | 3. Critical facilities |  | Non-HFTD | Rural | WUI | Number of critical facilities | PacifiCorp used Q1 2025 metrics to project out Cycle Years 1-3 remaining flat |  | PacifiCorp | 2026 | 2026 | 212 | 212 | 212
2070000075 | 3. Critical facilities |  | Non-HFTD | Rural | Non-WUI | Number of critical facilities | PacifiCorp used Q1 2025 metrics to project out Cycle Years 1-3 remaining flat |  | PacifiCorp | 2026 | 2026 | 161 | 161 | 161
2070000076 | 3. Critical facilities |  | Non-HFTD | Highly rural | WUI | Number of critical facilities | PacifiCorp used Q1 2025 metrics to project out Cycle Years 1-3 remaining flat |  | PacifiCorp | 2026 | 2026 | 155 | 155 | 155
2070000077 | 3. Critical facilities |  | Non-HFTD | Highly rural | Non-WUI | Number of critical facilities | PacifiCorp used Q1 2025 metrics to project out Cycle Years 1-3 remaining flat |  | PacifiCorp | 2026 | 2026 | 172 | 172 | 172
2070000078 | 3. Critical facilities |  | HFTD Tier 2 | Urban | WUI | Number of critical facilities | PacifiCorp used Q1 2025 metrics to project out Cycle Years 1-3 remaining flat |  | PacifiCorp | 2026 | 2026 | 5 | 5 | 5
2070000079 | 3. Critical facilities |  | HFTD Tier 2 | Urban | Non-WUI | Number of critical facilities | PacifiCorp used Q1 2025 metrics to project out Cycle Years 1-3 remaining flat |  | PacifiCorp | 2026 | 2026 | 0 | 0 | 0
2070000080 | 3. Critical facilities |  | HFTD Tier 2 | Rural | WUI | Number of critical facilities | PacifiCorp used Q1 2025 metrics to project out Cycle Years 1-3 remaining flat |  | PacifiCorp | 2026 | 2026 | 297 | 297 | 297
2070000081 | 3. Critical facilities |  | HFTD Tier 2 | Rural | Non-WUI | Number of critical facilities | PacifiCorp used Q1 2025 metrics to project out Cycle Years 1-3 remaining flat |  | PacifiCorp | 2026 | 2026 | 58 | 58 | 58
2070000082 | 3. Critical facilities |  | HFTD Tier 2 | Highly rural | WUI | Number of critical facilities | PacifiCorp used Q1 2025 metrics to project out Cycle Years 1-3 remaining flat |  | PacifiCorp | 2026 | 2026 | 105 | 105 | 105
2070000083 | 3. Critical facilities |  | HFTD Tier 2 | Highly rural | Non-WUI | Number of critical facilities | PacifiCorp used Q1 2025 metrics to project out Cycle Years 1-3 remaining flat |  | PacifiCorp | 2026 | 2026 | 49 | 49 | 49
2070000084 | 3. Critical facilities |  | HFTD Tier 3 | Urban | WUI | Number of critical facilities | PacifiCorp used Q1 2025 metrics to project out Cycle Years 1-3 remaining flat |  | PacifiCorp | 2026 | 2026 | 0 | 0 | 0
2070000085 | 3. Critical facilities |  | HFTD Tier 3 | Urban | Non-WUI | Number of critical facilities | PacifiCorp used Q1 2025 metrics to project out Cycle Years 1-3 remaining flat |  | PacifiCorp | 2026 | 2026 | 0 | 0 | 0
2070000086 | 3. Critical facilities |  | HFTD Tier 3 | Rural | WUI | Number of critical facilities | PacifiCorp used Q1 2025 metrics to project out Cycle Years 1-3 remaining flat |  | PacifiCorp | 2026 | 2026 | 37 | 37 | 37
2070000087 | 3. Critical facilities |  | HFTD Tier 3 | Rural | Non-WUI | Number of critical facilities | PacifiCorp used Q1 2025 metrics to project out Cycle Years 1-3 remaining flat |  | PacifiCorp | 2026 | 2026 | 9 | 9 | 9
2070000088 | 3. Critical facilities |  | HFTD Tier 3 | Highly rural | WUI | Number of critical facilities | PacifiCorp used Q1 2025 metrics to project out Cycle Years 1-3 remaining flat |  | PacifiCorp | 2026 | 2026 | 0 | 0 | 0
2070000089 | 3. Critical facilities |  | HFTD Tier 3 | Highly rural | Non-WUI | Number of critical facilities | PacifiCorp used Q1 2025 metrics to project out Cycle Years 1-3 remaining flat |  | PacifiCorp | 2026 | 2026 | 0 | 0 | 0
2070000090 | 4. Residential customers |  | Non-HFTD | Urban | WUI | Number of residential customers | PacifiCorp used Q1 2025 metrics to project out Cycle Years 1-3 remaining flat |  | PacifiCorp | 2026 | 2026 | 2982 | 2982 | 2982
2070000091 | 4. Residential customers |  | Non-HFTD | Urban | Non-WUI | Number of residential customers | PacifiCorp used Q1 2025 metrics to project out Cycle Years 1-3 remaining flat |  | PacifiCorp | 2026 | 2026 | 2566 | 2566 | 2566
2070000092 | 4. Residential customers |  | Non-HFTD | Rural | WUI | Number of residential customers | PacifiCorp used Q1 2025 metrics to project out Cycle Years 1-3 remaining flat |  | PacifiCorp | 2026 | 2026 | 7778 | 7778 | 7778
2070000093 | 4. Residential customers |  | Non-HFTD | Rural | Non-WUI | Number of residential customers | PacifiCorp used Q1 2025 metrics to project out Cycle Years 1-3 remaining flat |  | PacifiCorp | 2026 | 2026 | 2638 | 2638 | 2638
2070000094 | 4. Residential customers |  | Non-HFTD | Highly rural | WUI | Number of residential customers | PacifiCorp used Q1 2025 metrics to project out Cycle Years 1-3 remaining flat |  | PacifiCorp | 2026 | 2026 | 2420 | 2420 | 2420
2070000095 | 4. Residential customers |  | Non-HFTD | Highly rural | Non-WUI | Number of residential customers | PacifiCorp used Q1 2025 metrics to project out Cycle Years 1-3 remaining flat |  | PacifiCorp | 2026 | 2026 | 2421 | 2421 | 2421
2070000096 | 4. Residential customers |  | HFTD Tier 2 | Urban | WUI | Number of residential customers | PacifiCorp used Q1 2025 metrics to project out Cycle Years 1-3 remaining flat |  | PacifiCorp | 2026 | 2026 | 139 | 139 | 139
2070000097 | 4. Residential customers |  | HFTD Tier 2 | Urban | Non-WUI | Number of residential customers | PacifiCorp used Q1 2025 metrics to project out Cycle Years 1-3 remaining flat |  | PacifiCorp | 2026 | 2026 | 0 | 0 | 0
2070000098 | 4. Residential customers |  | HFTD Tier 2 | Rural | WUI | Number of residential customers | PacifiCorp used Q1 2025 metrics to project out Cycle Years 1-3 remaining flat |  | PacifiCorp | 2026 | 2026 | 10736 | 10736 | 10736
2070000099 | 4. Residential customers |  | HFTD Tier 2 | Rural | Non-WUI | Number of residential customers | PacifiCorp used Q1 2025 metrics to project out Cycle Years 1-3 remaining flat |  | PacifiCorp | 2026 | 2026 | 559 | 559 | 559
2070000100 | 4. Residential customers |  | HFTD Tier 2 | Highly rural | WUI | Number of residential customers | PacifiCorp used Q1 2025 metrics to project out Cycle Years 1-3 remaining flat |  | PacifiCorp | 2026 | 2026 | 3215 | 3215 | 3215
2070000101 | 4. Residential customers |  | HFTD Tier 2 | Highly rural | Non-WUI | Number of residential customers | PacifiCorp used Q1 2025 metrics to project out Cycle Years 1-3 remaining flat |  | PacifiCorp | 2026 | 2026 | 606 | 606 | 606
2070000102 | 4. Residential customers |  | HFTD Tier 3 | Urban | WUI | Number of residential customers | PacifiCorp used Q1 2025 metrics to project out Cycle Years 1-3 remaining flat |  | PacifiCorp | 2026 | 2026 | 0 | 0 | 0
2070000103 | 4. Residential customers |  | HFTD Tier 3 | Urban | Non-WUI | Number of residential customers | PacifiCorp used Q1 2025 metrics to project out Cycle Years 1-3 remaining flat |  | PacifiCorp | 2026 | 2026 | 0 | 0 | 0
2070000104 | 4. Residential customers |  | HFTD Tier 3 | Rural | WUI | Number of residential customers | PacifiCorp used Q1 2025 metrics to project out Cycle Years 1-3 remaining flat |  | PacifiCorp | 2026 | 2026 | 931 | 931 | 931
2070000105 | 4. Residential customers |  | HFTD Tier 3 | Rural | Non-WUI | Number of residential customers | PacifiCorp used Q1 2025 metrics to project out Cycle Years 1-3 remaining flat |  | PacifiCorp | 2026 | 2026 | 66 | 66 | 66
2070000106 | 4. Residential customers |  | HFTD Tier 3 | Highly rural | WUI | Number of residential customers | PacifiCorp used Q1 2025 metrics to project out Cycle Years 1-3 remaining flat |  | PacifiCorp | 2026 | 2026 | 0 | 0 | 0
2070000107 | 4. Residential customers |  | HFTD Tier 3 | Highly rural | Non-WUI | Number of residential customers | PacifiCorp used Q1 2025 metrics to project out Cycle Years 1-3 remaining flat |  | PacifiCorp | 2026 | 2026 | 0 | 0 | 0
2070000108 | 5. Commercial customers |  | Non-HFTD | Urban | WUI | Number of commercial customers | PacifiCorp used Q1 2025 metrics to project out Cycle Years 1-3 remaining flat |  | PacifiCorp | 2026 | 2026 | 358 | 358 | 358
2070000109 | 5. Commercial customers |  | Non-HFTD | Urban | Non-WUI | Number of commercial customers | PacifiCorp used Q1 2025 metrics to project out Cycle Years 1-3 remaining flat |  | PacifiCorp | 2026 | 2026 | 548 | 548 | 548
2070000110 | 5. Commercial customers |  | Non-HFTD | Rural | WUI | Number of commercial customers | PacifiCorp used Q1 2025 metrics to project out Cycle Years 1-3 remaining flat |  | PacifiCorp | 2026 | 2026 | 1348 | 1348 | 1348
2070000111 | 5. Commercial customers |  | Non-HFTD | Rural | Non-WUI | Number of commercial customers | PacifiCorp used Q1 2025 metrics to project out Cycle Years 1-3 remaining flat |  | PacifiCorp | 2026 | 2026 | 976 | 976 | 976
2070000112 | 5. Commercial customers |  | Non-HFTD | Highly rural | WUI | Number of commercial customers | PacifiCorp used Q1 2025 metrics to project out Cycle Years 1-3 remaining flat |  | PacifiCorp | 2026 | 2026 | 566 | 566 | 566
2070000113 | 5. Commercial customers |  | Non-HFTD | Highly rural | Non-WUI | Number of commercial customers | PacifiCorp used Q1 2025 metrics to project out Cycle Years 1-3 remaining flat |  | PacifiCorp | 2026 | 2026 | 983 | 983 | 983
2070000114 | 5. Commercial customers |  | HFTD Tier 2 | Urban | WUI | Number of commercial customers | PacifiCorp used Q1 2025 metrics to project out Cycle Years 1-3 remaining flat |  | PacifiCorp | 2026 | 2026 | 30 | 30 | 30
2070000115 | 5. Commercial customers |  | HFTD Tier 2 | Urban | Non-WUI | Number of commercial customers | PacifiCorp used Q1 2025 metrics to project out Cycle Years 1-3 remaining flat |  | PacifiCorp | 2026 | 2026 | 1 | 1 | 1
2070000116 | 5. Commercial customers |  | HFTD Tier 2 | Rural | WUI | Number of commercial customers | PacifiCorp used Q1 2025 metrics to project out Cycle Years 1-3 remaining flat |  | PacifiCorp | 2026 | 2026 | 1978 | 1978 | 1978
2070000117 | 5. Commercial customers |  | HFTD Tier 2 | Rural | Non-WUI | Number of commercial customers | PacifiCorp used Q1 2025 metrics to project out Cycle Years 1-3 remaining flat |  | PacifiCorp | 2026 | 2026 | 318 | 318 | 318
2070000118 | 5. Commercial customers |  | HFTD Tier 2 | Highly rural | WUI | Number of commercial customers | PacifiCorp used Q1 2025 metrics to project out Cycle Years 1-3 remaining flat |  | PacifiCorp | 2026 | 2026 | 612 | 612 | 612
2070000119 | 5. Commercial customers |  | HFTD Tier 2 | Highly rural | Non-WUI | Number of commercial customers | PacifiCorp used Q1 2025 metrics to project out Cycle Years 1-3 remaining flat |  | PacifiCorp | 2026 | 2026 | 244 | 244 | 244
2070000120 | 5. Commercial customers |  | HFTD Tier 3 | Urban | WUI | Number of commercial customers | PacifiCorp used Q1 2025 metrics to project out Cycle Years 1-3 remaining flat |  | PacifiCorp | 2026 | 2026 | 0 | 0 | 0
2070000121 | 5. Commercial customers |  | HFTD Tier 3 | Urban | Non-WUI | Number of commercial customers | PacifiCorp used Q1 2025 metrics to project out Cycle Years 1-3 remaining flat |  | PacifiCorp | 2026 | 2026 | 0 | 0 | 0
2070000122 | 5. Commercial customers |  | HFTD Tier 3 | Rural | WUI | Number of commercial customers | PacifiCorp used Q1 2025 metrics to project out Cycle Years 1-3 remaining flat |  | PacifiCorp | 2026 | 2026 | 128 | 128 | 128
2070000123 | 5. Commercial customers |  | HFTD Tier 3 | Rural | Non-WUI | Number of commercial customers | PacifiCorp used Q1 2025 metrics to project out Cycle Years 1-3 remaining flat |  | PacifiCorp | 2026 | 2026 | 62 | 62 | 62
2070000124 | 5. Commercial customers |  | HFTD Tier 3 | Highly rural | WUI | Number of commercial customers | PacifiCorp used Q1 2025 metrics to project out Cycle Years 1-3 remaining flat |  | PacifiCorp | 2026 | 2026 | 0 | 0 | 0
2070000125 | 5. Commercial customers |  | HFTD Tier 3 | Highly rural | Non-WUI | Number of commercial customers | PacifiCorp used Q1 2025 metrics to project out Cycle Years 1-3 remaining flat |  | PacifiCorp | 2026 | 2026 | 0 | 0 | 0
2070000126 | 6. AFN customers |  | Non-HFTD | Urban | WUI | Number of customers belonging to access and functional needs populations | PacifiCorp used Q1 2025 metrics to project out Cycle Years 1-3 remaining flat |  | PacifiCorp | 2026 | 2026 | 185 | 185 | 185
2070000127 | 6. AFN customers |  | Non-HFTD | Urban | Non-WUI | Number of customers belonging to access and functional needs populations | PacifiCorp used Q1 2025 metrics to project out Cycle Years 1-3 remaining flat |  | PacifiCorp | 2026 | 2026 | 187 | 187 | 187
2070000128 | 6. AFN customers |  | Non-HFTD | Rural | WUI | Number of customers belonging to access and functional needs populations | PacifiCorp used Q1 2025 metrics to project out Cycle Years 1-3 remaining flat |  | PacifiCorp | 2026 | 2026 | 461 | 461 | 461
2070000129 | 6. AFN customers |  | Non-HFTD | Rural | Non-WUI | Number of customers belonging to access and functional needs populations | PacifiCorp used Q1 2025 metrics to project out Cycle Years 1-3 remaining flat |  | PacifiCorp | 2026 | 2026 | 129 | 129 | 129
2070000130 | 6. AFN customers |  | Non-HFTD | Highly rural | WUI | Number of customers belonging to access and functional needs populations | PacifiCorp used Q1 2025 metrics to project out Cycle Years 1-3 remaining flat |  | PacifiCorp | 2026 | 2026 | 104 | 104 | 104
2070000131 | 6. AFN customers |  | Non-HFTD | Highly rural | Non-WUI | Number of customers belonging to access and functional needs populations | PacifiCorp used Q1 2025 metrics to project out Cycle Years 1-3 remaining flat |  | PacifiCorp | 2026 | 2026 | 125 | 125 | 125
2070000132 | 6. AFN customers |  | HFTD Tier 2 | Urban | WUI | Number of customers belonging to access and functional needs populations | PacifiCorp used Q1 2025 metrics to project out Cycle Years 1-3 remaining flat |  | PacifiCorp | 2026 | 2026 | 8 | 8 | 8
2070000133 | 6. AFN customers |  | HFTD Tier 2 | Urban | Non-WUI | Number of customers belonging to access and functional needs populations | PacifiCorp used Q1 2025 metrics to project out Cycle Years 1-3 remaining flat |  | PacifiCorp | 2026 | 2026 | 0 | 0 | 0
2070000134 | 6. AFN customers |  | HFTD Tier 2 | Rural | WUI | Number of customers belonging to access and functional needs populations | PacifiCorp used Q1 2025 metrics to project out Cycle Years 1-3 remaining flat |  | PacifiCorp | 2026 | 2026 | 497 | 497 | 497
2070000135 | 6. AFN customers |  | HFTD Tier 2 | Rural | Non-WUI | Number of customers belonging to access and functional needs populations | PacifiCorp used Q1 2025 metrics to project out Cycle Years 1-3 remaining flat |  | PacifiCorp | 2026 | 2026 | 23 | 23 | 23
2070000136 | 6. AFN customers |  | HFTD Tier 2 | Highly rural | WUI | Number of customers belonging to access and functional needs populations | PacifiCorp used Q1 2025 metrics to project out Cycle Years 1-3 remaining flat |  | PacifiCorp | 2026 | 2026 | 163 | 163 | 163
2070000137 | 6. AFN customers |  | HFTD Tier 2 | Highly rural | Non-WUI | Number of customers belonging to access and functional needs populations | PacifiCorp used Q1 2025 metrics to project out Cycle Years 1-3 remaining flat |  | PacifiCorp | 2026 | 2026 | 18 | 18 | 18
2070000138 | 6. AFN customers |  | HFTD Tier 3 | Urban | WUI | Number of customers belonging to access and functional needs populations | PacifiCorp used Q1 2025 metrics to project out Cycle Years 1-3 remaining flat |  | PacifiCorp | 2026 | 2026 | 0 | 0 | 0
2070000139 | 6. AFN customers |  | HFTD Tier 3 | Urban | Non-WUI | Number of customers belonging to access and functional needs populations | PacifiCorp used Q1 2025 metrics to project out Cycle Years 1-3 remaining flat |  | PacifiCorp | 2026 | 2026 | 0 | 0 | 0
2070000140 | 6. AFN customers |  | HFTD Tier 3 | Rural | WUI | Number of customers belonging to access and functional needs populations | PacifiCorp used Q1 2025 metrics to project out Cycle Years 1-3 remaining flat |  | PacifiCorp | 2026 | 2026 | 12 | 12 | 12
2070000141 | 6. AFN customers |  | HFTD Tier 3 | Rural | Non-WUI | Number of customers belonging to access and functional needs populations | PacifiCorp used Q1 2025 metrics to project out Cycle Years 1-3 remaining flat |  | PacifiCorp | 2026 | 2026 | 1 | 1 | 1
2070000142 | 6. AFN customers |  | HFTD Tier 3 | Highly rural | WUI | Number of customers belonging to access and functional needs populations | PacifiCorp used Q1 2025 metrics to project out Cycle Years 1-3 remaining flat |  | PacifiCorp | 2026 | 2026 | 0 | 0 | 0
2070000143 | 6. AFN customers |  | HFTD Tier 3 | Highly rural | Non-WUI | Number of customers belonging to access and functional needs populations | PacifiCorp used Q1 2025 metrics to project out Cycle Years 1-3 remaining flat |  | PacifiCorp | 2026 | 2026 | 0 | 0 | 0
2070000144 | 7. Substations |  | Non-HFTD | Urban | WUI | Number of substations | PacifiCorp used Q1 2025 metrics to project out Cycle Years 1-3 remaining flat |  | PacifiCorp | 2026 | 2026 | 0 | 0 | 0
2070000145 | 7. Substations |  | Non-HFTD | Urban | Non-WUI | Number of substations | PacifiCorp used Q1 2025 metrics to project out Cycle Years 1-3 remaining flat |  | PacifiCorp | 2026 | 2026 | 0 | 0 | 0
2070000146 | 7. Substations |  | Non-HFTD | Rural | WUI | Number of substations | PacifiCorp used Q1 2025 metrics to project out Cycle Years 1-3 remaining flat |  | PacifiCorp | 2026 | 2026 | 5 | 5 | 5
2070000147 | 7. Substations |  | Non-HFTD | Rural | Non-WUI | Number of substations | PacifiCorp used Q1 2025 metrics to project out Cycle Years 1-3 remaining flat |  | PacifiCorp | 2026 | 2026 | 0 | 0 | 0
2070000148 | 7. Substations |  | Non-HFTD | Highly rural | WUI | Number of substations | PacifiCorp used Q1 2025 metrics to project out Cycle Years 1-3 remaining flat |  | PacifiCorp | 2026 | 2026 | 0 | 0 | 0
2070000149 | 7. Substations |  | Non-HFTD | Highly rural | Non-WUI | Number of substations | PacifiCorp used Q1 2025 metrics to project out Cycle Years 1-3 remaining flat |  | PacifiCorp | 2026 | 2026 | 0 | 0 | 0
2070000150 | 7. Substations |  | HFTD Tier 2 | Urban | WUI | Number of substations | PacifiCorp used Q1 2025 metrics to project out Cycle Years 1-3 remaining flat |  | PacifiCorp | 2026 | 2026 | 0 | 0 | 0
2070000151 | 7. Substations |  | HFTD Tier 2 | Urban | Non-WUI | Number of substations | PacifiCorp used Q1 2025 metrics to project out Cycle Years 1-3 remaining flat |  | PacifiCorp | 2026 | 2026 | 0 | 0 | 0
2070000152 | 7. Substations |  | HFTD Tier 2 | Rural | WUI | Number of substations | PacifiCorp used Q1 2025 metrics to project out Cycle Years 1-3 remaining flat |  | PacifiCorp | 2026 | 2026 | 1 | 1 | 1
2070000153 | 7. Substations |  | HFTD Tier 2 | Rural | Non-WUI | Number of substations | PacifiCorp used Q1 2025 metrics to project out Cycle Years 1-3 remaining flat |  | PacifiCorp | 2026 | 2026 | 4 | 4 | 4
2070000154 | 7. Substations |  | HFTD Tier 2 | Highly rural | WUI | Number of substations | PacifiCorp used Q1 2025 metrics to project out Cycle Years 1-3 remaining flat |  | PacifiCorp | 2026 | 2026 | 0 | 0 | 0
2070000155 | 7. Substations |  | HFTD Tier 2 | Highly rural | Non-WUI | Number of substations | PacifiCorp used Q1 2025 metrics to project out Cycle Years 1-3 remaining flat |  | PacifiCorp | 2026 | 2026 | 1 | 1 | 1
2070000156 | 7. Substations |  | HFTD Tier 3 | Urban | WUI | Number of substations | PacifiCorp used Q1 2025 metrics to project out Cycle Years 1-3 remaining flat |  | PacifiCorp | 2026 | 2026 | 0 | 0 | 0
2070000157 | 7. Substations |  | HFTD Tier 3 | Urban | Non-WUI | Number of substations | PacifiCorp used Q1 2025 metrics to project out Cycle Years 1-3 remaining flat |  | PacifiCorp | 2026 | 2026 | 0 | 0 | 0
2070000158 | 7. Substations |  | HFTD Tier 3 | Rural | WUI | Number of substations | PacifiCorp used Q1 2025 metrics to project out Cycle Years 1-3 remaining flat |  | PacifiCorp | 2026 | 2026 | 1 | 1 | 1
2070000159 | 7. Substations |  | HFTD Tier 3 | Rural | Non-WUI | Number of substations | PacifiCorp used Q1 2025 metrics to project out Cycle Years 1-3 remaining flat |  | PacifiCorp | 2026 | 2026 | 0 | 0 | 0
2070000160 | 7. Substations |  | HFTD Tier 3 | Highly rural | WUI | Number of substations | PacifiCorp used Q1 2025 metrics to project out Cycle Years 1-3 remaining flat |  | PacifiCorp | 2026 | 2026 | 0 | 0 | 0
2070000161 | 7. Substations |  | HFTD Tier 3 | Highly rural | Non-WUI | Number of substations | PacifiCorp used Q1 2025 metrics to project out Cycle Years 1-3 remaining flat |  | PacifiCorp | 2026 | 2026 | 0 | 0 | 0
2070000162 | 8. Weather stations |  | Non-HFTD | Urban | WUI | Number of weather stations | PacifiCorp used Q1 2025 metrics to project out Cycle Years 1-3 remaining flat |  | PacifiCorp | 2026 | 2026 | 0 | 0 | 0
2070000163 | 8. Weather stations |  | Non-HFTD | Urban | Non-WUI | Number of weather stations | PacifiCorp used Q1 2025 metrics to project out Cycle Years 1-3 remaining flat |  | PacifiCorp | 2026 | 2026 | 0 | 0 | 0
2070000164 | 8. Weather stations |  | Non-HFTD | Rural | WUI | Number of weather stations | PacifiCorp used Q1 2025 metrics to project out Cycle Years 1-3 remaining flat |  | PacifiCorp | 2026 | 2026 | 9 | 9 | 9
2070000165 | 8. Weather stations |  | Non-HFTD | Rural | Non-WUI | Number of weather stations | PacifiCorp used Q1 2025 metrics to project out Cycle Years 1-3 remaining flat |  | PacifiCorp | 2026 | 2026 | 10 | 10 | 10
2070000166 | 8. Weather stations |  | Non-HFTD | Highly rural | WUI | Number of weather stations | PacifiCorp used Q1 2025 metrics to project out Cycle Years 1-3 remaining flat |  | PacifiCorp | 2026 | 2026 | 4 | 4 | 4
2070000167 | 8. Weather stations |  | Non-HFTD | Highly rural | Non-WUI | Number of weather stations | PacifiCorp used Q1 2025 metrics to project out Cycle Years 1-3 remaining flat |  | PacifiCorp | 2026 | 2026 | 18 | 18 | 18
2070000168 | 8. Weather stations |  | HFTD Tier 2 | Urban | WUI | Number of weather stations | PacifiCorp used Q1 2025 metrics to project out Cycle Years 1-3 remaining flat |  | PacifiCorp | 2026 | 2026 | 0 | 0 | 0
2070000169 | 8. Weather stations |  | HFTD Tier 2 | Urban | Non-WUI | Number of weather stations | PacifiCorp used Q1 2025 metrics to project out Cycle Years 1-3 remaining flat |  | PacifiCorp | 2026 | 2026 | 0 | 0 | 0
2070000170 | 8. Weather stations |  | HFTD Tier 2 | Rural | WUI | Number of weather stations | PacifiCorp used Q1 2025 metrics to project out Cycle Years 1-3 remaining flat |  | PacifiCorp | 2026 | 2026 | 17 | 17 | 17
2070000171 | 8. Weather stations |  | HFTD Tier 2 | Rural | Non-WUI | Number of weather stations | PacifiCorp used Q1 2025 metrics to project out Cycle Years 1-3 remaining flat |  | PacifiCorp | 2026 | 2026 | 8 | 8 | 8
2070000172 | 8. Weather stations |  | HFTD Tier 2 | Highly rural | WUI | Number of weather stations | PacifiCorp used Q1 2025 metrics to project out Cycle Years 1-3 remaining flat |  | PacifiCorp | 2026 | 2026 | 14 | 14 | 14
2070000173 | 8. Weather stations |  | HFTD Tier 2 | Highly rural | Non-WUI | Number of weather stations | PacifiCorp used Q1 2025 metrics to project out Cycle Years 1-3 remaining flat |  | PacifiCorp | 2026 | 2026 | 22 | 22 | 22
2070000174 | 8. Weather stations |  | HFTD Tier 3 | Urban | WUI | Number of weather stations | PacifiCorp used Q1 2025 metrics to project out Cycle Years 1-3 remaining flat |  | PacifiCorp | 2026 | 2026 | 0 | 0 | 0
2070000175 | 8. Weather stations |  | HFTD Tier 3 | Urban | Non-WUI | Number of weather stations | PacifiCorp used Q1 2025 metrics to project out Cycle Years 1-3 remaining flat |  | PacifiCorp | 2026 | 2026 | 0 | 0 | 0
2070000176 | 8. Weather stations |  | HFTD Tier 3 | Rural | WUI | Number of weather stations | PacifiCorp used Q1 2025 metrics to project out Cycle Years 1-3 remaining flat |  | PacifiCorp | 2026 | 2026 | 3 | 3 | 3
2070000177 | 8. Weather stations |  | HFTD Tier 3 | Rural | Non-WUI | Number of weather stations | PacifiCorp used Q1 2025 metrics to project out Cycle Years 1-3 remaining flat |  | PacifiCorp | 2026 | 2026 | 3 | 3 | 3
2070000178 | 8. Weather stations |  | HFTD Tier 3 | Highly rural | WUI | Number of weather stations | PacifiCorp used Q1 2025 metrics to project out Cycle Years 1-3 remaining flat |  | PacifiCorp | 2026 | 2026 | 0 | 0 | 0
2070000179 | 8. Weather stations |  | HFTD Tier 3 | Highly rural | Non-WUI | Number of weather stations | PacifiCorp used Q1 2025 metrics to project out Cycle Years 1-3 remaining flat |  | PacifiCorp | 2026 | 2026 | 0 | 0 | 0

## Table 8
METRIC NUMBER | METRIC TYPE | LINE TYPE | HFTD TIER | AREA TYPE | WUI STATUS | UNIT(S) | COMMENTS | BLANK MEANING | UTILITY ID | REPORTING YEAR | WMP CYCLE START YEAR | PROJECTED CYCLE YEAR 1 VALUE | PROJECTED CYCLE YEAR 2 VALUE | PROJECTED CYCLE YEAR 3 VALUE
2080000000 | 1. Net addition (or removal) - overhead circuit miles | Distribution | Non-HFTD | Urban | WUI | Circuit miles | Relevant scopes and sequencing of segments for identified projects are yet to be determined. |  | PacifiCorp | 2026 | 2026 | 0 | 0 | 0
2080000001 | 1. Net addition (or removal) - overhead circuit miles | Distribution | Non-HFTD | Urban | Non-WUI | Circuit miles | Relevant scopes and sequencing of segments for identified projects are yet to be determined. |  | PacifiCorp | 2026 | 2026 | 0 | 0 | 0
2080000002 | 1. Net addition (or removal) - overhead circuit miles | Distribution | Non-HFTD | Rural | WUI | Circuit miles | Relevant scopes and sequencing of segments for identified projects are yet to be determined. |  | PacifiCorp | 2026 | 2026 | 0 | 0 | 0
2080000003 | 1. Net addition (or removal) - overhead circuit miles | Distribution | Non-HFTD | Rural | Non-WUI | Circuit miles | Relevant scopes and sequencing of segments for identified projects are yet to be determined. |  | PacifiCorp | 2026 | 2026 | 0 | 0 | 0
2080000004 | 1. Net addition (or removal) - overhead circuit miles | Distribution | Non-HFTD | Highly rural | WUI | Circuit miles | Relevant scopes and sequencing of segments for identified projects are yet to be determined. |  | PacifiCorp | 2026 | 2026 | 0 | 0 | 0
2080000005 | 1. Net addition (or removal) - overhead circuit miles | Distribution | Non-HFTD | Highly rural | Non-WUI | Circuit miles | Relevant scopes and sequencing of segments for identified projects are yet to be determined. |  | PacifiCorp | 2026 | 2026 | 0 | 0 | 0
2080000006 | 1. Net addition (or removal) - overhead circuit miles | Distribution | HFTD Tier 2 | Urban | WUI | Circuit miles | Relevant scopes and sequencing of segments for identified projects are yet to be determined. |  | PacifiCorp | 2026 | 2026 | 0 | 0 | 0
2080000007 | 1. Net addition (or removal) - overhead circuit miles | Distribution | HFTD Tier 2 | Urban | Non-WUI | Circuit miles | Relevant scopes and sequencing of segments for identified projects are yet to be determined. |  | PacifiCorp | 2026 | 2026 | 0 | 0 | 0
2080000008 | 1. Net addition (or removal) - overhead circuit miles | Distribution | HFTD Tier 2 | Rural | WUI | Circuit miles | Relevant scopes and sequencing of segments for identified projects are yet to be determined. |  | PacifiCorp | 2026 | 2026 | 0 | 0 | 0
2080000009 | 1. Net addition (or removal) - overhead circuit miles | Distribution | HFTD Tier 2 | Rural | Non-WUI | Circuit miles | Relevant scopes and sequencing of segments for identified projects are yet to be determined. |  | PacifiCorp | 2026 | 2026 | 0 | 0 | 0
2080000010 | 1. Net addition (or removal) - overhead circuit miles | Distribution | HFTD Tier 2 | Highly rural | WUI | Circuit miles | Relevant scopes and sequencing of segments for identified projects are yet to be determined. |  | PacifiCorp | 2026 | 2026 | 0 | 0 | 0
2080000011 | 1. Net addition (or removal) - overhead circuit miles | Distribution | HFTD Tier 2 | Highly rural | Non-WUI | Circuit miles | Relevant scopes and sequencing of segments for identified projects are yet to be determined. |  | PacifiCorp | 2026 | 2026 | 0 | 0 | 0
2080000012 | 1. Net addition (or removal) - overhead circuit miles | Distribution | HFTD Tier 3 | Urban | WUI | Circuit miles | Relevant scopes and sequencing of segments for identified projects are yet to be determined. |  | PacifiCorp | 2026 | 2026 | 0 | 0 | 0
2080000013 | 1. Net addition (or removal) - overhead circuit miles | Distribution | HFTD Tier 3 | Urban | Non-WUI | Circuit miles | Relevant scopes and sequencing of segments for identified projects are yet to be determined. |  | PacifiCorp | 2026 | 2026 | 0 | 0 | 0
2080000014 | 1. Net addition (or removal) - overhead circuit miles | Distribution | HFTD Tier 3 | Rural | WUI | Circuit miles | Relevant scopes and sequencing of segments for identified projects are yet to be determined. |  | PacifiCorp | 2026 | 2026 | 0 | 0 | 0
2080000015 | 1. Net addition (or removal) - overhead circuit miles | Distribution | HFTD Tier 3 | Rural | Non-WUI | Circuit miles | Relevant scopes and sequencing of segments for identified projects are yet to be determined. |  | PacifiCorp | 2026 | 2026 | 0 | 0 | 0
2080000016 | 1. Net addition (or removal) - overhead circuit miles | Distribution | HFTD Tier 3 | Highly rural | WUI | Circuit miles | Relevant scopes and sequencing of segments for identified projects are yet to be determined. |  | PacifiCorp | 2026 | 2026 | 0 | 0 | 0
2080000017 | 1. Net addition (or removal) - overhead circuit miles | Distribution | HFTD Tier 3 | Highly rural | Non-WUI | Circuit miles | Relevant scopes and sequencing of segments for identified projects are yet to be determined. |  | PacifiCorp | 2026 | 2026 | 0 | 0 | 0
2080000018 | 1. Net addition (or removal) - overhead circuit miles | Transmission | Non-HFTD | Urban | WUI | Circuit miles | No transmission projects are planned at this time. |  | PacifiCorp | 2026 | 2026 | 0 | 0 | 0
2080000019 | 1. Net addition (or removal) - overhead circuit miles | Transmission | Non-HFTD | Urban | Non-WUI | Circuit miles | No transmission projects are planned at this time. |  | PacifiCorp | 2026 | 2026 | 0 | 0 | 0
2080000020 | 1. Net addition (or removal) - overhead circuit miles | Transmission | Non-HFTD | Rural | WUI | Circuit miles | No transmission projects are planned at this time. |  | PacifiCorp | 2026 | 2026 | 0 | 0 | 0
2080000021 | 1. Net addition (or removal) - overhead circuit miles | Transmission | Non-HFTD | Rural | Non-WUI | Circuit miles | No transmission projects are planned at this time. |  | PacifiCorp | 2026 | 2026 | 0 | 0 | 0
2080000022 | 1. Net addition (or removal) - overhead circuit miles | Transmission | Non-HFTD | Highly rural | WUI | Circuit miles | No transmission projects are planned at this time. |  | PacifiCorp | 2026 | 2026 | 0 | 0 | 0
2080000023 | 1. Net addition (or removal) - overhead circuit miles | Transmission | Non-HFTD | Highly rural | Non-WUI | Circuit miles | No transmission projects are planned at this time. |  | PacifiCorp | 2026 | 2026 | 0 | 0 | 0
2080000024 | 1. Net addition (or removal) - overhead circuit miles | Transmission | HFTD Tier 2 | Urban | WUI | Circuit miles | No transmission projects are planned at this time. |  | PacifiCorp | 2026 | 2026 | 0 | 0 | 0
2080000025 | 1. Net addition (or removal) - overhead circuit miles | Transmission | HFTD Tier 2 | Urban | Non-WUI | Circuit miles | No transmission projects are planned at this time. |  | PacifiCorp | 2026 | 2026 | 0 | 0 | 0
2080000026 | 1. Net addition (or removal) - overhead circuit miles | Transmission | HFTD Tier 2 | Rural | WUI | Circuit miles | No transmission projects are planned at this time. |  | PacifiCorp | 2026 | 2026 | 0 | 0 | 0
2080000027 | 1. Net addition (or removal) - overhead circuit miles | Transmission | HFTD Tier 2 | Rural | Non-WUI | Circuit miles | No transmission projects are planned at this time. |  | PacifiCorp | 2026 | 2026 | 0 | 0 | 0
2080000028 | 1. Net addition (or removal) - overhead circuit miles | Transmission | HFTD Tier 2 | Highly rural | WUI | Circuit miles | No transmission projects are planned at this time. |  | PacifiCorp | 2026 | 2026 | 0 | 0 | 0
2080000029 | 1. Net addition (or removal) - overhead circuit miles | Transmission | HFTD Tier 2 | Highly rural | Non-WUI | Circuit miles | No transmission projects are planned at this time. |  | PacifiCorp | 2026 | 2026 | 0 | 0 | 0
2080000030 | 1. Net addition (or removal) - overhead circuit miles | Transmission | HFTD Tier 3 | Urban | WUI | Circuit miles | No transmission projects are planned at this time. |  | PacifiCorp | 2026 | 2026 | 0 | 0 | 0
2080000031 | 1. Net addition (or removal) - overhead circuit miles | Transmission | HFTD Tier 3 | Urban | Non-WUI | Circuit miles | No transmission projects are planned at this time. |  | PacifiCorp | 2026 | 2026 | 0 | 0 | 0
2080000032 | 1. Net addition (or removal) - overhead circuit miles | Transmission | HFTD Tier 3 | Rural | WUI | Circuit miles | No transmission projects are planned at this time. |  | PacifiCorp | 2026 | 2026 | 0 | 0 | 0
2080000033 | 1. Net addition (or removal) - overhead circuit miles | Transmission | HFTD Tier 3 | Rural | Non-WUI | Circuit miles | No transmission projects are planned at this time. |  | PacifiCorp | 2026 | 2026 | 0 | 0 | 0
2080000034 | 1. Net addition (or removal) - overhead circuit miles | Transmission | HFTD Tier 3 | Highly rural | WUI | Circuit miles | No transmission projects are planned at this time. |  | PacifiCorp | 2026 | 2026 | 0 | 0 | 0
2080000035 | 1. Net addition (or removal) - overhead circuit miles | Transmission | HFTD Tier 3 | Highly rural | Non-WUI | Circuit miles | No transmission projects are planned at this time. |  | PacifiCorp | 2026 | 2026 | 0 | 0 | 0
2080000036 | 2. Net addition (or removal) - underground circuit miles | Distribution | Non-HFTD | Urban | WUI | Circuit miles | Relevant scopes and sequencing of segments for identified projects are yet to be determined. |  | PacifiCorp | 2026 | 2026 | 0 | 0 | 0
2080000037 | 2. Net addition (or removal) - underground circuit miles | Distribution | Non-HFTD | Urban | Non-WUI | Circuit miles | Relevant scopes and sequencing of segments for identified projects are yet to be determined. |  | PacifiCorp | 2026 | 2026 | 0 | 0 | 0
2080000038 | 2. Net addition (or removal) - underground circuit miles | Distribution | Non-HFTD | Rural | WUI | Circuit miles | Relevant scopes and sequencing of segments for identified projects are yet to be determined. |  | PacifiCorp | 2026 | 2026 | 0 | 0 | 0
2080000039 | 2. Net addition (or removal) - underground circuit miles | Distribution | Non-HFTD | Rural | Non-WUI | Circuit miles | Relevant scopes and sequencing of segments for identified projects are yet to be determined. |  | PacifiCorp | 2026 | 2026 | 0 | 0 | 0
2080000040 | 2. Net addition (or removal) - underground circuit miles | Distribution | Non-HFTD | Highly rural | WUI | Circuit miles | Relevant scopes and sequencing of segments for identified projects are yet to be determined. |  | PacifiCorp | 2026 | 2026 | 0 | 0 | 0
2080000041 | 2. Net addition (or removal) - underground circuit miles | Distribution | Non-HFTD | Highly rural | Non-WUI | Circuit miles | Relevant scopes and sequencing of segments for identified projects are yet to be determined. |  | PacifiCorp | 2026 | 2026 | 0 | 0 | 0
2080000042 | 2. Net addition (or removal) - underground circuit miles | Distribution | HFTD Tier 2 | Urban | WUI | Circuit miles | Relevant scopes and sequencing of segments for identified projects are yet to be determined. |  | PacifiCorp | 2026 | 2026 | 0 | 0 | 0
2080000043 | 2. Net addition (or removal) - underground circuit miles | Distribution | HFTD Tier 2 | Urban | Non-WUI | Circuit miles | Relevant scopes and sequencing of segments for identified projects are yet to be determined. |  | PacifiCorp | 2026 | 2026 | 0 | 0 | 0
2080000044 | 2. Net addition (or removal) - underground circuit miles | Distribution | HFTD Tier 2 | Rural | WUI | Circuit miles | Relevant scopes and sequencing of segments for identified projects are yet to be determined. |  | PacifiCorp | 2026 | 2026 | 0 | 0 | 0
2080000045 | 2. Net addition (or removal) - underground circuit miles | Distribution | HFTD Tier 2 | Rural | Non-WUI | Circuit miles | Relevant scopes and sequencing of segments for identified projects are yet to be determined. |  | PacifiCorp | 2026 | 2026 | 0 | 0 | 0
2080000046 | 2. Net addition (or removal) - underground circuit miles | Distribution | HFTD Tier 2 | Highly rural | WUI | Circuit miles | Relevant scopes and sequencing of segments for identified projects are yet to be determined. |  | PacifiCorp | 2026 | 2026 | 0 | 0 | 0
2080000047 | 2. Net addition (or removal) - underground circuit miles | Distribution | HFTD Tier 2 | Highly rural | Non-WUI | Circuit miles | Relevant scopes and sequencing of segments for identified projects are yet to be determined. |  | PacifiCorp | 2026 | 2026 | 0 | 0 | 0
2080000048 | 2. Net addition (or removal) - underground circuit miles | Distribution | HFTD Tier 3 | Urban | WUI | Circuit miles | Relevant scopes and sequencing of segments for identified projects are yet to be determined. |  | PacifiCorp | 2026 | 2026 | 0 | 0 | 0
2080000049 | 2. Net addition (or removal) - underground circuit miles | Distribution | HFTD Tier 3 | Urban | Non-WUI | Circuit miles | Relevant scopes and sequencing of segments for identified projects are yet to be determined. |  | PacifiCorp | 2026 | 2026 | 0 | 0 | 0
2080000050 | 2. Net addition (or removal) - underground circuit miles | Distribution | HFTD Tier 3 | Rural | WUI | Circuit miles | Relevant scopes and sequencing of segments for identified projects are yet to be determined. |  | PacifiCorp | 2026 | 2026 | 0 | 0 | 0
2080000051 | 2. Net addition (or removal) - underground circuit miles | Distribution | HFTD Tier 3 | Rural | Non-WUI | Circuit miles | Relevant scopes and sequencing of segments for identified projects are yet to be determined. |  | PacifiCorp | 2026 | 2026 | 0 | 0 | 0
2080000052 | 2. Net addition (or removal) - underground circuit miles | Distribution | HFTD Tier 3 | Highly rural | WUI | Circuit miles | Relevant scopes and sequencing of segments for identified projects are yet to be determined. |  | PacifiCorp | 2026 | 2026 | 0 | 0 | 0
2080000053 | 2. Net addition (or removal) - underground circuit miles | Distribution | HFTD Tier 3 | Highly rural | Non-WUI | Circuit miles | Relevant scopes and sequencing of segments for identified projects are yet to be determined. |  | PacifiCorp | 2026 | 2026 | 0 | 0 | 0
2080000054 | 2. Net addition (or removal) - underground circuit miles | Transmission | Non-HFTD | Urban | WUI | Circuit miles | No transmission projects are planned at this time. |  | PacifiCorp | 2026 | 2026 | 0 | 0 | 0
2080000055 | 2. Net addition (or removal) - underground circuit miles | Transmission | Non-HFTD | Urban | Non-WUI | Circuit miles | No transmission projects are planned at this time. |  | PacifiCorp | 2026 | 2026 | 0 | 0 | 0
2080000056 | 2. Net addition (or removal) - underground circuit miles | Transmission | Non-HFTD | Rural | WUI | Circuit miles | No transmission projects are planned at this time. |  | PacifiCorp | 2026 | 2026 | 0 | 0 | 0
2080000057 | 2. Net addition (or removal) - underground circuit miles | Transmission | Non-HFTD | Rural | Non-WUI | Circuit miles | No transmission projects are planned at this time. |  | PacifiCorp | 2026 | 2026 | 0 | 0 | 0
2080000058 | 2. Net addition (or removal) - underground circuit miles | Transmission | Non-HFTD | Highly rural | WUI | Circuit miles | No transmission projects are planned at this time. |  | PacifiCorp | 2026 | 2026 | 0 | 0 | 0
2080000059 | 2. Net addition (or removal) - underground circuit miles | Transmission | Non-HFTD | Highly rural | Non-WUI | Circuit miles | No transmission projects are planned at this time. |  | PacifiCorp | 2026 | 2026 | 0 | 0 | 0
2080000060 | 2. Net addition (or removal) - underground circuit miles | Transmission | HFTD Tier 2 | Urban | WUI | Circuit miles | No transmission projects are planned at this time. |  | PacifiCorp | 2026 | 2026 | 0 | 0 | 0
2080000061 | 2. Net addition (or removal) - underground circuit miles | Transmission | HFTD Tier 2 | Urban | Non-WUI | Circuit miles | No transmission projects are planned at this time. |  | PacifiCorp | 2026 | 2026 | 0 | 0 | 0
2080000062 | 2. Net addition (or removal) - underground circuit miles | Transmission | HFTD Tier 2 | Rural | WUI | Circuit miles | No transmission projects are planned at this time. |  | PacifiCorp | 2026 | 2026 | 0 | 0 | 0
2080000063 | 2. Net addition (or removal) - underground circuit miles | Transmission | HFTD Tier 2 | Rural | Non-WUI | Circuit miles | No transmission projects are planned at this time. |  | PacifiCorp | 2026 | 2026 | 0 | 0 | 0
2080000064 | 2. Net addition (or removal) - underground circuit miles | Transmission | HFTD Tier 2 | Highly rural | WUI | Circuit miles | No transmission projects are planned at this time. |  | PacifiCorp | 2026 | 2026 | 0 | 0 | 0
2080000065 | 2. Net addition (or removal) - underground circuit miles | Transmission | HFTD Tier 2 | Highly rural | Non-WUI | Circuit miles | No transmission projects are planned at this time. |  | PacifiCorp | 2026 | 2026 | 0 | 0 | 0
2080000066 | 2. Net addition (or removal) - underground circuit miles | Transmission | HFTD Tier 3 | Urban | WUI | Circuit miles | No transmission projects are planned at this time. |  | PacifiCorp | 2026 | 2026 | 0 | 0 | 0
2080000067 | 2. Net addition (or removal) - underground circuit miles | Transmission | HFTD Tier 3 | Urban | Non-WUI | Circuit miles | No transmission projects are planned at this time. |  | PacifiCorp | 2026 | 2026 | 0 | 0 | 0
2080000068 | 2. Net addition (or removal) - underground circuit miles | Transmission | HFTD Tier 3 | Rural | WUI | Circuit miles | No transmission projects are planned at this time. |  | PacifiCorp | 2026 | 2026 | 0 | 0 | 0
2080000069 | 2. Net addition (or removal) - underground circuit miles | Transmission | HFTD Tier 3 | Rural | Non-WUI | Circuit miles | No transmission projects are planned at this time. |  | PacifiCorp | 2026 | 2026 | 0 | 0 | 0
2080000070 | 2. Net addition (or removal) - underground circuit miles | Transmission | HFTD Tier 3 | Highly rural | WUI | Circuit miles | No transmission projects are planned at this time. |  | PacifiCorp | 2026 | 2026 | 0 | 0 | 0
2080000071 | 2. Net addition (or removal) - underground circuit miles | Transmission | HFTD Tier 3 | Highly rural | Non-WUI | Circuit miles | No transmission projects are planned at this time. |  | PacifiCorp | 2026 | 2026 | 0 | 0 | 0
2080000072 | 3. Net addition (or removal) - Substations |  | Non-HFTD | Urban | WUI | Number of substations | Relevant scopes for identified projects are yet to be determined. |  | PacifiCorp | 2026 | 2026 | 0 | 0 | 0
2080000073 | 3. Net addition (or removal) - Substations |  | Non-HFTD | Urban | Non-WUI | Number of substations | Relevant scopes for identified projects are yet to be determined. |  | PacifiCorp | 2026 | 2026 | 0 | 0 | 0
2080000074 | 3. Net addition (or removal) - Substations |  | Non-HFTD | Rural | WUI | Number of substations | Relevant scopes for identified projects are yet to be determined. |  | PacifiCorp | 2026 | 2026 | 0 | 0 | 0
2080000075 | 3. Net addition (or removal) - Substations |  | Non-HFTD | Rural | Non-WUI | Number of substations | Relevant scopes for identified projects are yet to be determined. |  | PacifiCorp | 2026 | 2026 | 0 | 0 | 0
2080000076 | 3. Net addition (or removal) - Substations |  | Non-HFTD | Highly rural | WUI | Number of substations | Relevant scopes for identified projects are yet to be determined. |  | PacifiCorp | 2026 | 2026 | 0 | 0 | 0
2080000077 | 3. Net addition (or removal) - Substations |  | Non-HFTD | Highly rural | Non-WUI | Number of substations | Relevant scopes for identified projects are yet to be determined. |  | PacifiCorp | 2026 | 2026 | 0 | 0 | 0
2080000078 | 3. Net addition (or removal) - Substations |  | HFTD Tier 2 | Urban | WUI | Number of substations | Relevant scopes for identified projects are yet to be determined. |  | PacifiCorp | 2026 | 2026 | 0 | 0 | 0
2080000079 | 3. Net addition (or removal) - Substations |  | HFTD Tier 2 | Urban | Non-WUI | Number of substations | Relevant scopes for identified projects are yet to be determined. |  | PacifiCorp | 2026 | 2026 | 0 | 0 | 0
2080000080 | 3. Net addition (or removal) - Substations |  | HFTD Tier 2 | Rural | WUI | Number of substations | Relevant scopes for identified projects are yet to be determined. |  | PacifiCorp | 2026 | 2026 | 0 | 0 | 0
2080000081 | 3. Net addition (or removal) - Substations |  | HFTD Tier 2 | Rural | Non-WUI | Number of substations | Relevant scopes for identified projects are yet to be determined. |  | PacifiCorp | 2026 | 2026 | 0 | 0 | 0
2080000082 | 3. Net addition (or removal) - Substations |  | HFTD Tier 2 | Highly rural | WUI | Number of substations | Relevant scopes for identified projects are yet to be determined. |  | PacifiCorp | 2026 | 2026 | 0 | 0 | 0
2080000083 | 3. Net addition (or removal) - Substations |  | HFTD Tier 2 | Highly rural | Non-WUI | Number of substations | Relevant scopes for identified projects are yet to be determined. |  | PacifiCorp | 2026 | 2026 | 0 | 0 | 0
2080000084 | 3. Net addition (or removal) - Substations |  | HFTD Tier 3 | Urban | WUI | Number of substations | Relevant scopes for identified projects are yet to be determined. |  | PacifiCorp | 2026 | 2026 | 0 | 0 | 0
2080000085 | 3. Net addition (or removal) - Substations |  | HFTD Tier 3 | Urban | Non-WUI | Number of substations | Relevant scopes for identified projects are yet to be determined. |  | PacifiCorp | 2026 | 2026 | 0 | 0 | 0
2080000086 | 3. Net addition (or removal) - Substations |  | HFTD Tier 3 | Rural | WUI | Number of substations | Relevant scopes for identified projects are yet to be determined. |  | PacifiCorp | 2026 | 2026 | 0 | 0 | 0
2080000087 | 3. Net addition (or removal) - Substations |  | HFTD Tier 3 | Rural | Non-WUI | Number of substations | Relevant scopes for identified projects are yet to be determined. |  | PacifiCorp | 2026 | 2026 | 0 | 0 | 0
2080000088 | 3. Net addition (or removal) - Substations |  | HFTD Tier 3 | Highly rural | WUI | Number of substations | Relevant scopes for identified projects are yet to be determined. |  | PacifiCorp | 2026 | 2026 | 0 | 0 | 0
2080000089 | 3. Net addition (or removal) - Substations |  | HFTD Tier 3 | Highly rural | Non-WUI | Number of substations | Relevant scopes for identified projects are yet to be determined. |  | PacifiCorp | 2026 | 2026 | 0 | 0 | 0
2080000090 | 4. Net addition (or removal) - Weather stations |  | Non-HFTD | Urban | WUI | Number of weather stations | Relevant scopes for identified projects are yet to be determined. |  | PacifiCorp | 2026 | 2026 | 0 | 0 | 0
2080000091 | 4. Net addition (or removal) - Weather stations |  | Non-HFTD | Urban | Non-WUI | Number of weather stations | Relevant scopes for identified projects are yet to be determined. |  | PacifiCorp | 2026 | 2026 | 0 | 0 | 0
2080000092 | 4. Net addition (or removal) - Weather stations |  | Non-HFTD | Rural | WUI | Number of weather stations | Relevant scopes for identified projects are yet to be determined. |  | PacifiCorp | 2026 | 2026 | 0 | 0 | 0
2080000093 | 4. Net addition (or removal) - Weather stations |  | Non-HFTD | Rural | Non-WUI | Number of weather stations | Relevant scopes for identified projects are yet to be determined. |  | PacifiCorp | 2026 | 2026 | 0 | 0 | 0
2080000094 | 4. Net addition (or removal) - Weather stations |  | Non-HFTD | Highly rural | WUI | Number of weather stations | Relevant scopes for identified projects are yet to be determined. |  | PacifiCorp | 2026 | 2026 | 0 | 0 | 0
2080000095 | 4. Net addition (or removal) - Weather stations |  | Non-HFTD | Highly rural | Non-WUI | Number of weather stations | Relevant scopes for identified projects are yet to be determined. |  | PacifiCorp | 2026 | 2026 | 0 | 0 | 0
2080000096 | 4. Net addition (or removal) - Weather stations |  | HFTD Tier 2 | Urban | WUI | Number of weather stations | Relevant scopes for identified projects are yet to be determined. |  | PacifiCorp | 2026 | 2026 | 0 | 0 | 0
2080000097 | 4. Net addition (or removal) - Weather stations |  | HFTD Tier 2 | Urban | Non-WUI | Number of weather stations | Relevant scopes for identified projects are yet to be determined. |  | PacifiCorp | 2026 | 2026 | 0 | 0 | 0
2080000098 | 4. Net addition (or removal) - Weather stations |  | HFTD Tier 2 | Rural | WUI | Number of weather stations | Relevant scopes for identified projects are yet to be determined. |  | PacifiCorp | 2026 | 2026 | 0 | 0 | 0
2080000099 | 4. Net addition (or removal) - Weather stations |  | HFTD Tier 2 | Rural | Non-WUI | Number of weather stations | Relevant scopes for identified projects are yet to be determined. |  | PacifiCorp | 2026 | 2026 | 0 | 0 | 0
2080000100 | 4. Net addition (or removal) - Weather stations |  | HFTD Tier 2 | Highly rural | WUI | Number of weather stations | Relevant scopes for identified projects are yet to be determined. |  | PacifiCorp | 2026 | 2026 | 0 | 0 | 0
2080000101 | 4. Net addition (or removal) - Weather stations |  | HFTD Tier 2 | Highly rural | Non-WUI | Number of weather stations | Relevant scopes for identified projects are yet to be determined. |  | PacifiCorp | 2026 | 2026 | 0 | 0 | 0
2080000102 | 4. Net addition (or removal) - Weather stations |  | HFTD Tier 3 | Urban | WUI | Number of weather stations | Relevant scopes for identified projects are yet to be determined. |  | PacifiCorp | 2026 | 2026 | 0 | 0 | 0
2080000103 | 4. Net addition (or removal) - Weather stations |  | HFTD Tier 3 | Urban | Non-WUI | Number of weather stations | Relevant scopes for identified projects are yet to be determined. |  | PacifiCorp | 2026 | 2026 | 0 | 0 | 0
2080000104 | 4. Net addition (or removal) - Weather stations |  | HFTD Tier 3 | Rural | WUI | Number of weather stations | Relevant scopes for identified projects are yet to be determined. |  | PacifiCorp | 2026 | 2026 | 0 | 0 | 0
2080000105 | 4. Net addition (or removal) - Weather stations |  | HFTD Tier 3 | Rural | Non-WUI | Number of weather stations | Relevant scopes for identified projects are yet to be determined. |  | PacifiCorp | 2026 | 2026 | 0 | 0 | 0
2080000106 | 4. Net addition (or removal) - Weather stations |  | HFTD Tier 3 | Highly rural | WUI | Number of weather stations | Relevant scopes for identified projects are yet to be determined. |  | PacifiCorp | 2026 | 2026 | 0 | 0 | 0
2080000107 | 4. Net addition (or removal) - Weather stations |  | HFTD Tier 3 | Highly rural | Non-WUI | Number of weather stations | Relevant scopes for identified projects are yet to be determined. |  | PacifiCorp | 2026 | 2026 | 0 | 0 | 0

## Table 9
METRIC NUMBER | METRIC TYPE | LINE TYPE | HFTD TIER | AREA TYPE | WUI STATUS | UNIT(S) | COMMENTS | BLANK MEANING | UTILITY ID | REPORTING YEAR | WMP CYCLE START YEAR | PROJECTED CYCLE YEAR 1 VALUE | PROJECTED CYCLE YEAR 2 VALUE | PROJECTED CYCLE YEAR 3 VALUE
2090000000 | 1. Number of overhead circuit miles upgraded | Distribution | Non-HFTD | Urban | WUI | Circuit miles | Relevant scopes and sequencing of segments for identified projects are yet to be determined. |  | PacifiCorp | 2026 | 2026 | 0 | 0 | 0
2090000001 | 1. Number of overhead circuit miles upgraded | Distribution | Non-HFTD | Urban | Non-WUI | Circuit miles | Relevant scopes and sequencing of segments for identified projects are yet to be determined. |  | PacifiCorp | 2026 | 2026 | 0 | 0 | 0
2090000002 | 1. Number of overhead circuit miles upgraded | Distribution | Non-HFTD | Rural | WUI | Circuit miles | Relevant scopes and sequencing of segments for identified projects are yet to be determined. |  | PacifiCorp | 2026 | 2026 | 0 | 0 | 0
2090000003 | 1. Number of overhead circuit miles upgraded | Distribution | Non-HFTD | Rural | Non-WUI | Circuit miles | Relevant scopes and sequencing of segments for identified projects are yet to be determined. |  | PacifiCorp | 2026 | 2026 | 0 | 0 | 0
2090000004 | 1. Number of overhead circuit miles upgraded | Distribution | Non-HFTD | Highly rural | WUI | Circuit miles | Relevant scopes and sequencing of segments for identified projects are yet to be determined. |  | PacifiCorp | 2026 | 2026 | 0 | 0 | 0
2090000005 | 1. Number of overhead circuit miles upgraded | Distribution | Non-HFTD | Highly rural | Non-WUI | Circuit miles | Relevant scopes and sequencing of segments for identified projects are yet to be determined. |  | PacifiCorp | 2026 | 2026 | 0 | 0 | 0
2090000006 | 1. Number of overhead circuit miles upgraded | Distribution | HFTD Tier 2 | Urban | WUI | Circuit miles | Relevant scopes and sequencing of segments for identified projects are yet to be determined. |  | PacifiCorp | 2026 | 2026 | 0 | 0 | 0
2090000007 | 1. Number of overhead circuit miles upgraded | Distribution | HFTD Tier 2 | Urban | Non-WUI | Circuit miles | Relevant scopes and sequencing of segments for identified projects are yet to be determined. |  | PacifiCorp | 2026 | 2026 | 0 | 0 | 0
2090000008 | 1. Number of overhead circuit miles upgraded | Distribution | HFTD Tier 2 | Rural | WUI | Circuit miles | Relevant scopes and sequencing of segments for identified projects are yet to be determined. |  | PacifiCorp | 2026 | 2026 | 0 | 0 | 0
2090000009 | 1. Number of overhead circuit miles upgraded | Distribution | HFTD Tier 2 | Rural | Non-WUI | Circuit miles | Relevant scopes and sequencing of segments for identified projects are yet to be determined. |  | PacifiCorp | 2026 | 2026 | 0 | 0 | 0
2090000010 | 1. Number of overhead circuit miles upgraded | Distribution | HFTD Tier 2 | Highly rural | WUI | Circuit miles | Relevant scopes and sequencing of segments for identified projects are yet to be determined. |  | PacifiCorp | 2026 | 2026 | 0 | 0 | 0
2090000011 | 1. Number of overhead circuit miles upgraded | Distribution | HFTD Tier 2 | Highly rural | Non-WUI | Circuit miles | Relevant scopes and sequencing of segments for identified projects are yet to be determined. |  | PacifiCorp | 2026 | 2026 | 0 | 0 | 0
2090000012 | 1. Number of overhead circuit miles upgraded | Distribution | HFTD Tier 3 | Urban | WUI | Circuit miles | Relevant scopes and sequencing of segments for identified projects are yet to be determined. |  | PacifiCorp | 2026 | 2026 | 0 | 0 | 0
2090000013 | 1. Number of overhead circuit miles upgraded | Distribution | HFTD Tier 3 | Urban | Non-WUI | Circuit miles | Relevant scopes and sequencing of segments for identified projects are yet to be determined. |  | PacifiCorp | 2026 | 2026 | 0 | 0 | 0
2090000014 | 1. Number of overhead circuit miles upgraded | Distribution | HFTD Tier 3 | Rural | WUI | Circuit miles | Relevant scopes and sequencing of segments for identified projects are yet to be determined. |  | PacifiCorp | 2026 | 2026 | 0 | 0 | 0
2090000015 | 1. Number of overhead circuit miles upgraded | Distribution | HFTD Tier 3 | Rural | Non-WUI | Circuit miles | Relevant scopes and sequencing of segments for identified projects are yet to be determined. |  | PacifiCorp | 2026 | 2026 | 0 | 0 | 0
2090000016 | 1. Number of overhead circuit miles upgraded | Distribution | HFTD Tier 3 | Highly rural | WUI | Circuit miles | Relevant scopes and sequencing of segments for identified projects are yet to be determined. |  | PacifiCorp | 2026 | 2026 | 0 | 0 | 0
2090000017 | 1. Number of overhead circuit miles upgraded | Distribution | HFTD Tier 3 | Highly rural | Non-WUI | Circuit miles | Relevant scopes and sequencing of segments for identified projects are yet to be determined. |  | PacifiCorp | 2026 | 2026 | 0 | 0 | 0
2090000018 | 1. Number of overhead circuit miles upgraded | Transmission | Non-HFTD | Urban | WUI | Circuit miles | Relevant scopes and sequencing of segments for identified projects are yet to be determined. |  | PacifiCorp | 2026 | 2026 | 0 | 0 | 0
2090000019 | 1. Number of overhead circuit miles upgraded | Transmission | Non-HFTD | Urban | Non-WUI | Circuit miles | Relevant scopes and sequencing of segments for identified projects are yet to be determined. |  | PacifiCorp | 2026 | 2026 | 0 | 0 | 0
2090000020 | 1. Number of overhead circuit miles upgraded | Transmission | Non-HFTD | Rural | WUI | Circuit miles | Relevant scopes and sequencing of segments for identified projects are yet to be determined. |  | PacifiCorp | 2026 | 2026 | 0 | 0 | 0
2090000021 | 1. Number of overhead circuit miles upgraded | Transmission | Non-HFTD | Rural | Non-WUI | Circuit miles | Relevant scopes and sequencing of segments for identified projects are yet to be determined. |  | PacifiCorp | 2026 | 2026 | 0 | 0 | 0
2090000022 | 1. Number of overhead circuit miles upgraded | Transmission | Non-HFTD | Highly rural | WUI | Circuit miles | Relevant scopes and sequencing of segments for identified projects are yet to be determined. |  | PacifiCorp | 2026 | 2026 | 0 | 0 | 0
2090000023 | 1. Number of overhead circuit miles upgraded | Transmission | Non-HFTD | Highly rural | Non-WUI | Circuit miles | Relevant scopes and sequencing of segments for identified projects are yet to be determined. |  | PacifiCorp | 2026 | 2026 | 0 | 0 | 0
2090000024 | 1. Number of overhead circuit miles upgraded | Transmission | HFTD Tier 2 | Urban | WUI | Circuit miles | Relevant scopes and sequencing of segments for identified projects are yet to be determined. |  | PacifiCorp | 2026 | 2026 | 0 | 0 | 0
2090000025 | 1. Number of overhead circuit miles upgraded | Transmission | HFTD Tier 2 | Urban | Non-WUI | Circuit miles | Relevant scopes and sequencing of segments for identified projects are yet to be determined. |  | PacifiCorp | 2026 | 2026 | 0 | 0 | 0
2090000026 | 1. Number of overhead circuit miles upgraded | Transmission | HFTD Tier 2 | Rural | WUI | Circuit miles | Relevant scopes and sequencing of segments for identified projects are yet to be determined. |  | PacifiCorp | 2026 | 2026 | 0 | 0 | 0
2090000027 | 1. Number of overhead circuit miles upgraded | Transmission | HFTD Tier 2 | Rural | Non-WUI | Circuit miles | Relevant scopes and sequencing of segments for identified projects are yet to be determined. |  | PacifiCorp | 2026 | 2026 | 0 | 0 | 0
2090000028 | 1. Number of overhead circuit miles upgraded | Transmission | HFTD Tier 2 | Highly rural | WUI | Circuit miles | Relevant scopes and sequencing of segments for identified projects are yet to be determined. |  | PacifiCorp | 2026 | 2026 | 0 | 0 | 0
2090000029 | 1. Number of overhead circuit miles upgraded | Transmission | HFTD Tier 2 | Highly rural | Non-WUI | Circuit miles | Relevant scopes and sequencing of segments for identified projects are yet to be determined. |  | PacifiCorp | 2026 | 2026 | 0 | 0 | 0
2090000030 | 1. Number of overhead circuit miles upgraded | Transmission | HFTD Tier 3 | Urban | WUI | Circuit miles | Relevant scopes and sequencing of segments for identified projects are yet to be determined. |  | PacifiCorp | 2026 | 2026 | 0 | 0 | 0
2090000031 | 1. Number of overhead circuit miles upgraded | Transmission | HFTD Tier 3 | Urban | Non-WUI | Circuit miles | Relevant scopes and sequencing of segments for identified projects are yet to be determined. |  | PacifiCorp | 2026 | 2026 | 0 | 0 | 0
2090000032 | 1. Number of overhead circuit miles upgraded | Transmission | HFTD Tier 3 | Rural | WUI | Circuit miles | Relevant scopes and sequencing of segments for identified projects are yet to be determined. |  | PacifiCorp | 2026 | 2026 | 0 | 0 | 0
2090000033 | 1. Number of overhead circuit miles upgraded | Transmission | HFTD Tier 3 | Rural | Non-WUI | Circuit miles | Relevant scopes and sequencing of segments for identified projects are yet to be determined. |  | PacifiCorp | 2026 | 2026 | 0 | 0 | 0
2090000034 | 1. Number of overhead circuit miles upgraded | Transmission | HFTD Tier 3 | Highly rural | WUI | Circuit miles | Relevant scopes and sequencing of segments for identified projects are yet to be determined. |  | PacifiCorp | 2026 | 2026 | 0 | 0 | 0
2090000035 | 1. Number of overhead circuit miles upgraded | Transmission | HFTD Tier 3 | Highly rural | Non-WUI | Circuit miles | Relevant scopes and sequencing of segments for identified projects are yet to be determined. |  | PacifiCorp | 2026 | 2026 | 0 | 0 | 0
2090000036 | 2. Number of substations upgraded |  | Non-HFTD | Urban | WUI | Number of substations | Relevant scopes and sequencing of segments for identified projects are yet to be determined. |  | PacifiCorp | 2026 | 2026 | 0 | 0 | 0
2090000037 | 2. Number of substations upgraded |  | Non-HFTD | Urban | Non-WUI | Number of substations | Relevant scopes and sequencing of segments for identified projects are yet to be determined. |  | PacifiCorp | 2026 | 2026 | 0 | 0 | 0
2090000038 | 2. Number of substations upgraded |  | Non-HFTD | Rural | WUI | Number of substations | Relevant scopes and sequencing of segments for identified projects are yet to be determined. |  | PacifiCorp | 2026 | 2026 | 0 | 0 | 0
2090000039 | 2. Number of substations upgraded |  | Non-HFTD | Rural | Non-WUI | Number of substations | Relevant scopes and sequencing of segments for identified projects are yet to be determined. |  | PacifiCorp | 2026 | 2026 | 0 | 0 | 0
2090000040 | 2. Number of substations upgraded |  | Non-HFTD | Highly rural | WUI | Number of substations | Relevant scopes and sequencing of segments for identified projects are yet to be determined. |  | PacifiCorp | 2026 | 2026 | 0 | 0 | 0
2090000041 | 2. Number of substations upgraded |  | Non-HFTD | Highly rural | Non-WUI | Number of substations | Relevant scopes and sequencing of segments for identified projects are yet to be determined. |  | PacifiCorp | 2026 | 2026 | 0 | 0 | 0
2090000042 | 2. Number of substations upgraded |  | HFTD Tier 2 | Urban | WUI | Number of substations | Relevant scopes and sequencing of segments for identified projects are yet to be determined. |  | PacifiCorp | 2026 | 2026 | 0 | 0 | 0
2090000043 | 2. Number of substations upgraded |  | HFTD Tier 2 | Urban | Non-WUI | Number of substations | Relevant scopes and sequencing of segments for identified projects are yet to be determined. |  | PacifiCorp | 2026 | 2026 | 0 | 0 | 0
2090000044 | 2. Number of substations upgraded |  | HFTD Tier 2 | Rural | WUI | Number of substations | Relevant scopes and sequencing of segments for identified projects are yet to be determined. |  | PacifiCorp | 2026 | 2026 | 0 | 0 | 0
2090000045 | 2. Number of substations upgraded |  | HFTD Tier 2 | Rural | Non-WUI | Number of substations | Relevant scopes and sequencing of segments for identified projects are yet to be determined. |  | PacifiCorp | 2026 | 2026 | 0 | 0 | 0
2090000046 | 2. Number of substations upgraded |  | HFTD Tier 2 | Highly rural | WUI | Number of substations | Relevant scopes and sequencing of segments for identified projects are yet to be determined. |  | PacifiCorp | 2026 | 2026 | 0 | 0 | 0
2090000047 | 2. Number of substations upgraded |  | HFTD Tier 2 | Highly rural | Non-WUI | Number of substations | Relevant scopes and sequencing of segments for identified projects are yet to be determined. |  | PacifiCorp | 2026 | 2026 | 0 | 0 | 0
2090000048 | 2. Number of substations upgraded |  | HFTD Tier 3 | Urban | WUI | Number of substations | Relevant scopes and sequencing of segments for identified projects are yet to be determined. |  | PacifiCorp | 2026 | 2026 | 0 | 0 | 0
2090000049 | 2. Number of substations upgraded |  | HFTD Tier 3 | Urban | Non-WUI | Number of substations | Relevant scopes and sequencing of segments for identified projects are yet to be determined. |  | PacifiCorp | 2026 | 2026 | 0 | 0 | 0
2090000050 | 2. Number of substations upgraded |  | HFTD Tier 3 | Rural | WUI | Number of substations | Relevant scopes and sequencing of segments for identified projects are yet to be determined. |  | PacifiCorp | 2026 | 2026 | 0 | 0 | 0
2090000051 | 2. Number of substations upgraded |  | HFTD Tier 3 | Rural | Non-WUI | Number of substations | Relevant scopes and sequencing of segments for identified projects are yet to be determined. |  | PacifiCorp | 2026 | 2026 | 0 | 0 | 0
2090000052 | 2. Number of substations upgraded |  | HFTD Tier 3 | Highly rural | WUI | Number of substations | Relevant scopes and sequencing of segments for identified projects are yet to be determined. |  | PacifiCorp | 2026 | 2026 | 0 | 0 | 0
2090000053 | 2. Number of substations upgraded |  | HFTD Tier 3 | Highly rural | Non-WUI | Number of substations | Relevant scopes and sequencing of segments for identified projects are yet to be determined. |  | PacifiCorp | 2026 | 2026 | 0 | 0 | 0
2090000054 | 3. Number of weather stations with hardware upgraded |  | Non-HFTD | Urban | WUI | Number of weather stations | Relevant scopes and sequencing of segments for identified projects are yet to be determined. |  | PacifiCorp | 2026 | 2026 | 0 | 0 | 0
2090000055 | 3. Number of weather stations with hardware upgraded |  | Non-HFTD | Urban | Non-WUI | Number of weather stations | Relevant scopes and sequencing of segments for identified projects are yet to be determined. |  | PacifiCorp | 2026 | 2026 | 0 | 0 | 0
2090000056 | 3. Number of weather stations with hardware upgraded |  | Non-HFTD | Rural | WUI | Number of weather stations | Relevant scopes and sequencing of segments for identified projects are yet to be determined. |  | PacifiCorp | 2026 | 2026 | 0 | 0 | 0
2090000057 | 3. Number of weather stations with hardware upgraded |  | Non-HFTD | Rural | Non-WUI | Number of weather stations | Relevant scopes and sequencing of segments for identified projects are yet to be determined. |  | PacifiCorp | 2026 | 2026 | 0 | 0 | 0
2090000058 | 3. Number of weather stations with hardware upgraded |  | Non-HFTD | Highly rural | WUI | Number of weather stations | Relevant scopes and sequencing of segments for identified projects are yet to be determined. |  | PacifiCorp | 2026 | 2026 | 0 | 0 | 0
2090000059 | 3. Number of weather stations with hardware upgraded |  | Non-HFTD | Highly rural | Non-WUI | Number of weather stations | Relevant scopes and sequencing of segments for identified projects are yet to be determined. |  | PacifiCorp | 2026 | 2026 | 0 | 0 | 0
2090000060 | 3. Number of weather stations with hardware upgraded |  | HFTD Tier 2 | Urban | WUI | Number of weather stations | Relevant scopes and sequencing of segments for identified projects are yet to be determined. |  | PacifiCorp | 2026 | 2026 | 0 | 0 | 0
2090000061 | 3. Number of weather stations with hardware upgraded |  | HFTD Tier 2 | Urban | Non-WUI | Number of weather stations | Relevant scopes and sequencing of segments for identified projects are yet to be determined. |  | PacifiCorp | 2026 | 2026 | 0 | 0 | 0
2090000062 | 3. Number of weather stations with hardware upgraded |  | HFTD Tier 2 | Rural | WUI | Number of weather stations | Relevant scopes and sequencing of segments for identified projects are yet to be determined. |  | PacifiCorp | 2026 | 2026 | 0 | 0 | 0
2090000063 | 3. Number of weather stations with hardware upgraded |  | HFTD Tier 2 | Rural | Non-WUI | Number of weather stations | Relevant scopes and sequencing of segments for identified projects are yet to be determined. |  | PacifiCorp | 2026 | 2026 | 0 | 0 | 0
2090000064 | 3. Number of weather stations with hardware upgraded |  | HFTD Tier 2 | Highly rural | WUI | Number of weather stations | Relevant scopes and sequencing of segments for identified projects are yet to be determined. |  | PacifiCorp | 2026 | 2026 | 0 | 0 | 0
2090000065 | 3. Number of weather stations with hardware upgraded |  | HFTD Tier 2 | Highly rural | Non-WUI | Number of weather stations | Relevant scopes and sequencing of segments for identified projects are yet to be determined. |  | PacifiCorp | 2026 | 2026 | 0 | 0 | 0
2090000066 | 3. Number of weather stations with hardware upgraded |  | HFTD Tier 3 | Urban | WUI | Number of weather stations | Relevant scopes and sequencing of segments for identified projects are yet to be determined. |  | PacifiCorp | 2026 | 2026 | 0 | 0 | 0
2090000067 | 3. Number of weather stations with hardware upgraded |  | HFTD Tier 3 | Urban | Non-WUI | Number of weather stations | Relevant scopes and sequencing of segments for identified projects are yet to be determined. |  | PacifiCorp | 2026 | 2026 | 0 | 0 | 0
2090000068 | 3. Number of weather stations with hardware upgraded |  | HFTD Tier 3 | Rural | WUI | Number of weather stations | Relevant scopes and sequencing of segments for identified projects are yet to be determined. |  | PacifiCorp | 2026 | 2026 | 0 | 0 | 0
2090000069 | 3. Number of weather stations with hardware upgraded |  | HFTD Tier 3 | Rural | Non-WUI | Number of weather stations | Relevant scopes and sequencing of segments for identified projects are yet to be determined. |  | PacifiCorp | 2026 | 2026 | 0 | 0 | 0
2090000070 | 3. Number of weather stations with hardware upgraded |  | HFTD Tier 3 | Highly rural | WUI | Number of weather stations | Relevant scopes and sequencing of segments for identified projects are yet to be determined. |  | PacifiCorp | 2026 | 2026 | 0 | 0 | 0
2090000071 | 3. Number of weather stations with hardware upgraded |  | HFTD Tier 3 | Highly rural | Non-WUI | Number of weather stations | Relevant scopes and sequencing of segments for identified projects are yet to be determined. |  | PacifiCorp | 2026 | 2026 | 0 | 0 | 0

## Table 10
METRIC NUMBER | METRIC TYPE | METRIC NAME | WIND WARNING STATUS | UNIT(S) | COMMENTS | BLANK MEANING | UTILITY ID | REPORTING YEAR | WMP CYCLE START YEAR | PROJECTED CYCLE YEAR 1 VALUE | PROJECTED CYCLE YEAR 2 VALUE | PROJECTED CYCLE YEAR 3 VALUE
2100000000 | 1. Recent use of PSPS and fast-trip | Frequency of PSPS events (total) | All (regardless of WWS) | Number of events | Projected values are based on a three-year average. |  | PacifiCorp | 2026 | 2026 | 0 | 0 | 0
2100000001 | 1. Recent use of PSPS and fast-trip | Scope of PSPS events (total) | All (regardless of WWS) | Circuit-events, measured in number of events multiplied by number of circuits de-energized | Projected values are based on a three-year average. |  | PacifiCorp | 2026 | 2026 | 0 | 0 | 0
2100000002 | 1. Recent use of PSPS and fast-trip | Duration of PSPS events (total) | All (regardless of WWS) | Customer hours | Projected values are based on a three-year average. |  | PacifiCorp | 2026 | 2026 | 0 | 0 | 0
2100000003 | 1. Recent use of PSPS and fast-trip | Frequency of fast-trip events (total) | All (regardless of WWS) | Number of events | Projected values are based on a three-year average. |  | PacifiCorp | 2026 | 2026 | 355 | 355 | 355
2100000004 | 1. Recent use of PSPS and fast-trip | Circuit mile days with fast-trip settings enabled (total) | All (regardless of WWS) | Circuit mile days | Projected values are based on a three-year average. |  | PacifiCorp | 2026 | 2026 | 48316 | 48316 | 48316
2100000005 | 2. Customer hours of PSPS and other outages | Customer hours of planned outages including PSPS (total) |  | Customer hours | Projected values are based on a three-year average. |  | PacifiCorp | 2026 | 2026 | 3.91 | 3.91 | 3.91
2100000006 | 2. Customer hours of PSPS and other outages | Customer hours of unplanned outages, not including PSPS or fast-trip (total) |  | Customer hours | Projected values are based on a three-year average. |  | PacifiCorp | 2026 | 2026 | 5.04 | 5.04 | 5.04
2100000007 | 2. Customer hours of PSPS and other outages | Customer hours of unplanned outages resulting from fast-trip |  | Customer hours | Projected values are based on a three-year average. |  | PacifiCorp | 2026 | 2026 | 3.8 | 3.8 | 3.8
2100000008 | 2. Customer hours of PSPS and other outages | System Average Interruption Duration Index (SAIDI) (including PSPS) |  | SAIDI index value = sum of all interruptions in time period where each interruption is defined as sum(duration of interruption * # of customer interruptions) / Total number of customers served | Projected values are based on a three-year average. |  | PacifiCorp | 2026 | 2026 | 875.4496 | 875.4496 | 875.4496
2100000009 | 2. Customer hours of PSPS and other outages | System Average Interruption Duration Index (SAIDI) (excluding PSPS) |  | SAIDI index value = sum of all interruptions in time period where each interruption is defined as sum(duration of interruption * # of customer interruptions) / Total number of customers served | Projected values are based on a three-year average. |  | PacifiCorp | 2026 | 2026 | 875.4496 | 875.4496 | 875.4496
2100000010 | 3. Critical infrastructure impacted by PSPS | System Average Interruption Frequency Index (SAIFI) (including PSPS) |  | SAIFI index value = sum of all interruptions in time period where each interruption is defined as (total # of customer interruptions) / (total # of customers served) | Projected values are based on a three-year average. |  | PacifiCorp | 2026 | 2026 | 4.6188 | 4.6188 | 4.6188
2100000011 | 4. Community outreach of PSPS metrics | System Average Interruption Frequency Index (SAIFI) (excluding PSPS) |  | SAIFI index value = sum of all interruptions in time period where each interruption is defined as (total # of customer interruptions) / (total # of customers served) | Projected values are based on a three-year average. |  | PacifiCorp | 2026 | 2026 | 4.6188 | 4.6188 | 4.6188
2100000012 | 4. Community outreach of PSPS metrics | Critical infrastructure impacted by PSPS |  | Number of critical infrastructure (in accordance with D.19-05-042) locations impacted multiplied by hours offline | Projected values are based on a three-year average. |  | PacifiCorp | 2026 | 2026 | 0 | 0 | 0
2100000013 | 4. Community outreach of PSPS metrics | # of customers impacted by PSPS |  | # of customers impacted by PSPS (if multiple PSPS events impact the same customer, count each event as a separate customer) | Projected values are based on a three-year average. |  | PacifiCorp | 2026 | 2026 | 0 | 0 | 0
2100000014 | 4. Community outreach of PSPS metrics | # of medical baseline customers impacted by PSPS |  | # of customers impacted by PSPS (if multiple PSPS events impact the same customer, count each event as a separate customer) | Projected values are based on a three-year average. |  | PacifiCorp | 2026 | 2026 | 0 | 0 | 0
2100000015 | 4. Community outreach of PSPS metrics | # of customers notified prior to initiation of PSPS event |  | # of customers notified (if multiple PSPS events impact the same customer, count each event as a separate customer) | Projected values are based on a three-year average. |  | PacifiCorp | 2026 | 2026 | 0 | 0 | 0
2100000016 | 4. Community outreach of PSPS metrics | # of medical baseline customers notified prior to initiation of PSPS event |  | # of customers notified (if multiple PSPS events impact the same customer, count each event as a separate customer) | Projected values are based on a three-year average. |  | PacifiCorp | 2026 | 2026 | 0 | 0 | 0
2100000017 | 4. Community outreach of PSPS metrics | # of customers notified prior to a PSPS event impacting them |  | # of customers notified (if multiple PSPS events impact the same customer, count each event as a separate customer) | Projected values are based on a three-year average. |  | PacifiCorp | 2026 | 2026 | 0 | 0 | 0
2100000018 | 4. Community outreach of PSPS metrics | # of medical baseline customers notified prior to a PSPS event impacting them |  | # of customers notified (if multiple PSPS events impact the same customer, count each event as a separate customer) | Projected values are based on a three-year average. |  | PacifiCorp | 2026 | 2026 | 0 | 0 | 0
2100000019 | 5. Other PSPS metrics | Number of PSPS events in which a notification was sent but no de-energization occurred |  | Number of events | Projected values are based on a three-year average. |  | PacifiCorp | 2026 | 2026 | 0 | 0 | 0
2100000020 | 5. Other PSPS metrics | Average number of customers located on de-energized circuit |  | Number of customers | Projected values are based on a three-year average. |  | PacifiCorp | 2026 | 2026 | 0 | 0 | 0
2100000021 | 5. Other PSPS metrics | Customer hours of PSPS per RFW OH circuit mile day |  | Customer hours per RFW OH circuit mile day in time period | Projected values are based on a three-year average. |  | PacifiCorp | 2026 | 2026 | 0 | 0 | 0
2100000022 | 5. Other PSPS metrics | Customer hours of PSPS per HWW OH circuit mile day |  | Customer hours per HWW OH circuit mile day in time period | Projected values are based on a three-year average. |  | PacifiCorp | 2026 | 2026 | 0 | 0 | 0
2100000023 | 5. Other PSPS metrics | Customer hours of PSPS per high FPIOH circuit mile day |  | Customer hours per FPI OH circuit mile day in time period | Projected values are based on a three-year average. |  | PacifiCorp | 2026 | 2026 | 0 | 0 | 0
2100000024 | 5. Other PSPS metrics | Median time between de-energization, due to PSPS, and inspection of a circuit segment |  | hours | Projected values are based on a three-year average. |  | PacifiCorp | 2026 | 2026 | 0 | 0 | 0
2100000025 | 5. Other PSPS metrics | 95 percentile of time between de-energization, due to PSPS, and inspection of a circuit segment |  | hours | Projected values are based on a three-year average. |  | PacifiCorp | 2026 | 2026 | 0 | 0 | 0
2100000026 | 5. Other PSPS metrics | Median time between de-energization, due to fast-trip, and inspection of a circuit segment |  | hours | Projected values are based on a three-year average. |  | PacifiCorp | 2026 | 2026 | 0 | 0 | 0
2100000027 | 5. Other PSPS metrics | 95 percentile of time between de-energization, due to fast-trip, and inspection of a circuit segment |  | hours | Projected values are based on a three-year average. |  | PacifiCorp | 2026 | 2026 | 0 | 0 | 0
2100000028 | 5. Other PSPS metrics | Number of risk events occurring on a de-energized circuit |  | Number of risk events | Projected values are based on a three-year average. |  | PacifiCorp | 2026 | 2026 | 0 | 0 | 0

## Table 11
METRIC NUMBER | WMP CATEGORY | WMP INITIATIVE | WMP ACTIVITY (IF BLANK THIS REFERS TO ALL ACTIVITIES UNDER THE INITIATIVE) | EXPENSE TYPE | HFTD TIER | UNIT(S) | UTILITY MITIGATION ACTIVITY TRACKING IDS | PRIMARY DRIVER TARGETED | SECONDARY DRIVERS TARGETED | YEAR INITIATED | MOST RECENT PROCEEDING | MEMORANDUM ACCOUNT | CURRENT COMPLIANCE STATUS | ASSOCIATED RULES | OTHER SPEND CATEGORY | COMMENTS | BLANK MEANING | UTILITY ID | REPORTING YEAR | WMP CYCLE START YEAR | PROJECTED CYCLE YEAR 1 VALUE | PROJECTED CYCLE YEAR 2 VALUE | PROJECTED CYCLE YEAR 3 VALUE
2110000000 | Risk Methodology and Assessment | Risk Methodology and Assessment (Initiative) |  | CAPEX | Territory | $ Thousands | RA-01;RA-02;RA-03 | Wildfire spread |  | 2026 | N/A | N/A | In Compliance | N/A |  |  |  | PacifiCorp | 2026 | 2026 | 0 | 0 | 0
2110000001 | Risk Methodology and Assessment | Risk Methodology and Assessment (Initiative) |  | CAPEX | HFTD | $ Thousands | RA-01;RA-02;RA-03 | Wildfire spread |  | 2026 | N/A | N/A | In Compliance | N/A |  |  | PacifiCorp does not have any CAPEX activities under this initiative | PacifiCorp | 2026 | 2026
2110000002 | Risk Methodology and Assessment | Risk Methodology and Assessment (Initiative) |  | OPEX | Territory | $ Thousands | RA-01;RA-02;RA-03 | Wildfire spread |  | 2026 | N/A | N/A | In Compliance | N/A |  |  |  | PacifiCorp | 2026 | 2026 | 252 | 252 | 238
2110000003 | Risk Methodology and Assessment | Risk Methodology and Assessment (Initiative) |  | OPEX | HFTD | $ Thousands | RA-01;RA-02;RA-03 | Wildfire spread |  | 2026 | N/A | N/A | In Compliance | N/A |  | Estimate is based on percent of PacifiCorp customers who are in the HFTD. PacifiCorp does not track Risk Assessment and Methodology activities by inside or outside of the HFTD. |  | PacifiCorp | 2026 | 2026 | 106 | 106 | 100
2110000004 | Wildfire Mitigation Strategy | Wildfire Mitigation Strategy Development |  | CAPEX | Territory | $ Thousands | WP-01;WP-02 | Wildfire vulnerability | PSPS vulnerability | 2026 | N/A | N/A | In Compliance | N/A |  |  |  | PacifiCorp | 2026 | 2026 | 0 | 0 | 0
2110000005 | Wildfire Mitigation Strategy | Wildfire Mitigation Strategy Development |  | CAPEX | HFTD | $ Thousands | WP-01;WP-02 | Wildfire vulnerability | PSPS vulnerability | 2026 | N/A | N/A | In Compliance | N/A |  |  | PacifiCorp does not have any CAPEX activities under this initiative | PacifiCorp | 2026 | 2026
2110000006 | Wildfire Mitigation Strategy | Wildfire Mitigation Strategy Development |  | OPEX | Territory | $ Thousands | WP-01;WP-02 | Wildfire vulnerability | PSPS vulnerability | 2026 | N/A | N/A | In Compliance | N/A |  |  |  | PacifiCorp | 2026 | 2026 | 1159 | 1208 | 1259
2110000007 | Wildfire Mitigation Strategy | Wildfire Mitigation Strategy Development |  | OPEX | HFTD | $ Thousands | WP-01;WP-02 | Wildfire vulnerability | PSPS vulnerability | 2026 | N/A | N/A | In Compliance | N/A |  | Estimate is based on percent of PacifiCorp customers who are in the HFTD. PacifiCorp does not track Wildfire Mitigation Strategies activities by inside or outside of the HFTD. |  | PacifiCorp | 2026 | 2026 | 485.7713 | 506.3086 | 527.6842
2110000008 | Grid Design, Operations, and Maintenance | Grid Design and System Hardening | Covered conductor installation | CAPEX | Territory | $ Thousands | GH-01, GH-02, GH-16 | Contact by object ignition |  | 2026 | N/A | N/A | In Compliance | N/A |  |  |  | PacifiCorp | 2026 | 2026 | 156000 | 156000 | 156000
2110000009 | Grid Design, Operations, and Maintenance | Grid Design and System Hardening | Covered conductor installation | CAPEX | HFTD | $ Thousands | GH-01, GH-02, GH-16 | Contact by object ignition |  | 2026 | N/A | N/A | In Compliance | N/A |  | Forecasted expenditures consistent with % Planned in HFTD per year in Table 8-1 of the 2026-2028 base WMP. |  | PacifiCorp | 2026 | 2026 | 117000 | 93600 | 78000
2110000010 | Grid Design, Operations, and Maintenance | Grid Design and System Hardening | Covered conductor installation | OPEX | Territory | $ Thousands | GH-01, GH-02, GH-16 | Contact by object ignition |  | 2026 | N/A | N/A | In Compliance | N/A |  |  |  | PacifiCorp | 2026 | 2026 | 362.25 | 380 | 399
2110000011 | Grid Design, Operations, and Maintenance | Grid Design and System Hardening | Covered conductor installation | OPEX | HFTD | $ Thousands | GH-01, GH-02, GH-16 | Contact by object ignition |  | 2026 | N/A | N/A | In Compliance | N/A |  | Forecasted expenditures consistent with % Planned in HFTD per year in Table 8-1 of the 2026-2028 Base WMP. |  | PacifiCorp | 2026 | 2026 | 271.6875 | 228 | 199.5
2110000012 | Grid Design, Operations, and Maintenance | Grid Design and System Hardening | Undergrounding of electric lines and/or equipment | CAPEX | Territory | $ Thousands | [10 empty] | PacifiCorp does not have any CAPEX activities under this initiative | PacifiCorp | 2026 | 2026
2110000013 | Grid Design, Operations, and Maintenance | Grid Design and System Hardening | Undergrounding of electric lines and/or equipment | CAPEX | HFTD | $ Thousands | [10 empty] | PacifiCorp does not have any CAPEX activities under this initiative | PacifiCorp | 2026 | 2026
2110000014 | Grid Design, Operations, and Maintenance | Grid Design and System Hardening | Undergrounding of electric lines and/or equipment | OPEX | Territory | $ Thousands | [10 empty] | PacifiCorp does not have any OPEX activities under this initiative | PacifiCorp | 2026 | 2026
2110000015 | Grid Design, Operations, and Maintenance | Grid Design and System Hardening | Undergrounding of electric lines and/or equipment | OPEX | HFTD | $ Thousands | [10 empty] | PacifiCorp does not have any OPEX activities under this initiative | PacifiCorp | 2026 | 2026
2110000016 | Grid Design, Operations, and Maintenance | Grid Design and System Hardening | Distribution pole replacements and reinforcements | CAPEX | Territory | $ Thousands | GH-02 | Contact by object ignition |  | 2026 | N/A | N/A | In Compliance | N/A |  |  | Please see Metric Number 2110000008 in this table. | PacifiCorp | 2026 | 2026
2110000017 | Grid Design, Operations, and Maintenance | Grid Design and System Hardening | Distribution pole replacements and reinforcements | CAPEX | HFTD | $ Thousands | GH-02 | Contact by object ignition |  | 2026 | N/A | N/A | In Compliance | N/A |  |  | Please see Metric Number 2110000016 in this table. | PacifiCorp | 2026 | 2026
2110000018 | Grid Design, Operations, and Maintenance | Grid Design and System Hardening | Distribution pole replacements and reinforcements | OPEX | Territory | $ Thousands | GH-02 | Contact by object ignition |  | 2026 | N/A | N/A | In Compliance | N/A |  |  | Please see Metric Number 2110000010 in this table. | PacifiCorp | 2026 | 2026
2110000019 | Grid Design, Operations, and Maintenance | Grid Design and System Hardening | Distribution pole replacements and reinforcements | OPEX | HFTD | $ Thousands | GH-02 | Contact by object ignition |  | 2026 | N/A | N/A | In Compliance | N/A |  |  | Please see Metric Number 2110000011 in this table. | PacifiCorp | 2026 | 2026
2110000020 | Grid Design, Operations, and Maintenance | Grid Design and System Hardening | Transmission pole/tower replacements and reinforcements | CAPEX | Territory | $ Thousands | GH-03 | Contact by object ignition |  | 2026 | N/A | N/A | In Compliance | N/A |  |  | Costs are associated with the covered conductor installation. | PacifiCorp | 2026 | 2026
2110000021 | Grid Design, Operations, and Maintenance | Grid Design and System Hardening | Transmission pole/tower replacements and reinforcements | CAPEX | HFTD | $ Thousands | GH-03 | Contact by object ignition |  | 2026 | N/A | N/A | In Compliance | N/A |  |  | Spend is not deferred for work done in the HFTD and amounts will only be provided for territory spend. | PacifiCorp | 2026 | 2026
2110000022 | Grid Design, Operations, and Maintenance | Grid Design and System Hardening | Transmission pole/tower replacements and reinforcements | OPEX | Territory | $ Thousands | GH-03 | Contact by object ignition |  | 2026 | N/A | N/A | In Compliance | N/A |  |  | Please see Metric Number 2110000010 in this table. | PacifiCorp | 2026 | 2026
2110000023 | Grid Design, Operations, and Maintenance | Grid Design and System Hardening | Transmission pole/tower replacements and reinforcements | OPEX | HFTD | $ Thousands | GH-03 | Contact by object ignition |  | 2026 | N/A | N/A | In Compliance | N/A |  |  | Please see Metric Number 2110000011 in this table. | PacifiCorp | 2026 | 2026
2110000024 | Grid Design, Operations, and Maintenance | Grid Design and System Hardening | Traditional overhead hardening | CAPEX | Territory | $ Thousands | [10 empty] | PacifiCorp does not have any CAPEX activities under this initiative | PacifiCorp | 2026 | 2026
2110000025 | Grid Design, Operations, and Maintenance | Grid Design and System Hardening | Traditional overhead hardening | CAPEX | HFTD | $ Thousands | [10 empty] | PacifiCorp does not have any CAPEX activities under this initiative | PacifiCorp | 2026 | 2026
2110000026 | Grid Design, Operations, and Maintenance | Grid Design and System Hardening | Traditional overhead hardening | OPEX | Territory | $ Thousands | [10 empty] | PacifiCorp does not have any OPEX activities under this initiative | PacifiCorp | 2026 | 2026
2110000027 | Grid Design, Operations, and Maintenance | Grid Design and System Hardening | Traditional overhead hardening | OPEX | HFTD | $ Thousands | [10 empty] | PacifiCorp does not have any OPEX activities under this initiative | PacifiCorp | 2026 | 2026
2110000028 | Grid Design, Operations, and Maintenance | Grid Design and System Hardening | Emerging grid hardening technology installations and pilots | CAPEX | Territory | $ Thousands | [10 empty] | PacifiCorp does not have any CAPEX activities under this initiative | PacifiCorp | 2026 | 2026
2110000029 | Grid Design, Operations, and Maintenance | Grid Design and System Hardening | Emerging grid hardening technology installations and pilots | CAPEX | HFTD | $ Thousands | [10 empty] | PacifiCorp does not have any CAPEX activities under this initiative | PacifiCorp | 2026 | 2026
2110000030 | Grid Design, Operations, and Maintenance | Grid Design and System Hardening | Emerging grid hardening technology installations and pilots | OPEX | Territory | $ Thousands | [10 empty] | PacifiCorp does not have any OPEX activities under this initiative | PacifiCorp | 2026 | 2026
2110000031 | Grid Design, Operations, and Maintenance | Grid Design and System Hardening | Emerging grid hardening technology installations and pilots | OPEX | HFTD | $ Thousands | [10 empty] | PacifiCorp does not have any OPEX activities under this initiative | PacifiCorp | 2026 | 2026
2110000032 | Grid Design, Operations, and Maintenance | Grid Design and System Hardening | Microgrids | CAPEX | Territory | $ Thousands | GH-12 | Wildfire vulnerability |  | 2026 | N/A | N/A | In Compliance | N/A |  |  | PacifiCorp does not have any initiatives for GH-12 | PacifiCorp | 2026 | 2026
2110000033 | Grid Design, Operations, and Maintenance | Grid Design and System Hardening | Microgrids | CAPEX | HFTD | $ Thousands | GH-12 | Wildfire vulnerability |  | 2026 | N/A | N/A | In Compliance | N/A |  |  | PacifiCorp does not have any initiatives for GH-12 | PacifiCorp | 2026 | 2026
2110000034 | Grid Design, Operations, and Maintenance | Grid Design and System Hardening | Microgrids | OPEX | Territory | $ Thousands | GH-12 | Wildfire vulnerability |  | 2026 | N/A | N/A | In Compliance | N/A |  |  | PacifiCorp does not have any initiatives for GH-12 | PacifiCorp | 2026 | 2026
2110000035 | Grid Design, Operations, and Maintenance | Grid Design and System Hardening | Microgrids | OPEX | HFTD | $ Thousands | GH-12 | Wildfire vulnerability |  | 2026 | N/A | N/A | In Compliance | N/A |  |  | PacifiCorp does not have any initiatives for GH-12 | PacifiCorp | 2026 | 2026
2110000036 | Grid Design, Operations, and Maintenance | Grid Design and System Hardening | Installation of system automation equipment | CAPEX | Territory | $ Thousands | GH-04 | PSPS exposure potential |  | 2026 | N/A | N/A | In Compliance | N/A |  |  |  | PacifiCorp | 2026 | 2026 | 1000 | 0 | 0
2110000037 | Grid Design, Operations, and Maintenance | Grid Design and System Hardening | Installation of system automation equipment | CAPEX | HFTD | $ Thousands | GH-04 | PSPS exposure potential |  | 2026 | N/A | N/A | In Compliance | N/A |  |  |  | PacifiCorp | 2026 | 2026 | 750 | 0 | 0
2110000038 | Grid Design, Operations, and Maintenance | Grid Design and System Hardening | Installation of system automation equipment | OPEX | Territory | $ Thousands | GH-04 | PSPS exposure potential |  | 2026 | N/A | N/A | In Compliance | N/A |  |  | PacifiCorp does not have any OPEX activities under this initiative | PacifiCorp | 2026 | 2026
2110000039 | Grid Design, Operations, and Maintenance | Grid Design and System Hardening | Installation of system automation equipment | OPEX | HFTD | $ Thousands | GH-04 | PSPS exposure potential |  | 2026 | N/A | N/A | In Compliance | N/A |  |  | PacifiCorp does not have any OPEX activities under this initiative | PacifiCorp | 2026 | 2026
2110000040 | Grid Design, Operations, and Maintenance | Grid Design and System Hardening | Line removals (in HFTD) | CAPEX | Territory | $ Thousands | GH-13 | Contact by object ignition |  | 2026 | N/A | N/A | In Compliance | N/A |  |  | PacifiCorp has not determined any specific projects under this initiative yet. | PacifiCorp | 2026 | 2026
2110000041 | Grid Design, Operations, and Maintenance | Grid Design and System Hardening | Line removals (in HFTD) | CAPEX | HFTD | $ Thousands | GH-13 | Contact by object ignition |  | 2026 | N/A | N/A | In Compliance | N/A |  |  | Spend is not deferred for work done in the HFTD and amounts will only be provided for territory spend. | PacifiCorp | 2026 | 2026
2110000042 | Grid Design, Operations, and Maintenance | Grid Design and System Hardening | Line removals (in HFTD) | OPEX | Territory | $ Thousands | GH-13 | Contact by object ignition |  | 2026 | N/A | N/A | In Compliance | N/A |  |  | PacifiCorp does not have any OPEX activities under this initiative | PacifiCorp | 2026 | 2026
2110000043 | Grid Design, Operations, and Maintenance | Grid Design and System Hardening | Line removals (in HFTD) | OPEX | HFTD | $ Thousands | GH-13 | Contact by object ignition |  | 2026 | N/A | N/A | In Compliance | N/A |  |  | PacifiCorp does not have any OPEX activities under this initiative | PacifiCorp | 2026 | 2026
2110000044 | Grid Design, Operations, and Maintenance | Grid Design and System Hardening | Other grid topology improvements to minimize risk of ignitions | CAPEX | Territory | $ Thousands | [10 empty] | PacifiCorp does not have any CAPEX activities under this initiative | PacifiCorp | 2026 | 2026
2110000045 | Grid Design, Operations, and Maintenance | Grid Design and System Hardening | Other grid topology improvements to minimize risk of ignitions | CAPEX | HFTD | $ Thousands | [10 empty] | PacifiCorp does not have any CAPEX activities under this initiative | PacifiCorp | 2026 | 2026
2110000046 | Grid Design, Operations, and Maintenance | Grid Design and System Hardening | Other grid topology improvements to minimize risk of ignitions | OPEX | Territory | $ Thousands | [10 empty] | PacifiCorp does not have any OPEX activities under this initiative | PacifiCorp | 2026 | 2026
2110000047 | Grid Design, Operations, and Maintenance | Grid Design and System Hardening | Other grid topology improvements to minimize risk of ignitions | OPEX | HFTD | $ Thousands | [10 empty] | PacifiCorp does not have any OPEX activities under this initiative | PacifiCorp | 2026 | 2026
2110000048 | Grid Design, Operations, and Maintenance | Grid Design and System Hardening | Other grid topology improvements to mitigate or reduce PSPS events | CAPEX | Territory | $ Thousands | [10 empty] | PacifiCorp does not have any CAPEX activities under this initiative | PacifiCorp | 2026 | 2026
2110000049 | Grid Design, Operations, and Maintenance | Grid Design and System Hardening | Other grid topology improvements to mitigate or reduce PSPS events | CAPEX | HFTD | $ Thousands | [10 empty] | PacifiCorp does not have any CAPEX activities under this initiative | PacifiCorp | 2026 | 2026
2110000050 | Grid Design, Operations, and Maintenance | Grid Design and System Hardening | Other grid topology improvements to mitigate or reduce PSPS events | OPEX | Territory | $ Thousands | [10 empty] | PacifiCorp does not have any OPEX activities under this initiative | PacifiCorp | 2026 | 2026
2110000051 | Grid Design, Operations, and Maintenance | Grid Design and System Hardening | Other grid topology improvements to mitigate or reduce PSPS events | OPEX | HFTD | $ Thousands | [10 empty] | PacifiCorp does not have any OPEX activities under this initiative | PacifiCorp | 2026 | 2026
2110000052 | Grid Design, Operations, and Maintenance | Grid Design and System Hardening | Other technologies and systems not listed above | CAPEX | Territory | $ Thousands | GH-05 | Equipment ignition likelihood |  | 2026 | N/A | N/A | In Compliance | N/A |  |  |  | PacifiCorp | 2026 | 2026 | 1000 | 0 | 0
2110000053 | Grid Design, Operations, and Maintenance | Grid Design and System Hardening | Other technologies and systems not listed above | CAPEX | HFTD | $ Thousands | GH-05 | Equipment ignition likelihood |  | 2026 | N/A | N/A | In Compliance | N/A |  | Forecasted expenditures consistent with % Planned in HFTD per year in Table 8-1 of the 2026-2028 Base WMP. |  | PacifiCorp | 2026 | 2026 | 100 | 0 | 0
2110000054 | Grid Design, Operations, and Maintenance | Grid Design and System Hardening | Other technologies and systems not listed above | OPEX | Territory | $ Thousands | GH-05 | Equipment ignition likelihood |  | 2026 | N/A | N/A | In Compliance | N/A |  |  |  | PacifiCorp | 2026 | 2026 | 0 | 0 | 0
2110000055 | Grid Design, Operations, and Maintenance | Grid Design and System Hardening | Other technologies and systems not listed above | OPEX | HFTD | $ Thousands | GH-05 | Equipment ignition likelihood |  | 2026 | N/A | N/A | In Compliance | N/A |  |  | PacifiCorp does not have any OPEX activities under this initiative | PacifiCorp | 2026 | 2026
2110000056 | Grid Design, Operations, and Maintenance | Asset Inspections |  | CAPEX | Territory | $ Thousands | AI-01;AI-02;AI-03;AI-04;AI-05;AI-06;AI-07;AI-08;AI-09;AI-10;AI-11 | Equipment ignition likelihood |  | 2026 | N/A | N/A | In Compliance | N/A |  |  |  | PacifiCorp | 2026 | 2026 | 0 | 0 | 0
2110000057 | Grid Design, Operations, and Maintenance | Asset Inspections |  | CAPEX | HFTD | $ Thousands | AI-01;AI-02;AI-03;AI-04;AI-05;AI-06;AI-07;AI-08;AI-09;AI-10;AI-11 | Equipment ignition likelihood |  | 2026 | N/A | N/A | In Compliance | N/A |  |  | PacifiCorp does not have any CAPEX activities under this initiative | PacifiCorp | 2026 | 2026
2110000058 | Grid Design, Operations, and Maintenance | Asset Inspections |  | OPEX | Territory | $ Thousands | AI-01;AI-02;AI-03;AI-04;AI-05;AI-06;AI-07;AI-08;AI-09;AI-10;AI-11 | Equipment ignition likelihood |  | 2026 | N/A | N/A | In Compliance | N/A |  |  |  | PacifiCorp | 2026 | 2026 | 2170.656 | 2702.684 | 2928.265
2110000059 | Grid Design, Operations, and Maintenance | Asset Inspections |  | OPEX | HFTD | $ Thousands | AI-01;AI-02;AI-03;AI-04;AI-05;AI-06;AI-07;AI-08;AI-09;AI-10;AI-11 | Equipment ignition likelihood |  | 2026 | N/A | N/A | In Compliance | N/A |  | PacifiCorp's inspection planning approach is not organized by circuits. Plans are developed to encompass entire transmission lines—including all associated taps off the mainline—or via one-square-mile distribution grid mapstring-sections. The classification of HFTD is determined by the highest wildfire risk within each transmission line or distribution grid. For example, if even a single pole within a distribution grid falls within an HFTD, the entire grid is designated as HFTD. |  | PacifiCorp | 2026 | 2026 | 1367.5133 | 1486.4762 | 1844.8069
2110000060 | Grid Design, Operations, and Maintenance | Equipment Maintenance and Repair |  | CAPEX | Territory | $ Thousands | MA-01 | PSPS Likelihood |  | 2026 | N/A | N/A | In Compliance | N/A |  |  |  | PacifiCorp | 2026 | 2026 | 0 | 0 | 0
2110000061 | Grid Design, Operations, and Maintenance | Equipment Maintenance and Repair |  | CAPEX | HFTD | $ Thousands | MA-01 | PSPS Likelihood |  | 2026 | N/A | N/A | In Compliance | N/A |  |  | PacifiCorp does not have any CAPEX activities under this initiative | PacifiCorp | 2026 | 2026
2110000062 | Grid Design, Operations, and Maintenance | Equipment Maintenance and Repair |  | OPEX | Territory | $ Thousands | MA-01 | PSPS Likelihood |  | 2026 | N/A | N/A | In Compliance | N/A |  |  |  | PacifiCorp | 2026 | 2026 | 450 | 525 | 650
2110000063 | Grid Design, Operations, and Maintenance | Equipment Maintenance and Repair |  | OPEX | HFTD | $ Thousands | MA-01 | PSPS Likelihood |  | 2026 | N/A | N/A | In Compliance | N/A |  | 56% of weather stations are installed in the HFTD, costs are forecasted to assume 56% of costs will be for weather station mantenance in the HFTD |  | PacifiCorp | 2026 | 2026 | 252 | 294 | 364
2110000064 | Grid Design, Operations, and Maintenance | Quality Assurance and Quality Control (Asset Management) |  | CAPEX | Territory | $ Thousands | AI-14, AI-15, AI-16, AI-17, AI-18, AI-19 | Contact by object ignition |  | 2026 | N/A | N/A | In Compliance | N/A |  |  | Costs are not tracked separately for this activity and are included as part of all other asset inspection initiative activity. | PacifiCorp | 2026 | 2026
2110000065 | Grid Design, Operations, and Maintenance | Quality Assurance and Quality Control (Asset Management) |  | CAPEX | HFTD | $ Thousands | AI-14, AI-15, AI-16, AI-17, AI-18, AI-19 | Contact by object ignition |  | 2026 | N/A | N/A | In Compliance | N/A |  |  | Spend is not deferred for work done in the HFTD and amounts will only be provided for territory spend. | PacifiCorp | 2026 | 2026
2110000066 | Grid Design, Operations, and Maintenance | Quality Assurance and Quality Control (Asset Management) |  | OPEX | Territory | $ Thousands | AI-14, AI-15, AI-16, AI-17, AI-18, AI-19 | Contact by object ignition |  | 2026 | N/A | N/A | In Compliance | N/A |  |  | Costs are not tracked separately for this activity and are included as part of all other asset inspection initiative activity. | PacifiCorp | 2026 | 2026
2110000067 | Grid Design, Operations, and Maintenance | Quality Assurance and Quality Control (Asset Management) |  | OPEX | HFTD | $ Thousands | AI-14, AI-15, AI-16, AI-17, AI-18, AI-19 | Contact by object ignition |  | 2026 | N/A | N/A | In Compliance | N/A |  |  | Costs are not tracked separately for this activity and are included as part of all other asset inspection initiative activity. | PacifiCorp | 2026 | 2026
2110000068 | Grid Design, Operations, and Maintenance | Work Orders (Asset Management) |  | CAPEX | Territory | $ Thousands | AI-13 | Contact by object ignition |  | 2026 | N/A | N/A | In Compliance | N/A |  |  | PacifiCorp has not determined any specific projects under this initiative yet. | PacifiCorp | 2026 | 2026
2110000069 | Grid Design, Operations, and Maintenance | Work Orders (Asset Management) |  | CAPEX | HFTD | $ Thousands | AI-13 | Contact by object ignition |  | 2026 | N/A | N/A | In Compliance | N/A |  |  | Spend is not deferred for work done in the HFTD and amounts will only be provided for territory spend. | PacifiCorp | 2026 | 2026
2110000070 | Grid Design, Operations, and Maintenance | Work Orders (Asset Management) |  | OPEX | Territory | $ Thousands | AI-13 | Contact by object ignition |  | 2026 | N/A | N/A | In Compliance | N/A |  |  | PacifiCorp does not have any forecasted OPEX costs under this initiative | PacifiCorp | 2026 | 2026
2110000071 | Grid Design, Operations, and Maintenance | Work Orders (Asset Management) |  | OPEX | HFTD | $ Thousands | AI-13 | Contact by object ignition |  | 2026 | N/A | N/A | In Compliance | N/A |  |  | PacifiCorp does not have any forecasted OPEX costs under this initiative | PacifiCorp | 2026 | 2026
2110000072 | Grid Design, Operations, and Maintenance | Grid Operations and Procedures | Equipment Settings to Reduce Wildfire Risk | CAPEX | Territory | $ Thousands | GO-01 | Wildfire exposure potential |  | 2026 | N/A | N/A | In Compliance | N/A |  |  |  | PacifiCorp | 2026 | 2026 | 0 | 0 | 0
2110000073 | Grid Design, Operations, and Maintenance | Grid Operations and Procedures | Equipment Settings to Reduce Wildfire Risk | CAPEX | HFTD | $ Thousands | GO-01 | Wildfire exposure potential |  | 2026 | N/A | N/A | In Compliance | N/A |  |  | PacifiCorp does not have any CAPEX activities under this initiative | PacifiCorp | 2026 | 2026
2110000074 | Grid Design, Operations, and Maintenance | Grid Operations and Procedures | Equipment Settings to Reduce Wildfire Risk | OPEX | Territory | $ Thousands | GO-01 | Wildfire exposure potential |  | 2026 | N/A | N/A | In Compliance | N/A |  |  |  | PacifiCorp | 2026 | 2026 | 212 | 212 | 212
2110000075 | Grid Design, Operations, and Maintenance | Grid Operations and Procedures | Equipment Settings to Reduce Wildfire Risk | OPEX | HFTD | $ Thousands | GO-01 | Wildfire exposure potential |  | 2026 | N/A | N/A | In Compliance | N/A |  |  | Future year work is based on review of results of prior year outages on circuits with Enhanced Safety Settings. As such, location of specific projects cannot be forecast in future years with any degree of accuracy. | PacifiCorp | 2026 | 2026
2110000076 | Grid Design, Operations, and Maintenance | Grid Operations and Procedures | Grid Response Procedures and Notifications | CAPEX | Territory | $ Thousands | GO-02 | Wildfire vulnerability | Wildfire hazard | 2026 | N/A | N/A | In Compliance | N/A |  |  |  | PacifiCorp | 2026 | 2026 | 0 | 0 | 0
2110000077 | Grid Design, Operations, and Maintenance | Grid Operations and Procedures | Grid Response Procedures and Notifications | CAPEX | HFTD | $ Thousands | GO-02 | Wildfire vulnerability | Wildfire hazard | 2026 | N/A | N/A | In Compliance | N/A |  |  | Spend is not deferred for work done in the HFTD and amounts will only be provided for territory spend. | PacifiCorp | 2026 | 2026
2110000078 | Grid Design, Operations, and Maintenance | Grid Operations and Procedures | Grid Response Procedures and Notifications | OPEX | Territory | $ Thousands | GO-02 | Wildfire vulnerability | Wildfire hazard | 2026 | N/A | N/A | In Compliance | N/A |  |  |  | PacifiCorp | 2026 | 2026 | 850 | 850 | 850
2110000079 | Grid Design, Operations, and Maintenance | Grid Operations and Procedures | Grid Response Procedures and Notifications | OPEX | HFTD | $ Thousands | GO-02 | Wildfire vulnerability | Wildfire hazard | 2026 | N/A | N/A | In Compliance | N/A |  |  | Future year work is based on review of results of prior year outages on circuits with Enhanced Safety Settings. As such, location of specific projects cannot be forecast in future years with any degree of accuracy. | PacifiCorp | 2026 | 2026
2110000080 | Grid Design, Operations, and Maintenance | Grid Operations and Procedures | Personnel Work Procedures and Training in Conditions of Elevated Fire Risk | CAPEX | Territory | $ Thousands | [10 empty] | PacifiCorp does not have any CAPEX activities under this initiative | PacifiCorp | 2026 | 2026
2110000081 | Grid Design, Operations, and Maintenance | Grid Operations and Procedures | Personnel Work Procedures and Training in Conditions of Elevated Fire Risk | CAPEX | HFTD | $ Thousands | [10 empty] | PacifiCorp does not have any CAPEX activities under this initiative | PacifiCorp | 2026 | 2026
2110000082 | Grid Design, Operations, and Maintenance | Grid Operations and Procedures | Personnel Work Procedures and Training in Conditions of Elevated Fire Risk | OPEX | Territory | $ Thousands | [10 empty] | PacifiCorp does not have any OPEX activities under this initiative | PacifiCorp | 2026 | 2026
2110000083 | Grid Design, Operations, and Maintenance | Grid Operations and Procedures | Personnel Work Procedures and Training in Conditions of Elevated Fire Risk | OPEX | HFTD | $ Thousands | [10 empty] | PacifiCorp does not have any OPEX activities under this initiative | PacifiCorp | 2026 | 2026
2110000084 | Grid Design, Operations, and Maintenance | Grid Operations and Procedures | Other Grid Operations and Procedures not listed above | CAPEX | Territory | $ Thousands | [10 empty] | PacifiCorp does not have any CAPEX activities under this initiative | PacifiCorp | 2026 | 2026
2110000085 | Grid Design, Operations, and Maintenance | Grid Operations and Procedures | Other Grid Operations and Procedures not listed above | CAPEX | HFTD | $ Thousands | [10 empty] | PacifiCorp does not have any CAPEX activities under this initiative | PacifiCorp | 2026 | 2026
2110000086 | Grid Design, Operations, and Maintenance | Grid Operations and Procedures | Other Grid Operations and Procedures not listed above | OPEX | Territory | $ Thousands | [10 empty] | PacifiCorp does not have any OPEX activities under this initiative | PacifiCorp | 2026 | 2026
2110000087 | Grid Design, Operations, and Maintenance | Grid Operations and Procedures | Other Grid Operations and Procedures not listed above | OPEX | HFTD | $ Thousands | [10 empty] | PacifiCorp does not have any OPEX activities under this initiative | PacifiCorp | 2026 | 2026
2110000088 | Grid Design, Operations, and Maintenance | Workforce Planning (Asset Management) |  | CAPEX | Territory | $ Thousands | GH-14 | Contact by object ignition | Wildfire vulnerability | 2026 | N/A | N/A | In Compliance | N/A |  |  | PacifiCorp does not have any CAPEX activities under this initiative | PacifiCorp | 2026 | 2026
2110000089 | Grid Design, Operations, and Maintenance | Workforce Planning (Asset Management) |  | CAPEX | HFTD | $ Thousands | GH-14 | Contact by object ignition | Wildfire vulnerability | 2026 | N/A | N/A | In Compliance | N/A |  |  | Spend is not deferred for work done in the HFTD and amounts will only be provided for territory spend. | PacifiCorp | 2026 | 2026
2110000090 | Grid Design, Operations, and Maintenance | Workforce Planning (Asset Management) |  | OPEX | Territory | $ Thousands | GH-14 | Contact by object ignition | Wildfire vulnerability | 2026 | N/A | N/A | In Compliance | N/A |  |  | PacifiCorp does not have any forecasted OPEX costs under this initiative | PacifiCorp | 2026 | 2026
2110000091 | Grid Design, Operations, and Maintenance | Workforce Planning (Asset Management) |  | OPEX | HFTD | $ Thousands | GH-14 | Contact by object ignition | Wildfire vulnerability | 2026 | N/A | N/A | In Compliance | N/A |  |  | PacifiCorp does not have any forecasted OPEX costs under this initiative | PacifiCorp | 2026 | 2026
2110000092 | Vegetation Management and Inspections | Vegetation Management Inspections |  | CAPEX | Territory | $ Thousands | VM-01;VM-02;VM-03;VM-04 | Contact from vegetation ignition likelihood |  | 2026 | N/A | N/A | In Compliance | N/A |  |  |  | PacifiCorp | 2026 | 2026 | 0 | 0 | 0
2110000093 | Vegetation Management and Inspections | Vegetation Management Inspections |  | CAPEX | HFTD | $ Thousands | VM-01;VM-03;VM-04;VM-16;VM-17 | Contact from vegetation ignition likelihood |  | 2026 | N/A | N/A | In Compliance | N/A |  |  | PacifiCorp does not have any CAPEX activities under this initiative | PacifiCorp | 2026 | 2026
2110000094 | Vegetation Management and Inspections | Vegetation Management Inspections |  | OPEX | Territory | $ Thousands | VM-01;VM-03;VM-04;VM-16;VM-17 | Contact from vegetation ignition likelihood |  | 2026 | N/A | N/A | In Compliance | N/A |  |  |  | PacifiCorp | 2026 | 2026 | 1522.212 | 1517.874 | 1689.92
2110000095 | Vegetation Management and Inspections | Vegetation Management Inspections |  | OPEX | HFTD | $ Thousands | VM-01;VM-03;VM-04;VM-16;VM-17 | Contact from vegetation ignition likelihood |  | 2026 | N/A | N/A | In Compliance | N/A |  | Forecasted expenditures consistent with % Planned in HFTD per year in Table 9-2 of the 2026-2028 Base WMP. |  | PacifiCorp | 2026 | 2026 | 1050.3263 | 1016.9756 | 1216.7424
2110000096 | Vegetation Management and Inspections | Pruning and Removal |  | CAPEX | Territory | $ Thousands | VM-06;VM-07 | Contact from vegetation ignition likelihood |  | 2026 | N/A | N/A | In Compliance | N/A |  |  |  | PacifiCorp | 2026 | 2026 | 0 | 0 | 0
2110000097 | Vegetation Management and Inspections | Pruning and Removal |  | CAPEX | HFTD | $ Thousands | VM-06;VM-07 | Contact from vegetation ignition likelihood |  | 2026 | N/A | N/A | In Compliance | N/A |  |  | PacifiCorp does not have any CAPEX activities under this initiative | PacifiCorp | 2026 | 2026
2110000098 | Vegetation Management and Inspections | Pruning and Removal |  | OPEX | Territory | $ Thousands | VM-06;VM-07 | Contact from vegetation ignition likelihood |  | 2026 | N/A | N/A | In Compliance | N/A |  |  |  | PacifiCorp | 2026 | 2026 | 15448.19 | 16402.297 | 16629.2
2110000099 | Vegetation Management and Inspections | Pruning and Removal |  | OPEX | HFTD | $ Thousands | VM-06;VM-07 | Contact from vegetation ignition likelihood |  | 2026 | N/A | N/A | In Compliance | N/A |  | Forecasted expenditures consistent with % Planned in HFTD per year in Table 9-2 of the 2026-2028 Base WMP. |  | PacifiCorp | 2026 | 2026 | 10659.2511 | 10989.539 | 11973.024
2110000100 | Vegetation Management and Inspections | Pole Clearing |  | CAPEX | Territory | $ Thousands | VM-18;VM-19 | Contact from vegetation ignition likelihood |  | 2026 | N/A | N/A | In Compliance | N/A |  |  |  | PacifiCorp | 2026 | 2026 | 0 | 0 | 0
2110000101 | Vegetation Management and Inspections | Pole Clearing |  | CAPEX | HFTD | $ Thousands | VM-18;VM-19 | Contact from vegetation ignition likelihood |  | 2026 | N/A | N/A | In Compliance | N/A |  |  | PacifiCorp does not have any CAPEX activities under this initiative | PacifiCorp | 2026 | 2026
2110000102 | Vegetation Management and Inspections | Pole Clearing |  | OPEX | Territory | $ Thousands | VM-18;VM-19 | Contact from vegetation ignition likelihood |  | 2026 | N/A | N/A | In Compliance | N/A |  |  |  | PacifiCorp | 2026 | 2026 | 523.663 | 544.61 | 503.522
2110000103 | Vegetation Management and Inspections | Pole Clearing |  | OPEX | HFTD | $ Thousands | VM-18;VM-19 | Contact from vegetation ignition likelihood |  | 2026 | N/A | N/A | In Compliance | N/A |  |  | Forecasted expenditures consistent with % Planned in HFTD per year in Table 9-2 of the 2026-2028 bBse WMP. | PacifiCorp | 2026 | 2026 | 178.0454 | 185.1674 | 171.1975
2110000104 | Vegetation Management and Inspections | Wood and Slash Management |  | CAPEX | Territory | $ Thousands | VM-12 | Contact from vegetation ignition likelihood |  | 2026 | N/A | N/A | In Compliance | N/A |  |  | PacifiCorp has not determined any specific projects under this initiative yet. | PacifiCorp | 2026 | 2026
2110000105 | Vegetation Management and Inspections | Wood and Slash Management |  | CAPEX | HFTD | $ Thousands | VM-12 | Contact from vegetation ignition likelihood |  | 2026 | N/A | N/A | In Compliance | N/A |  |  | Spend is not deferred for work done in the HFTD and amounts will only be provided for territory spend. | PacifiCorp | 2026 | 2026
2110000106 | Vegetation Management and Inspections | Wood and Slash Management |  | OPEX | Territory | $ Thousands | VM-12 | Contact from vegetation ignition likelihood |  | 2026 | N/A | N/A | In Compliance | N/A |  |  | PacifiCorp does not have any forecasted OPEX costs under this initiative | PacifiCorp | 2026 | 2026
2110000107 | Vegetation Management and Inspections | Wood and Slash Management |  | OPEX | HFTD | $ Thousands | VM-12 | Contact from vegetation ignition likelihood |  | 2026 | N/A | N/A | In Compliance | N/A |  |  | PacifiCorp does not have any forecasted OPEX costs under this initiative | PacifiCorp | 2026 | 2026
2110000108 | Vegetation Management and Inspections | Defensible Space |  | CAPEX | Territory | $ Thousands | VM-25;VM-26 | Contact from vegetation ignition likelihood |  | 2026 | N/A | N/A | In Compliance | N/A |  |  |  | PacifiCorp | 2026 | 2026 | 0 | 0 | 0
2110000109 | Vegetation Management and Inspections | Defensible Space |  | CAPEX | HFTD | $ Thousands | VM-25;VM-26 | Contact from vegetation ignition likelihood |  | 2026 | N/A | N/A | In Compliance | N/A |  |  | PacifiCorp does not have any forecasted CAPEX costs under this initiative | PacifiCorp | 2026 | 2026
2110000110 | Vegetation Management and Inspections | Defensible Space |  | OPEX | Territory | $ Thousands | VM-25;VM-26 | Contact from vegetation ignition likelihood |  | 2026 | N/A | N/A | In Compliance | N/A |  |  |  | PacifiCorp | 2026 | 2026 | 35 | 35 | 35
2110000111 | Vegetation Management and Inspections | Defensible Space |  | OPEX | HFTD | $ Thousands | VM-25;VM-26 | Contact from vegetation ignition likelihood |  | 2026 | N/A | N/A | In Compliance | N/A |  | 50% of PacifiCorp's substations are in the HFTD. Assume that half the substation defensible space costs are allocated to HFTD. |  | PacifiCorp | 2026 | 2026 | 17.5 | 17.5 | 17.5
2110000112 | Vegetation Management and Inspections | Integrated Vegetation Management |  | CAPEX | Territory | $ Thousands | VM-27;VM-28 | Contact from vegetation ignition likelihood |  | 2026 | N/A | N/A | In Compliance | N/A |  |  | Costs for this initiative is included in the costs for the vegetation management workforce planning. | PacifiCorp | 2026 | 2026
2110000113 | Vegetation Management and Inspections | Integrated Vegetation Management |  | CAPEX | HFTD | $ Thousands | VM-27;VM-28 | Contact from vegetation ignition likelihood |  | 2026 | N/A | N/A | In Compliance | N/A |  |  | Spend is not deferred for work done in the HFTD and amounts will only be provided for territory spend. | PacifiCorp | 2026 | 2026
2110000114 | Vegetation Management and Inspections | Integrated Vegetation Management |  | OPEX | Territory | $ Thousands | VM-27;VM-28 | Contact from vegetation ignition likelihood |  | 2026 | N/A | N/A | In Compliance | N/A |  |  | Please see Metric Number 2110000138 | PacifiCorp | 2026 | 2026
2110000115 | Vegetation Management and Inspections | Integrated Vegetation Management |  | OPEX | HFTD | $ Thousands | VM-27;VM-28 | Contact from vegetation ignition likelihood |  | 2026 | N/A | N/A | In Compliance | N/A |  |  | Please see Metric Number 2110000139 | PacifiCorp | 2026 | 2026
2110000116 | Vegetation Management and Inspections | Partnerships |  | CAPEX | Territory | $ Thousands | [10 empty] | PacifiCorp does not have any CAPEX activities under this initiative | PacifiCorp | 2026 | 2026
2110000117 | Vegetation Management and Inspections | Partnerships |  | CAPEX | HFTD | $ Thousands | [10 empty] | PacifiCorp does not have any CAPEX activities under this initiative | PacifiCorp | 2026 | 2026
2110000118 | Vegetation Management and Inspections | Partnerships |  | OPEX | Territory | $ Thousands | [10 empty] | PacifiCorp does not have any OPEX activities under this initiative | PacifiCorp | 2026 | 2026
2110000119 | Vegetation Management and Inspections | Partnerships |  | OPEX | HFTD | $ Thousands | [10 empty] | PacifiCorp does not have any OPEX activities under this initiative | PacifiCorp | 2026 | 2026
2110000120 | Vegetation Management and Inspections | Activities Based on Weather Conditions |  | CAPEX | Territory | $ Thousands | [10 empty] | PacifiCorp does not have any CAPEX activities under this initiative | PacifiCorp | 2026 | 2026
2110000121 | Vegetation Management and Inspections | Activities Based on Weather Conditions |  | CAPEX | HFTD | $ Thousands | [10 empty] | PacifiCorp does not have any CAPEX activities under this initiative | PacifiCorp | 2026 | 2026
2110000122 | Vegetation Management and Inspections | Activities Based on Weather Conditions |  | OPEX | Territory | $ Thousands | [10 empty] | PacifiCorp does not have any OPEX activities under this initiative | PacifiCorp | 2026 | 2026
2110000123 | Vegetation Management and Inspections | Activities Based on Weather Conditions |  | OPEX | HFTD | $ Thousands | [10 empty] | PacifiCorp does not have any OPEX activities under this initiative | PacifiCorp | 2026 | 2026
2110000124 | Vegetation Management and Inspections | Post-Fire Service Restoration |  | CAPEX | Territory | $ Thousands | [10 empty] | PacifiCorp does not have any CAPEX activities under this initiative | PacifiCorp | 2026 | 2026
2110000125 | Vegetation Management and Inspections | Post-Fire Service Restoration |  | CAPEX | HFTD | $ Thousands | [10 empty] | PacifiCorp does not have any CAPEX activities under this initiative | PacifiCorp | 2026 | 2026
2110000126 | Vegetation Management and Inspections | Post-Fire Service Restoration |  | OPEX | Territory | $ Thousands | [10 empty] | PacifiCorp does not have any OPEX activities under this initiative | PacifiCorp | 2026 | 2026
2110000127 | Vegetation Management and Inspections | Post-Fire Service Restoration |  | OPEX | HFTD | $ Thousands | [10 empty] | PacifiCorp does not have any OPEX activities under this initiative | PacifiCorp | 2026 | 2026
2110000128 | Vegetation Management and Inspections | Quality Assurance and Quality Control (Vegetation Management) |  | CAPEX | Territory | $ Thousands | VM-11 | Contact from vegetation ignition likelihood |  | 2026 | N/A | N/A | In Compliance | N/A |  |  |  | PacifiCorp | 2026 | 2026 | 0 | 0 | 0
2110000129 | Vegetation Management and Inspections | Quality Assurance and Quality Control (Vegetation Management) |  | CAPEX | HFTD | $ Thousands | VM-11 | Contact from vegetation ignition likelihood |  | 2026 | N/A | N/A | In Compliance | N/A |  |  | PacifiCorp does not have any CAPEX activities under this initiative. | PacifiCorp | 2026 | 2026
2110000130 | Vegetation Management and Inspections | Quality Assurance and Quality Control (Vegetation Management) |  | OPEX | Territory | $ Thousands | VM-11 | Contact from vegetation ignition likelihood |  | 2026 | N/A | N/A | In Compliance | N/A |  |  |  | PacifiCorp | 2026 | 2026 | 235.442 | 242.506 | 249.781
2110000131 | Vegetation Management and Inspections | Quality Assurance and Quality Control (Vegetation Management) |  | OPEX | HFTD | $ Thousands | VM-11 | Contact from vegetation ignition likelihood |  | 2026 | N/A | N/A | In Compliance | N/A |  | Forecasted expenditures consistent with % Planned in HFTD per year in Table 9-6 of the 2026-2028 Base WMP. The units in HFTD are miles and do not include pole clearing |  | PacifiCorp | 2026 | 2026 | 117.721 | 121.253 | 124.8905
2110000132 | Vegetation Management and Inspections | Work Orders (Vegetation Management) |  | CAPEX | Territory | $ Thousands | [10 empty] | PacifiCorp does not have any CAPEX activities under this initiative | PacifiCorp | 2026 | 2026
2110000133 | Vegetation Management and Inspections | Work Orders (Vegetation Management) |  | CAPEX | HFTD | $ Thousands | [10 empty] | PacifiCorp does not have any CAPEX activities under this initiative | PacifiCorp | 2026 | 2026
2110000134 | Vegetation Management and Inspections | Work Orders (Vegetation Management) |  | OPEX | Territory | $ Thousands | [10 empty] | PacifiCorp does not have any OPEX activities under this initiative | PacifiCorp | 2026 | 2026
2110000135 | Vegetation Management and Inspections | Work Orders (Vegetation Management) |  | OPEX | HFTD | $ Thousands | [10 empty] | PacifiCorp does not have any OPEX activities under this initiative | PacifiCorp | 2026 | 2026
2110000136 | Vegetation Management and Inspections | Workforce Planning (Vegetation Management) |  | CAPEX | Territory | $ Thousands | VM-15 | Contact from vegetation ignition likelihood |  | 2026 | N/A | N/A | In Compliance | N/A |  |  |  | PacifiCorp | 2026 | 2026 | 0 | 0 | 0
2110000137 | Vegetation Management and Inspections | Workforce Planning (Vegetation Management) |  | CAPEX | HFTD | $ Thousands | VM-15 | Contact from vegetation ignition likelihood |  | 2026 | N/A | N/A | In Compliance | N/A |  |  | Spend is not deferred for work done in the HFTD and amounts will only be provided for territory spend. | PacifiCorp | 2026 | 2026
2110000138 | Vegetation Management and Inspections | Workforce Planning (Vegetation Management) |  | OPEX | Territory | $ Thousands | VM-15 | Contact from vegetation ignition likelihood |  | 2026 | N/A | N/A | In Compliance | N/A |  |  |  | PacifiCorp | 2026 | 2026 | 228.585 | 228.585 | 228.585
2110000139 | Vegetation Management and Inspections | Workforce Planning (Vegetation Management) |  | OPEX | HFTD | $ Thousands | VM-15 | Contact from vegetation ignition likelihood |  | 2026 | N/A | N/A | In Compliance | N/A |  |  | Spend is not deferred for work done in the HFTD and amounts will only be provided for territory spend. | PacifiCorp | 2026 | 2026
2110000140 | Situational Awareness and Forecasting | Environmental Monitoring Systems |  | CAPEX | Territory | $ Thousands | SA-01 | PSPS Likelihood |  | 2026 | N/A | N/A | In Compliance | N/A |  |  |  | PacifiCorp | 2026 | 2026 | 100 | 80 | 0
2110000141 | Situational Awareness and Forecasting | Environmental Monitoring Systems |  | CAPEX | HFTD | $ Thousands | SA-01 | PSPS Likelihood |  | 2026 | N/A | N/A | In Compliance | N/A |  |  |  | PacifiCorp | 2026 | 2026 | 20 | 16 | 0
2110000142 | Situational Awareness and Forecasting | Environmental Monitoring Systems |  | OPEX | Territory | $ Thousands | SA-01 | PSPS Likelihood |  | 2026 | N/A | N/A | In Compliance | N/A |  |  |  | PacifiCorp | 2026 | 2026 | 0 | 0 | 0
2110000143 | Situational Awareness and Forecasting | Environmental Monitoring Systems |  | OPEX | HFTD | $ Thousands | SA-01 | PSPS Likelihood |  | 2026 | N/A | N/A | In Compliance | N/A |  |  | PacifiCorp does not have any OPEX activities under this initiative | PacifiCorp | 2026 | 2026
2110000144 | Situational Awareness and Forecasting | Grid Monitoring Systems |  | CAPEX | Territory | $ Thousands | SA-07;SA-08;SA-09;SA-10 | Wildfire spread |  | 2026 | N/A | N/A | In Compliance | N/A |  |  |  | PacifiCorp | 2026 | 2026 | 4760 | 798 | 838
2110000145 | Situational Awareness and Forecasting | Grid Monitoring Systems |  | CAPEX | HFTD | $ Thousands | SA-07;SA-08;SA-09;SA-10 | Wildfire spread |  | 2026 | N/A | N/A | In Compliance | N/A |  | Formal site selection is under development. Siting is prioritized on devices within HFTD boundary or with downstream HFTD classifications, as such estimated split of devices in HFTD is roughly equivalent to 63%. |  | PacifiCorp | 2026 | 2026 | 2998 | 504 | 402
2110000146 | Situational Awareness and Forecasting | Grid Monitoring Systems |  | OPEX | Territory | $ Thousands | SA-07;SA-08;SA-09;SA-10 | Wildfire spread |  | 2026 | N/A | N/A | In Compliance | N/A |  |  |  | PacifiCorp | 2026 | 2026 | 175 | 25 | 25
2110000147 | Situational Awareness and Forecasting | Grid Monitoring Systems |  | OPEX | HFTD | $ Thousands | SA-07;SA-08;SA-09;SA-10 | Wildfire spread |  | 2026 | N/A | N/A | In Compliance | N/A |  | Formal site selection is under development. Siting is prioritized on devices within HFTD boundary or with downstream HFTD classifications, as such estimated split of devices in HFTD is roughly equivalent to 63%. |  | PacifiCorp | 2026 | 2026 | 110 | 16 | 16
2110000148 | Situational Awareness and Forecasting | Ignition Detection Systems |  | CAPEX | Territory | $ Thousands | SA-03;SA-04 | Wildfire spread |  | 2026 | N/A | N/A | In Compliance | N/A |  |  |  | PacifiCorp | 2026 | 2026 | 0 | 0 | 0
2110000149 | Situational Awareness and Forecasting | Ignition Detection Systems |  | CAPEX | HFTD | $ Thousands | SA-03;SA-04 | Wildfire spread |  | 2026 | N/A | N/A | In Compliance | N/A |  |  | PacifiCorp does not have any CAPEX activities under this initiative | PacifiCorp | 2026 | 2026
2110000150 | Situational Awareness and Forecasting | Ignition Detection Systems |  | OPEX | Territory | $ Thousands | SA-03;SA-04 | Wildfire spread |  | 2026 | N/A | N/A | In Compliance | N/A |  |  |  | PacifiCorp | 2026 | 2026 | 100 | 100 | 100
2110000151 | Situational Awareness and Forecasting | Ignition Detection Systems |  | OPEX | HFTD | $ Thousands | SA-03;SA-04 | Wildfire spread |  | 2026 | N/A | N/A | In Compliance | N/A |  | HFTD spend is based on estimate of the number of cmaeras in the HFTD and an average unit cost per camera. |  | PacifiCorp | 2026 | 2026 | 37.5 | 40 | 41.6667
2110000152 | Situational Awareness and Forecasting | Weather Forecasting |  | CAPEX | Territory | $ Thousands | SA-11;SA-12;SA-13;SA-14 | Wildfire spread |  | 2026 | N/A | N/A | In Compliance | N/A |  |  |  | PacifiCorp | 2026 | 2026 | 0 | 0 | 0
2110000153 | Situational Awareness and Forecasting | Weather Forecasting |  | CAPEX | HFTD | $ Thousands | SA-11;SA-12;SA-13;SA-14 | Wildfire spread |  | 2026 | N/A | N/A | In Compliance | N/A |  |  | PacifiCorp does not have any CAPEX activities under this initiative | PacifiCorp | 2026 | 2026
2110000154 | Situational Awareness and Forecasting | Weather Forecasting |  | OPEX | Territory | $ Thousands | SA-11;SA-12;SA-13;SA-14 | Wildfire spread |  | 2026 | N/A | N/A | In Compliance | N/A |  |  |  | PacifiCorp | 2026 | 2026 | 290 | 290 | 290
2110000155 | Situational Awareness and Forecasting | Weather Forecasting |  | OPEX | HFTD | $ Thousands | SA-11;SA-12;SA-13;SA-14 | Wildfire spread |  | 2026 | N/A | N/A | In Compliance | N/A |  | Estimate is based on percent of PacifiCorp customers who are in the HFTD. PacifiCorp does not track Situational Awareness and Forecasting activities by inside or outside of the HFTD. |  | PacifiCorp | 2026 | 2026 | 121.5476 | 121.5476 | 121.5476
2110000156 | Situational Awareness and Forecasting | Fire Potential Index |  | CAPEX | Territory | $ Thousands | SA-06 | Wildfire spread |  | 2026 | N/A | N/A | In Compliance | N/A |  |  | Costs are associated with weather forecasting spend | PacifiCorp | 2026 | 2026
2110000157 | Situational Awareness and Forecasting | Fire Potential Index |  | CAPEX | HFTD | $ Thousands | SA-06 | Wildfire spread |  | 2026 | N/A | N/A | In Compliance | N/A |  |  | Spend is not deferred for work done in the HFTD and amounts will only be provided for territory spend. | PacifiCorp | 2026 | 2026
2110000158 | Situational Awareness and Forecasting | Fire Potential Index |  | OPEX | Territory | $ Thousands | SA-06 | Wildfire spread |  | 2026 | N/A | N/A | In Compliance | N/A |  |  | Please see Metric Number 2110000154 | PacifiCorp | 2026 | 2026
2110000159 | Situational Awareness and Forecasting | Fire Potential Index |  | OPEX | HFTD | $ Thousands | SA-06 | Wildfire spread |  | 2026 | N/A | N/A | In Compliance | N/A |  |  | Please see Metric Number 2110000155 | PacifiCorp | 2026 | 2026
2110000160 | Emergency Preparedness, Collaboration and Public Awareness | Emergency Preparedness and Recovery Plan |  | CAPEX | Territory | $ Thousands | EP-01;PS-01 | PSPS vulnerability | PSPS exposure potential | 2026 | N/A | N/A | In Compliance | N/A |  |  |  | PacifiCorp | 2026 | 2026 | 0 | 0 | 0
2110000161 | Emergency Preparedness, Collaboration and Public Awareness | Emergency Preparedness and Recovery Plan |  | CAPEX | HFTD | $ Thousands | EP-01;PS-01 | PSPS vulnerability | PSPS exposure potential | 2026 | N/A | N/A | In Compliance | N/A |  |  | PacifiCorp does not have any CAPEX activities under this initiative | PacifiCorp | 2026 | 2026
2110000162 | Emergency Preparedness, Collaboration and Public Awareness | Emergency Preparedness and Recovery Plan |  | OPEX | Territory | $ Thousands | EP-01;PS-01 | PSPS vulnerability | PSPS exposure potential | 2026 | N/A | N/A | In Compliance | N/A |  |  |  | PacifiCorp | 2026 | 2026 | 214.2 | 224.91 | 236.1555
2110000163 | Emergency Preparedness, Collaboration and Public Awareness | Emergency Preparedness and Recovery Plan |  | OPEX | HFTD | $ Thousands | EP-01;PS-01 | PSPS vulnerability | PSPS exposure potential | 2026 | N/A | N/A | In Compliance | N/A |  | Estimate is based on percent of PacifiCorp customers who are in the HFTD. PacifiCorp does not track Emergency Preparedness and Recovery Plan activities by inside or outside of the HFTD. |  | PacifiCorp | 2026 | 2026 | 89.7776 | 94.2665 | 98.9798
2110000164 | Emergency Preparedness, Collaboration and Public Awareness | External Collaboration and Coordination |  | CAPEX | Territory | $ Thousands | EP-02 | PSPS vulnerability |  | 2026 | N/A | N/A | In Compliance | N/A |  |  |  | PacifiCorp | 2026 | 2026 | 0 | 0 | 0
2110000165 | Emergency Preparedness, Collaboration and Public Awareness | External Collaboration and Coordination |  | CAPEX | HFTD | $ Thousands | EP-02 | PSPS vulnerability |  | 2026 | N/A | N/A | In Compliance | N/A |  |  | Spend is not deferred for work done in the HFTD and amounts will only be provided for territory spend. | PacifiCorp | 2026 | 2026
2110000166 | Emergency Preparedness, Collaboration and Public Awareness | External Collaboration and Coordination |  | OPEX | Territory | $ Thousands | EP-02 | PSPS vulnerability |  | 2026 | N/A | N/A | In Compliance | N/A |  |  |  | PacifiCorp | 2026 | 2026 | 15 | 15 | 15
2110000167 | Emergency Preparedness, Collaboration and Public Awareness | External Collaboration and Coordination |  | OPEX | HFTD | $ Thousands | EP-02 | PSPS vulnerability |  | 2026 | N/A | N/A | In Compliance | N/A |  | Estimate is based on percent of PacifiCorp customers who are in the HFTD. PacifiCorp does not track External Collaboration or Coordination activities by inside or outside of the HFTD. |  | PacifiCorp | 2026 | 2026 | 6.3 | 6.3 | 6.3
2110000168 | Emergency Preparedness, Collaboration and Public Awareness | Public Communication, Outreach, and Education Awareness |  | CAPEX | Territory | $ Thousands | CO-02;CO-03;CO-04;CO-05;CO-06;CO-07;CO-08;CO-09;EP-03 | PSPS vulnerability | Wildfire vulnerability | 2026 | N/A | N/A | In Compliance | N/A |  |  |  | PacifiCorp | 2026 | 2026 | 70.2 | 0 | 0
2110000169 | Emergency Preparedness, Collaboration and Public Awareness | Public Communication, Outreach, and Education Awareness |  | CAPEX | HFTD | $ Thousands | CO-02;CO-03;CO-04;CO-05;CO-06;CO-07;CO-08;CO-09;EP-03 | PSPS vulnerability | Wildfire vulnerability | 2026 | N/A | N/A | In Compliance | N/A |  | Estimate is based on percent of PacifiCorp customers who are in the HFTD. PacifiCorp does not track Public Communication, Outreach, and Education Awareness activities by inside or outside of the HFTD. |  | PacifiCorp | 2026 | 2026 | 29 | 0 | 0
2110000170 | Emergency Preparedness, Collaboration and Public Awareness | Public Communication, Outreach, and Education Awareness |  | OPEX | Territory | $ Thousands | CO-02;CO-03;CO-04;CO-05;CO-06;CO-07;CO-08;CO-09;EP-03 | PSPS vulnerability | Wildfire vulnerability | 2026 | N/A | N/A | In Compliance | N/A |  |  |  | PacifiCorp | 2026 | 2026 | 138 | 145 | 152
2110000171 | Emergency Preparedness, Collaboration and Public Awareness | Public Communication, Outreach, and Education Awareness |  | OPEX | HFTD | $ Thousands | CO-02;CO-03;CO-04;CO-05;CO-06;CO-07;CO-08;CO-09;EP-03 | PSPS vulnerability | Wildfire vulnerability | 2026 | N/A | N/A | In Compliance | N/A |  | Estimate is based on percent of PacifiCorp customers who are in the HFTD. PacifiCorp does not track Public Communication, Outreach, and Education Awareness activities by inside or outside of the HFTD. |  | PacifiCorp | 2026 | 2026 | 57.8399 | 60.7738 | 63.7077
2110000172 | Emergency Preparedness, Collaboration and Public Awareness | Customer Support in Wildfire and PSPS Emergencies |  | CAPEX | Territory | $ Thousands | EP-05 | Wildfire vulnerability | PSPS vulnerability | 2026 | N/A | N/A | In Compliance | N/A |  |  |  | PacifiCorp | 2026 | 2026 | 0 | 0 | 0
2110000173 | Emergency Preparedness, Collaboration and Public Awareness | Customer Support in Wildfire and PSPS Emergencies |  | CAPEX | HFTD | $ Thousands | EP-05 | Wildfire vulnerability | PSPS vulnerability | 2026 | N/A | N/A | In Compliance | N/A |  |  | PacifiCorp does not have any CAPEX activities under this initiative | PacifiCorp | 2026 | 2026
2110000174 | Emergency Preparedness, Collaboration and Public Awareness | Customer Support in Wildfire and PSPS Emergencies |  | OPEX | Territory | $ Thousands | EP-05 | Wildfire vulnerability | PSPS vulnerability | 2026 | N/A | N/A | In Compliance | N/A |  |  |  | PacifiCorp | 2026 | 2026 | 108 | 108 | 108
2110000175 | Emergency Preparedness, Collaboration and Public Awareness | Customer Support in Wildfire and PSPS Emergencies |  | OPEX | HFTD | $ Thousands | EP-05 | Wildfire vulnerability | PSPS vulnerability | 2026 | N/A | N/A | In Compliance | N/A |  | Customers inside and outside of the HFTD are eligible for EP-05 activities. Due to the high uncertainty of the location of customers who enroll in battery programs, PacifiCorp has estimated 50% of the forecasted costs will be for customers in the HFTD. |  | PacifiCorp | 2026 | 2026 | 54 | 54 | 54
2110000176 | Enterprise Systems | Enterprise Systems Development |  | CAPEX | Territory | $ Thousands | ES-02;ES-03;ES-04;ES-05;ES-06;ES-07 | Contact from vegetation ignition likelihood | Equipment ignition likelihood Wildfire spread PSPS Likelihood | 2026 | N/A | N/A | In Compliance | N/A |  |  |  | PacifiCorp | 2026 | 2026 | 201 | 201 | 242
2110000177 | Enterprise Systems | Enterprise Systems Development |  | CAPEX | HFTD | $ Thousands | ES-02;ES-03;ES-04;ES-05;ES-06;ES-07 | Contact from vegetation ignition likelihood | Equipment ignition likelihood Wildfire spread PSPS Likelihood | 2026 | N/A | N/A | In Compliance | N/A |  | Estimate is based on percent of PacifiCorp customers who are in the HFTD. PacifiCorp does not track Enterprise Systems Development activities by inside or outside of the HFTD. |  | PacifiCorp | 2026 | 2026 | 84.2451 | 84.2451 | 101.4294
2110000178 | Enterprise Systems | Enterprise Systems Development |  | OPEX | Territory | $ Thousands | ES-02;ES-03;ES-04;ES-05;ES-06;ES-07 | Contact from vegetation ignition likelihood | Equipment ignition likelihood Wildfire spread PSPS Likelihood | 2026 | N/A | N/A | In Compliance | N/A |  |  |  | PacifiCorp | 2026 | 2026 | 27 | 27 | 27
2110000179 | Enterprise Systems | Enterprise Systems Development |  | OPEX | HFTD | $ Thousands | ES-02;ES-03;ES-04;ES-05;ES-06;ES-07 | Contact from vegetation ignition likelihood | Equipment ignition likelihood Wildfire spread PSPS Likelihood | 2026 | N/A | N/A | In Compliance | N/A |  | Estimate is based on percent of PacifiCorp customers who are in the HFTD. PacifiCorp does not track Enterprise Systems Development activities by inside or outside of the HFTD. |  | PacifiCorp | 2026 | 2026 | 11.3165 | 11.3165 | 11.3165

## Table 12
METRIC NUMBER | UTILITY ID | SUBMISSION DATE | WMP ACTIVITY NAME | WMP CATEGORY | WMP INITIATIVE | WMP INITIATIVE NAME IF OTHER | UTILITY MITIGATION ACTIVITY TRACKING ID | TARGET TYPE | UNIT(S) | METHOD OF VERIFICATION | COMMENTS | REPORTING YEAR | CYCLE YEAR 1 | YTD TARGET - Y1 Q2 | YTD TARGET - Y1 Q3 | YTD TARGET - Y1 Q4 | YTD TARGET - Y2 Q2 | YTD TARGET - Y2 Q3 | YTD TARGET - Y2 Q4 | YTD TARGET - Y3 Q2 | YTD TARGET - Y3 Q3 | YTD TARGET - Y3 Q4
2120000000 | PacifiCorp | 2025-11-26 | Transmission Patrol Inspections | Grid Design, Operations, and Maintenance | Asset Inspections |  | AI-01 | Quantitative | Facility Points | Quantitative |  | 2026 | 2026 | 5972 | 9783 | 12324 | 5972 | 9783 | 12324 | 5972 | 9783 | 12324
2120000001 | PacifiCorp | 2025-11-26 | Distribution Patrol Inspections | Grid Design, Operations, and Maintenance | Asset Inspections |  | AI-02 | Quantitative | Facility Points | Quantitative |  | 2026 | 2026 | 13535 | 37513 | 53498 | 13725 | 38039 | 54249 | 13696 | 37959 | 54134
2120000002 | PacifiCorp | 2025-11-26 | Transmission Detailed Inspections | Grid Design, Operations, and Maintenance | Asset Inspections |  | AI-03 | Quantitative | Facility Points | Quantitative |  | 2026 | 2026 | 74 | 1374 | 2241 | 55 | 1018 | 1660 | 84 | 1572 | 2563
2120000003 | PacifiCorp | 2025-11-26 | Distribution Detailed Inspections | Grid Design, Operations, and Maintenance | Asset Inspections |  | AI-04 | Quantitative | Facility Points | Quantitative |  | 2026 | 2026 | 2188 | 4473 | 5996 | 2352 | 4810 | 6448 | 2051 | 4193 | 5621
2120000004 | PacifiCorp | 2025-11-26 | Transmission Intrusive Inspections | Grid Design, Operations, and Maintenance | Asset Inspections |  | AI-05 | Quantitative | Facility Points | Quantitative |  | 2026 | 2026 | 0 | 811 | 1351 | 0 | 551 | 919 | 0 | 1646 | 2743
2120000005 | PacifiCorp | 2025-11-26 | Distribution Intrusive Inspections | Grid Design, Operations, and Maintenance | Asset Inspections |  | AI-06 | Quantitative | Facility Points | Quantitative |  | 2026 | 2026 | 0 | 3661 | 6102 | 0 | 3211 | 5351 | 0 | 3280 | 5466
2120000006 | PacifiCorp | 2025-11-26 | Distribution Infrared Inspections | Grid Design, Operations, and Maintenance | Asset Inspections |  | AI-07 | Quantitative | Facility Points | Quantitative |  | 2026 | 2026 | 1400 | 12324 | 12324 | 1400 | 12324 | 12324 | 1400 | 12324 | 12324
2120000007 | PacifiCorp | 2025-11-26 | Substation Inspections | Grid Design, Operations, and Maintenance | Asset Inspections |  | AI-11 | Quantitative | Substations | Quantitative | Transmission Inspections | 2026 | 2026 | 54 | 90 | 108 | 54 | 90 | 108 | 54 | 90 | 108
2120000008 | PacifiCorp | 2025-11-26 | Substation Inspections | Grid Design, Operations, and Maintenance | Asset Inspections |  | AI-11 | Quantitative | Substations | Quantitative | Distribution Inspections | 2026 | 2026 | 172 | 301 | 344 | 172 | 301 | 344 | 172 | 301 | 344
2120000009 | PacifiCorp | 2025-11-26 | Vegetation Inspections: Detailed Inspection – Distribution | Vegetation Management and Inspection | Vegetation Management Inspections |  | VM-01 | Quantitative | Circuit Miles | Quantitative | Routine (Detailed) Inspection – Distribution (DNT) | 2026 | 2026 | 464 | 731 | 824 | 503 | 855 | 875 | 408 | 826 | 834
2120000010 | PacifiCorp | 2025-11-26 | Vegetation Inspections: Detailed Inspection - Transmission | Vegetation Management and Inspection | Vegetation Management Inspections |  | VM-02 | Quantitative | Miles | Quantitative | Routine (Detailed) Inspection – Local Transmission (TNT) | 2026 | 2026 | 114 | 134 | 134 | 461 | 479 | 479 | 134 | 142 | 142
2120000011 | PacifiCorp | 2025-11-26 | Vegetation Inspections: Detailed Inspection - Transmission | Vegetation Management and Inspection | Vegetation Management Inspections |  | VM-02 | Quantitative | Miles | Quantitative | Routine (Detailed) Inspection – Main Grid (MGI) | 2026 | 2026 | 130 | 130 | 130 | 130 | 130 | 130 | 134 | 142 | 142
2120000012 | PacifiCorp | 2025-11-26 | Vegetation Inspections: Patrol Inspection - Distribution | Vegetation Management and Inspection | Vegetation Management Inspections |  | VM-03 | Quantitative | Circuit Miles | Quantitative | Off-Cycle (Patrol) Inspection – Distribution (FIN) | 2026 | 2026 | 1109 | 1109 | 1109 | 996 | 1036 | 1036 | 1124 | 1183 | 1183
2120000013 | PacifiCorp | 2025-11-26 | Vegetation Inspections: Patrol Inspection - Transmission | Vegetation Management and Inspection | Vegetation Management Inspections |  | VM-04 | Quantitative | Circuit Miles | Quantitative | Off-Cycle (Patrol) Inspection – Transmission (FIT) | 2026 | 2026 | 329 | 329 | 329 | 116 | 116 | 116 | 134 | 142 | 142
2120000014 | PacifiCorp | 2025-11-26 | Pole Clearing | Vegetation Management and Inspection | Pole Clearing |  | VM-18 | Quantitative | Distribution Poles | Quantitative | Pole Clearing PRC 4292 (DPL) | 2026 | 2026 | 7998 | 11999 | 11999 | 7998 | 11999 | 11999 | 7998 | 11999 | 11999
2120000015 | PacifiCorp | 2025-11-26 | Pole Clearing | Vegetation Management and Inspection | Pole Clearing |  | VM-19 | Quantitative | Distribution Poles | Quantitative | Pole Clearing (LRA) | 2026 | 2026 | 2128 | 3192 | 3192 | 2128 | 3192 | 3192 | 2128 | 3192 | 3192
2120000016 | PacifiCorp | 2025-11-26 | Substation Defensible Space | Vegetation Management and Inspection | Defensible Space |  | VM-25 | Quantitative | Substations | Quantitative |  | 2026 | 2026 | 28 | 42 | 55 | 28 | 42 | 55 | 28 | 42 | 55
2120000017 | PacifiCorp | 2025-11-26 | Transmission Infrared Inspections | Grid Design, Operations, and Maintenance | Asset Inspections |  | AI-08 | Quantitative | Facility Points | Quantitative |  | 2026 | 2026 | 1000 | 4000 | 7345 | 1000 | 4000 | 5168 | 1000 | 4000 | 7339
2120000018 | PacifiCorp | 2025-11-26 | Vegetation Inspections: Detailed Inspection - Transmission | Vegetation Management and Inspection | Vegetation Management Inspections |  | VM-16 | Quantitative | Circuit Miles | Quantitative | Routine (Detailed) Inspection – Local Transmission (TNT) | 2026 | 2026 | 114 | 134 | 134 | 461 | 479 | 479 | 134 | 142 | 142
2120000019 | PacifiCorp | 2025-11-26 | Vegetation Inspections: Detailed Inspection - Transmission | Vegetation Management and Inspection | Vegetation Management Inspections |  | VM-17 | Quantitative | Circuit Miles | Quantitative | Routine (Detailed) Inspection – Main Grid (MGI) | 2026 | 2026 | 130 | 130 | 130 | 130 | 130 | 130 | 134 | 142 | 142

## Table 14
METRIC NUMBER | HFTD TIER | LINE TYPE | OVERALL UTILITY RISK | WILDFIRE RISK | OUTAGE PROGRAM RISK | WILDFIRE LIKELIHOOD | IGNITION LIKELIHOOD | EQUIPMENT CAUSED LIKELIHOOD OF IGNITION | CONTACT FROM VEGETATION LIKELIHOOD OF IGNITION | CONTACT FROM OBJECT LIKELIHOOD OF IGNITION | BURN LIKELIHOOD | WILDFIRE CONSEQUENCE | WILDFIRE HAZARD INTENSITY | WILDFIRE EXPOSURE POTENTIAL | PSPS RISK | PSPS LIKELIHOOD | PSPS CONSEQUENCE | PSPS EXPOSURE POTENTIAL | PSPS VULNERABILITY | PEDS RISK | PEDS LIKELIHOOD | PEDS CONSEQUENCE | PEDS EXPOSURE POTENTIAL | PEDS VULNERABILITY | COMMENTS | BLANK MEANING | UTILITY ID | REPORTING YEAR
2140000000 | HFTD Tier 2 | Distribution | [23 empty] | PacifiCorp is currently developing the risk assessment tools to be able to determine these metrics and data will be updated in the future once tools have been implemented. | PacifiCorp | 2026
2140000001 | HFTD Tier 3 | Distribution | [23 empty] | PacifiCorp is currently developing the risk assessment tools to be able to determine these metrics and data will be updated in the future once tools have been implemented. | PacifiCorp | 2026
2140000002 | HFTD Tier 2 | Transmision | [23 empty] | PacifiCorp is currently developing the risk assessment tools to be able to determine these metrics and data will be updated in the future once tools have been implemented. | PacifiCorp | 2026
2140000003 | HFTD Tier 3 | Transmision | [23 empty] | PacifiCorp is currently developing the risk assessment tools to be able to determine these metrics and data will be updated in the future once tools have been implemented. | PacifiCorp | 2026
2140000004 | Non-HFTD | Distribution | [23 empty] | PacifiCorp is currently developing the risk assessment tools to be able to determine these metrics and data will be updated in the future once tools have been implemented. | PacifiCorp | 2026
2140000005 | Non-HFTD | Transmision | [23 empty] | PacifiCorp is currently developing the risk assessment tools to be able to determine these metrics and data will be updated in the future once tools have been implemented. | PacifiCorp | 2026

## Table 15
METRIC NUMBER | TOP-RISK CIRCUIT / SEGMENT / SPAN ID | RISK GRANULARITY | LINE TYPE | CIRCUIT / SEGMENT / SPAN LENGTH (MI) | INCLUSION REASON | HFTD TIER | OVERALL UTILITY RISK | WILDFIRE RISK | OUTAGE PROGRAM RISK | WILDFIRE LIKELIHOOD | IGNITION LIKELIHOOD | EQUIPMENT CAUSED LIKELIHOOD OF IGNITION | CONTACT FROM VEGETATION LIKELIHOOD OF IGNITION | CONTACT FROM OBJECT LIKELIHOOD OF IGNITION | BURN LIKELIHOOD | WILDFIRE CONSEQUENCE | WILDFIRE HAZARD INTENSITY | WILDFIRE EXPOSURE POTENTIAL | PSPS RISK | PSPS LIKELIHOOD | PSPS CONSEQUENCE | PSPS EXPOSURE POTENTIAL | PSPS VULNERABILITY | PEDS RISK | PEDS LIKELIHOOD | PEDS CONSEQUENCE | PEDS EXPOSURE POTENTIAL | PEDS VULNERABILITY | COMMENTS | BLANK MEANING | UTILITY ID | REPORTING YEAR
2150000000 | 5G31 | Circuit | Distribution | 15.995 | Top 5% highest risk | Non-HFTD |  | 192.7143 | [21 empty] | PacifiCorp is currently developing the risk assessment tools to be able to determine these metrics and data will be updated in the future once tools have been implemented. | PacifiCorp | 2026
2150000001 | 5G33 | Circuit | Distribution | 6.4002 | Top 5% highest risk | Non-HFTD |  | 76.0426 | [21 empty] | PacifiCorp is currently developing the risk assessment tools to be able to determine these metrics and data will be updated in the future once tools have been implemented. | PacifiCorp | 2026
2150000002 | 5G21 | Circuit | Distribution | 6.6803 | Top 5% highest risk | HFTD Tier 2 |  | 74.5515 | [21 empty] | PacifiCorp is currently developing the risk assessment tools to be able to determine these metrics and data will be updated in the future once tools have been implemented. | PacifiCorp | 2026
2150000003 | 5G83 | Circuit | Distribution | 4.7731 | Top 5% highest risk | HFTD Tier 3 |  | 53.1595 | [21 empty] | PacifiCorp is currently developing the risk assessment tools to be able to determine these metrics and data will be updated in the future once tools have been implemented. | PacifiCorp | 2026
2150000004 | 4G1 | Circuit | Distribution | 4.5977 | Top 5% highest risk | HFTD Tier 2 |  | 48.5248 | [21 empty] | PacifiCorp is currently developing the risk assessment tools to be able to determine these metrics and data will be updated in the future once tools have been implemented. | PacifiCorp | 2026
2150000005 | 5G149 | Circuit | Distribution | 4.1906 | Top 5% highest risk | HFTD Tier 2 |  | 45.9221 | [21 empty] | PacifiCorp is currently developing the risk assessment tools to be able to determine these metrics and data will be updated in the future once tools have been implemented. | PacifiCorp | 2026
2150000006 | 5G5 | Circuit | Distribution | 2.7772 | Top 5% highest risk | HFTD Tier 2 |  | 32.236 | [21 empty] | PacifiCorp is currently developing the risk assessment tools to be able to determine these metrics and data will be updated in the future once tools have been implemented. | PacifiCorp | 2026
2150000007 | 5L87 | Circuit | Distribution | 1.9231 | Top 5% highest risk | Non-HFTD |  | 20.0705 | [21 empty] | PacifiCorp is currently developing the risk assessment tools to be able to determine these metrics and data will be updated in the future once tools have been implemented. | PacifiCorp | 2026
2150000008 | 5L83 | Circuit | Distribution | 1.6543 | Top 5% highest risk | HFTD Tier 3 |  | 19.3541 | [21 empty] | PacifiCorp is currently developing the risk assessment tools to be able to determine these metrics and data will be updated in the future once tools have been implemented. | PacifiCorp | 2026
2150000009 | 5G45 | Circuit | Distribution | 0.68595 | Top 5% highest risk | HFTD Tier 2 |  | 11.3355 | [21 empty] | PacifiCorp is currently developing the risk assessment tools to be able to determine these metrics and data will be updated in the future once tools have been implemented. | PacifiCorp | 2026
2150000010 | 5G151 | Circuit | Distribution | 0.84054 | Top 5% highest risk | HFTD Tier 2 |  | 10.7736 | [21 empty] | PacifiCorp is currently developing the risk assessment tools to be able to determine these metrics and data will be updated in the future once tools have been implemented. | PacifiCorp | 2026
2150000011 | 5G23 | Circuit | Distribution | 0.93049 | Top 5% highest risk | HFTD Tier 2 |  | 9.8309 | [21 empty] | PacifiCorp is currently developing the risk assessment tools to be able to determine these metrics and data will be updated in the future once tools have been implemented. | PacifiCorp | 2026
2150000012 | 5L97 | Circuit | Distribution | 0.66528 | Top 5% highest risk | HFTD Tier 2 |  | 7.8135 | [21 empty] | PacifiCorp is currently developing the risk assessment tools to be able to determine these metrics and data will be updated in the future once tools have been implemented. | PacifiCorp | 2026
2150000013 | 7G81 | Circuit | Distribution | 0.4174 | Top 5% highest risk | HFTD Tier 3 |  | 4.8352 | [21 empty] | PacifiCorp is currently developing the risk assessment tools to be able to determine these metrics and data will be updated in the future once tools have been implemented. | PacifiCorp | 2026
2150000014 | 7G73 | Circuit | Distribution | 0.12427 | Top 5% highest risk | HFTD Tier 2 |  | 1.3044 | [21 empty] | PacifiCorp is currently developing the risk assessment tools to be able to determine these metrics and data will be updated in the future once tools have been implemented. | PacifiCorp | 2026
2150000015 | 7G75 | Circuit | Distribution | 0.12427 | Top 5% highest risk | HFTD Tier 2 |  | 1.2716 | [21 empty] | PacifiCorp is currently developing the risk assessment tools to be able to determine these metrics and data will be updated in the future once tools have been implemented. | PacifiCorp | 2026