## Overview
Spatial Data Status Report - v4.1 - Overview
Dataset | Feature Class or Table | Submitted (Yes/No) | Reason | Availability Explanation | Locations Confidential? (Yes/No) | Metadata Included (Yes/No)? | Metadata Absence Explanation | Data Procurement Actions | Estimated Delivery
Asset Point | Camera | Yes | N/A | N/A | No | Yes | N/A | N/A | N/A
| Connection Device | Yes | N/A | N/A | Yes | Yes | N/A | N/A | N/A
| Customer Meter | Yes | N/A | N/A | Yes | Yes | N/A | N/A | N/A
| Fuse | Yes | N/A | N/A | Yes | Yes | N/A | N/A | N/A
| Lightning Arrester | Yes | N/A | N/A | Yes | Yes | N/A | N/A | N/A
| Substation | Yes | N/A | N/A | Yes | Yes | N/A | N/A | N/A
| Support Structure | Yes | N/A | N/A | Yes | Yes | N/A | N/A | N/A
| Support Structure Detail | Yes | N/A | N/A | Yes
| Switchgear | Yes | N/A | N/A | Yes | Yes | N/A | N/A | N/A
| Transformer Site | Yes | N/A | N/A | Yes | Yes | N/A | N/A | N/A
| Transformer Detail | Yes | N/A | N/A | Yes
| Weather Station | Yes | N/A | N/A | No | Yes | N/A | N/A | N/A
Asset Line | Transmission Line | Yes | N/A | N/A | Yes | Yes | N/A | N/A | N/A
| Transmission Line Detail | Yes | N/A | N/A | Yes | Yes | N/A | N/A | N/A
| Primary Distribution Line | Yes | N/A | N/A | Yes | Yes | N/A | N/A | N/A
| Secondary Distribution Line | Yes | N/A | N/A | Yes | Yes | N/A | N/A | N/A
PSPS Event | PSPS Event Log | Yes | N/A | N/A | N/A | Yes | N/A | N/A | N/A
| PSPS Event Line | Yes | N/A | N/A | Yes | Yes | N/A | N/A | N/A
| PSPS Event Polygon | Yes | N/A | N/A | Yes | Yes | N/A | N/A | N/A
| PSPS Event Customer Meter Point | Yes | N/A | N/A | Yes | Yes | N/A | N/A | N/A
| PSPS Event Damage Point | Yes | N/A | N/A | Yes | Yes | N/A | N/A | N/A
| PSPS Event Conductor Damage Detail | Yes | N/A | N/A | N/A | Yes | N/A | N/A | N/A
| PSPS Event Support Structure Damage Detail | No | N/A | N/A | N/A | Yes | N/A | N/A | N/A
| PSPS Event Other Asset Damage Detail | Yes | N/A | N/A | N/A | Yes | N/A | N/A | N/A
| PSPS Event Damage Photo Log | Yes | N/A | N/A | N/A | Yes | N/A | N/A | N/A
Risk Event | Wire Down Event | Yes | N/A | N/A | Yes | Yes | N/A | N/A | N/A
| Ignition | Yes | N/A | N/A | Yes | Yes | N/A | N/A | N/A
| Unplanned Outage | Yes | N/A | N/A | Yes | Yes | N/A | N/A | N/A
| Risk Event Photo Log | Yes | N/A | N/A | Yes | Yes | N/A | N/A | N/A
Initiative | Vegetation Inspection Point | Yes | N/A | N/A | Yes | Yes | N/A | N/A | N/A
| Vegetation Inspection Line | Yes | N/A | N/A | Yes | Yes | N/A | N/A | N/A
| Vegetation Inspection Polygon | No | Not relevant for the reporting quarter | N/A | N/A | N/A | N/A | N/A | N/A
| Vegetation Management Project Point | Yes | N/A | N/A | Yes | Yes | N/A | N/A | N/A
| Vegetation Management Project Line | No | Not relevant for the reporting quarter | N/A | N/A | N/A | N/A | N/A | N/A
| Vegetation Management Project Polygon | No | Not relevant for the reporting quarter | N/A | N/A | N/A | N/A | N/A | N/A
| Asset Inspection Point | Yes | N/A | N/A | Yes | Yes | N/A | N/A | N/A
| Asset Inspection Line | Yes | N/A | N/A | Yes | Yes | N/A | N/A | N/A
| Asset Inspection Polygon | No | Not relevant for the reporting quarter | N/A | N/A | N/A | N/A | N/A | N/A
| Grid Hardening Point | Yes | N/A | N/A | Yes | Yes | N/A | N/A | N/A
| Grid Hardening Line | Yes | N/A | N/A | Yes | Yes | N/A | N/A | N/A
| Other Initiative Point | Yes | N/A | N/A | Yes | Yes | N/A | N/A | N/A
| Other Initiative Line | No | Not relevant for the reporting quarter | N/A | N/A | N/A | N/A | N/A | N/A
| Other Initiative Polygon | No | Not relevant for the reporting quarter | N/A | N/A | N/A | N/A | N/A | N/A
| Initiative Audit Point | Yes | N/A | N/A | Yes | Yes | N/A | N/A | N/A
| Initiative Audit Line | No | Not relevant for the reporting quarter | N/A | N/A | N/A | N/A | N/A | N/A
| Initiative Audit Polygon | No | Not relevant for the reporting quarter | N/A | N/A | N/A | N/A | N/A | N/A
| Initiative Photo Log | Yes | N/A | N/A | Yes | Yes | N/A | N/A | N/A
Other Required Data | Other Power Line Connection Location | Yes | N/A | N/A | Yes | Yes | N/A | N/A | N/A
| Critical Facility | Yes | N/A | N/A | Yes | Yes | N/A | N/A | N/A
| Red Flag Warning Day Polygon | Yes | N/A | N/A | No | Yes | N/A | N/A | N/A
| High Wind Warning Day Polygon | Yes | N/A | N/A | No | Yes | N/A | N/A | N/A
| Administrative Area | Yes | N/A | N/A | No | Yes | N/A | N/A | N/A
| Major Woody Stem Exempt Tree Points | Yes | N/A | N/A | No | Yes | N/A | N/A | N/A

## Reasons (hidden)
No change since last submission | Yes
Not able to provide | No
Not relevant for the reporting quarter

## Details
Spatial Data Status Report - v4.1 - Details
Dataset | Feature Class / Table Name | Field Name |  | Provided in Current Submission | Availability Explanation | Data Procurement Actions | Estimated Delivery | Confidential
Asset Line | Primary Distribution Line | SegmentID | 0 | No | Where available, PG&E is providing CircuitID as the foreign key to the asset point features. The electrical corporation does not have persistent unique segment IDs. | N/A - please see availability explanation | N/A - please see availability explanation | No
Asset Line | Primary Distribution Line | CircuitID | 0.9986 | Partial | This attribute contains the majority of the required data. There are several potential reasons why this data may not be present. For example, data may have been mis-captured originally or it may not export, join, or otherwise translate as intended when preparing the FGDB. | Majority of data is submitted for this field. PG&E's focus is currently on addressing larger data gaps and enhancements to reporting quality. Once these objectives are met, PG&E can re-assess actions needed for 100% complete data for this field | Majority of data is submitted for this field. PG&E's focus is currently on addressing larger data gaps and enhancements to reporting quality. Once these objectives are met, PG&E can re-assess actions needed for 100% complete data for this field. PG&E is exploring long-term IT and process-oriented solutions to produce the OEIS GIS Standard, with the potential to connect formerly disparate data sources. | No
Asset Line | Primary Distribution Line | UtilityID | 1 | Yes | N/A | N/A | N/A | No
Asset Line | Primary Distribution Line | SubstationID | 0.6062 | Partial | This attribute contains the majority of the required data. There are several potential reasons why this data may not be present. For example, data may have been mis-captured originally or it may not export, join, or otherwise translate as intended when preparing the FGDB. | Majority of data is submitted for this field. PG&E's focus is currently on addressing larger data gaps and enhancements to reporting quality. Once these objectives are met, PG&E can re-assess actions needed for 100% complete data for this field | Majority of data is submitted for this field. PG&E's focus is currently on addressing larger data gaps and enhancements to reporting quality. Once these objectives are met, PG&E can re-assess actions needed for 100% complete data for this field. PG&E is exploring long-term IT and process-oriented solutions to produce the OEIS GIS Standard, with the potential to connect formerly disparate data sources. | Yes - Substation information are identified as confidential Physical facility, cyber-security sensitive, or critical energy infrastructure data protected from disclosure. (See 18 C.F.R. § 388.113, see also Govt. Code § 6254(k), (ab); 6 U.S.C. § 131; 6 CFR § 29.2.)
Asset Line | Primary Distribution Line | CircuitName | 0.6063 | Partial | This attribute contains the majority of the required data. There are several potential reasons why this data may not be present. For example, data may have been mis-captured originally or it may not export, join, or otherwise translate as intended when preparing the FGDB. | Majority of data is submitted for this field. PG&E's focus is currently on addressing larger data gaps and enhancements to reporting quality. Once these objectives are met, PG&E can re-assess actions needed for 100% complete data for this field | Majority of data is submitted for this field. PG&E's focus is currently on addressing larger data gaps and enhancements to reporting quality. Once these objectives are met, PG&E can re-assess actions needed for 100% complete data for this field. PG&E is exploring long-term IT and process-oriented solutions to produce the OEIS GIS Standard, with the potential to connect formerly disparate data sources. | No
Asset Line | Primary Distribution Line | ConductorType | 0.9988 | Partial | This attribute contains the majority of the required data. There are several potential reasons why this data may not be present. For example, data may have been mis-captured originally or it may not export, join, or otherwise translate as intended when preparing the FGDB. | GIS and Asset subject matter experts familiar with distribution conductor should collaborate on the mapping and associated results to better understand the underlying cause for the partial data gap. The first step in such collaboration is to assess a sample of the lines for which conductor type data is missing. Data procurement actions are subject to the findings of this causal assessment In the interim, PG&E will adjust the scripts used to extract conductor type and will identify null values as "Unknown" | Estimated delivery timeframe is dependent on the underlying cause of the partial data submission (see data procurement action and availability explanation) | No
Asset Line | Primary Distribution Line | ConductorTypeComment | 0 | No | No comments needed | N/A | N/A | No
Asset Line | Primary Distribution Line | AssetLocation | 0.9997 | Partial | This attribute contains the majority of the required data. There are several potential reasons why this data may not be present. For example, data may have been mis-captured originally or it may not export, join, or otherwise translate as intended when preparing the FGDB. | Majority of data is submitted for this field. PG&E's focus is currently on addressing larger data gaps and enhancements to reporting quality. Once these objectives are met, PG&E can re-assess actions needed for 100% complete data for this field | Majority of data is submitted for this field. PG&E's focus is currently on addressing larger data gaps and enhancements to reporting quality. Once these objectives are met, PG&E can re-assess actions needed for 100% complete data for this field. PG&E is exploring long-term IT and process-oriented solutions to produce the OEIS GIS Standard, with the potential to connect formerly disparate data sources. | No
Asset Line | Primary Distribution Line | NominalVoltagekV | 0.999 | Partial | This attribute contains the majority of the required data. There are several potential reasons why this data may not be present. For example, data may have been mis-captured originally or it may not export, join, or otherwise translate as intended when preparing the FGDB. | Majority of data is submitted for this field. PG&E's focus is currently on addressing larger data gaps and enhancements to reporting quality. Once these objectives are met, PG&E can re-assess actions needed for 100% complete data for this field | Majority of data is submitted for this field. PG&E's focus is currently on addressing larger data gaps and enhancements to reporting quality. Once these objectives are met, PG&E can re-assess actions needed for 100% complete data for this field. PG&E is exploring long-term IT and process-oriented solutions to produce the OEIS GIS Standard, with the potential to connect formerly disparate data sources. | No
Asset Line | Primary Distribution Line | OperatingVoltagekV | 0.9992 | Partial | This attribute contains the majority of the required data. There are several potential reasons why this data may not be present. For example, data may have been mis-captured originally or it may not export, join, or otherwise translate as intended when preparing the FGDB. | Majority of data is submitted for this field. PG&E's focus is currently on addressing larger data gaps and enhancements to reporting quality. Once these objectives are met, PG&E can re-assess actions needed for 100% complete data for this field | Majority of data is submitted for this field. PG&E's focus is currently on addressing larger data gaps and enhancements to reporting quality. Once these objectives are met, PG&E can re-assess actions needed for 100% complete data for this field. PG&E is exploring long-term IT and process-oriented solutions to produce the OEIS GIS Standard, with the potential to connect formerly disparate data sources. | No
Asset Line | Primary Distribution Line | SubstationName | 0.6063 | Partial | This attribute contains the majority of the required data. There are several potential reasons why this data may not be present. For example, data may have been mis-captured originally or it may not export, join, or otherwise translate as intended when preparing the FGDB. | Majority of data is submitted for this field. PG&E's focus is currently on addressing larger data gaps and enhancements to reporting quality. Once these objectives are met, PG&E can re-assess actions needed for 100% complete data for this field | Majority of data is submitted for this field. PG&E's focus is currently on addressing larger data gaps and enhancements to reporting quality. Once these objectives are met, PG&E can re-assess actions needed for 100% complete data for this field. PG&E is exploring long-term IT and process-oriented solutions to produce the OEIS GIS Standard, with the potential to connect formerly disparate data sources. | Yes - Substation information are identified as confidential Physical facility, cyber-security sensitive, or critical energy infrastructure data protected from disclosure. (See 18 C.F.R. § 388.113, see also Govt. Code § 6254(k), (ab); 6 U.S.C. § 131; 6 CFR § 29.2.)
Asset Line | Primary Distribution Line | ConductorMaterial | 0.9988 | Partial | This attribute contains the majority of the required data. There are several potential reasons why this data may not be present. For example, data may have been mis-captured originally or it may not export, join, or otherwise translate as intended when preparing the FGDB. | Majority of data is submitted for this field. PG&E's focus is currently on addressing larger data gaps and enhancements to reporting quality. Once these objectives are met, PG&E can re-assess actions needed for 100% complete data for this field | Majority of data is submitted for this field. PG&E's focus is currently on addressing larger data gaps and enhancements to reporting quality. Once these objectives are met, PG&E can re-assess actions needed for 100% complete data for this field. PG&E is exploring long-term IT and process-oriented solutions to produce the OEIS GIS Standard, with the potential to connect formerly disparate data sources. | No
Asset Line | Primary Distribution Line | ConductorMaterialComment | 0 | No | N/A | N/A | N/A | No
Asset Line | Primary Distribution Line | ConductorSize | 0.9947 | Partial | This attribute contains the majority of the required data. There are several potential reasons why this data may not be present. For example, data may have been mis-captured originally or it may not export, join, or otherwise translate as intended when preparing the FGDB. | Majority of data is submitted for this field. PG&E's focus is currently on addressing larger data gaps and enhancements to reporting quality. Once these objectives are met, PG&E can re-assess actions needed for 100% complete data for this field | Majority of data is submitted for this field. PG&E's focus is currently on addressing larger data gaps and enhancements to reporting quality. Once these objectives are met, PG&E can re-assess actions needed for 100% complete data for this field. PG&E is exploring long-term IT and process-oriented solutions to produce the OEIS GIS Standard, with the potential to connect formerly disparate data sources. | No
Asset Line | Primary Distribution Line | ConductorOD | 0.9713 | Partial | This attribute contains the majority of the required data. There are several potential reasons why this data may not be present. For example, data may have been mis-captured originally or it may not export, join, or otherwise translate as intended when preparing the FGDB. | There is a request currently among the asset strategy team to integrate the overall diameter information into a centralized system of record. | The request noted under 'Data procurement actions' will be compared with other key operational needs for prioritization purposes. As such, a timeframe for delivery cannot be provided at this time. | No
Asset Line | Primary Distribution Line | LastInspectionDate | 0 | No | PG&E houses this data in its SAP system. However, the condensed timelines around the end of a reporting period to producing this FGDB submission proves challenging when trying to combine, join, and integrate data that lives across different record systems or in offline spreadsheets. All data needs to have a unique ID that it allows it to join with other datasets and this is not always possible due to PG&E's internal system architecture, which was established in alignment with operational needs. Additionally, the magnitude of data makes extractions more cumbersome. | PG&E is exploring long-term IT and process-oriented solutions to produce the OEIS GIS Standard, with the objectives of improving submission quality while reducing the largely manual efforts experienced each quarter to meet this request. As an interim step, PG&E will be utilizing scripting codes to help with data extractions and transformation logic to join unique IDs across different record systems for select data where possible to do so. | PG&E is taking actions to enhance the GIS Data Standard submission on a quarterly basis. The integration of this field will depend on developments to process and technology integration as noted under 'Data procurement actions'. | No
Asset Line | Primary Distribution Line | LastMaintenanceDate | 0 | No | PG&E houses this data in its SAP system. However, the condensed timelines around the end of a reporting period to producing this FGDB submission proves challenging when trying to combine, join, and integrate data that lives across different record systems or in offline spreadsheets. All data needs to have a unique ID that it allows it to join with other datasets and this is not always possible due to PG&E's internal system architecture, which was established in alignment with operational needs. Additionally, the magnitude of data makes extractions more cumbersome. | PG&E is exploring long-term IT and process-oriented solutions to produce the OEIS GIS Standard, with the objectives of improving submission quality while reducing the largely manual efforts experienced each quarter to meet this request. As an interim step, PG&E will be utilizing scripting codes to help with data extractions and transformation logic to join unique IDs across different record systems for select data where possible to do so. | PG&E is taking actions to enhance the GIS Data Standard submission on a quarterly basis. The integration of this field will depend on developments to process and technology integration as noted under 'Data procurement actions'. | No
Asset Line | Primary Distribution Line | InstallationDate | 0.7294 | Partial | Currently, for the majority of programs, when assets are replaced, this information is captured and stored in a centralized system of record. For certain assets, installation date, and other data attributes, were originally captured via paper format and later converted to electronic format. This introduced the potential for errors or other data gaps. For assets not recently replaced, gaps remain present primarily because specific paper records are 1) not easily locatable, or 2) certain data points were not required to be collected when the asset was installed. Until these assets are replaced or otherwise dated, PG&E will have gaps for this data field. | PG&E will continue to update gaps that exist as assets are replaced. | An estimated timeframe of when all assets with installation date gaps are replaced is unpredictable. | No
Asset Line | Primary Distribution Line | InstallationYear | 0.7598 | Partial | Please see the Installation Date field for the explanation. The same explanation applies for the Installation Year attribute. | The procurement action is to focus efforts on the collection of the Installation Date field. Collecting this data point will also yield the Installation Year attribute. Please see the data procurement actions provided under the Installation Date field. | See the 'Estimated delivery timeframe' explanation provided under the Installation Date field name. | No
Asset Line | Primary Distribution Line | EstimatedAge | 0 | No | This field name is used to estimate the age of the asset should installation date or year be unknown. However, when PG&E does not accurately know the installation date or year, this estimate would be subject to inaccuracies. Therefore, the value is unknown if installation date and year are null. | The procurement is to focus efforts on the collection of the Installation Date field. Collecting that field would allow PG&E to provide the Installation Date and Year fields. Then, per OEIS GIS Data Standard requirement guidance, EstimatedAge would not be required for submission. Please see the installation date procurement actions provided under the Installation Date field name. | See the 'Estimated delivery timeframe' explanation provided under the Installation Date field name. | No
Asset Line | Primary Distribution Line | UsefulLifespan | 0 | No | This data is unavailable. There are many different manufactures for various assets and useful lifespan is not a data point commonly provided. An assets' lifespan is dependent on a number of factors including weather, installation location, animal interaction, etc. It is not uncommon for some assets to function in the field for 50+ years while others, like surge arrestors, last until struck by lightning as designed. PG&E replaces assets as needed with a risk-based approach. Replacements may result from but are not limited to the following: failures, standard changes, recalls, asset management analysis, or if inspections deem so. | Due to the reasons provided in the Availability Explanations, PG&E does not currently plan to provide this information in upcoming quarterly submissions. PG&E will continue to follow standards and procedures as well as risk based analysis around the different equipment types and when they are to be replaced. | See 'Data procurement actions' | No
Asset Line | Primary Distribution Line | AmpacityRating | 0.4094 | Partial | PG&E possesses this information, however, it is not systematically stored with individual assets in PG&E's systems of record. Rather, this information resides in documentation of Industry Standards (i.e., National Electric Code). AmpacityRating data was obtained by cross-referencing existing data about line assets (e.g. - Conductor Material, Conductor Size, Insulation Material, Overhead or Underground Status) to determine the associated ampacity rating for each line when possible. This information has been derived from PG&E Standards and Manufacturer documentation for the specific sizes, materials, and insulation types for each conductor type. Field validations for accuracy have not been performed. | To incorporate this information into PG&E's quarterly submission, GIS would need to collaborate with Standards to develop lookup tables. | Developing this lookup table would likely be a multi-week effort if prioritized by the stakeholders involved. These resources also contribute to other OEIS-related efforts | No
Asset Line | Primary Distribution Line | OverallUtilityRisk | 0 | No | Overall risk calculated as required in WMP guidelines are performed at the support structure. Therefore this field is intentionally left blank. | N/A - see availability explanations | N/A - see availability explanations | Yes - Could be leveraged by bad actor to determine infrastructure more at risk. Physical facility, cyber-security sensitive, or critical energy infrastructure data. (See 18 C.F.R. § 388.113, see also Govt. Code § 6254(k), (ab); 6 U.S.C. § 131; 6 CFR § 29.2.)
Asset Line | Primary Distribution Line | IgnitionRisk | 0 | No | Overall risk calculated as required in WMP guidelines are performed at the support structure. Therefore this field is intentionally left blank. | N/A - see availability explanations | N/A - see availability explanations | Yes - Could be leveraged by bad actor to determine infrastructure more at risk. Physical facility, cyber-security sensitive, or critical energy infrastructure data. (See 18 C.F.R. § 388.113, see also Govt. Code § 6254(k), (ab); 6 U.S.C. § 131; 6 CFR § 29.2.)
Asset Line | Primary Distribution Line | PSPSRisk | 0 | No | Overall risk calculated as required in WMP guidelines are performed at the support structure. Therefore this field is intentionally left blank. | N/A - see availability explanations | N/A - see availability explanations | Yes - Could be leveraged by bad actor to determine infrastructure more at risk. Physical facility, cyber-security sensitive, or critical energy infrastructure data. (See 18 C.F.R. § 388.113, see also Govt. Code § 6254(k), (ab); 6 U.S.C. § 131; 6 CFR § 29.2.)
Asset Line | Secondary Distribution Line | SegmentID |  | No | Where available, PG&E is providing CircuitID as the foreign key to the asset point features. The electrical corporation does not have persistent unique segment IDs. | N/A - please see availability explanation | N/A - please see availability explanation | No
Asset Line | Secondary Distribution Line | CircuitID |  | Partial | This attribute contains the majority of the required data. There are several potential reasons why this data may not be present. For example, data may have been mis-captured originally or it may not export, join, or otherwise translate as intended when preparing the FGDB. | Majority of data is submitted for this field. PG&E's focus is currently on addressing larger data gaps and enhancements to reporting quality. Once these objectives are met, PG&E can re-assess actions needed for 100% complete data for this field | Majority of data is submitted for this field. PG&E's focus is currently on addressing larger data gaps and enhancements to reporting quality. Once these objectives are met, PG&E can re-assess actions needed for 100% complete data for this field. PG&E is exploring long-term IT and process-oriented solutions to produce the OEIS GIS Standard, with the potential to connect formerly disparate data sources. | No
Asset Line | Secondary Distribution Line | UtilityID |  | Yes | N/A | N/A | N/A | No
Asset Line | Secondary Distribution Line | SubstationID |  | Partial | This attribute contains the majority of the required data. There are several potential reasons why this data may not be present. For example, data may have been mis-captured originally or it may not export, join, or otherwise translate as intended when preparing the FGDB. | Majority of data is submitted for this field. PG&E's focus is currently on addressing larger data gaps and enhancements to reporting quality. Once these objectives are met, PG&E can re-assess actions needed for 100% complete data for this field PG&E is exploring long-term IT and process-oriented solutions to produce the OEIS GIS Standard, with the potential to connect formerly disparate data sources | PG&E is taking actions to enhance the GIS Data Standard submission on a quarterly basis. Addressing the small percentage of missing values for this attribute will be explored after the overall submission product achieves a higher quality and becomes more sustainable. | Yes - Substation information are identified as confidential Physical facility, cyber-security sensitive, or critical energy infrastructure data protected from disclosure. (See 18 C.F.R. § 388.113, see also Govt. Code § 6254(k), (ab); 6 U.S.C. § 131; 6 CFR § 29.2.)
Asset Line | Secondary Distribution Line | CircuitName |  | Partial | This attribute contains the majority of the required data. There are several potential reasons why this data may not be present. For example, data may have been mis-captured originally or it may not export, join, or otherwise translate as intended when preparing the FGDB. | Majority of data is submitted for this field. PG&E's focus is currently on addressing larger data gaps and enhancements to reporting quality. Once these objectives are met, PG&E can re-assess actions needed for 100% complete data for this field | PG&E is taking actions to enhance the GIS Data Standard submission on a quarterly basis. Addressing the small percentage of missing values for this attribute will be explored after the overall submission product achieves a higher quality and becomes more sustainable. | No
Asset Line | Secondary Distribution Line | ConductorType |  | Partial | Before 2021, this level of detail was not always captured by field personnel. However, there is currently a mandate and program in place to note and replace open wire conductor types. | As damages are being inspected, if there is an open wire conductor type, it will be noted and then replaced with a different kind of conductor (e.g., ACSR Triplex). Once replaced, the new conductor type will be captured and stored in a system of record. | As data is collected more data on the open wire replacement program will be available and the OEIS would see this percentage value gradually increase. | No
Asset Line | Secondary Distribution Line | ConductorTypeComment |  | Partial | Comments are used as needed | N/A | N/A | No
Asset Line | Secondary Distribution Line | AssetLocation |  | Yes | N/A | N/A | N/A | No
Asset Line | Secondary Distribution Line | SubstationName |  | Partial | This attribute contains the majority of the required data. There are several potential reasons why this data may not be present. For example, data may have been mis-captured originally or it may not export, join, or otherwise translate as intended when preparing the FGDB. | Majority of data is submitted for this field. PG&E's focus is currently on addressing larger data gaps and enhancements to reporting quality. Once these objectives are met, PG&E can re-assess actions needed for 100% complete data for this field | PG&E is taking actions to enhance the GIS Data Standard submission on a quarterly basis. Addressing the small percentage of missing values for this attribute will be explored after the overall submission product achieves a higher quality and becomes more sustainable. | Yes - Substation information are identified as confidential Physical facility, cyber-security sensitive, or critical energy infrastructure data protected from disclosure. (See 18 C.F.R. § 388.113, see also Govt. Code § 6254(k), (ab); 6 U.S.C. § 131; 6 CFR § 29.2.)
Asset Line | Secondary Distribution Line | ConductorMaterial |  | Partial | PG&E does have this data, but it is limited with what is available within a centralized system of record that can be extracted and related to other data for quarterly submissions. | PG&E is exploring long-term IT and process-oriented solutions to produce the OEIS GIS Standard, with the potential to connect formerly disparate data sources. | PG&E is taking actions to enhance the GIS Data Standard submission on a quarterly basis. The integration of this field will depend on developments to process and technology integration. | No
Asset Line | Secondary Distribution Line | ConductorMaterialComment |  | Yes | PG&E has added any needed comments per the instructions on using the "other" possible value . Any null values present are because a comment is not needed. | N/A | N/A | No
Asset Line | Secondary Distribution Line | ConductorSize |  | Partial | This attribute contains the majority of the required data. PG&E data is limited to what is available within a centralized system of record that can be extracted and related to other data for quarterly submissions. | Majority of data is submitted for this field. PG&E's focus is currently on addressing larger data gaps and enhancements to reporting quality. Once these objectives are met, PG&E can re-assess actions needed for 100% complete data for this field | PG&E is taking actions to enhance the GIS Data Standard submission on a quarterly basis. Addressing the small percentage of missing values for this attribute will be explored after the overall submission product achieves a higher quality and becomes more sustainable. | No
Asset Line | Secondary Distribution Line | ConductorOD |  | Partial | PG&E does have this data, but it is limited with what is available within a centralized system of record that can be extracted and related to other data for quarterly submissions. ConductorOD data was obtained by cross-referencing existing data about line assets (e.g. - Conductor Material, Conductor Size, Insulation Material, Overhead or Underground Status) to determine the associated conductor diameter for each line when possible. This information has been derived from PG&E Standards and Manufacturer documentation for the specific sizes, materials, and insulation types for each conductor type. Field validations for accuracy have not been performed. | There is a request currently among the asset strategy team to integrate the overall diameter information into a centralized system of record. | The request noted under 'Data procurement actions' will be compared with other key operational needs for prioritization purposes. As such, a timeframe for delivery cannot be provided at this time. | No
Asset Line | Secondary Distribution Line | LastInspectionDate |  | No | PG&E houses this data in its SAP system. However, the condensed timelines around the end of a reporting period to producing this FGDB submission proves challenging when trying to combine, join, and integrate data that lives across different record systems or in offline spreadsheets. All data needs to have a unique ID that it allows it to join with other datasets and this is not always possible due to PG&E's internal system architecture, which was established in alignment with operational needs. Additionally, the magnitude of data makes extractions more cumbersome. | PG&E is exploring long-term IT and process-oriented solutions to produce the OEIS GIS Standard, with the objectives of improving submission quality while reducing the largely manual efforts experienced each quarter to meet this request. As an interim step, PG&E will be utilizing scripting codes to help with data extractions and transformation logic to join unique IDs across different record systems for select data where possible to do so. | PG&E is taking actions to enhance the GIS Data Standard submission on a quarterly basis. The integration of this field will depend on developments to process and technology integration as noted under 'Data procurement actions'. | No
Asset Line | Secondary Distribution Line | LastMaintenanceDate |  | No | PG&E houses this data in its SAP system. However, the condensed timelines around the end of a reporting period to producing this FGDB submission proves challenging when trying to combine, join, and integrate data that lives across different record systems or in offline spreadsheets. All data needs to have a unique ID that it allows it to join with other datasets and this is not always possible due to PG&E's internal system architecture, which was established in alignment with operational needs. Additionally, the magnitude of data makes extractions more cumbersome. | PG&E is exploring long-term IT and process-oriented solutions to produce the OEIS GIS Standard, with the objectives of improving submission quality while reducing the largely manual efforts experienced each quarter to meet this request. As an interim step, PG&E will be utilizing scripting codes to help with data extractions and transformation logic to join unique IDs across different record systems for select data where possible to do so. | PG&E is taking actions to enhance the GIS Data Standard submission on a quarterly basis. The integration of this field will depend on developments to process and technology integration as noted under 'Data procurement actions'. | No
Asset Line | Secondary Distribution Line | InstallationDate |  | Partial | Currently, for the majority of programs, when assets are replaced, this information is captured and stored in a centralized system of record. For certain assets, InstallationDate, and other data attributes, were originally captured via paper format and later converted to electronic format. This introduced the potential for errors or other data gaps. For assets not recently replaced, gaps remain present primarily because specific paper records are 1) not easily locatable, or 2) certain data points were not required to be collected when the asset was installed. Until these assets are replaced or otherwise dated, PG&E will have gaps for this data field. | PG&E will continue to update gaps that exist as assets are replaced. | An estimated timeframe of when all assets with installation date gaps are replaced is unpredictable. | No
Asset Line | Secondary Distribution Line | InstallationYear |  | Partial | Please see the Installation Date field for the explanation. The same explanation applies for the Installation Year attribute. | The procurement action is to focus efforts on the collection of the Installation Date field. Collecting this data point will also yield the Installation Year attribute. Please see the data procurement actions provided under the Installation Date field. | See the 'Estimated delivery timeframe' explanation provided under the Installation Date field name. | No
Asset Line | Secondary Distribution Line | EstimatedAge |  | No | This field name is used to estimate the age of the asset should installation date or year be unknown. However, when PG&E does not accurately know the installation date or year, this estimate would be subject to inaccuracies. Therefore, the value is unknown if installation date and year are null. | The procurement is to focus efforts on the collection of the Installation Date field. Collecting that field would allow PG&E to provide the Installation Date and Year fields. Then, per OEIS GIS Data Standard requirement guidance, EstimatedAge would not be required for submission. Please see the installation date procurement actions provided under the Installation Date field name. | See the 'Estimated delivery timeframe' explanation provided under the Installation Date field name. | No
Asset Line | Secondary Distribution Line | UsefulLifespan |  | No | This data is unavailable. There are many different manufactures for various assets and useful lifespan is not a data point commonly provided. An assets' lifespan is dependent on a number of factors including weather, installation location, animal interaction, etc. It is not uncommon for some assets to function in the field for 50+ years while others, like surge arrestors, last until struck by lightning as designed. PG&E replaces assets as needed with a risk-based approach. Replacements may result from but are not limited to the following: failures, standard changes, recalls, asset management analysis, or if inspections deem so. | Due to the reasons provided in the Availability Explanations, PG&E does not currently plan to provide this information in upcoming quarterly submissions. PG&E will continue to follow standards and procedures as well as risk based analysis around the different equipment types and when they are to be replaced. | See 'Data procurement actions' | No
Asset Line | Secondary Distribution Line | AmpacityRating |  | Partial | PG&E possesses this information, however, it is not systematically stored with individual assets in PG&E's systems of record. Rather, this information resides in documentation of Industry Standards (i.e., National Electric Code). AmpacityRating data was obtained by cross-referencing existing data about line assets (e.g. - Conductor Material, Conductor Size, Insulation Material, Overhead or Underground Status) to determine the associated ampacity rating for each line when possible. This information has been derived from PG&E Standards and Manufacturer documentation for the specific sizes, materials, and insulation types for each conductor type. Field validations for accuracy have not been performed. | To incorporate this information into PG&E's quarterly submission, GIS would need to collaborate with Standards to develop lookup tables. | Developing this lookup table would likely be a multi-week effort if prioritized by the stakeholders involved. These resources also contribute to other OEIS-related efforts. | No
Asset Line | Secondary Distribution Line | OverallUtilityRisk |  | No | Overall risk calculated as required in WMP guidelines are performed at the support structure. Therefore this field is intentionally left blank. | N/A - see availability explanations | N/A - see availability explanations | Yes - Could be leveraged by bad actor to determine infrastructure more at risk. Physical facility, cyber-security sensitive, or critical energy infrastructure data. (See 18 C.F.R. § 388.113, see also Govt. Code § 6254(k), (ab); 6 U.S.C. § 131; 6 CFR § 29.2.)
Asset Line | Secondary Distribution Line | IgnitionRisk |  | No | Overall risk calculated as required in WMP guidelines are performed at the support structure. Therefore this field is intentionally left blank. | N/A - see availability explanations | N/A - see availability explanations | Yes - Could be leveraged by bad actor to determine infrastructure more at risk. Physical facility, cyber-security sensitive, or critical energy infrastructure data. (See 18 C.F.R. § 388.113, see also Govt. Code § 6254(k), (ab); 6 U.S.C. § 131; 6 CFR § 29.2.)
Asset Line | Secondary Distribution Line | PSPSRisk |  | No | Overall risk calculated as required in WMP guidelines are performed at the support structure. Therefore this field is intentionally left blank. | N/A - see availability explanations | N/A - see availability explanations | Yes - Could be leveraged by bad actor to determine infrastructure more at risk. Physical facility, cyber-security sensitive, or critical energy infrastructure data. (See 18 C.F.R. § 388.113, see also Govt. Code § 6254(k), (ab); 6 U.S.C. § 131; 6 CFR § 29.2.)
Asset Line | Transmission Line | SegmentID |  | No | Where available, PG&E is providing CircuitID as the foreign key to the asset point features. The electrical corporation does not have persistent unique segment IDs. | PG&E's GIS system does not use circuit segments, therefore this field is not applicable | PG&E's GIS system does not use circuit segments, therefore this field is not applicable | Yes - Information for 115 kV facilities or above voltage are considered confidential. Physical facility, cyber-security sensitive, or critical energy infrastructure data. (See 18 C.F.R. § 388.113, see also Govt. Code § 6254(k), (ab); 6 U.S.C. § 131; 6 CFR § 29.2.)
Asset Line | Transmission Line | CircuitID |  | Yes | N/A | N/A | N/A | Yes - Information for 115 kV facilities or above voltage are considered confidential. Physical facility, cyber-security sensitive, or critical energy infrastructure data. (See 18 C.F.R. § 388.113, see also Govt. Code § 6254(k), (ab); 6 U.S.C. § 131; 6 CFR § 29.2.)
Asset Line | Transmission Line | UtilityID |  | Yes | N/A | N/A | N/A | No
Asset Line | Transmission Line | LineClass |  | Yes | N/A | N/A | N/A | Yes - Information for 115 kV facilities or above voltage are considered confidential. Physical facility, cyber-security sensitive, or critical energy infrastructure data. (See 18 C.F.R. § 388.113, see also Govt. Code § 6254(k), (ab); 6 U.S.C. § 131; 6 CFR § 29.2.)
Asset Line | Transmission Line | CircuitName |  | Yes | N/A | N/A | N/A | Yes - Information for 115 kV facilities or above voltage are considered confidential. Physical facility, cyber-security sensitive, or critical energy infrastructure data. (See 18 C.F.R. § 388.113, see also Govt. Code § 6254(k), (ab); 6 U.S.C. § 131; 6 CFR § 29.2.)
Asset Line | Transmission Line | ConductorType |  | Yes | N/A | N/A | N/A | Yes - Information for 115 kV facilities or above voltage are considered confidential. Physical facility, cyber-security sensitive, or critical energy infrastructure data. (See 18 C.F.R. § 388.113, see also Govt. Code § 6254(k), (ab); 6 U.S.C. § 131; 6 CFR § 29.2.)
Asset Line | Transmission Line | ConductorTypeComment |  | No | N/A | N/A | N/A | Yes - Information for 115 kV facilities or above voltage are considered confidential. Physical facility, cyber-security sensitive, or critical energy infrastructure data. (See 18 C.F.R. § 388.113, see also Govt. Code § 6254(k), (ab); 6 U.S.C. § 131; 6 CFR § 29.2.)
Asset Line | Transmission Line | AssetLocation |  | Yes | N/A | N/A | N/A | Yes - Information for 115 kV facilities or above voltage are considered confidential. Physical facility, cyber-security sensitive, or critical energy infrastructure data. (See 18 C.F.R. § 388.113, see also Govt. Code § 6254(k), (ab); 6 U.S.C. § 131; 6 CFR § 29.2.)
Asset Line | Transmission Line | NominalVoltagekV |  | Yes | N/A | N/A | N/A | Yes - Information for 115 kV facilities or above voltage are considered confidential. Physical facility, cyber-security sensitive, or critical energy infrastructure data. (See 18 C.F.R. § 388.113, see also Govt. Code § 6254(k), (ab); 6 U.S.C. § 131; 6 CFR § 29.2.)
Asset Line | Transmission Line | OperatingVoltagekV |  | Partial | This attribute contains the majority of the required data. Teams at PG&E use operating voltage for various purposes, and teams produce this data for the OEIS GIS Data Standard submission with varying degrees of completeness. Actual operating voltage is not static and can vary over time. | PG&E aims to develop a standardized way to report this information across Feature Classes in future submissions | Delivery timeframe depends on the chosen path forward for standardization. This will require working sessions between subject matter experts and GIS Analytics to assess current data architecture (storage, format) and relation to other required data for this Feature Class. | Yes - Information for 115 kV facilities or above voltage are considered confidential. Physical facility, cyber-security sensitive, or critical energy infrastructure data. (See 18 C.F.R. § 388.113, see also Govt. Code § 6254(k), (ab); 6 U.S.C. § 131; 6 CFR § 29.2.)
Asset Line | Transmission Line | ConductorMaterial |  | Partial | This attribute contains most of the required data. PG&E does have this data, but it is limited with what is available within a centralized system of record that can be extracted and related to other data for quarterly submissions. The quick turnaround time from the end of a reporting period to producing this FGDB proves challenging when trying to integrate data that lives in different record systems or in offline spreadsheets. | To incorporate this information into PG&E's quarterly submission, GIS would need to collaborate with Transmission subject matter experts to relate individual transmission lines to conductor materials (e.g., lookup tables, deriving this information through another field) | The estimated delivery timeframe depends on the method used to relate transmission lines with conductor materials. For example, lookup tables may take a few months if prioritized. However, if it is possible to derive this information through another field, it could be integrated in less time if this enhancement to the data standard is prioritized. | Yes - Information for 115 kV facilities or above voltage are considered confidential. Physical facility, cyber-security sensitive, or critical energy infrastructure data. (See 18 C.F.R. § 388.113, see also Govt. Code § 6254(k), (ab); 6 U.S.C. § 131; 6 CFR § 29.2.)
Asset Line | Transmission Line | ConductorMaterialComment |  | Partial | PG&E has added any needed comments per the instructions on using the "other" possible value. Any null values present are because a comment is not needed. | N/A | N/A | Yes - Information for 115 kV facilities or above voltage are considered confidential. Physical facility, cyber-security sensitive, or critical energy infrastructure data. (See 18 C.F.R. § 388.113, see also Govt. Code § 6254(k), (ab); 6 U.S.C. § 131; 6 CFR § 29.2.)
Asset Line | Transmission Line | ConductorSize |  | Partial | This attribute contains most of the required data. PG&E does have this data, but it is limited with what is available within a centralized system of record that can be extracted and related to other data for quarterly submissions. The quick turnaround time from the end of a reporting period to producing this FGDB proves challenging when trying to integrate data that lives in different record systems or in offline spreadsheets. | To incorporate this information into PG&E's quarterly submission, GIS would need to collaborate with Transmission subject matter experts to relate individual transmission lines to conductor size (e.g., lookup tables, deriving this information through another field) | The estimated delivery timeframe depends on the method used to relate transmission lines with conductor size. For example, lookup tables may take a few months if prioritized. However, if it is possible to derive this information through another field, it could be integrated in less time if this enhancement to the data standard is prioritized. | Yes - Information for 115 kV facilities or above voltage are considered confidential. Physical facility, cyber-security sensitive, or critical energy infrastructure data. (See 18 C.F.R. § 388.113, see also Govt. Code § 6254(k), (ab); 6 U.S.C. § 131; 6 CFR § 29.2.)
Asset Line | Transmission Line | ConductorOD |  | Partial | PG&E does have this data, but it is limited with what is available within a centralized system of record that can be extracted and related to other data for quarterly submissions. The quick turnaround time from the end of a reporting period to producing this FGDB proves challenging when trying to integrate data that lives in different record systems or in offline spreadsheets. ConductorOD data was obtained by cross-referencing existing data about line assets (e.g. - Conductor Material, Conductor Size, Insulation Material, Overhead or Underground Status) to determine the associated conductor diameter for each line when possible. This information has been derived from PG&E Standards and Manufacturer documentation for the specific sizes, materials, and insulation types for each conductor type. Field validations for accuracy have not been performed. | There is a request currently among the asset strategy team to integrate the overall diameter information into a centralized system of record. | The request noted under 'Data procurement actions' will be compared with other key operational needs for prioritization purposes. As such, a timeframe for delivery cannot be provided at this time. | Yes - Information for 115 kV facilities or above voltage are considered confidential. Physical facility, cyber-security sensitive, or critical energy infrastructure data. (See 18 C.F.R. § 388.113, see also Govt. Code § 6254(k), (ab); 6 U.S.C. § 131; 6 CFR § 29.2.)
Asset Line | Transmission Line | LastInspectionDate |  | Partial | This attribute contains the majority of the required data. Transmission lines can run for miles and inspections are performed at different parts of the line and associated structures at different points in time. This means there is NO Last Inspection Date that indicates the entire line has been inspected. In order to provide OEIS data as required for this feature class, PG&E is taking inspections done at the structure level and rolling it up to the line level, which is the geometry of this dataset. Since PG&E does not have a standardized way of making line segments, PG&E is taking the most recent inspection record of all the associated structures and applying that date to the entire line. Inspections captured in the detailed enhanced inspection program are what are included here. | PG&E's reports will continue to include additional data as new inspections are performed and stored in a source system thus reducing any data gaps. | Since inspections are on different cycles, OEIS can expect to see increased data in subsequent reports. Cycle frequency is based on high-fire threat district as outlined in PG&E's 2022 WMP sections 7.3.4.1 and 7.3.4.2. | Yes - Information for 115 kV facilities or above voltage are considered confidential. Physical facility, cyber-security sensitive, or critical energy infrastructure data. (See 18 C.F.R. § 388.113, see also Govt. Code § 6254(k), (ab); 6 U.S.C. § 131; 6 CFR § 29.2.)
Asset Line | Transmission Line | LastMaintenanceDate |  | Partial | This attribute contains the majority of the required data. Transmission lines can run for miles and maintenance is performed at different parts of the line and associated structures at different points in time. This means there is NO Last Maintenance Date that indicates the entire line has been maintained. Since PG&E does not have a standardized way of making line segments and this is a line geometry dataset, in order to provide OEIS this required data, PG&E brought in maintenance dates done on the structures associated with the line, selecting the most recent one, and then applies it to the entire line. | OEIS to collaborate with PG&E on how to best present this data. | N/A | Yes - Information for 115 kV facilities or above voltage are considered confidential. Physical facility, cyber-security sensitive, or critical energy infrastructure data. (See 18 C.F.R. § 388.113, see also Govt. Code § 6254(k), (ab); 6 U.S.C. § 131; 6 CFR § 29.2.)
Asset Line | Transmission Line | InstallationDate |  | Partial | Currently, for the majority of programs, when assets are replaced, this information is captured and stored in a centralized system of record. For certain assets, installationdate, and other data attributes, were originally captured via paper format and later converted to electronic format. This introduced the potential for errors or other data gaps. For assets not recently replaced, gaps remain present primarily because specific paper records are 1) not easily locatable, or 2) certain data points were not required to be collected when the asset was installed. Until these assets are replaced or otherwise dated, PG&E will have gaps for this data field. | PG&E will continue to update gaps that exist as assets are replaced. Additionally, per Judge Alsup's order on 08/07/2020, PG&E is to conduct research and record the age and installation date of certain critical transmission tower components. | An estimated timeframe of when all assets with installation date gaps are replaced is unpredictable. | Yes - Information for 115 kV facilities or above voltage are considered confidential. Physical facility, cyber-security sensitive, or critical energy infrastructure data. (See 18 C.F.R. § 388.113, see also Govt. Code § 6254(k), (ab); 6 U.S.C. § 131; 6 CFR § 29.2.)
Asset Line | Transmission Line | InstallationYear |  | Partial | Please see the Installation Date field for the explanation. The same explanation applies for the Installation Year attribute. | The procurement action is to focus efforts on the collection of the Installation Date field. Collecting this data point will also yield the Installation Year attribute. Please see the data procurement actions provided under the Installation Date field. | See the 'Estimated delivery timeframe' explanation provided under the Installation Date field name. | Yes - Information for 115 kV facilities or above voltage are considered confidential. Physical facility, cyber-security sensitive, or critical energy infrastructure data. (See 18 C.F.R. § 388.113, see also Govt. Code § 6254(k), (ab); 6 U.S.C. § 131; 6 CFR § 29.2.)
Asset Line | Transmission Line | EstimatedAge |  | No | This field name is used to estimate the age of the asset should installation date or year be unknown. However, when PG&E does not accurately know the installation date or year, this estimate would be subject to inaccuracies. Therefore, the value is unknown if installation date and year are null. | The procurement is to focus efforts on the collection of the Installation Date field. Collecting that field would allow PG&E to provide the Installation Date and Year fields. Then, per OEIS GIS Data Standard requirement guidance, EstimatedAge would not be required for submission. Please see the installation date procurement actions provided under the Installation Date field name. | See the 'Estimated delivery timeframe' explanation provided under the Installation Date field name. | Yes - Information for 115 kV facilities or above voltage are considered confidential. Physical facility, cyber-security sensitive, or critical energy infrastructure data. (See 18 C.F.R. § 388.113, see also Govt. Code § 6254(k), (ab); 6 U.S.C. § 131; 6 CFR § 29.2.)
Asset Line | Transmission Line | UsefulLifespan |  | No | This data is unavailable. There are many different manufactures for various assets and useful lifespan is not a data point commonly provided. An assets' lifespan is dependent on a number of factors including weather, installation location, animal interaction, etc. It is not uncommon for some assets to function in the field for 50+ years while others, like surge arrestors, last until struck by lightning as designed. PG&E replaces assets as needed with a risk-based approach. Replacements may result from but are not limited to the following: failures, standard changes, recalls, asset management analysis, or if inspections deem so. | Due to the reasons provided in the Availability Explanations, PG&E does not currently plan to provide this information in upcoming quarterly submissions. PG&E will continue to follow standards and procedures as well as risk based analysis around the different equipment types and when they are to be replaced. | See 'Data procurement actions' | Yes - Information for 115 kV facilities or above voltage are considered confidential. Physical facility, cyber-security sensitive, or critical energy infrastructure data. (See 18 C.F.R. § 388.113, see also Govt. Code § 6254(k), (ab); 6 U.S.C. § 131; 6 CFR § 29.2.)
Asset Line | Transmission Line | AmpacityRating |  | Partial | PG&E possesses this information, however, it is not systematically stored with individual assets in PG&E's systems of record. Rather, this information resides in documentation of Industry Standards (i.e., National Electric Code). AmpacityRating data was obtained by cross-referencing existing data about line assets (e.g. - Conductor Material, Conductor Size, Insulation Material, Overhead or Underground Status) to determine the associated ampacity rating for each line when possible. This information has been derived from PG&E Standards and Manufacturer documentation for the specific sizes, materials, and insulation types for each conductor type. Field validations for accuracy have not been performed. | To incorporate this information into PG&E's quarterly submission, GIS would need to collaborate with Transmission planning to determine a method to relate individual transmission lines to ampacity ratings (e.g., lookup tables, deriving this information through another field) | The estimated delivery timeframe depends on the method used to relate transmission lines with ampacity ratings. For example, lookup tables may take a few months if prioritized. However, if it is possible to derive this information through another field, it could be integrated in less time if this enhancement to the data standard is prioritized. | Yes - Information for 115 kV facilities or above voltage are considered confidential. Physical facility, cyber-security sensitive, or critical energy infrastructure data. (See 18 C.F.R. § 388.113, see also Govt. Code § 6254(k), (ab); 6 U.S.C. § 131; 6 CFR § 29.2.)
Asset Line | Transmission Line | OverallUtilityRisk |  | No | Overall risk calculated as required in WMP guidelines are performed at the support structure. Therefore this field is intentionally left blank. | N/A - see availability explanations | N/A - see availability explanations | Yes - Information for 115 kV facilities or above voltage are considered confidential. Physical facility, cyber-security sensitive, or critical energy infrastructure data. (See 18 C.F.R. § 388.113, see also Govt. Code § 6254(k), (ab); 6 U.S.C. § 131; 6 CFR § 29.2.)
Asset Line | Transmission Line | IgnitionRisk |  | No | Overall risk calculated as required in WMP guidelines are performed at the support structure. Therefore this field is intentionally left blank. | N/A - see availability explanations | N/A - see availability explanations | Yes - Information for 115 kV facilities or above voltage are considered confidential. Physical facility, cyber-security sensitive, or critical energy infrastructure data. (See 18 C.F.R. § 388.113, see also Govt. Code § 6254(k), (ab); 6 U.S.C. § 131; 6 CFR § 29.2.)
Asset Line | Transmission Line | PSPSRisk |  | No | Overall risk calculated as required in WMP guidelines are performed at the support structure. Therefore this field is intentionally left blank. | N/A - see availability explanations | N/A - see availability explanations | Yes - Information for 115 kV facilities or above voltage are considered confidential. Physical facility, cyber-security sensitive, or critical energy infrastructure data. (See 18 C.F.R. § 388.113, see also Govt. Code § 6254(k), (ab); 6 U.S.C. § 131; 6 CFR § 29.2.)
Table (Asset Line) | Transmission Line Detail | SegmentID |  | No | Where available, PG&E is providing CircuitID as the foreign key to the asset point features. The electrical corporation does not have persistent unique segment IDs. | N/A - please see availability explanation | N/A - please see availability explanation | Yes - Information for 115 kV facilities or above voltage are considered confidential. Physical facility, cyber-security sensitive, or critical energy infrastructure data. (See 18 C.F.R. § 388.113, see also Govt. Code § 6254(k), (ab); 6 U.S.C. § 131; 6 CFR § 29.2.)
Table (Asset Line) | Transmission Line Detail | CircuitID |  | Yes | N/A | N/A | N/A | Yes - Information for 115 kV facilities or above voltage are considered confidential. Physical facility, cyber-security sensitive, or critical energy infrastructure data. (See 18 C.F.R. § 388.113, see also Govt. Code § 6254(k), (ab); 6 U.S.C. § 131; 6 CFR § 29.2.)
Table (Asset Line) | Transmission Line Detail | UtilityID |  | Yes | N/A | N/A | N/A | No
Table (Asset Line) | Transmission Line Detail | SubstationID |  | Yes | N/A | N/A | N/A | Yes - Information for 115 kV facilities or above voltage are considered confidential. Physical facility, cyber-security sensitive, or critical energy infrastructure data. (See 18 C.F.R. § 388.113, see also Govt. Code § 6254(k), (ab); 6 U.S.C. § 131; 6 CFR § 29.2.)
Asset Point | Camera | AssetID |  | Yes | Data gathered from ALERT California (formerly Alert Wildfire) partners. Future reports will require additional requests and support from Alert California. | N/A | N/A | No
Asset Point | Camera | SupportAssetID |  | No | There are no cameras attached to PG&E's assets or infrastructure. Cameras are attached to structures on public lands and private property and do not have a unique ID. There is a unique ID by camera and this information is being provided in the OEIS GIS Data Standard. | N/A - Please see the 'Availability Explanation' response. | N/A - Please see the 'Availability Explanation' response. | No
Asset Point | Camera | AssetFeature |  | No | See Availability Explanation for SupportAssetID | N/A - Please see the 'Availability Explanation' response. | N/A - Please see the 'Availability Explanation' response. | No
Asset Point | Camera | UtilityID |  | Yes | N/A | N/A | N/A | No
Asset Point | Camera | CameraLocationName |  | Yes | CameraID is provided to PG&E by ALERT California and may be different from what appears on the ALERT California cameras site. Alert California is actively addressing. | N/A | N/A | No
Asset Point | Camera | HFTDClass |  | Yes | N/A | N/A | N/A | No
Asset Point | Connection Device | AssetID |  | Yes | During data collection for the 2nd Quarter, 2025 Spatial Quarterly Data Report PG&E identified that a work process change had inadvertently impacted its data collection for Distribution splices. This work process change resulted in the removal of splices from its Distribution inspections forms. Since this work process change, PG&E has not collected new data on Distribution splices. PG&E is currently reviewing this process change and investigating the re-addition of splice data collection to its Distribution inspection forms. PG&E’s historical splice data was not impacted by this process change and PG&E is providing its historical splice data for the quarterly spatial QDR report. PG&E has engaged its Corrective Action Program (CAP) to document this issue and logged it under CAP number 131541221. PG&E will use CAP 131541221 to document the issue, investigation, and resolution. | N/A | N/A | No
Asset Point | Connection Device | FromStructureID |  | Partial | Distribution Splices: This data is not available for distribution splices at this time. Data may become reportable when splices are migrated from mapguide to EDGIS. Connector and Clamp: This data is not available for Connectors and Clamps at this time. Transmission Splices: This data is partially available for the transmission splice data. | Please see availability explanations. | Distribution Splices: Dependent on migration of splice data from mapguide to EDGIS. | No
Asset Point | Connection Device | ToStructureID |  | Partial | Distribution Splices: This data is not available for distribution splices at this time. Data may become reportable when splices are migrated from mapguide to EDGIS. Connector and Clamp: This data is not available for Connectors and Clamps at this time. Transmission Splices: This data is partially available for the transmission splice data. | Please see availability explanations. | Distribution Splices: Dependent on migration of splice data from mapguide to EDGIS | No
Asset Point | Connection Device | SegmentID |  | No | Where available, PG&E provides CircuitID as the foreign key to the asset point features. The electrical corporation does not have persistent unique segment IDs. | N/A | N/A | Yes - Information for 115 kV facilities or above voltage are considered confidential. Physical facility, cyber-security sensitive, or critical energy infrastructure data protected from disclosure. (See 18 C.F.R. § 388.113, see also Govt. Code § 6254(k), (ab); 6 U.S.C. § 131; 6 CFR § 29.2.)
Asset Point | Connection Device | CircuitID |  | Partial | Distribution: PG&E provides majority of this information. More data will be reportable when splices are migrated from mapguide to ArcGIS. Transmission: No additional comments at this time. | N/A | N/A | Yes - Information for 115 kV facilities or above voltage are considered confidential. Physical facility, cyber-security sensitive, or critical energy infrastructure data protected from disclosure. (See 18 C.F.R. § 388.113, see also Govt. Code § 6254(k), (ab); 6 U.S.C. § 131; 6 CFR § 29.2.)
Asset Point | Connection Device | LineClass |  | Yes | N/A | N/A | N/A | No
Asset Point | Connection Device | SubstationID |  | Partial | There are several reasons why this data may not be entirely present. Such reasons are: 1) Not all substation data may export, join, or otherwise translate as intended when preparing the FGDB, 2) There may be an association concern because of a one to many relationship between assets and substations. or 3) There are substations not currently associated with circuits or other data that is used to derive this attribute for the FGDB. | PG&E is exploring long-term IT and process-oriented solutions to produce the OEIS GIS Standard, with the potential to connect formerly disparate data sources. | PG&E is taking actions to enhance the GIS Data Standard submission on a quarterly basis. The integration of this field will depend on developments to process and technology integration. | Yes - Substation information are identified as confidential Physical facility, cyber-security sensitive, or critical energy infrastructure data protected from disclosure. (See 18 C.F.R. § 388.113, see also Govt. Code § 6254(k), (ab); 6 U.S.C. § 131; 6 CFR § 29.2.) Customer information combined with GIS data may facilitate customer identification in violation of privacy rules. (See PUC § 8380; Civ. Code §§ 1798 et seq.; Govt. Code § 6254; D.14-05-016.)
Asset Point | Connection Device | UtilityID |  | Yes | N/A | N/A | N/A | No
Asset Point | Connection Device | AssetLocation |  | Yes | Distribution: All data provided. Transmission: No additional comments at this time. | N/A | N/A | No
Asset Point | Connection Device | ConnectionDeviceType |  | Yes | DIstribution Splice: PG&E does not track this level of data on splices. Generally splice data collection targets "in-line", current carrying splices/connectors such as Automatics, Compression, and other. Transmission Splice: This field is not available for transmission splice data. Clamp and Connector: No comments | N/A | N/A | No
Asset Point | Connection Device | ConnectionDeviceTypeComment |  | Yes | Connector and Clamp data is recorded at the support structure level, not at an individual piece of equipment. Some records indicate a mixture of clamp and connector on an individual support structure. For these poles PG&E has selected "Other, see comment" and indicated "Connector and Clamp" in this column. | Please see availability explanations. | Please see availability explanations. | No
Asset Point | Connection Device | ConnectionDeviceSubtype |  | No | All unknown. PG&E does not collect this detail. PG&E does not have a comprehensive primary splice database but has collected splices for asset strategy purposes. Since the purpose of this effort was to help identify the location of deteriorated conductor, only spans with more than 3 splices in an individual phase were collected. These splices are currently in a mapguide GIS system and displayed by span (max/phase and total/span). | Please see availability explanations. | Please see availability explanations. | No
Asset Point | Connection Device | ConnectionDeviceSubtypeComment |  | No | N/A | N/A | N/A | No
Asset Point | Connection Device | AssociatedNominalVoltagekV |  | Partial | To fully collect and report this data, PG&E would need to derive voltage from the CircuitID and state the assumption that voltages may not line up if there is a step-up/down transformer involved. When splice data is migrated from mapguide to EDGIS then this data can be extracted. | Please see availability explanations. | This data will be collected when splices are migrated from mapguide to EDGIS. | No
Asset Point | Connection Device | AssociatedOperatingVoltagekV |  | No | Please see the entry for "AssociatedNominalVoltagekV" | Please see the entry for "AssociatedNominalVoltagekV" | Please see the entry for "AssociatedNominalVoltagekV" | No
Asset Point | Connection Device | CircuitName |  | Partial | This attribute contains the majority of the required data. There are several potential reasons why this data may not be present. For example, data may have been mis-captured originally or it may not export, join, or otherwise translate as intended when preparing the FGDB. | Majority of data is submitted for this field. PG&E's focus is currently on addressing larger data gaps and enhancements to reporting quality. Once these objectives are met, PG&E can re-assess actions needed for more complete data for this field | PG&E is taking actions to enhance the GIS Data Standard submission on a quarterly basis. Addressing the small percentage of missing values for this attribute will be explored after the overall submission product achieves a higher quality and becomes more sustainable. | Yes - Information for 115 kV facilities or above voltage are considered confidential. Physical facility, cyber-security sensitive, or critical energy infrastructure data protected from disclosure. (See 18 C.F.R. § 388.113, see also Govt. Code § 6254(k), (ab); 6 U.S.C. § 131; 6 CFR § 29.2.)
Asset Point | Connection Device | Manufacturer |  | No | The "splice database" is not comprehensive and only used for strategy purposes. | Transmission: The Transmission Asset Information Collection (AIC) Program includes a data collection component that will identify, where available, data on splice manufacturer from records. | Transmission: AIC HFTD structure data collection complete. Ingestion expected in 2024. Data requires validation before merged to production which can impact timeline. At that point, PG&E will be able to assess progress made against closing this field reporting gap. | No
Asset Point | Connection Device | ModelNumber |  | No | The "splice database" is not comprehensive and only used for strategy purposes. | Transmission: The Transmission Asset Information Collection (AIC) Program includes a data collection component that will identify, where available, data on splice model number from records. | Transmission: AIC HFTD structure data collection complete. Ingestion expected in 2024. Data requires validation before merged to production which can impact timeline. At that point, PG&E will be able to assess progress made against closing this field reporting gap. | No
Asset Point | Connection Device | LastInspectionDate |  | No | This information is not readily available. | PG&E is exploring long-term IT and process-oriented solutions to produce the OEIS GIS Standard, with the objectives of improving submission quality while reducing the largely manual efforts experienced each quarter to meet this request. | PG&E is taking actions to enhance the GIS Data Standard submission on a quarterly basis. The integration of this field will depend on developments to process and technology integration as noted under 'Data procurement actions'. | No
Asset Point | Connection Device | InstallationDate |  | Partial | Distribution: This information is not readily available Transmission: There is limited information as to the installation date of a splice. This information could conceivably enter in our registry as a result of field personnel who may have come across and reported the presence of a splice. Currently, for the majority of programs, when assets are replaced, this information is captured and stored in a centralized system of record. For certain assets, InstallationDate, and other data attributes, were originally captured via paper format and later converted to electronic format. This introduced the potential for errors or other data gaps. For assets not recently replaced, gaps remain present primarily because specific paper records are 1) not easily locatable, or 2) certain data points were not required to be collected when the asset was installed. Until these assets are replaced or otherwise dated, PG&E will have gaps for this data field. | PG&E will continue to update gaps that exist as assets are replaced. | An estimated timeframe of when all assets with installation date gaps are replaced is unpredictable. | No
Asset Point | Connection Device | InstallationYear |  | Partial | Distribution: This information is not readily available Transmission: There is limited information as to the installation date of a splice. This information could conceivably enter in our registry as a result of field personnel who may have come across and reported the presence of a splice. Currently, for the majority of programs, when assets are replaced, this information is captured and stored in a centralized system of record. For certain assets, InstallationDate, and other data attributes, were originally captured via paper format and later converted to electronic format. This introduced the potential for errors or other data gaps. For assets not recently replaced, gaps remain present primarily because specific paper records are 1) not easily locatable, or 2) certain data points were not required to be collected when the asset was installed. Until these assets are replaced or otherwise dated, PG&E will have gaps for this data field. | As an interim step, PG&E will be utilizing scripting codes to help with data extractions and transformation logic to join unique IDs across different record systems for select data where possible to do so. | See the 'Estimated delivery timeframe' explanation provided under the Installation Date field name. | No
Asset Point | Connection Device | EstimatedAge |  | No | This field name is used to estimate the age of the asset should installation date or year be unknown. However, when PG&E does not accurately know the installation date or year, this estimate would be subject to inaccuracies. Therefore, the value is unknown if installation date is 'null' and year is '-99'. | The procurement is to focus efforts on the collection of the Installation Date field. Collecting that field would allow PG&E to provide the Installation Date and Year fields. Then, per OEIS GIS Data Standard requirement guidance, EstimatedAge would not be required for submission. Please see the installation date procurement actions provided under the Installation Date field name. | See the 'Estimated delivery timeframe' explanation provided under the Installation Date field name. | No
Asset Point | Connection Device | UsefulLifespan |  | No | This data is unavailable. There are many different manufactures for various assets and useful lifespan is not a data point commonly provided. An assets' lifespan is dependent on a number of factors including weather, installation location, animal interaction, etc. It is not uncommon for some assets to function in the field for 50+ years while others, like surge arrestors, last until struck by lightning as designed. PG&E replaces assets as needed with a risk-based approach. Replacements may result from but are not limited to the following: failures, standard changes, recalls, asset management analysis, or inspection findings. | Due to the reasons provided in the Availability Explanations, PG&E does not currently plan to provide this information in upcoming quarterly submissions. PG&E will continue to follow standards and procedures as well as risk based analysis around the different equipment types and when they are to be replaced. | See 'Data procurement actions' | No
Asset Point | Connection Device | HFTDClass |  | Yes | Data is not owned or maintained by PG&E. Data derived from the CPUC. | N/A | N/A | No
Asset Point | Customer Meter | MeterID |  | Yes | PG&E is providing Service Point Location instead of MeterID as this unique ID allows linkage to other data fields within this feature class. | N/A | N/A | Yes - Customer information combined with GIS data may facilitate customer identification in violation of privacy rules. (See PUC § 8380; Civ. Code §§ 1798 et seq.; Govt. Code § 6254; D.14-05-016.)
Asset Point | Customer Meter | UtilityID |  | Yes | N/A | N/A | N/A | No
Asset Point | Customer Meter | SegmentID |  | No | N/A | N/A | N/A | Yes - Customer information combined with GIS data may facilitate customer identification in violation of privacy rules. (See PUC § 8380; Civ. Code §§ 1798 et seq.; Govt. Code § 6254; D.14-05-016.)
Asset Point | Customer Meter | CircuitID |  | Partial | N/A | N/A | N/A | Yes - Customer information combined with GIS data may facilitate customer identification in violation of privacy rules. (See PUC § 8380; Civ. Code §§ 1798 et seq.; Govt. Code § 6254; D.14-05-016.)
Asset Point | Customer Meter | SubstationID |  | Partial | N/A | N/A | N/A | Yes - Customer information combined with GIS data may facilitate customer identification in violation of privacy rules. (See PUC § 8380; Civ. Code §§ 1798 et seq.; Govt. Code § 6254; D.14-05-016.)
Asset Point | Customer Meter | CircuitName |  | Partial | N/A | N/A | N/A | Yes - Customer information combined with GIS data may facilitate customer identification in violation of privacy rules. (See PUC § 8380; Civ. Code §§ 1798 et seq.; Govt. Code § 6254; D.14-05-016.)
Asset Point | Customer Meter | MeterType |  | Partial | N/A | N/A | N/A | Yes - Customer information combined with GIS data may facilitate customer identification in violation of privacy rules. (See PUC § 8380; Civ. Code §§ 1798 et seq.; Govt. Code § 6254; D.14-05-016.)
Asset Point | Customer Meter | Manufacturer |  | Partial | N/A | N/A | N/A | Yes - Customer information combined with GIS data may facilitate customer identification in violation of privacy rules. (See PUC § 8380; Civ. Code §§ 1798 et seq.; Govt. Code § 6254; D.14-05-016.)
Asset Point | Customer Meter | ModelNumber |  | Yes | N/A | N/A | N/A | Yes - Customer information combined with GIS data may facilitate customer identification in violation of privacy rules. (See PUC § 8380; Civ. Code §§ 1798 et seq.; Govt. Code § 6254; D.14-05-016.)
Asset Point | Customer Meter | InstallationDate |  | Yes | N/A | N/A | N/A | Yes - Customer information combined with GIS data may facilitate customer identification in violation of privacy rules. (See PUC § 8380; Civ. Code §§ 1798 et seq.; Govt. Code § 6254; D.14-05-016.)
Asset Point | Customer Meter | InstallationYear |  | Yes | N/A | N/A | N/A | Yes - Customer information combined with GIS data may facilitate customer identification in violation of privacy rules. (See PUC § 8380; Civ. Code §§ 1798 et seq.; Govt. Code § 6254; D.14-05-016.)
Asset Point | Customer Meter | EstimatedAge |  | No | N/A | N/A | N/A | Yes - Customer information combined with GIS data may facilitate customer identification in violation of privacy rules. (See PUC § 8380; Civ. Code §§ 1798 et seq.; Govt. Code § 6254; D.14-05-016.)
Asset Point | Customer Meter | HFTDClass |  | Yes | N/A | N/A | N/A | No
Asset Point | Fuse | AssetID |  | Yes | N/A | N/A | N/A | Yes - Fuses are identified as confidential Physical facility, cyber-security sensitive, or critical energy infrastructure data. (See 18 C.F.R. § 388.113, see also Govt. Code § 6254(k), (ab); 6 U.S.C. § 131; 6 CFR § 29.2.)
Asset Point | Fuse | SupportStructureID |  | Partial | This attribute contains the majority of the required data. There are several potential reasons why this data may not be present. For example, data may have been mis-captured originally or it may not export, join, or otherwise translate as intended when preparing the FGDB. | Majority of data is submitted for this field. PG&E's focus is currently on addressing larger data gaps and enhancements to reporting quality. Once these objectives are met, PG&E can re-assess actions needed for more complete data for this field | PG&E is taking actions to enhance the GIS Data Standard submission on a quarterly basis. Addressing the small percentage of missing values for this attribute will be explored after the overall submission product achieves a higher quality and becomes more sustainable. | Yes - Fuses are identified as confidential Physical facility, cyber-security sensitive, or critical energy infrastructure data. (See 18 C.F.R. § 388.113, see also Govt. Code § 6254(k), (ab); 6 U.S.C. § 131; 6 CFR § 29.2.)
Asset Point | Fuse | UtilityID |  | Yes | N/A | N/A | N/A | No
Asset Point | Fuse | SubstationID |  | Partial | This attribute contains the majority of the required data. There are several potential reasons why this data may not be present. For example, data may have been mis-captured originally or it may not export, join, or otherwise translate as intended when preparing the FGDB. | Majority of data is submitted for this field. PG&E's focus is currently on addressing larger data gaps and enhancements to reporting quality. Once these objectives are met, PG&E can re-assess actions needed for more complete data for this field PG&E is exploring long-term IT and process-oriented solutions to produce the OEIS GIS Standard, with the potential to connect formerly disparate data sources | PG&E is taking actions to enhance the GIS Data Standard submission on a quarterly basis. Addressing the small percentage of missing values for this attribute will be explored after the overall submission product achieves a higher quality and becomes more sustainable. | Yes - Fuses are identified as confidential Physical facility, cyber-security sensitive, or critical energy infrastructure data. (See 18 C.F.R. § 388.113, see also Govt. Code § 6254(k), (ab); 6 U.S.C. § 131; 6 CFR § 29.2.)
Asset Point | Fuse | SegmentID |  | No | Where available, PG&E is providing CircuitID as the foreign key to the asset point features. The electrical corporation does not have persistent unique segment IDs | N/A - please see availability explanation | N/A - please see availability explanation | Yes - Fuses are identified as confidential Physical facility, cyber-security sensitive, or critical energy infrastructure data. (See 18 C.F.R. § 388.113, see also Govt. Code § 6254(k), (ab); 6 U.S.C. § 131; 6 CFR § 29.2.)
Asset Point | Fuse | CircuitID |  | Yes | N/A | N/A | N/A | Yes - Fuses are identified as confidential Physical facility, cyber-security sensitive, or critical energy infrastructure data. (See 18 C.F.R. § 388.113, see also Govt. Code § 6254(k), (ab); 6 U.S.C. § 131; 6 CFR § 29.2.)
Asset Point | Fuse | AssociatedNominalVoltagekV |  | Yes | N/a | N/A | N/A | Yes - Fuses are identified as confidential Physical facility, cyber-security sensitive, or critical energy infrastructure data. (See 18 C.F.R. § 388.113, see also Govt. Code § 6254(k), (ab); 6 U.S.C. § 131; 6 CFR § 29.2.)
Asset Point | Fuse | AssociatedOperatingVoltagekV |  | Yes | N/A | N/a | N/a | Yes - Fuses are identified as confidential Physical facility, cyber-security sensitive, or critical energy infrastructure data. (See 18 C.F.R. § 388.113, see also Govt. Code § 6254(k), (ab); 6 U.S.C. § 131; 6 CFR § 29.2.)
Asset Point | Fuse | CircuitName |  | Yes | N/A | N/A | N/A | Yes - Fuses are identified as confidential Physical facility, cyber-security sensitive, or critical energy infrastructure data. (See 18 C.F.R. § 388.113, see also Govt. Code § 6254(k), (ab); 6 U.S.C. § 131; 6 CFR § 29.2.)
Asset Point | Fuse | LastInspectionDate |  | Partial | Fuses are inspected as part of a support structure inspection under the detailed (enhanced) inspection program that started in 2020. That means that whenever a pole is inspected, all electric facilities will also be inspected. This inspection type only applies to overhead facilities. | PG&E's reports will continue to include additional data as new inspections are performed and stored in a source system thus reducing any data gaps. | Since inspections are on different cycles, OEIS can expect to see increased data in subsequent reports. Cycle frequency is based on high-fire threat district as outlined in PG&E's 2021 WMP sections 7.3.4. 1 and 7.3.4.2. | Yes - Fuses are identified as confidential Physical facility, cyber-security sensitive, or critical energy infrastructure data. (See 18 C.F.R. § 388.113, see also Govt. Code § 6254(k), (ab); 6 U.S.C. § 131; 6 CFR § 29.2.)
Asset Point | Fuse | LastMaintenanceDate |  | Partial | Fuse is not an asset type that requires maintenance. Once a fuse is identified to have experienced an overcurrent condition and / or event, a new fuse is installed. Any maintenance date in the Fuse FeatureClass is the date maintenance was last performed on the pole associated with the fuse, and is not an indication maintenance on the specific fuse was performed. | N/A | N/A | Yes - Fuses are identified as confidential Physical facility, cyber-security sensitive, or critical energy infrastructure data. (See 18 C.F.R. § 388.113, see also Govt. Code § 6254(k), (ab); 6 U.S.C. § 131; 6 CFR § 29.2.)
Asset Point | Fuse | ExemptionStatus |  | Partial | Link types indicate exemption status. T, K, and N type fuses are non-exempt. All others are considered exempt per CA PRC 4292. This attribute contains the vast majority of the required data. There are several potential reasons why this data may not be present. For example, data may have been mis-captured originally or it may not export, join, or otherwise translate as intended when preparing the FGDB. | Majority of data is submitted for this field. PG&E's focus is currently on addressing larger data gaps and enhancements to reporting quality. Once these objectives are met, PG&E can re-assess actions needed for more complete data for this field | PG&E is taking actions to enhance the GIS Data Standard submission on a quarterly basis. Addressing the small percentage of missing values for this attribute will be explored after the overall submission product achieves a higher quality and becomes more sustainable. | Yes - Fuses are identified as confidential Physical facility, cyber-security sensitive, or critical energy infrastructure data. (See 18 C.F.R. § 388.113, see also Govt. Code § 6254(k), (ab); 6 U.S.C. § 131; 6 CFR § 29.2.)
Asset Point | Fuse | FuseRating |  | Partial | This attribute contains the majority of the required data. There are several potential reasons why this data may not be present. For example, data may have been mis-captured originally or it may not export, join, or otherwise translate as intended when preparing the FGDB. | Majority of data is submitted for this field. PG&E's focus is currently on addressing larger data gaps and enhancements to reporting quality. Once these objectives are met, PG&E can re-assess actions needed for more complete data for this field | PG&E is taking actions to enhance the GIS Data Standard submission on a quarterly basis. Addressing the small percentage of missing values for this attribute will be explored after the overall submission product achieves a higher quality and becomes more sustainable. | Yes - Fuses are identified as confidential Physical facility, cyber-security sensitive, or critical energy infrastructure data. (See 18 C.F.R. § 388.113, see also Govt. Code § 6254(k), (ab); 6 U.S.C. § 131; 6 CFR § 29.2.)
Asset Point | Fuse | FuseType |  | Yes | This attribute contains the majority of the required data. There are several potential reasons why this data may not be present. For example, data may have been mis-captured originally or it may not export, join, or otherwise translate as intended when preparing the FGDB. | Majority of data is submitted for this field. PG&E's focus is currently on addressing larger data gaps and enhancements to reporting quality. Once these objectives are met, PG&E can re-assess actions needed for more complete data for this field | PG&E is taking actions to enhance the GIS Data Standard submission on a quarterly basis. Addressing the small percentage of missing values for this attribute will be explored after the overall submission product achieves a higher quality and becomes more sustainable. | Yes - Fuses are identified as confidential Physical facility, cyber-security sensitive, or critical energy infrastructure data. (See 18 C.F.R. § 388.113, see also Govt. Code § 6254(k), (ab); 6 U.S.C. § 131; 6 CFR § 29.2.)
Asset Point | Fuse | FuseTypeComment |  | Yes | FuseTypeComment field used for all data without a Fuse Types listed in the FuseType domains. | N/A | N/A | Yes - Fuses are identified as confidential Physical facility, cyber-security sensitive, or critical energy infrastructure data. (See 18 C.F.R. § 388.113, see also Govt. Code § 6254(k), (ab); 6 U.S.C. § 131; 6 CFR § 29.2.)
Asset Point | Fuse | FuseSubtype |  | No | PG&E would like clarity as to what FuseSubtype represents. For example, is this looking for the link type or part number of the cutout? PG&E has data for both of these items, but would like additional guidance on what is being sought. | Please see 'availability explanations'. PG&E can provide this upon receiving clarity from the OEIS. | Please see 'availability explanations'. PG&E can provide this upon receiving clarity from the OEIS. | Yes - Fuses are identified as confidential Physical facility, cyber-security sensitive, or critical energy infrastructure data. (See 18 C.F.R. § 388.113, see also Govt. Code § 6254(k), (ab); 6 U.S.C. § 131; 6 CFR § 29.2.)
Asset Point | Fuse | HFTDClass |  | Yes | N/A | N/A | N/A | No
Asset Point | Lightning Arrester | AssetID |  | Yes | Distribution: N/A Transmission: PG&E is providing a single record for the known location of specific Transition Station or Riser Pole site. These sites contain a group of multiple arrestor assets. This data is not cataloged and stored in any source system, but information was compiled to provide additional geospatial data for this report. | N/A | N/A | Yes - Physical facility, cyber-security sensitive, or critical energy infrastructure data protected from disclosure. (See 18 C.F.R. § 388.113, see also Govt. Code § 6254(k), (ab); 6 U.S.C. § 131; 6 CFR § 29.2.)
Asset Point | Lightning Arrester | SupportStructureID |  | Partial | This attribute contains the majority of the required data. There are several potential reasons why this data may not be present. For example, data may have been mis-captured originally or it may not export, join, or otherwise translate as intended when preparing the FGDB. | Majority of data is submitted for this field. PG&E's focus is currently on addressing larger data gaps and enhancements to reporting quality. Once these objectives are met, PG&E can re-assess actions needed for more complete data for this field | PG&E is taking actions to enhance the GIS Data Standard submission on a quarterly basis. Addressing the small percentage of missing values for this attribute will be explored after the overall submission product achieves a higher quality and becomes more sustainable. | Yes - Physical facility, cyber-security sensitive, or critical energy infrastructure data protected from disclosure. (See 18 C.F.R. § 388.113, see also Govt. Code § 6254(k), (ab); 6 U.S.C. § 131; 6 CFR § 29.2.)
Asset Point | Lightning Arrester | UtilityID |  | Yes | N/A | N/A | N/A | No
Asset Point | Lightning Arrester | SubstationID |  | Partial | This attribute contains the vast majority of the required data. There are several reasons why this data may not be entirely present. Such reasons are: 1) Not all substation data may export, join, or otherwise translate as intended when preparing the FGDB, 2) There may be an association concern because of a one to many relationship between assets and substations. or 3) There are substations not currently associated with circuits or other data that is used to derive this attribute for the FGDB. Transmission: PG&E is providing lightning arrester information associated with its Transmission Line system but outside of the substation data environment. T-Line lightning arrester data provided is associated with the location where a circuit transitions from overhead to underground - at the known location of either a PG&E transition station or a riser pole. | PG&E is exploring long-term IT and process-oriented solutions to produce the OEIS GIS Standard, with the potential to connect formerly disparate data sources | PG&E is taking actions to enhance the GIS Data Standard submission on a quarterly basis. The integration of this field will depend on developments to process and technology integration as noted under 'Data procurement actions'. | Yes - Substation information are identified as confidential Physical facility, cyber-security sensitive, or critical energy infrastructure data protected from disclosure. (See 18 C.F.R. § 388.113, see also Govt. Code § 6254(k), (ab); 6 U.S.C. § 131; 6 CFR § 29.2.)
Asset Point | Lightning Arrester | SegmentID |  | No | Where available, PG&E is providing CircuitID as the foreign key to the asset point features. The electrical corporation does not have persistent unique segment IDs | N/A - please see availability explanation | N/A - please see availability explanation | Yes - Physical facility, cyber-security sensitive, or critical energy infrastructure data protected from disclosure. (See 18 C.F.R. § 388.113, see also Govt. Code § 6254(k), (ab); 6 U.S.C. § 131; 6 CFR § 29.2.)
Asset Point | Lightning Arrester | CircuitID |  | Partial | Distribution: This attribute contains the majority of the required data. There are several potential reasons why this data may not be present. For example, data may have been mis-captured originally or it may not export, join, or otherwise translate as intended when preparing the FGDB. Transmission: though the lightning arrestor asset is above ground, PG&E is providing the CircuitID and CircuitName of the Underground Circuit associated with the equipment to produce a more relevant geospatial reference. | PG&E is exploring long-term IT and process-oriented solutions to produce the OEIS GIS Standard, with the objectives of improving submission quality while reducing the largely manual efforts experienced each quarter to meet this request. As an interim step, PG&E will be utilizing scripting codes to help with data extractions and transformation logic to join unique IDs across different record systems for select data where possible to do so. | PG&E is taking actions to enhance the GIS Data Standard submission on a quarterly basis. The integration of this field will depend on developments to process and technology integration as noted under 'Data procurement actions'. | Yes - Physical facility, cyber-security sensitive, or critical energy infrastructure data protected from disclosure. (See 18 C.F.R. § 388.113, see also Govt. Code § 6254(k), (ab); 6 U.S.C. § 131; 6 CFR § 29.2.)
Asset Point | Lightning Arrester | AssociatedNominalVoltagekV |  | Partial | This attribute contains the majority of the required data. Additional data inputs would require significant query creation and curation of datasets. | PG&E is exploring long-term IT and process-oriented solutions to produce the OEIS GIS Standard, with the objectives of improving submission quality while reducing the largely manual efforts experienced each quarter to meet this request. As an interim step, PG&E will be utilizing scripting codes to help with data extractions and transformation logic to join unique IDs across different record systems for select data where possible to do so. | PG&E is taking actions to enhance the GIS Data Standard submission on a quarterly basis. The integration of this field will depend on developments to process and technology integration as noted under 'Data procurement actions'. | No
Asset Point | Lightning Arrester | AssociatedOperatingVoltagekV |  | Partial | PG&E is currently remapping some of the underlying data associated with this field resulting in a lower than average response rate. Once complete this field should return to a higher response rate. When surge arrester is associated with the pole, value is taken from the closest conductor within 20 ft of the pole associated with the Lightning arrester. | PG&E is exploring long-term IT and process-oriented solutions to produce the OEIS GIS Standard, with the objectives of improving submission quality while reducing the largely manual efforts experienced each quarter to meet this request. As an interim step, PG&E will be utilizing scripting codes to help with data extractions and transformation logic to join unique IDs across different record systems for select data where possible to do so. | PG&E is taking actions to enhance the GIS Data Standard submission on a quarterly basis. The integration of this field will depend on developments to process and technology integration as noted under 'Data procurement actions'. | No
Asset Point | Lightning Arrester | CircuitName |  | Partial | Distribution: The data is partially available in the data set. Additional data inputs would require significant query creation and curation of datasets Transmission: though the lightning arrestor asset is above ground, PG&E is providing the CircuitID and CircuitName of the Underground Circuit associated with the equipment to produce a more relevant geospatial reference. | PG&E is exploring long-term IT and process-oriented solutions to produce the OEIS GIS Standard, with the objectives of improving submission quality while reducing the largely manual efforts experienced each quarter to meet this request. As an interim step, PG&E will be utilizing scripting codes to help with data extractions and transformation logic to join unique IDs across different record systems for select data where possible to do so. | PG&E is taking actions to enhance the GIS Data Standard submission on a quarterly basis. The integration of this field will depend on developments to process and technology integration as noted under 'Data procurement actions'. | Yes - Physical facility, cyber-security sensitive, or critical energy infrastructure data protected from disclosure. (See 18 C.F.R. § 388.113, see also Govt. Code § 6254(k), (ab); 6 U.S.C. § 131; 6 CFR § 29.2.)
Asset Point | Lightning Arrester | Manufacturer |  | Partial | Distribution: PG&E started tracking this data in 2018 - for installations prior to 2018 PG&E does not have this data. Transmission: data not provided | Distribution: PG&E will continue to update gaps by capturing new data when the existing assets post 2018 are replaced. Transmission: PG&E will evaluate methodologies to capture this arrester attribute and seek data quality improvements | An estimated timeframe of when all assets are replaced and this data captured is unpredictable. | No
Asset Point | Lightning Arrester | ModelNumber |  | Partial | Distribution: PG&E started tracking this data in 2018 - for installations prior to 2018 PG&E does not have this data. Transmission: data not provided | Distribution: PG&E will continue to update gaps by capturing new data when the existing assets post 2018 are replaced. Transmission: PG&E will evaluate methodologies to capture this arrester attribute and seek data quality improvements | An estimated timeframe of when all assets are replaced and this data captured is unpredictable. | No
Asset Point | Lightning Arrester | LastInspectionDate |  | Partial | Lightning Arresters are only inspected during normal operation (surge condition) or some abnormal system problem. | PG&E does not plan to provide this information in upcoming quarterly submissions. PG&E will continue to inspect surge arresters during normal operation (e.g., surge condition) or some abnormal system problems as a part of a more general, overall inspection. | See 'Data procurement actions' | No
Asset Point | Lightning Arrester | LastMaintenanceDate |  | No | Lightning Arresters are not an asset type that requires maintenance. | PG&E will not be providing this information in upcoming quarterly submissions. | See 'Data procurement actions' | No
Asset Point | Lightning Arrester | InstallationDate |  | Partial | Distribution: PG&E started tracking this data in 2018 - for installations prior to 2018 PG&E does not have this data. Transmission: data not provided | Distribution: PG&E will continue to update gaps by capturing new data when the existing assets post 2018 are replaced. Transmission: PG&E will evaluate methodologies to capture this arrester attribute and seek data quality improvements | An estimated timeframe of when all assets with installation date gaps are replaced is unpredictable. | No
Asset Point | Lightning Arrester | InstallationYear |  | Partial | Distribution: PG&E started tracking this data in 2018 - for installations prior to 2018 PG&E does not have this data. Transmission: data not provided | Distribution: PG&E will continue to update gaps by capturing new data when the existing assets post 2018 are replaced. Transmission: PG&E will evaluate methodologies to capture this arrester attribute and seek data quality improvements | See the 'Estimated delivery timeframe' explanation provided under the Installation Date field name. | No
Asset Point | Lightning Arrester | EstimatedAge |  | No | This field name is used to estimate the age of the asset should installation date or year be unknown. However, when PG&E does not accurately know the installation date or year, this estimate would be subject to inaccuracies. | The procurement action is to focus efforts on the collection of the Installation Date field. Collecting this data point would also yield the Installation Year attribute. Please see the data procurement actions provided under the Installation Date field. | See the 'Estimated delivery timeframe' explanation provided under the Installation Date field name. | No
Asset Point | Lightning Arrester | UsefulLifespan |  | No | There is no lifespan since this asset type reaches its end of life when it operates for a surge condition. | PG&E does not plan to provide this information in upcoming quarterly submissions. PG&E will continue to replace surge arrester as needed. Replacements may result from but are not limited to the following: failures, standard changes, recalls, asset management analysis, or if inspections deem so. | See 'Data procurement actions' | Yes - Physical facility, cyber-security sensitive, or critical energy infrastructure data protected from disclosure. (See 18 C.F.R. § 388.113, see also Govt. Code § 6254(k), (ab); 6 U.S.C. § 131; 6 CFR § 29.2.)
Asset Point | Lightning Arrester | ExemptionStatus |  | Partial | Distribution: PG&E started tracking this data in 2018 - for installations prior to 2018 PG&E does not have this data. Transmission: data not provided | Distribution: PG&E will continue to update gaps by capturing new data when the existing assets post 2018 are replaced. Transmission: PG&E will evaluate methodologies to capture this arrester attribute and seek data quality improvements | An estimated timeframe of when all assets are replaced and this data captured is unpredictable. | Yes - Physical facility, cyber-security sensitive, or critical energy infrastructure data protected from disclosure. (See 18 C.F.R. § 388.113, see also Govt. Code § 6254(k), (ab); 6 U.S.C. § 131; 6 CFR § 29.2.)
Asset Point | Lightning Arrester | ArresterRating |  | Partial | Distribution: PG&E started tracking this data in 2018 - for installations prior to 2018 PG&E does not have this data. Transmission: data not provided | Distribution: PG&E will continue to update gaps by capturing new data when the existing assets post 2018 are replaced. Transmission: PG&E will evaluate methodologies to capture this arrester attribute and seek data quality improvements | An estimated timeframe of when all assets are replaced and this data captured is unpredictable. | No
Asset Point | Lightning Arrester | HFTDClass |  | Yes | N/A | N/A | N/A | No
Asset Point | Substation | SubstationID |  | Yes | N/A | N/A | N/A | Yes - Substation information are identified as confidential Physical facility, cyber-security sensitive, or critical energy infrastructure data protected from disclosure. (See 18 C.F.R. § 388.113, see also Govt. Code § 6254(k), (ab); 6 U.S.C. § 131; 6 CFR § 29.2.)
Asset Point | Substation | UtilityID |  | Yes | N/A | N/A | N/A | No
Asset Point | Substation | SubstationName |  | Yes | N/A | N/A | N/A | Yes - Substation information are identified as confidential Physical facility, cyber-security sensitive, or critical energy infrastructure data protected from disclosure. (See 18 C.F.R. § 388.113, see also Govt. Code § 6254(k), (ab); 6 U.S.C. § 131; 6 CFR § 29.2.)
Asset Point | Substation | SubstationNominalVoltagekV |  | Yes | N/A | N/A | N/A | Yes - Substation information are identified as confidential Physical facility, cyber-security sensitive, or critical energy infrastructure data protected from disclosure. (See 18 C.F.R. § 388.113, see also Govt. Code § 6254(k), (ab); 6 U.S.C. § 131; 6 CFR § 29.2.)
Asset Point | Substation | SubstationOperatingVoltagekV |  | Yes | N/A | N/A | N/A | Yes - Substation information are identified as confidential Physical facility, cyber-security sensitive, or critical energy infrastructure data protected from disclosure. (See 18 C.F.R. § 388.113, see also Govt. Code § 6254(k), (ab); 6 U.S.C. § 131; 6 CFR § 29.2.)
Asset Point | Substation | SubstationRating |  | Partial | For reporting the Last Inspection Date at the PGEN substation, it is more appropriate to utilize the monthly inspection data from SAP ‘PGEN’ rather than the WMP Supplemental Inspection Results. The latter is more suitably aligned with T&D substation logic | PG&E is requesting clarification on the data presented. PG&E has provided one rating for the location. For sites with multiple generators there may multiple possible ways to present the data. | PG&E is taking actions to enhance the GIS Data Standard submission on a quarterly basis. Addressing the small percentage of missing values for this attribute will be explored after the overall submission product achieves a higher quality and becomes more sustainable. | Yes - Substation information are identified as confidential Physical facility, cyber-security sensitive, or critical energy infrastructure data protected from disclosure. (See 18 C.F.R. § 388.113, see also Govt. Code § 6254(k), (ab); 6 U.S.C. § 131; 6 CFR § 29.2.)
Asset Point | Substation | LastInspectionDate |  | No | For reporting the Last Inspection Date at the PGEN substation, it is more appropriate to utilize the monthly inspection data from SAP ‘PGEN’ rather than the WMP Supplemental Inspection Results. The latter is more suitably aligned with T&D substation logic and ensures consistency. However, the PGEN substation currently has a verified inspection date only from the Wild Fire Mitigation Plan (WMP) Supplemental Inspection dataset, which is readily available. To achieve consistent inspection dates in accordance with the Electric Operation methodology using SAP data, additional time is required to transition and verify the data with field support. | PG&E is exploring long-term IT and process-oriented solutions to produce the OEIS GIS Standard, with the potential to connect formerly disparate data sources. | PG&E is taking actions to enhance the GIS Data Standard submission on a quarterly basis. Improving the procurement of this field will depend on developments to process and technology integration. | Yes - Substation information are identified as confidential Physical facility, cyber-security sensitive, or critical energy infrastructure data protected from disclosure. (See 18 C.F.R. § 388.113, see also Govt. Code § 6254(k), (ab); 6 U.S.C. § 131; 6 CFR § 29.2.)
Asset Point | Substation | InstallationDate |  | No | Substations represent facilities for which significant amounts of equipment is installed. Thus, a single installation date for this field cannot be provided. | As assets are replaced and information is gathered, installation dates will continue to be updated in the system of record. | Substations represent facilities for which significant amounts of equipment is installed. Thus, a single installation date for this field cannot always be provided. An estimated timeframe of when all assets with installation date gaps are replaced is unpredictable. | Yes - Substation information are identified as confidential Physical facility, cyber-security sensitive, or critical energy infrastructure data protected from disclosure. (See 18 C.F.R. § 388.113, see also Govt. Code § 6254(k), (ab); 6 U.S.C. § 131; 6 CFR § 29.2.)
Asset Point | Substation | InstallationYear |  | Partial | Substations represent facilities for which significant amounts of equipment is installed. Thus, a single installation date for this field cannot be provided. | The procurement action is to focus efforts on the collection of the Installation Date field. Collecting this data point will also yield the Installation Year attribute. Please see the data procurement actions provided under the Installation Date field. | Substations represent facilities for which significant amounts of equipment is installed. Thus, a single installation date for this field cannot always be provided. An estimated timeframe of when all assets with installation date gaps are replaced is unpredictable. | Yes - Substation information are identified as confidential Physical facility, cyber-security sensitive, or critical energy infrastructure data protected from disclosure. (See 18 C.F.R. § 388.113, see also Govt. Code § 6254(k), (ab); 6 U.S.C. § 131; 6 CFR § 29.2.)
Asset Point | Substation | HFTDClass |  | Yes | N/A | N/A | N/A | No
Asset Point | Support Structure | SupportStructureID |  | Yes | N/A | N/A | N/A | Yes - Information for 115 kV facilities or above voltage are considered confidential. Physical facility, cyber-security sensitive, or critical energy infrastructure data. (See 18 C.F.R. § 388.113, see also Govt. Code § 6254(k), (ab); 6 U.S.C. § 131; 6 CFR § 29.2.)
Asset Point | Support Structure | PoleNumber |  | Partial | Distribution: PG&E is providing barcode, which is the number visible on the physical support structure as it is available. | Distribution: Bar codes are required for poles installations. For existing poles, inspectors and field personel install barcodes (if not present) as part of inspection process. | Data will show continuous improvement annually as barcodes are installed on new poles or existing poles as part of inspection programs. | Yes - Information for 115 kV facilities or above voltage are considered confidential. Physical facility, cyber-security sensitive, or critical energy infrastructure data. (See 18 C.F.R. § 388.113, see also Govt. Code § 6254(k), (ab); 6 U.S.C. § 131; 6 CFR § 29.2.)
Asset Point | Support Structure | UtilityID |  | Yes | N/A | N/A | N/A | No
Asset Point | Support Structure | ExemptionStatus |  | Partial | Data provided is based on Support Structure inspection results conducted during the Vegetation Clearance inspection cycle. A Support Structure's Exemption Status is subject to change from 'Yes' to 'No', post-inspection, at any point, as a result of field service and / or maintenance activities. Exemption Status data will be refreshed on a quarterly basis to ensure optimal currency and accuracy. Where a known or potential data misalignment exists between structure data and hosted asset data, PG&E maintains record keeping for this attribute as NULL and acknowledges a data quality improvement opportunity. All PG&E Dx poles located within defined Local Responsibility Area (LRA) and Federal Responsibility Area* (FRA) are labeled N/A, as Exemption Status does not apply. *The subset of FRA administered by the US Forestry Service is interpreted to be subject to compliance-oriented clearance activities mandated by PRC 4292. | PG&E will continue to improve its reporting capabilities on this dynamic data as new inspections are performed and stored in a source system - addressing the remaining data gap. | N/A | Yes - Information for 115 kV facilities or above voltage are considered confidential. Physical facility, cyber-security sensitive, or critical energy infrastructure data. (See 18 C.F.R. § 388.113, see also Govt. Code § 6254(k), (ab); 6 U.S.C. § 131; 6 CFR § 29.2.)
Asset Point | Support Structure | LastInspectionDate |  | Partial | PG&E is reporting on support structure inspections that occur under the detailed (enhanced) inspection program. These inspections are performed subject to GO165 compliance requirements, as well as WMP compliance requirements. Prior to 2020, PG&E performed GO165 inspections at the plat map level, and not at the support structure level, so reporting on those inspections would entail sacrificing data quality. | PG&E's reports will continue to include additional data as new inspections are performed and stored in a source system thus reducing any data gaps. | Since inspections are on different cycles, OEIS can expect to see increased data in subsequent reports. Cycle frequency is based on high-fire threat district as outlined in PG&E's 2023-2025 WMP sections 8.1.3.1 and 8.1.3.2.. | Yes - Information for 115 kV facilities or above voltage are considered confidential. Physical facility, cyber-security sensitive, or critical energy infrastructure data. (See 18 C.F.R. § 388.113, see also Govt. Code § 6254(k), (ab); 6 U.S.C. § 131; 6 CFR § 29.2.)
Asset Point | Support Structure | LastMaintenanceDate |  | Partial | To get the last maintenance date, PG&E looks at notifications that have been filed against the support structure ID. Given those notifications, PG&E looks at the facility that the maintenance notification was written against to confirm the maintenance team performed maintenance on the actual support structure, and not a different facility. Finally, PG&E confirms that the maintenance was successful. | Not every support structure will have a notification generated indicating it needs maintenance. | N/A | Yes - Information for 115 kV facilities or above voltage are considered confidential. Physical facility, cyber-security sensitive, or critical energy infrastructure data. (See 18 C.F.R. § 388.113, see also Govt. Code § 6254(k), (ab); 6 U.S.C. § 131; 6 CFR § 29.2.)
Asset Point | Support Structure | LastIntrusiveDate |  | Partial | This attribute is only applicable for wood poles. GO 165 requires intrusive inspection of wood poles every 20 years. However, PG&E tries to execute this every 10 years. Data collection methods and the technologies used to capture inspection data are subject to change across these timelines, which could result in challenges in data consolidation or gaps in data reported. To report on the last support structure intrusive date, PG&E uses pole test and treat inspection data. These inspections happen on a less frequent cadence then other GO 165 and WMP compliance related inspections. | PG&E will continue to report on more data as new inspections are performed and stored in a source system thus reducing any data gaps. | GO 165 requires intrusive inspection of wood poles every 20 years. However, PG&E tries to execute this every 10 years. | Yes - Information for 115 kV facilities or above voltage are considered confidential. Physical facility, cyber-security sensitive, or critical energy infrastructure data. (See 18 C.F.R. § 388.113, see also Govt. Code § 6254(k), (ab); 6 U.S.C. § 131; 6 CFR § 29.2.)
Asset Point | Support Structure | InstallationDate |  | Partial | Currently, for the majority of programs, when assets are replaced, this information is captured and stored in a centralized system of record. For certain assets, installation date, and other data attributes, were originally captured via paper format and later converted to electronic format. This introduced the potential for errors or other data gaps. For assets not recently replaced, gaps remain present primarily because specific paper records are 1) not easily locatable, or 2) certain data points were not required to be collected when the asset was installed. Until these assets are replaced or otherwise dated, PG&E will have gaps for this data field. | PG&E will continue to update gaps that exist as assets are replaced. Additionally, per the recent Judge Alsup order on 08/07/2020, PG&E is to conduct research and record the age and installation date of certain critical transmission tower components. | An estimated timeframe of when all assets with installation date gaps are replaced is unpredictable. | Yes - Information for 115 kV facilities or above voltage are considered confidential. Physical facility, cyber-security sensitive, or critical energy infrastructure data. (See 18 C.F.R. § 388.113, see also Govt. Code § 6254(k), (ab); 6 U.S.C. § 131; 6 CFR § 29.2.)
Asset Point | Support Structure | InstallationYear |  | Partial | Please see the Installation Date field for the explanation. The same explanation applies for the Installation Year attribute. | The procurement action is to focus efforts on the collection of the Installation Date field. Collecting this data point will also yield the Installation Year attribute. Please see the data procurement actions provided under the Installation Date field. | See the 'Estimated delivery timeframe' explanation provided under the Installation Date field name. | Yes - Information for 115 kV facilities or above voltage are considered confidential. Physical facility, cyber-security sensitive, or critical energy infrastructure data. (See 18 C.F.R. § 388.113, see also Govt. Code § 6254(k), (ab); 6 U.S.C. § 131; 6 CFR § 29.2.)
Asset Point | Support Structure | EstimatedAge |  | Partial | PG&E is providing data for the EstimatedAge field using data generated as part of the AI-11 WMP program. The AI-11 program uses a variety of methods to generate estimated age data for assets, each method has a mean squared error which represents the methods’ accuracy and precision. PG&E uses the method with the lowest mean squared error to provide an estimated age for each individual asset. Currently PG&E is only able to provide the estimated age data in the Spatial Quarterly Data Report, as the schema defined by OEIS does not allow for inclusion of accuracy data. | PG&E is focusing efforts on the collection of the Installation Date field. Please see the installation date procurement actions provided under the Installation Date field Availability Explanations. | See the 'Estimated delivery timeframe' explanation provided under the Installation Date field name. | Yes - Information for 115 kV facilities or above voltage are considered confidential. Physical facility, cyber-security sensitive, or critical energy infrastructure data. (See 18 C.F.R. § 388.113, see also Govt. Code § 6254(k), (ab); 6 U.S.C. § 131; 6 CFR § 29.2.)
Asset Point | Support Structure | UsefulLifespan |  | No | This data is unavailable. There are many different manufactures for various assets and useful lifespan is not a data point commonly provided. An assets' lifespan is dependent on a number of factors including weather, installation location, animal interaction, etc. It is not uncommon for some assets to function in the field for 50+ years while others, like surge arrestors, last until struck by lightning as designed. PG&E replaces assets as needed with a risk-based approach. Replacements may result from but are not limited to the following: failures, standard changes, recalls, asset management analysis, or if inspections deem so. | Due to the reasons provided in the Availability Explanations, PG&E does not currently plan to provide this information in upcoming quarterly submissions. PG&E will continue to follow standards and procedures as well as risk based analysis around the different equipment types and when they are to be replaced. | See 'Data procurement actions' | Yes - Information for 115 kV facilities or above voltage are considered confidential. Physical facility, cyber-security sensitive, or critical energy infrastructure data. (See 18 C.F.R. § 388.113, see also Govt. Code § 6254(k), (ab); 6 U.S.C. § 131; 6 CFR § 29.2.)
Asset Point | Support Structure | SupportStructureType |  | Yes | N/A | N/A | N/A | Yes
Asset Point | Support Structure | SupportStructureTypeComment |  | Yes | PG&E has added any needed comments per the instructions on using the "other" possible value. Any null values present are because a comment is not needed. | N/A | N/A | Yes
Asset Point | Support Structure | SupportStructureMaterial |  | Partial | This attribute contains the majority of the required data. There are several potential reasons why this data may not be present. For example, data may have been mis-captured originally or it may not export, join, or otherwise translate as intended when preparing the FGDB. | Majority of data is submitted for this field. PG&E's focus is currently on addressing larger data gaps and enhancements to reporting quality. Once these objectives are met, PG&E can re-assess actions needed for more complete data for this field | PG&E is taking actions to enhance the GIS Data Standard submission on a quarterly basis. Addressing the small percentage of missing values for this attribute will be explored after the overall submission product achieves a higher quality and becomes more sustainable. | Yes - Information for 115 kV facilities or above voltage are considered confidential. Physical facility, cyber-security sensitive, or critical energy infrastructure data. (See 18 C.F.R. § 388.113, see also Govt. Code § 6254(k), (ab); 6 U.S.C. § 131; 6 CFR § 29.2.)
Asset Point | Support Structure | SupportStructureMaterialComment |  | Yes | PG&E has added any needed comments per the instructions on using the "other" possible value. Any null values present are because a comment is not needed. | N/A | N/A | Yes - Information for 115 kV facilities or above voltage are considered confidential. Physical facility, cyber-security sensitive, or critical energy infrastructure data. (See 18 C.F.R. § 388.113, see also Govt. Code § 6254(k), (ab); 6 U.S.C. § 131; 6 CFR § 29.2.)
Asset Point | Support Structure | SupportStructureMaterialSubtype |  | Partial | PG&E has provided the subtypes of materials that are listed in the system of record. Not all support structures will have a subtype. Reporting on this attribute is therefore complete. | N/A | N/A | Yes - Information for 115 kV facilities or above voltage are considered confidential. Physical facility, cyber-security sensitive, or critical energy infrastructure data. (See 18 C.F.R. § 388.113, see also Govt. Code § 6254(k), (ab); 6 U.S.C. § 131; 6 CFR § 29.2.)
Asset Point | Support Structure | Underbuild |  | Yes | N/A | N/A | N/A | Yes - Information for 115 kV facilities or above voltage are considered confidential. Physical facility, cyber-security sensitive, or critical energy infrastructure data. (See 18 C.F.R. § 388.113, see also Govt. Code § 6254(k), (ab); 6 U.S.C. § 131; 6 CFR § 29.2.)
Asset Point | Support Structure | ConstructionGrade |  | Partial | Records for grade of construction at the time of install may not have been recorded prior to 2009. | PG&E is exploring different IT and process oriented solutions as a long term strategy to create the OEIS GIS Standard, with the objective of improving the overall quality of submission and reducing the largely manual efforts experience each quarter to meet this request. | PG&E is taking actions to enhance the GIS Data Standard submission on a quarterly basis. The integration of this field will depend on developments to process and technology integration. | Yes - Information for 115 kV facilities or above voltage are considered confidential. Physical facility, cyber-security sensitive, or critical energy infrastructure data. (See 18 C.F.R. § 388.113, see also Govt. Code § 6254(k), (ab); 6 U.S.C. § 131; 6 CFR § 29.2.)
Asset Point | Support Structure | CrossarmAttached |  | Partial | Transmission: PG&E does not collect crossarm data and store it in a system or record. PG&E is using data generated using a variety of methods, including from the asset information collection mandated by Judge Alsup and support structure framing data to generate data for the CrossarmAttached field. PG&E has used these methods to develop logic to identify if a support structure does not have a cross arm or if it has crossarms, which PG&E is using to populate this field. Given that there are a variety of methods used to develop this data and lack of source system data, there may be small variances in the reported data from what is observed in the field. As new systems are established, data ingestion progress, and new methodologies are developed, PG&E may be able to increase the quantity and quality of data we are able to provide on transmission support structure crossarms in the future. Distribution: PG&E does not collect crossarm data. | Changes would be required across people, processes, and technology to enhance training, field collection data points, and build out a record table in a system of record. Every pole is inspected every 5 years and this information would need to be collected and stored. | 10+ years to complete all support structure inspections. | Yes - Information for 115 kV facilities or above voltage are considered confidential. Physical facility, cyber-security sensitive, or critical energy infrastructure data. (See 18 C.F.R. § 388.113, see also Govt. Code § 6254(k), (ab); 6 U.S.C. § 131; 6 CFR § 29.2.)
Asset Point | Support Structure | OverallUtilityRisk |  | No | Our internal models are calculated differently for PSPS Risk then in the format sought by Energy Safety at the structure level, and therefore we are unable to calculate Overall Utility Risk. | PG&E aims to have PSPS and therefore Overall Utility Risk at the CircuitID level for distribution in 2026. | PG&E is targeting inclusion of these risk models following our 2026 EUP filing. | Yes - Information for 115 kV facilities or above voltage are considered confidential. Physical facility, cyber-security sensitive, or critical energy infrastructure data. (See 18 C.F.R. § 388.113, see also Govt. Code § 6254(k), (ab); 6 U.S.C. § 131; 6 CFR § 29.2.)
Asset Point | Support Structure | IgnitionRisk |  | Partial | We are providing ignition risk for transmission and distribution at the structure level. PG&E continues to look at ways to adopt and report on methodologies required by Energy Safety as stated in the data guidelines. | PG&E aims to have PSPS and therefore Overall Utility Risk at the CircuitID level for distribution in 2026. To align with this, PG&E will provide Ignition Risk at the CircuitID level. Please note, PG&Es ignition risk is an output of the Wildfire Distribution Risk Model (WDRM). The current version, WDRM v4, is based on the electric distribution system as it existed on January 1, 2023. Ignition risk is not updated to reflect later system changes until a new model is released. | PG&E is targeting inclusion of these risk models following our 2026 EUP filing. | Yes - Information for 115 kV facilities or above voltage are considered confidential. Physical facility, cyber-security sensitive, or critical energy infrastructure data. (See 18 C.F.R. § 388.113, see also Govt. Code § 6254(k), (ab); 6 U.S.C. § 131; 6 CFR § 29.2.)
Asset Point | Support Structure | PSPSRisk |  | No | Our internal models are calculated differently for PSPS Risk then in the format sought by Energy Safety at the structure level. | PG&E aims to have PSPS and therefore Overall Utility Risk at the CircuitID level for distribution in 2026. | PG&E is targeting inclusion of these risk models following our 2026 EUP filing. | Yes - Information for 115 kV facilities or above voltage are considered confidential. Physical facility, cyber-security sensitive, or critical energy infrastructure data. (See 18 C.F.R. § 388.113, see also Govt. Code § 6254(k), (ab); 6 U.S.C. § 131; 6 CFR § 29.2.)
Asset Point | Support Structure | HFTDClass |  | Yes | N/A | N/A | N/A | No
Table (Asset Point) | Support Structure Detail | SupportStructureID |  | Yes | N/A | N/A | N/A | Yes - Information for 115 kV facilities or above voltage are considered confidential. Physical facility, cyber-security sensitive, or critical energy infrastructure data. (See 18 C.F.R. § 388.113, see also Govt. Code § 6254(k), (ab); 6 U.S.C. § 131; 6 CFR § 29.2.)
Table (Asset Point) | Support Structure Detail | UtilityID |  | Yes | N/A | N/A | N/A | No
Table (Asset Point) | Support Structure Detail | LineClass |  | Yes | N/A | N/A | N/A | Yes - Information for 115 kV facilities or above voltage are considered confidential. Physical facility, cyber-security sensitive, or critical energy infrastructure data. (See 18 C.F.R. § 388.113, see also Govt. Code § 6254(k), (ab); 6 U.S.C. § 131; 6 CFR § 29.2.)
Table (Asset Point) | Support Structure Detail | SegmentID |  | No | N/A | N/A | N/A | Yes - Information for 115 kV facilities or above voltage are considered confidential. Physical facility, cyber-security sensitive, or critical energy infrastructure data. (See 18 C.F.R. § 388.113, see also Govt. Code § 6254(k), (ab); 6 U.S.C. § 131; 6 CFR § 29.2.)
Table (Asset Point) | Support Structure Detail | CircuitID |  | Yes | N/A | N/A | N/A | Yes - Information for 115 kV facilities or above voltage are considered confidential. Physical facility, cyber-security sensitive, or critical energy infrastructure data. (See 18 C.F.R. § 388.113, see also Govt. Code § 6254(k), (ab); 6 U.S.C. § 131; 6 CFR § 29.2.)
Asset Point | Switchgear | AssetID |  | Yes | N/A | N/A | N/A | Yes - Switches are identified as confidential information Physical facility, cyber-security sensitive, or critical energy infrastructure data. (See 18 C.F.R. § 388.113, see also Govt. Code § 6254(k), (ab); 6 U.S.C. § 131; 6 CFR § 29.2.)
Asset Point | Switchgear | SupportStructureID |  | Partial | Every switch is put on a unique pole, which should have an associated unique ID in SAP. The partial data may partially be explained by the following: if a switch is housed on a pole that gets replaced, the switch's original support structure ID may not get updated with the new support structure ID in the system of record. | Conduct root cause analysis to determine what is driving the partial data. | PG&E is taking actions to enhance the GIS Data Standard submission on a quarterly basis. The integration of this field will depend on developments to process and technology integration. | Yes - Switches are identified as confidential information Physical facility, cyber-security sensitive, or critical energy infrastructure data. (See 18 C.F.R. § 388.113, see also Govt. Code § 6254(k), (ab); 6 U.S.C. § 131; 6 CFR § 29.2.)
Asset Point | Switchgear | UtilityID |  | Yes | N/A | N/A | N/A | No
Asset Point | Switchgear | SubstationID |  | Partial | This attribute contains the majority of the required data. There are several potential reasons why this data may not be present. For example, data may have been mis-captured originally or it may not export, join, or otherwise translate as intended when preparing the FGDB. | Majority of data is submitted for this field. PG&E's focus is currently on addressing larger data gaps and enhancements to reporting quality. Once these objectives are met, PG&E can re-assess actions needed for more complete data for this field. PG&E is exploring long-term IT and process-oriented solutions to produce the OEIS GIS Standard, with the potential to connect formerly disparate data sources. | PG&E is taking actions to enhance the GIS Data Standard submission on a quarterly basis. Addressing the small percentage of missing values for this attribute will be explored after the overall submission product achieves a higher quality and becomes more sustainable. | Yes - Switches are identified as confidential information Physical facility, cyber-security sensitive, or critical energy infrastructure data. (See 18 C.F.R. § 388.113, see also Govt. Code § 6254(k), (ab); 6 U.S.C. § 131; 6 CFR § 29.2.)
Asset Point | Switchgear | SegmentID |  | No | Where available, PG&E is providing CurcuitID as the foreign key to the asset line features. | N/A - please see availability explanation. | N/A - please see availability explanation. | Yes - Switches are identified as confidential information Physical facility, cyber-security sensitive, or critical energy infrastructure data. (See 18 C.F.R. § 388.113, see also Govt. Code § 6254(k), (ab); 6 U.S.C. § 131; 6 CFR § 29.2.)
Asset Point | Switchgear | CircuitID |  | Partial | This attribute contains the majority of the required data. There are several potential reasons why this data may not be present. For example, data may have been mis-captured originally or it may not export, join, or otherwise translate as intended when preparing the FGDB. | Majority of data is submitted for this field. PG&E's focus is currently on addressing larger data gaps and enhancements to reporting quality. Once these objectives are met, PG&E can re-assess actions needed for more complete data for this field | PG&E is taking actions to enhance the GIS Data Standard submission on a quarterly basis. Addressing the small percentage of missing values for this attribute will be explored after the overall submission product achieves a higher quality and becomes more sustainable. | Yes - Switches are identified as confidential information Physical facility, cyber-security sensitive, or critical energy infrastructure data. (See 18 C.F.R. § 388.113, see also Govt. Code § 6254(k), (ab); 6 U.S.C. § 131; 6 CFR § 29.2.)
Asset Point | Switchgear | CircuitName |  | Partial | This attribute contains the majority of the required data. There are several potential reasons why this data may not be present. For example, data may have been mis-captured originally or it may not export, join, or otherwise translate as intended when preparing the FGDB. | Majority of data is submitted for this field. PG&E's focus is currently on addressing larger data gaps and enhancements to reporting quality. Once these objectives are met, PG&E can re-assess actions needed for more complete data for this field. | PG&E is taking actions to enhance the GIS Data Standard submission on a quarterly basis. Addressing the small percentage of missing values for this attribute will be explored after the overall submission product achieves a higher quality and becomes more sustainable. | Yes - Switches are identified as confidential information Physical facility, cyber-security sensitive, or critical energy infrastructure data. (See 18 C.F.R. § 388.113, see also Govt. Code § 6254(k), (ab); 6 U.S.C. § 131; 6 CFR § 29.2.)
Asset Point | Switchgear | AssetLocation |  | Yes | This attribute contains the majority of the required data. There are several potential reasons why this data may not be present. For example, data may have been mis-captured originally or it may not export, join, or otherwise translate as intended when preparing the FGDB. | Majority of data is submitted for this field. PG&E's focus is currently on addressing larger data gaps and enhancements to reporting quality. Once these objectives are met, PG&E can re-assess actions needed for more complete data for this field | PG&E is taking actions to enhance the GIS Data Standard submission on a quarterly basis. Addressing the small percentage of missing values for this attribute will be explored after the overall submission product achieves a higher quality and becomes more sustainable. | Yes - Switches are identified as confidential information Physical facility, cyber-security sensitive, or critical energy infrastructure data. (See 18 C.F.R. § 388.113, see also Govt. Code § 6254(k), (ab); 6 U.S.C. § 131; 6 CFR § 29.2.)
Asset Point | Switchgear | AssociatedNominalVoltagekV |  | Partial | This attribute contains the majority of the required data. There are several potential reasons why this data may not be present. For example, data may have been mis-captured originally or it may not export, join, or otherwise translate as intended when preparing the FGDB. | Majority of data is submitted for this field. PG&E's focus is currently on addressing larger data gaps and enhancements to reporting quality. Once these objectives are met, PG&E can re-assess actions needed for more complete data for this field | PG&E is taking actions to enhance the GIS Data Standard submission on a quarterly basis. Addressing the small percentage of missing values for this attribute will be explored after the overall submission product achieves a higher quality and becomes more sustainable. | Yes - Physical facility, cyber-security sensitive, or critical energy infrastructure data protected from disclosure. (See 18 C.F.R. § 388.113, see also Govt. Code § 6254(k), (ab); 6 U.S.C. § 131; 6 CFR § 29.2.)
Asset Point | Switchgear | AssociatedOperatingVoltagekV |  | Yes | This attribute contains the majority of the required data. There are several potential reasons why this data may not be present. For example, data may have been mis-captured originally or it may not export, join, or otherwise translate as intended when preparing the FGDB. | Majority of data is submitted for this field. PG&E's focus is currently on addressing larger data gaps and enhancements to reporting quality. Once these objectives are met, PG&E can re-assess actions needed for more complete data for this field | PG&E is taking actions to enhance the GIS Data Standard submission on a quarterly basis. Addressing the small percentage of missing values for this attribute will be explored after the overall submission product achieves a higher quality and becomes more sustainable. | Yes - Physical facility, cyber-security sensitive, or critical energy infrastructure data protected from disclosure. (See 18 C.F.R. § 388.113, see also Govt. Code § 6254(k), (ab); 6 U.S.C. § 131; 6 CFR § 29.2.)
Asset Point | Switchgear | Manufacturer |  | Partial | There are switches installed throughout PG&E's territory that have been in service for 50+ years. When installed data was collected on paper records and this information was not captured. As switches are replaced this data is included. | PG&E is capturing this data as assets are replaced in the field and will continue to do so. PG&E would need to manually identify this information when installing an asset. Then this information would need to be logged into a system of record. For older switches not yet replaced, collecting such data may require digging into old construction/installation records which may or may not yield results. | If PG&E were to exhaustively collect this data (as opposed to letting the field operation team gradually identify and replace switches), it would likely take 10+ years as there are over 30,000 switches in PG&E's territory. Then, upon locating each switch, extensively research would be required as any given material code could have been supplied by a number of different manufacturers. PG&E has been able to make good progress to date based on natural replacements. | Yes - Switches are identified as confidential information Physical facility, cyber-security sensitive, or critical energy infrastructure data. (See 18 C.F.R. § 388.113, see also Govt. Code § 6254(k), (ab); 6 U.S.C. § 131; 6 CFR § 29.2.)
Asset Point | Switchgear | ModelNumber |  | Partial | Please see the availability explanations provided in the Manufacturer field. The same explanation is true for the ModelNumber field name. | Please see the procurement actions provided in the Manufacturer field. The same procurement actions are true for the ModelNumber field name. | Please see the timing explanation provided in the MakeandManufacturer field name. The same explanation is true for the ModelNumber field name. | Yes - Switches are identified as confidential information Physical facility, cyber-security sensitive, or critical energy infrastructure data. (See 18 C.F.R. § 388.113, see also Govt. Code § 6254(k), (ab); 6 U.S.C. § 131; 6 CFR § 29.2.)
Asset Point | Switchgear | LastInspectionDate |  | Partial | For this report, inspections, which are captured under the detailed (enhanced) inspection program, is the data PG&E is providing as the last inspection date for this field. It should be noted that PG&E has a variety of inspection programs underway all at different stages of data collection and reporting maturities. Switches, as well as dynamic protective devices (e.g., reclosers interrupters and sectionalizers), are all visually inspected as part of support structure inspections under the detailed (enhanced) inspection program that started in 2020. That means whenever a pole is inspected, all electric facilities will also be inspected. Currently, these inspections only cover overhead facilities. Other facility inspections are not yet organized in a format that can be included in these quarterly reports. | PG&E's reports will continue to include additional data as new inspections are performed and stored in a source system thus reducing any data gaps. | Since inspections are on different cycles, OEIS can expect to see increased data in subsequent reports. Cycle frequency is based on high-fire threat district as outlined in PG&E's 2021 WMP section 8.1.3. | Yes - Switches are identified as confidential information Physical facility, cyber-security sensitive, or critical energy infrastructure data. (See 18 C.F.R. § 388.113, see also Govt. Code § 6254(k), (ab); 6 U.S.C. § 131; 6 CFR § 29.2.)
Asset Point | Switchgear | LastMaintenanceDate |  | Partial | For maintenance on these facilities, PG&E looks for notifications created against these component’s IDs. Recognizing that a notification may have been written against the pole instead of the component, PG&E is also looking at notifications created against the component's corresponding pole and if a notification has been created for that corresponding pole and the notification marks the facility for maintenance work as the switch (or the recloser, interrupter, or sectionalizer), then it is also included in this report. | Not every switch or dynamic protective devices will have a notification generated indicating it needs maintenance. | Please see availability explanation, not every switch needs maintenance. Brining in maintenance date when inspectors have indicated maintenance. | Yes - Switches are identified as confidential information Physical facility, cyber-security sensitive, or critical energy infrastructure data. (See 18 C.F.R. § 388.113, see also Govt. Code § 6254(k), (ab); 6 U.S.C. § 131; 6 CFR § 29.2.)
Asset Point | Switchgear | InstallationDate |  | Partial | Currently, when most assets are replaced, this information is captured and stored in a centralized system of record. For certain assets, installationdate, and other data attributes, were originally captured via paper format and later converted to electronic format. This introduced the potential for errors or other data gaps. For assets not recently replaced, gaps remain present primarily because specific paper records are 1) not easily locatable, or 2) certain data points were not required to be collected when the asset was installed. Until these assets are replaced or otherwise dated, PG&E will have gaps for this data field. | PG&E will continue to update gaps that exist as assets are replaced. Additionally, per the Judge Alsup order on 08/07/2020, PG&E is to conduct research and record the age and installation date of certain critical transmission tower components. | An estimated timeframe of when all assets with installation date gaps are replaced is unpredictable. | Yes - Switches are identified as confidential information Physical facility, cyber-security sensitive, or critical energy infrastructure data. (See 18 C.F.R. § 388.113, see also Govt. Code § 6254(k), (ab); 6 U.S.C. § 131; 6 CFR § 29.2.)
Asset Point | Switchgear | InstallationYear |  | Partial | Please see the Installation Date field for the explanation. The same explanation applies for the Installation Year attribute. | The procurement action is to focus efforts on the collection of the Installation Date field. Collecting this data point will also yield the Installation Year attribute. Please see the data procurement actions provided under the Installation Date field. | See the 'Estimated delivery timeframe' explanation provided under the Installation Date field name. | Yes - Switches are identified as confidential information Physical facility, cyber-security sensitive, or critical energy infrastructure data. (See 18 C.F.R. § 388.113, see also Govt. Code § 6254(k), (ab); 6 U.S.C. § 131; 6 CFR § 29.2.)
Asset Point | Switchgear | EstimatedAge |  | Partial | PG&E is providing data for the EstimatedAge field using data generated as part of the AI-11 WMP program. The AI-11 program uses a variety of methods to generate estimated age data for assets, each method has a mean squared error which represents the methods’ accuracy and precision. PG&E uses the method with the lowest mean squared error to provide an estimated age for each individual asset. Currently PG&E is only able to provide the estimated age data in the Spatial Quarterly Data Report, as the schema defined by OEIS does not allow for inclusion of accuracy data. | PG&E is focusing efforts on the collection of the Installation Date field. Please see the installation date procurement actions provided under the Installation Date field Availability Explanations. | See the 'Estimated delivery timeframe' explanation provided under the Installation Date field name. | Yes - Switches are identified as confidential information Physical facility, cyber-security sensitive, or critical energy infrastructure data. (See 18 C.F.R. § 388.113, see also Govt. Code § 6254(k), (ab); 6 U.S.C. § 131; 6 CFR § 29.2.)
Asset Point | Switchgear | UsefulLifespan |  | No | This data is unavailable. There are many different manufactures for various assets and useful lifespan is not a data point commonly provided. An assets' lifespan is dependent on a number of factors including weather, installation location, animal interaction, etc. It is not uncommon for some assets to function in the field for 50+ years while others, like surge arrestors, last until struck by lightning as designed. PG&E replaces assets as needed with a risk-based approach. Replacements may result from but are not limited to the following: failures, standard changes, recalls, asset management analysis, or if inspections deem so. | Due to the reasons provided in the Availability Explanations, PG&E does not currently plan to provide this information in upcoming quarterly submissions. PG&E will continue to follow standards and procedures as well as risk based analysis around the different equipment types and when they are to be replaced. | See 'Data procurement actions' | Yes - Switches are identified as confidential information Physical facility, cyber-security sensitive, or critical energy infrastructure data. (See 18 C.F.R. § 388.113, see also Govt. Code § 6254(k), (ab); 6 U.S.C. § 131; 6 CFR § 29.2.)
Asset Point | Switchgear | ExemptionStatus |  | Partial | Per Cal Fire guidelines, PG&E has information as to which switches are exempt per PRC 4292, however, it is not logged in a system of record (SAP, GIS). The Grasshopper air switch is the only non-exempt distribution, overhead air switch. Capturing this data in a system of record is a goal for PG&E in the coming years. | There is an effort underway to identify these non exempt Grasshopper air switches and replace them with exempt counterparts. As they get replaced, PG&E is capturing this information for correction and addition into a system of record. In the meantime, PG&E is using the CALFIRE 2021 Fire Prevention Field Guide to develop a lookup table which can be used to map individual switch types, as they appear in EDGIS, to an exemption status. Using this method, PG&E was able to map majority of the switch data included in this submission to an exemption status. To map the remaining switches, further assessment of maps and system drawings is needed (e.g., determine whether individual disconnects are paired with reclosers or sectionalizers). | It is unclear at this time how quickly assessment of maps and drawings will translate into a more complete lookup table as described in the Data Procurement Action, but PG&E aims to make incremental quarterly progress on this field. | Yes - Switches are identified as confidential information Physical facility, cyber-security sensitive, or critical energy infrastructure data. (See 18 C.F.R. § 388.113, see also Govt. Code § 6254(k), (ab); 6 U.S.C. § 131; 6 CFR § 29.2.)
Asset Point | Switchgear | CurrentRating |  | Partial | This attribute contains the majority of the required data. There are several potential reasons why this data may not be present. For example, data may have been mis-captured originally or it may not export, join, or otherwise translate as intended when preparing the FGDB. | Majority of data is submitted for this field. PG&E's focus is currently on addressing larger data gaps and enhancements to reporting quality. Once these objectives are met, PG&E can re-assess actions needed for more complete data for this field | PG&E is taking actions to enhance the GIS Data Standard submission on a quarterly basis. Addressing the small percentage of missing values for this attribute will be explored after the overall submission product achieves a higher quality and becomes more sustainable. | Yes - Switches are identified as confidential information Physical facility, cyber-security sensitive, or critical energy infrastructure data. (See 18 C.F.R. § 388.113, see also Govt. Code § 6254(k), (ab); 6 U.S.C. § 131; 6 CFR § 29.2.)
Asset Point | Switchgear | AssetClass |  | Yes | N/A | N/A | N/A | Yes - Switches are identified as confidential information Physical facility, cyber-security sensitive, or critical energy infrastructure data. (See 18 C.F.R. § 388.113, see also Govt. Code § 6254(k), (ab); 6 U.S.C. § 131; 6 CFR § 29.2.)
Asset Point | Switchgear | SCADAEnabled |  | Yes | N/A | N/A | N/A | Yes - Switches are identified as confidential information Physical facility, cyber-security sensitive, or critical energy infrastructure data. (See 18 C.F.R. § 388.113, see also Govt. Code § 6254(k), (ab); 6 U.S.C. § 131; 6 CFR § 29.2.)
Asset Point | Switchgear | SwitchgearType |  | Partial | This attribute contains the majority of the required data. There are several potential reasons why this data may not be present. For example, data may have been mis-captured originally or it may not export, join, or otherwise translate as intended when preparing the FGDB. | Majority of data is submitted for this field. PG&E's focus is currently on addressing larger data gaps and enhancements to reporting quality. Once these objectives are met, PG&E can re-assess actions needed for more complete data for this field | PG&E is taking actions to enhance the GIS Data Standard submission on a quarterly basis. Addressing the small percentage of missing values for this attribute will be explored after the overall submission product achieves a higher quality and becomes more sustainable. | Yes - Switches are identified as confidential information Physical facility, cyber-security sensitive, or critical energy infrastructure data. (See 18 C.F.R. § 388.113, see also Govt. Code § 6254(k), (ab); 6 U.S.C. § 131; 6 CFR § 29.2.)
Asset Point | Switchgear | SwitchgearTypeComment |  | Partial | Comments provided as needed. | N/A | N/A | Yes - Switches are identified as confidential information Physical facility, cyber-security sensitive, or critical energy infrastructure data. (See 18 C.F.R. § 388.113, see also Govt. Code § 6254(k), (ab); 6 U.S.C. § 131; 6 CFR § 29.2.)
Asset Point | Switchgear | SwitchgearInsulatingMedium |  | Partial | PG&E has remapped its' underlying data for Transmission switches, and is providing data this quarter. | PG&E is exploring long-term IT and process-oriented solutions to produce the OEIS GIS Standard, with the objectives of improving submission quality while reducing the largely manual efforts experienced each quarter to meet this request. | PG&E is taking actions to enhance the GIS Data Standard submission on a quarterly basis. The integration of this field will depend on developments to process and technology integration as noted under 'Data procurement actions'. | Yes - Switches are identified as confidential information Physical facility, cyber-security sensitive, or critical energy infrastructure data. (See 18 C.F.R. § 388.113, see also Govt. Code § 6254(k), (ab); 6 U.S.C. § 131; 6 CFR § 29.2.)
Asset Point | Switchgear | HFTDClass |  | Yes | N/A | N/A | N/A | No
Asset Point | Transformer Site | TransformerSiteID |  | Yes | N/A | N/A | N/A | Yes - Physical facility, cyber-security sensitive, or critical energy infrastructure data protected from disclosure. (See 18 C.F.R. § 388.113, see also Govt. Code § 6254(k), (ab); 6 U.S.C. § 131; 6 CFR § 29.2.)
Asset Point | Transformer Site | SupportStructureID |  | Partial | Not all transformers are mounted on a support structure. Some transformers are housed on a foundation or are pad mounted. There are also transformers underground. This explains a portion of the data that lacks a SupportStructureID. Additionally, pole mounted transformers could lack an associated SupportStructureID in PG&E's systems of record for one of several reasons. Reasons may include but are not limited to: records are stored on paper or another form of media; manual error or oversight; asset was acquired when PG&E acquired another utility and records were not transferred. | Mapping, GIS, and Asset subject matter experts familiar with transformers and support structures should collaborate to better understand the underlying cause for the partial data gap. For example, if pad mounted transformers or transformers in substations explain the partial data gap, no further steps are needed, as these transformers do not have an associated support structure. However, if the associated SupportStructureID is in fact 'missing' from the underlying system of record, PG&E would need to determine methods of developing such data | Depending on the underlying cause for the partial data, delivery timeframe is variable (see data procurement actions). | Yes - Physical facility, cyber-security sensitive, or critical energy infrastructure data protected from disclosure. (See 18 C.F.R. § 388.113, see also Govt. Code § 6254(k), (ab); 6 U.S.C. § 131; 6 CFR § 29.2.)
Asset Point | Transformer Site | UtilityID |  | Yes | N/A | N/A | N/A | No
Asset Point | Transformer Site | AssetLocation |  | Yes | N/A | N/A | N/A | No
Asset Point | Transformer Site | InaBank |  | Yes | This attribute contains the majority of the required data. There are several potential reasons why this data may not be present. For example, data may have been mis-captured originally or it may not export, join, or otherwise translate as intended when preparing the FGDB. | Majority of data is submitted for this field. PG&E's focus is currently on addressing larger data gaps and enhancements to reporting quality. Once these objectives are met, PG&E can re-assess actions needed for more complete data for this field. PG&E is exploring long-term IT and process-oriented solutions to produce the OEIS GIS Standard, with the potential to connect formerly disparate data sources. | PG&E is taking actions to enhance the GIS Data Standard submission on a quarterly basis. Addressing the small percentage of missing values for this attribute will be explored after the overall submission product achieves a higher quality and becomes more sustainable. | Yes - Physical facility, cyber-security sensitive, or critical energy infrastructure data protected from disclosure. (See 18 C.F.R. § 388.113, see also Govt. Code § 6254(k), (ab); 6 U.S.C. § 131; 6 CFR § 29.2.)
Asset Point | Transformer Site | QuantityinBank |  | Yes | This attribute contains the majority of the required data. There are several potential reasons why this data may not be present. For example, data may have been mis-captured originally or it may not export, join, or otherwise translate as intended when preparing the FGDB. | Majority of data is submitted for this field. PG&E's focus is currently on addressing larger data gaps and enhancements to reporting quality. Once these objectives are met, PG&E can re-assess actions needed for more complete data for this field. PG&E is exploring long-term IT and process-oriented solutions to produce the OEIS GIS Standard, with the potential to connect formerly disparate data sources. | PG&E is taking actions to enhance the GIS Data Standard submission on a quarterly basis. Addressing the small percentage of missing values for this attribute will be explored after the overall submission product achieves a higher quality and becomes more sustainable. | Yes - Physical facility, cyber-security sensitive, or critical energy infrastructure data protected from disclosure. (See 18 C.F.R. § 388.113, see also Govt. Code § 6254(k), (ab); 6 U.S.C. § 131; 6 CFR § 29.2.)
Asset Point | Transformer Site | HFTDClass |  | Yes | N/A | N/A | N/A | No
Table (Asset Point) | Transformer Detail | AssetID |  | Yes | N/A | N/A | N/A | Yes - Physical facility, cyber-security sensitive, or critical energy infrastructure data protected from disclosure. (See 18 C.F.R. § 388.113, see also Govt. Code § 6254(k), (ab); 6 U.S.C. § 131; 6 CFR § 29.2.)
Table (Asset Point) | Transformer Detail | TransformerSiteID |  | Yes | N/A | N/A | N/A | Yes - Physical facility, cyber-security sensitive, or critical energy infrastructure data protected from disclosure. (See 18 C.F.R. § 388.113, see also Govt. Code § 6254(k), (ab); 6 U.S.C. § 131; 6 CFR § 29.2.)
Table (Asset Point) | Transformer Detail | UtilityID |  | Yes | N/A | N/A | N/A | No
Table (Asset Point) | Transformer Detail | SubstationID |  | Partial | This attribute contains the majority of the required data. There are several potential reasons why this data may not be present. For example, data may have been mis-captured originally or it may not export, join, or otherwise translate as intended when preparing the FGDB. | Majority of data is submitted for this field. PG&E's focus is currently on addressing larger data gaps and enhancements to reporting quality. Once these objectives are met, PG&E can re-assess actions needed for more complete data for this field PG&E is exploring long-term IT and process-oriented solutions to produce the OEIS GIS Standard, with the potential to connect formerly disparate data sources | PG&E is taking actions to enhance the GIS Data Standard submission on a quarterly basis. Addressing the small percentage of missing values for this attribute will be explored after the overall submission product achieves a higher quality and becomes more sustainable. | Yes - Physical facility, cyber-security sensitive, or critical energy infrastructure data protected from disclosure. (See 18 C.F.R. § 388.113, see also Govt. Code § 6254(k), (ab); 6 U.S.C. § 131; 6 CFR § 29.2.)
Table (Asset Point) | Transformer Detail | HighSideSegmentID |  | No | PG&E's GIS system does not use circuit segments, therefore this field is not applicable. | PG&E's GIS system does not use circuit segments, therefore this field is not applicable | PG&E's GIS system does not use circuit segments, therefore this field is not applicable | No
Table (Asset Point) | Transformer Detail | LowSideSegmentID |  | No | PG&E's GIS system does not use circuit segments, therefore this field is not applicable. | PG&E's GIS system does not use circuit segments, therefore this field is not applicable | PG&E's GIS system does not use circuit segments, therefore this field is not applicable | No
Table (Asset Point) | Transformer Detail | HighSideLineClass |  | Yes | N/A | N/A | N/A | Yes - Physical facility, cyber-security sensitive, or critical energy infrastructure data protected from disclosure. (See 18 C.F.R. § 388.113, see also Govt. Code § 6254(k), (ab); 6 U.S.C. § 131; 6 CFR § 29.2.)
Table (Asset Point) | Transformer Detail | LowSideLineClass |  | Partial | This attribute contains the majority of the required data. There are several potential reasons why this data may not be present. For example, data may have been mis-captured originally or it may not export, join, or otherwise translate as intended when preparing the FGDB. Additionally, some transformers do not have a valid Low Side Line Class choice because they provide power directly to buildings. | Majority of data is submitted for this field. PG&E's focus is currently on addressing larger data gaps and enhancements to reporting quality. Once these objectives are met, PG&E can re-assess actions needed for more complete data for this field | PG&E is taking actions to enhance the GIS Data Standard submission on a quarterly basis. Addressing the small percentage of missing values for this attribute will be explored after the overall submission product achieves a higher quality and becomes more sustainable. | Yes - Physical facility, cyber-security sensitive, or critical energy infrastructure data protected from disclosure. (See 18 C.F.R. § 388.113, see also Govt. Code § 6254(k), (ab); 6 U.S.C. § 131; 6 CFR § 29.2.)
Table (Asset Point) | Transformer Detail | CircuitID |  | Partial | This attribute contains the majority of the required data. There are several potential reasons why this data may not be present. For example, data may have been mis-captured originally or it may not export, join, or otherwise translate as intended when preparing the FGDB. | Majority of data is submitted for this field. PG&E's focus is currently on addressing larger data gaps and enhancements to reporting quality. Once these objectives are met, PG&E can re-assess actions needed for more complete data for this field | PG&E is taking actions to enhance the GIS Data Standard submission on a quarterly basis. Addressing the small percentage of missing values for this attribute will be explored after the overall submission product achieves a higher quality and becomes more sustainable. | No
Table (Asset Point) | Transformer Detail | CircuitName |  | Partial | This attribute contains the majority of the required data. There are several potential reasons why this data may not be present. For example, data may have been mis-captured originally or it may not export, join, or otherwise translate as intended when preparing the FGDB. | Majority of data is submitted for this field. PG&E's focus is currently on addressing larger data gaps and enhancements to reporting quality. Once these objectives are met, PG&E can re-assess actions needed for more complete data for this field | PG&E is taking actions to enhance the GIS Data Standard submission on a quarterly basis. Addressing the small percentage of missing values for this attribute will be explored after the overall submission product achieves a higher quality and becomes more sustainable. | No
Table (Asset Point) | Transformer Detail | Phases |  | Yes | This attribute contains the majority of the required data. There are several potential reasons why this data may not be present. For example, data may have been mis-captured originally or it may not export, join, or otherwise translate as intended when preparing the FGDB. | Majority of data is submitted for this field. PG&E's focus is currently on addressing larger data gaps and enhancements to reporting quality. Once these objectives are met, PG&E can re-assess actions needed for more complete data for this field | PG&E is taking actions to enhance the GIS Data Standard submission on a quarterly basis. Addressing the small percentage of missing values for this attribute will be explored after the overall submission product achieves a higher quality and becomes more sustainable. | No
Table (Asset Point) | Transformer Detail | AssociatedNominalVoltagekV |  | Partial | This attribute contains the majority of the required data. There are several potential reasons why this data may not be present. For example, data may have been mis-captured originally or it may not export, join, or otherwise translate as intended when preparing the FGDB. | Majority of data is submitted for this field. PG&E's focus is currently on addressing larger data gaps and enhancements to reporting quality. Once these objectives are met, PG&E can re-assess actions needed for more complete data for this field | PG&E is taking actions to enhance the GIS Data Standard submission on a quarterly basis. Addressing the small percentage of missing values for this attribute will be explored after the overall submission product achieves a higher quality and becomes more sustainable. | No
Table (Asset Point) | Transformer Detail | AssociatedOperatingVoltagekV |  | Partial | This attribute contains the majority of the required data. There are several potential reasons why this data may not be present. For example, data may have been mis-captured originally or it may not export, join, or otherwise translate as intended when preparing the FGDB. | Majority of data is submitted for this field. PG&E's focus is currently on addressing larger data gaps and enhancements to reporting quality. Once these objectives are met, PG&E can re-assess actions needed for more complete data for this field | PG&E is taking actions to enhance the GIS Data Standard submission on a quarterly basis. Addressing the small percentage of missing values for this attribute will be explored after the overall submission product achieves a higher quality and becomes more sustainable. | No
Table (Asset Point) | Transformer Detail | Manufacturer |  | Partial | There may be data gaps around some older equipment and related records. Older assets may lack associated data elements in PG&E's systems of record for one of several reasons. Reasons may include but are not limited to: records have been stored on paper or another form of media; manual error or oversight; the asset was acquired when PG&E acquired another utility and records were not transferred. Nowadays, transformers must have a name plate, so all names should be obtainable in the future. | This data is currently updated as transformers are replaced due to regular maintenance and replacement practices | PG&E replaces transformers through a variety of different initiatives including, but not limited to: proactively replacements which have historically replaced an average of 10-20 transformers per year (37 were replaced in 2021), emergency work, new customer installs, solar work, electric vehicle work, and bad voltage complaints. Since transformers are replaced through a number efforts, it is difficult to estimate when all transformers without manufacturer information will be updated in PG&E's record systems. | Yes - Physical facility, cyber-security sensitive, or critical energy infrastructure data protected from disclosure. (See 18 C.F.R. § 388.113, see also Govt. Code § 6254(k), (ab); 6 U.S.C. § 131; 6 CFR § 29.2.)
Table (Asset Point) | Transformer Detail | ModelNumber |  | Partial | This attribute contains the majority of the required data. There are several potential reasons why this data may not be present. For example, data may have been mis-captured originally or it may not export, join, or otherwise translate as intended when preparing the FGDB. | Majority of data is submitted for this field. PG&E's focus is currently on addressing larger data gaps and enhancements to reporting quality. Once these objectives are met, PG&E can re-assess actions needed for more complete data for this field | PG&E is taking actions to enhance the GIS Data Standard submission on a quarterly basis. Addressing the small percentage of missing values for this attribute will be explored after the overall submission product achieves a higher quality and becomes more sustainable. | Yes - Physical facility, cyber-security sensitive, or critical energy infrastructure data protected from disclosure. (See 18 C.F.R. § 388.113, see also Govt. Code § 6254(k), (ab); 6 U.S.C. § 131; 6 CFR § 29.2.)
Table (Asset Point) | Transformer Detail | LastInspectionDate |  | Partial | Transformers are inspected as part of a support structure inspection under the detailed (enhanced) inspection program that started in 2020. That means that whenever a pole is inspected, all electric facilities will also be inspected. Unfortunately, these kind of inspections only covers overhead facilities. Other facility inspections are not yet organized in a reportable way for these quarterly reports. | PG&E's reports will continue to include additional data as new inspections are performed and stored in a source system thus reducing any data gaps. | Since inspections are on different cycles, OEIS can expect to see increased data in subsequent reports. Cycle frequency is based on high-fire threat district as outlined in PG&E's 2021 WMP sections 7.3.4. 1 and 7.3.4.2. | Yes - Physical facility, cyber-security sensitive, or critical energy infrastructure data protected from disclosure. (See 18 C.F.R. § 388.113, see also Govt. Code § 6254(k), (ab); 6 U.S.C. § 131; 6 CFR § 29.2.)
Table (Asset Point) | Transformer Detail | LastMaintenanceDate |  | Partial | PG&E uses maintenance notifications to determine last maintenance date. These notifications are created against these component’s IDs, as well as against the pole the component is installed on. If a notification was created for the corresponding pole and the notification indicates maintenance work on the transformer, then it is also included in this report. | Not every transformer will have a notification generated indicating it needs maintenance | N/A | Yes - Physical facility, cyber-security sensitive, or critical energy infrastructure data protected from disclosure. (See 18 C.F.R. § 388.113, see also Govt. Code § 6254(k), (ab); 6 U.S.C. § 131; 6 CFR § 29.2.)
Table (Asset Point) | Transformer Detail | InstallationDate |  | Partial | This attribute contains the majority of the required data. There are several potential reasons why this data may not be present. For example, data may have been mis-captured originally or it may not export, join, or otherwise translate as intended when preparing the FGDB. | Majority of data is submitted for this field. PG&E's focus is currently on addressing larger data gaps and enhancements to reporting quality. Once these objectives are met, PG&E can re-assess actions needed for more complete data for this field | PG&E is taking actions to enhance the GIS Data Standard submission on a quarterly basis. Addressing the small percentage of missing values for this attribute will be explored after the overall submission product achieves a higher quality and becomes more sustainable. | Yes - Physical facility, cyber-security sensitive, or critical energy infrastructure data protected from disclosure. (See 18 C.F.R. § 388.113, see also Govt. Code § 6254(k), (ab); 6 U.S.C. § 131; 6 CFR § 29.2.)
Table (Asset Point) | Transformer Detail | InstallationYear |  | Partial | This attribute contains the majority of the required data. There are several potential reasons why this data may not be present. For example, data may have been mis-captured originally or it may not export, join, or otherwise translate as intended when preparing the FGDB. | Majority of data is submitted for this field. PG&E's focus is currently on addressing larger data gaps and enhancements to reporting quality. Once these objectives are met, PG&E can re-assess actions needed for more complete data for this field | PG&E is taking actions to enhance the GIS Data Standard submission on a quarterly basis. Addressing the small percentage of missing values for this attribute will be explored after the overall submission product achieves a higher quality and becomes more sustainable. | Yes - Physical facility, cyber-security sensitive, or critical energy infrastructure data protected from disclosure. (See 18 C.F.R. § 388.113, see also Govt. Code § 6254(k), (ab); 6 U.S.C. § 131; 6 CFR § 29.2.)
Table (Asset Point) | Transformer Detail | EstimatedAge |  | Partial | PG&E is providing data for the EstimatedAge field using data generated as part of the AI-11 WMP program. The AI-11 program uses a variety of methods to generate estimated age data for assets, each method has a mean squared error which represents the methods’ accuracy and precision. PG&E uses the method with the lowest mean squared error to provide an estimated age for each individual asset. Currently PG&E is only able to provide the estimated age data in the Spatial Quarterly Data Report, as the schema defined by OEIS does not allow for inclusion of accuracy data. | PG&E is focusing efforts on the collection of the Installation Date field. Please see the installation date procurement actions provided under the Installation Date field Availability Explanations. | See the 'Estimated delivery timeframe' explanation provided under the Installation Date field name. | Yes - Physical facility, cyber-security sensitive, or critical energy infrastructure data protected from disclosure. (See 18 C.F.R. § 388.113, see also Govt. Code § 6254(k), (ab); 6 U.S.C. § 131; 6 CFR § 29.2.)
Table (Asset Point) | Transformer Detail | UsefulLifespan |  | No | This data is unavailable. There are many different manufactures for various assets and useful lifespan is not a data point commonly provided. An assets' lifespan is dependent on a number of factors including weather, installation location, animal interaction, etc. It is not uncommon for some assets to function in the field for 50+ years while others, like surge arrestors, last until struck by lightning as designed. PG&E replaces assets as needed with a risk-based approach. Replacements may result from but are not limited to the following: failures, standard changes, recalls, asset management analysis, or if inspections deem so. | Due to the reasons provided in the Availability Explanations, PG&E does not currently plan to provide this information in upcoming quarterly submissions. PG&E will continue to follow standards and procedures as well as risk based analysis around the different equipment types and when they are to be replaced. | See 'Data procurement actions' | Yes - Physical facility, cyber-security sensitive, or critical energy infrastructure data protected from disclosure. (See 18 C.F.R. § 388.113, see also Govt. Code § 6254(k), (ab); 6 U.S.C. § 131; 6 CFR § 29.2.)
Table (Asset Point) | Transformer Detail | ExemptionStatus |  | Partial | PG&E is reporting transformer assets that are known to be exempt, per Cal Fire guidelines 2021 edition. For transformers not included in this guide PG&E is labeling Null. | PG&E was able to enhance this field by bringing in a status of yes through development of a lookup table. PG&E will continue ways to investigate and update unknown records | PG&E is taking actions to enhance the GIS Data Standard submission on a quarterly basis. The integration of this field will depend on developments to process and technology integration. | Yes - Physical facility, cyber-security sensitive, or critical energy infrastructure data protected from disclosure. (See 18 C.F.R. § 388.113, see also Govt. Code § 6254(k), (ab); 6 U.S.C. § 131; 6 CFR § 29.2.)
Table (Asset Point) | Transformer Detail | TransformerRating |  | Yes | N/A | N/A | N/A | Yes - Physical facility, cyber-security sensitive, or critical energy infrastructure data protected from disclosure. (See 18 C.F.R. § 388.113, see also Govt. Code § 6254(k), (ab); 6 U.S.C. § 131; 6 CFR § 29.2.)
Asset Point | Weather Station | StationID |  | Yes | N/A | N/A | N/A | No
Asset Point | Weather Station | UtilityID |  | Yes | N/A | N/A | N/A | No
Asset Point | Weather Station | InstallationDate |  | Yes | N/A | N/A | N/A | No
Asset Point | Weather Station | InstallationYear |  | Yes | N/A | N/A | N/A | No
Asset Point | Weather Station | EstimatedAge |  | No | N/A | N/A | N/A | No
Asset Point | Weather Station | LastMaintenanceDate |  | Yes | N/A | N/A | N/A | No
Asset Point | Weather Station | Placement |  | Yes | N/A | N/A | N/A | No
Asset Point | Weather Station | HasAnemometer |  | Yes | N/A | N/A | N/A | No
Asset Point | Weather Station | AnemometerHeight |  | Partial | N/A | N/A | N/A | No
Asset Point | Weather Station | HasFuelMoistureSensor |  | Yes | N/A | N/A | N/A | No
Asset Point | Weather Station | ObservationInterval |  | Yes | N/A | N/A | N/A | No
Asset Point | Weather Station | NFDRSCompliant |  | Yes | N/A | N/A | N/A | No
Asset Point | Weather Station | WeatherStationURL |  | Partial | N/A | N/A | N/A | No
Asset Point | Weather Station | HFTDClass |  | Yes | N/A | N/A | N/A | No
Initiative | Asset Inspection Line | AiID |  | Yes | [AI-06] Transmission Infrared: data provided | N/A | N/A | Yes - Information for 115 kV facilities or above voltage are considered confidential. Physical facility, cyber-security sensitive, or critical energy infrastructure data. (See 18 C.F.R. § 388.113, see also Govt. Code § 6254(k), (ab); 6 U.S.C. § 131; 6 CFR § 29.2.)
Initiative | Asset Inspection Line | UtilityID |  | Yes | N/A | N/A | N/A | No
Initiative | Asset Inspection Line | UMATID |  | Yes | N/A | N/A | N/A | Yes - Information for 115 kV facilities or above voltage are considered confidential. Physical facility, cyber-security sensitive, or critical energy infrastructure data. (See 18 C.F.R. § 388.113, see also Govt. Code § 6254(k), (ab); 6 U.S.C. § 131; 6 CFR § 29.2.)
Initiative | Asset Inspection Line | ActivityClass |  | Yes | N/A | N/A | N/A | No
Initiative | Asset Inspection Line | SegmentID |  | No | N/A | N/A | N/A | Yes - Information for 115 kV facilities or above voltage are considered confidential. Physical facility, cyber-security sensitive, or critical energy infrastructure data. (See 18 C.F.R. § 388.113, see also Govt. Code § 6254(k), (ab); 6 U.S.C. § 131; 6 CFR § 29.2.)
Initiative | Asset Inspection Line | CircuitID |  | Yes | N/A | N/A | N/A | Yes - Information for 115 kV facilities or above voltage are considered confidential. Physical facility, cyber-security sensitive, or critical energy infrastructure data. (See 18 C.F.R. § 388.113, see also Govt. Code § 6254(k), (ab); 6 U.S.C. § 131; 6 CFR § 29.2.)
Initiative | Asset Inspection Line | LineClass |  | Yes | N/A | N/A | N/A | No
Initiative | Asset Inspection Line | InspectionLocationOrAddress |  | No | N/A | N/A | N/A | Yes - Information for 115 kV facilities or above voltage are considered confidential. Physical facility, cyber-security sensitive, or critical energy infrastructure data. (See 18 C.F.R. § 388.113, see also Govt. Code § 6254(k), (ab); 6 U.S.C. § 131; 6 CFR § 29.2.)
Initiative | Asset Inspection Line | WMPInitiative |  | Yes | N/A | N/A | N/A | Yes - Information for 115 kV facilities or above voltage are considered confidential. Physical facility, cyber-security sensitive, or critical energy infrastructure data. (See 18 C.F.R. § 388.113, see also Govt. Code § 6254(k), (ab); 6 U.S.C. § 131; 6 CFR § 29.2.)
Initiative | Asset Inspection Line | WMPActivity |  | Yes | N/A | N/A | N/A | Yes - Information for 115 kV facilities or above voltage are considered confidential. Physical facility, cyber-security sensitive, or critical energy infrastructure data. (See 18 C.F.R. § 388.113, see also Govt. Code § 6254(k), (ab); 6 U.S.C. § 131; 6 CFR § 29.2.)
Initiative | Asset Inspection Line | ActivityDescription |  | Yes | N/A | N/A | N/A | Yes - Information for 115 kV facilities or above voltage are considered confidential. Physical facility, cyber-security sensitive, or critical energy infrastructure data. (See 18 C.F.R. § 388.113, see also Govt. Code § 6254(k), (ab); 6 U.S.C. § 131; 6 CFR § 29.2.)
Initiative | Asset Inspection Line | InspectionProgramName |  | Yes | N/A | N/A | N/A | Yes - Information for 115 kV facilities or above voltage are considered confidential. Physical facility, cyber-security sensitive, or critical energy infrastructure data. (See 18 C.F.R. § 388.113, see also Govt. Code § 6254(k), (ab); 6 U.S.C. § 131; 6 CFR § 29.2.)
Initiative | Asset Inspection Line | WMPSection |  | Yes | N/A | N/A | N/A | Yes - Information for 115 kV facilities or above voltage are considered confidential. Physical facility, cyber-security sensitive, or critical energy infrastructure data. (See 18 C.F.R. § 388.113, see also Govt. Code § 6254(k), (ab); 6 U.S.C. § 131; 6 CFR § 29.2.)
Initiative | Asset Inspection Line | UnitsRepresented |  | Yes | N/A | N/A | N/A | Yes - Information for 115 kV facilities or above voltage are considered confidential. Physical facility, cyber-security sensitive, or critical energy infrastructure data. (See 18 C.F.R. § 388.113, see also Govt. Code § 6254(k), (ab); 6 U.S.C. § 131; 6 CFR § 29.2.)
Initiative | Asset Inspection Line | InspectionStartDate |  | Yes | N/A | N/A | N/A | No
Initiative | Asset Inspection Line | InspectionEndDate |  | Yes | N/A | N/A | N/A | No
Initiative | Asset Inspection Line | PerformedBy |  | Yes | N/A | N/A | N/A | No
Initiative | Asset Inspection Line | PerformedByComment |  | No | Comments provided as needed | N/A | N/A | No
Initiative | Asset Inspection Line | InspectionType |  | Yes | N/A | N/A | N/A | No
Initiative | Asset Inspection Line | InspectionTypeComment |  | No | N/A | N/A | N/A | No
Initiative | Asset Inspection Line | InspectionComment |  | Yes | No comments to provide at this time. PG&E will provide notes and additional information upon receiving more guidance as to what is being sought by OEIS. | Please see 'availability explanations' comment. At this time, PG&E does not have additional comments to share and included in this submission. | Please see 'availability explanations' comment. At this time, PG&E does not have additional comments to share and included in this submission. | Yes - May contain information subject to the attorney client privilege or the work product doctrine or may be subject to ongoing investigation and analysis. (See e.g., Evid. Code § 954; Code Civ. Proc., § 2018.010 et seq.)
Initiative | Asset Inspection Line | FindingL1 |  | Yes | Findings are identified and labeled, as applicable; a value of "0" indicates no Finding (anomaly) was captured during the inspection activity | N/A | N/A | No
Initiative | Asset Inspection Line | FindingL2 |  | Yes | Findings are identified and labeled, as applicable; a value of "0" indicates no Finding (anomaly) was captured during the inspection activity | N/A | N/A | No
Initiative | Asset Inspection Line | FindingL3 |  | Yes | Findings are identified and labeled, as applicable; a value of "0" indicates no Finding (anomaly) was captured during the inspection activity | N/A | N/A | No
Initiative | Asset Inspection Line | InspectionMethod |  | Yes | N/A | N/A | N/A | No
Initiative | Asset Inspection Line | InspectionMethodComment |  | No | PG&E has provided comments as needed | N/A | N/A | No
Initiative | Asset Inspection Line | DataCaptureSensorType |  | Yes | N/A | N/A | N/A | Yes
Initiative | Asset Inspection Line | DataCaptureSensorTypeComment |  | Yes | N/A | N/A | N/A | Yes
Initiative | Asset Inspection Line | FieldNotes |  | Yes | N/A | N/A | N/A | Yes - May contain information subject to the attorney client privilege or the work product doctrine or may be subject to ongoing investigation and analysis. (See e.g., Evid. Code § 954; Code Civ. Proc., § 2018.010 et seq.)
Initiative | Asset Inspection Line | HFTDClass |  | Yes | N/A | N/A | N/A | No
Initiative | Asset Inspection Line | HFTDClassComment |  | Partial | N/A | N/A | N/A | No
Initiative | Asset Inspection Point | AiID |  | Yes | [AI-04, AI-07A & AI-07D] The quarterly data provided is a snapshot in time and given the dynamic nature of the portfolio, the actual may shift after the data is provided to Energy Safety on a quarterly basis due to asset re-inspection, updates to workplan, tier type change and removed, replaced or de-activated. Tabular inspection data is available at posted Table 1 of the WMP or upon request. [AI-04, AI-07A & AI-07D] Please note, we inspect support structures that may be later removed or replaced in the field and in our systems of record; therefore, when producing the quarterly submission the support structure is no longer active in our GIS and SAP systems to be reported spatially. [AI-04, AI-07A & AI-07D] In addition. | N/A | N/A | Yes - Physical facility, cyber-security sensitive, or critical energy infrastructure data protected from disclosure. (See 18 C.F.R. § 388.113, see also Govt. Code § 6254(k), (ab); 6 U.S.C. § 131; 6 CFR § 29.2.)
Initiative | Asset Inspection Point | UtilityID |  | Yes | N/A | N/A | N/A | No
Initiative | Asset Inspection Point | UMATID |  | Yes | N/A | N/A | N/A | Yes - Physical facility, cyber-security sensitive, or critical energy infrastructure data protected from disclosure. (See 18 C.F.R. § 388.113, see also Govt. Code § 6254(k), (ab); 6 U.S.C. § 131; 6 CFR § 29.2.)
Initiative | Asset Inspection Point | ActivityClass |  | Yes | N/A | N/A | N/A | No
Initiative | Asset Inspection Point | AssetID |  | Yes | N/A | N/A | N/A | Yes - Physical facility, cyber-security sensitive, or critical energy infrastructure data protected from disclosure. (See 18 C.F.R. § 388.113, see also Govt. Code § 6254(k), (ab); 6 U.S.C. § 131; 6 CFR § 29.2.)
Initiative | Asset Inspection Point | AssetFeature |  | Yes | N/A | N/A | N/A | Yes - Physical facility, cyber-security sensitive, or critical energy infrastructure data protected from disclosure. (See 18 C.F.R. § 388.113, see also Govt. Code § 6254(k), (ab); 6 U.S.C. § 131; 6 CFR § 29.2.)
Initiative | Asset Inspection Point | SegmentID |  | No | Where available, PG&E is providing CircuitID as the foreign key to the asset line features. | N/A - please see availability explanation | N/A - please see availability explanation | Yes - Physical facility, cyber-security sensitive, or critical energy infrastructure data protected from disclosure. (See 18 C.F.R. § 388.113, see also Govt. Code § 6254(k), (ab); 6 U.S.C. § 131; 6 CFR § 29.2.)
Initiative | Asset Inspection Point | CircuitID |  | Partial | This data may be unavailable due to original data capture issues, FGDB export or translation limitations, or because CircuitID has not historically been maintained at the support structure level. In some cases, a single pole may also be associated with multiple distribution circuits, making assignment of a single CircuitID difficult. | Majority of data is submitted for this field. PG&E's focus is currently on addressing larger data gaps and enhancements to reporting quality. Once these objectives are met, PG&E can re-assess actions needed for 100% complete data for this field | PG&E is taking actions to enhance the GIS Data Standard submission on a quarterly basis. Addressing the small percentage of missing values for this attribute will be explored after the overall submission product achieves a higher quality and becomes more sustainable. | Yes - Information for 115 kV facilities or above voltage are considered confidential. Physical facility, cyber-security sensitive, or critical energy infrastructure data. (See 18 C.F.R. § 388.113, see also Govt. Code § 6254(k), (ab); 6 U.S.C. § 131; 6 CFR § 29.2.)
Initiative | Asset Inspection Point | LineClass |  | Partial | [AI-07A & AI-07D]: Inspection activity is focused on the support structure, but will inspect the line/conductor mid-span in all directions as part of the inspection. PG&E inspects both primary and secondary lines for AI-07A & AI-07D, but due to technical limitations are unable to distinguish primary vs. secondary at this time. | See availability explanations | See availability explanations | No
Initiative | Asset Inspection Point | InspectionLocationOrAddress |  | Partial | PG&E primarily utilizes lat/long coordinates for inspection locations. Additional location information provided as available. | No further action required. Please refer to the lat/long fields to obtain location information for this inspections data PG&E will review what other location information may be available for future submissions | No further action required (see availability explanation and data procurement actions) PG&E will review what other location information may be available for future submissions | Yes - Physical facility, cyber-security sensitive, or critical energy infrastructure data protected from disclosure. (See 18 C.F.R. § 388.113, see also Govt. Code § 6254(k), (ab); 6 U.S.C. § 131; 6 CFR § 29.2.)
Initiative | Asset Inspection Point | WMPInitiative |  | Yes | N/A | N/A | N/A | Yes - Physical facility, cyber-security sensitive, or critical energy infrastructure data protected from disclosure. (See 18 C.F.R. § 388.113, see also Govt. Code § 6254(k), (ab); 6 U.S.C. § 131; 6 CFR § 29.2.)
Initiative | Asset Inspection Point | WMPActivity |  | Yes | N/A | N/A | N/A | Yes - Physical facility, cyber-security sensitive, or critical energy infrastructure data protected from disclosure. (See 18 C.F.R. § 388.113, see also Govt. Code § 6254(k), (ab); 6 U.S.C. § 131; 6 CFR § 29.2.)
Initiative | Asset Inspection Point | ActivityDescription |  | Yes | N/A | N/A | N/A | Yes - Physical facility, cyber-security sensitive, or critical energy infrastructure data protected from disclosure. (See 18 C.F.R. § 388.113, see also Govt. Code § 6254(k), (ab); 6 U.S.C. § 131; 6 CFR § 29.2.)
Initiative | Asset Inspection Point | InspectionProgramName |  | Yes | N/A | N/A | N/A | Yes - Physical facility, cyber-security sensitive, or critical energy infrastructure data protected from disclosure. (See 18 C.F.R. § 388.113, see also Govt. Code § 6254(k), (ab); 6 U.S.C. § 131; 6 CFR § 29.2.)
Initiative | Asset Inspection Point | WMPSection |  | Yes | N/A | N/A | N/A | Yes - Physical facility, cyber-security sensitive, or critical energy infrastructure data protected from disclosure. (See 18 C.F.R. § 388.113, see also Govt. Code § 6254(k), (ab); 6 U.S.C. § 131; 6 CFR § 29.2.)
Initiative | Asset Inspection Point | UnitsRepresented |  | Yes | N/A | N/A | N/A | No
Initiative | Asset Inspection Point | InspectionStartDate |  | Yes | N/A | N/A | N/A | No
Initiative | Asset Inspection Point | InspectionEndDate |  | Yes | N/A | N/A | N/A | No
Initiative | Asset Inspection Point | PerformedBy |  | Yes | N/A | N/A | N/A | No
Initiative | Asset Inspection Point | PerformedByComment |  | Yes | Comments provided as needed | N/A | N/A | No
Initiative | Asset Inspection Point | InspectionType |  | Yes | N/A | N/A | N/A | No
Initiative | Asset Inspection Point | InspectionTypeComment |  | Yes | Comments provided as needed | N/A | N/A | No
Initiative | Asset Inspection Point | InspectionComment |  | Yes | No comments to provide at this time. PG&E will provide notes and additional information upon receiving more guidance as to what is being sought by OEIS. | Please see 'availability explanations' comment. At this time, PG&E does not have additional comments to share and included in this submission. | Please see 'availability explanations' comment. At this time, PG&E does not have additional comments to share and included in this submission. | Yes - May contain information subject to the attorney client privilege or the work product doctrine or may be subject to ongoing investigation and analysis. (See e.g., Evid. Code § 954; Code Civ. Proc., § 2018.010 et seq.)
Initiative | Asset Inspection Point | FindingL1 |  | Yes | N/A | N/A | N/A | No
Initiative | Asset Inspection Point | FindingL2 |  | Yes | N/A | N/A | N/A | No
Initiative | Asset Inspection Point | FindingL3 |  | Yes | N/A | N/A | N/A | No
Initiative | Asset Inspection Point | InspectionMethod |  | Yes | [AI-04, AI-07A] : All drone and helicopter inspections are captured in a source system not designed to differentiate between the specific types of aerial inspection. As such, and given the domain value choices OEIS provides, 'Other, see comment' is most appropriate with the 'InspectionMethodComment' field listing 'Aerial: Drone or Helicopter' since either could be correct. If OEIS is interested in specific records, PG&E can manually derive this data upon further review, but based on the sheer volume of records, this manual effort is not feasible or sustainable each quarter. | Modification to how inspections are completed and captured in source system | PG&E is taking actions to enhance the GIS Data Standard submission on a quarterly basis. The integration of this field will depend on developments to process and technology integration | No
Initiative | Asset Inspection Point | InspectionMethodComment |  | Yes | PG&E has provided comments as required. | N/A | N/A | No
Initiative | Asset Inspection Point | DataCaptureSensorType |  | Yes | N/A | N/A | N/A | Yes - Physical facility, cyber-security sensitive, or critical energy infrastructure data protected from disclosure. (See 18 C.F.R. § 388.113, see also Govt. Code § 6254(k), (ab); 6 U.S.C. § 131; 6 CFR § 29.2.)
Initiative | Asset Inspection Point | DataCaptureSensorTypeComment |  | Yes | N/A | N/A | N/A | Yes - Physical facility, cyber-security sensitive, or critical energy infrastructure data protected from disclosure. (See 18 C.F.R. § 388.113, see also Govt. Code § 6254(k), (ab); 6 U.S.C. § 131; 6 CFR § 29.2.)
Initiative | Asset Inspection Point | FieldNotes |  | Yes | PG&E is providing a link to our PDF inspector forms that include detailed information of the inspection activity available upon request. Please note, the PDFs are not the inspection tool. | N/A | N/A | Yes - May contain information subject to the attorney client privilege or the work product doctrine or may be subject to ongoing investigation and analysis. (See e.g., Evid. Code § 954; Code Civ. Proc., § 2018.010 et seq.)
Initiative | Asset Inspection Point | HFTDClass |  | Yes | N/A | N/A | N/A | No
Initiative | Asset Inspection Polygon | AiID |  | No | PG&E does not have initiative data in this geometry to report. | N/A | N/A | Yes - Physical facility, cyber-security sensitive, or critical energy infrastructure data protected from disclosure. (See 18 C.F.R. § 388.113, see also Govt. Code § 6254(k), (ab); 6 U.S.C. § 131; 6 CFR § 29.2.)
Initiative | Asset Inspection Polygon | UtilityID |  | No | PG&E does not have initiative data in this geometry to report. | N/A | N/A | No
Initiative | Asset Inspection Polygon | UMATID |  | No | PG&E does not have initiative data in this geometry to report. | N/A | N/A | Yes - Physical facility, cyber-security sensitive, or critical energy infrastructure data protected from disclosure. (See 18 C.F.R. § 388.113, see also Govt. Code § 6254(k), (ab); 6 U.S.C. § 131; 6 CFR § 29.2.)
Initiative | Asset Inspection Polygon | ActivityClass |  | No | PG&E does not have initiative data in this geometry to report. | N/A | N/A | No
Initiative | Asset Inspection Polygon | AssetID |  | No | PG&E does not have initiative data in this geometry to report. | N/A | N/A | Yes - Physical facility, cyber-security sensitive, or critical energy infrastructure data protected from disclosure. (See 18 C.F.R. § 388.113, see also Govt. Code § 6254(k), (ab); 6 U.S.C. § 131; 6 CFR § 29.2.)
Initiative | Asset Inspection Polygon | AssetFeature |  | No | PG&E does not have initiative data in this geometry to report. | N/A | N/A | Yes - Physical facility, cyber-security sensitive, or critical energy infrastructure data protected from disclosure. (See 18 C.F.R. § 388.113, see also Govt. Code § 6254(k), (ab); 6 U.S.C. § 131; 6 CFR § 29.2.)
Initiative | Asset Inspection Polygon | SegmentID |  | No | PG&E does not have initiative data in this geometry to report. | N/A | N/A | Yes - Physical facility, cyber-security sensitive, or critical energy infrastructure data protected from disclosure. (See 18 C.F.R. § 388.113, see also Govt. Code § 6254(k), (ab); 6 U.S.C. § 131; 6 CFR § 29.2.)
Initiative | Asset Inspection Polygon | CircuitID |  | No | PG&E does not have initiative data in this geometry to report. | N/A | N/A | Yes - Information for 115 kV facilities or above voltage are considered confidential. Physical facility, cyber-security sensitive, or critical energy infrastructure data. (See 18 C.F.R. § 388.113, see also Govt. Code § 6254(k), (ab); 6 U.S.C. § 131; 6 CFR § 29.2.)
Initiative | Asset Inspection Polygon | LineClass |  | No | PG&E does not have initiative data in this geometry to report. | N/A | N/A | No
Initiative | Asset Inspection Polygon | WMPInitiative |  | No | PG&E does not have initiative data in this geometry to report. | N/A | N/A | Yes - Physical facility, cyber-security sensitive, or critical energy infrastructure data protected from disclosure. (See 18 C.F.R. § 388.113, see also Govt. Code § 6254(k), (ab); 6 U.S.C. § 131; 6 CFR § 29.2.)
Initiative | Asset Inspection Polygon | WMPActivity |  | No | PG&E does not have initiative data in this geometry to report. | N/A | N/A | Yes - Physical facility, cyber-security sensitive, or critical energy infrastructure data protected from disclosure. (See 18 C.F.R. § 388.113, see also Govt. Code § 6254(k), (ab); 6 U.S.C. § 131; 6 CFR § 29.2.) Customer information combined with GIS data may facilitate customer identification in violation of privacy rules. (See PUC § 8380; Civ. Code §§ 1798 et seq.; Govt. Code § 6254; D.14-05-016.)
Initiative | Asset Inspection Polygon | ActivityDescription |  | No | PG&E does not have initiative data in this geometry to report. | N/A | N/A | Yes - Physical facility, cyber-security sensitive, or critical energy infrastructure data protected from disclosure. (See 18 C.F.R. § 388.113, see also Govt. Code § 6254(k), (ab); 6 U.S.C. § 131; 6 CFR § 29.2.) Customer information combined with GIS data may facilitate customer identification in violation of privacy rules. (See PUC § 8380; Civ. Code §§ 1798 et seq.; Govt. Code § 6254; D.14-05-016.)
Initiative | Asset Inspection Polygon | InspectionProgramName |  | No | PG&E does not have initiative data in this geometry to report. | N/A | N/A | Yes - Physical facility, cyber-security sensitive, or critical energy infrastructure data protected from disclosure. (See 18 C.F.R. § 388.113, see also Govt. Code § 6254(k), (ab); 6 U.S.C. § 131; 6 CFR § 29.2.) Customer information combined with GIS data may facilitate customer identification in violation of privacy rules. (See PUC § 8380; Civ. Code §§ 1798 et seq.; Govt. Code § 6254; D.14-05-016.)
Initiative | Asset Inspection Polygon | WMPSection |  | No | PG&E does not have initiative data in this geometry to report. | N/A | N/A | Yes - Physical facility, cyber-security sensitive, or critical energy infrastructure data protected from disclosure. (See 18 C.F.R. § 388.113, see also Govt. Code § 6254(k), (ab); 6 U.S.C. § 131; 6 CFR § 29.2.)
Initiative | Asset Inspection Polygon | UnitsRepresented |  | No | PG&E does not have initiative data in this geometry to report. | N/A | N/A | Yes - Physical facility, cyber-security sensitive, or critical energy infrastructure data protected from disclosure. (See 18 C.F.R. § 388.113, see also Govt. Code § 6254(k), (ab); 6 U.S.C. § 131; 6 CFR § 29.2.)
Initiative | Asset Inspection Polygon | InspectionStartDate |  | No | PG&E does not have initiative data in this geometry to report. | N/A | N/A | No
Initiative | Asset Inspection Polygon | InspectionEndDate |  | No | PG&E does not have initiative data in this geometry to report. | N/A | N/A | No
Initiative | Asset Inspection Polygon | PerformedBy |  | No | PG&E does not have initiative data in this geometry to report. | N/A | N/A | No
Initiative | Asset Inspection Polygon | PerformedByComment |  | No | PG&E does not have initiative data in this geometry to report. | N/A | N/A | No
Initiative | Asset Inspection Polygon | InspectionType |  | No | PG&E does not have initiative data in this geometry to report. | N/A | N/A | No
Initiative | Asset Inspection Polygon | InspectionTypeComment |  | No | PG&E does not have initiative data in this geometry to report. | N/A | N/A | No
Initiative | Asset Inspection Polygon | InspectionComment |  | No | PG&E does not have initiative data in this geometry to report. | N/A | N/A | Yes - May contain information subject to the attorney client privilege or the work product doctrine or may be subject to ongoing investigation and analysis. (See e.g., Evid. Code § 954; Code Civ. Proc., § 2018.010 et seq.)
Initiative | Asset Inspection Polygon | FindingL1 |  | No | PG&E does not have initiative data in this geometry to report. | N/A | N/A | No
Initiative | Asset Inspection Polygon | FindingL2 |  | No | PG&E does not have initiative data in this geometry to report. | N/A | N/A | No
Initiative | Asset Inspection Polygon | FindingL3 |  | No | PG&E does not have initiative data in this geometry to report. | N/A | N/A | No
Initiative | Asset Inspection Polygon | InspectionMethod |  | No | PG&E does not have initiative data in this geometry to report. | N/A | N/A | No
Initiative | Asset Inspection Polygon | InspectionMethodComment |  | No | PG&E does not have initiative data in this geometry to report. | N/A | N/A | No
Initiative | Asset Inspection Polygon | DataCaptureSensorType |  | No | PG&E does not have initiative data in this geometry to report. | N/A | N/A | No
Initiative | Asset Inspection Polygon | DataCaptureSensorTypeComment |  | No | PG&E does not have initiative data in this geometry to report. | N/A | N/A | No
Initiative | Asset Inspection Polygon | FieldNotes |  | No | PG&E does not have initiative data in this geometry to report. | N/A | N/A | Yes - May contain information subject to the attorney client privilege or the work product doctrine or may be subject to ongoing investigation and analysis. (See e.g., Evid. Code § 954; Code Civ. Proc., § 2018.010 et seq.)
Initiative | Asset Inspection Polygon | HFTDClass |  | No | PG&E does not have initiative data in this geometry to report. | N/A | N/A | No
Initiative | Asset Inspection Polygon | HFTDClassComment |  | No | PG&E does not have initiative data in this geometry to report. | N/A | N/A | No
Initiative | Grid Hardening Line | GhID |  | Yes | [GH-04, GH-12, GH-14] For reporting system hardening data in the OEIS Data Standard, PG&E first attempts to bring data into the line geometry. When data does not format to the line dataset, it goes into the point dataset. [GH-11]: no data reporting in 2026 Q1 | N/A | N/A | Yes - Physical facility, cyber-security sensitive, or critical energy infrastructure data protected from disclosure. (See 18 C.F.R. § 388.113, see also Govt. Code § 6254(k), (ab); 6 U.S.C. § 131; 6 CFR § 29.2.)
Initiative | Grid Hardening Line | AssetLocation |  | Partial | [GH-14] Null is used when jobs are entirely removal work. | N/A | N/A | No
Initiative | Grid Hardening Line | UtilityID |  | Yes | N/A | N/A | N/A | No
Initiative | Grid Hardening Line | UMATID |  | Yes | N/A | N/A | N/A | Yes - Physical facility, cyber-security sensitive, or critical energy infrastructure data protected from disclosure. (See 18 C.F.R. § 388.113, see also Govt. Code § 6254(k), (ab); 6 U.S.C. § 131; 6 CFR § 29.2.)
Initiative | Grid Hardening Line | SegmentID |  | No | Per OEIS' guidelines and Field Description for SegmentID, PG&E is supplying data in the CircuitID field. | N/A | N/A | Yes - Physical facility, cyber-security sensitive, or critical energy infrastructure data protected from disclosure. (See 18 C.F.R. § 388.113, see also Govt. Code § 6254(k), (ab); 6 U.S.C. § 131; 6 CFR § 29.2.)
Initiative | Grid Hardening Line | CircuitID |  | Yes | This attribute contains the majority of the required data. There are several potential reasons why this data may not be present. For example, data may have been mis-captured originally or it may not export, join, or otherwise translate as intended when preparing the FGDB. | Majority of data is submitted for this field. PG&E's focus is currently on addressing larger data gaps and enhancements to reporting quality. Once these objectives are met, PG&E can re-assess actions needed for 100% complete data for this field | PG&E is taking actions to enhance the GIS Data Standard submission on a quarterly basis. Addressing the small percentage of missing values for this attribute will be explored after the overall submission product achieves a higher quality and becomes more sustainable. | Yes - Physical facility, cyber-security sensitive, or critical energy infrastructure data protected from disclosure. (See 18 C.F.R. § 388.113, see also Govt. Code § 6254(k), (ab); 6 U.S.C. § 131; 6 CFR § 29.2.)
Initiative | Grid Hardening Line | LineClass |  | Yes | N/A | N/A | N/A | No
Initiative | Grid Hardening Line | GridHardeningLocationOrAddress |  | No | [GH-04, GH-12, GH-14] no value provided as project work was conducted over multiple line segments | N/A | N/A | Yes - Physical facility, cyber-security sensitive, or critical energy infrastructure data protected from disclosure. (See 18 C.F.R. § 388.113, see also Govt. Code § 6254(k), (ab); 6 U.S.C. § 131; 6 CFR § 29.2.)
Initiative | Grid Hardening Line | WMPInitiative |  | Yes | N/A | N/A | N/A | Yes - Physical facility, cyber-security sensitive, or critical energy infrastructure data protected from disclosure. (See 18 C.F.R. § 388.113, see also Govt. Code § 6254(k), (ab); 6 U.S.C. § 131; 6 CFR § 29.2.)
Initiative | Grid Hardening Line | WMPActivity |  | Yes | N/A | N/A | N/A | Yes - Physical facility, cyber-security sensitive, or critical energy infrastructure data protected from disclosure. (See 18 C.F.R. § 388.113, see also Govt. Code § 6254(k), (ab); 6 U.S.C. § 131; 6 CFR § 29.2.)
Initiative | Grid Hardening Line | ActivityDescription |  | Yes | N/A | N/A | N/A | Yes - Physical facility, cyber-security sensitive, or critical energy infrastructure data protected from disclosure. (See 18 C.F.R. § 388.113, see also Govt. Code § 6254(k), (ab); 6 U.S.C. § 131; 6 CFR § 29.2.)
Initiative | Grid Hardening Line | WMPSection |  | Yes | N/A | N/A | N/A | Yes - Physical facility, cyber-security sensitive, or critical energy infrastructure data protected from disclosure. (See 18 C.F.R. § 388.113, see also Govt. Code § 6254(k), (ab); 6 U.S.C. § 131; 6 CFR § 29.2.)
Initiative | Grid Hardening Line | DescriptionOfWork |  | Yes | [GH-12 and GH-04] In the 2026–2028 Wildfire Mitigation Plan (WMP) cycle, the System Hardening initiative and target structure was updated to establish a one‑to‑one alignment between each mitigation target and its corresponding WMP Initiative Section and activity description. As a result, hybrid jobs (contains both Undergrounding and Overhead Covered Conductor) may be reported under multiple initiatives. However, progress toward each WMP commitment is measured and reported in UnitsRepresented only against the applicable commitment—for example, underground miles toward GH‑04 and overhead miles toward GH‑12. PG&E offers a hybrid activity descriptor in DescriptionofWork (Hybrid project): Covered conductor installation and undergrounding of electric lines and/or equipment; | N/A | N/A | Yes - May contain information subject to the attorney client privilege or the work product doctrine or may be subject to ongoing investigation and analysis. (See e.g., Evid. Code § 954; Code Civ. Proc., § 2018.010 et seq.)
Initiative | Grid Hardening Line | WorkOrderNumber |  | No | N/A | N/A | N/A | Yes - May contain information subject to the attorney client privilege or the work product doctrine or may be subject to ongoing investigation and analysis. (See e.g., Evid. Code § 954; Code Civ. Proc., § 2018.010 et seq.)
Initiative | Grid Hardening Line | WorkOrderFacility |  | No | N/A | N/A | N/A | Yes - May contain information subject to the attorney client privilege or the work product doctrine or may be subject to ongoing investigation and analysis. (See e.g., Evid. Code § 954; Code Civ. Proc., § 2018.010 et seq.)
Initiative | Grid Hardening Line | WorkOrderPriority |  | No | N/A | N/A | N/A | Yes - May contain information subject to the attorney client privilege or the work product doctrine or may be subject to ongoing investigation and analysis. (See e.g., Evid. Code § 954; Code Civ. Proc., § 2018.010 et seq.)
Initiative | Grid Hardening Line | WorkOrderResolution |  | No | N/A | N/A | N/A | Yes - May contain information subject to the attorney client privilege or the work product doctrine or may be subject to ongoing investigation and analysis. (See e.g., Evid. Code § 954; Code Civ. Proc., § 2018.010 et seq.)
Initiative | Grid Hardening Line | UndergroundingFacility |  | No | N/A | N/A | N/A | Yes - May contain information subject to the attorney client privilege or the work product doctrine or may be subject to ongoing investigation and analysis. (See e.g., Evid. Code § 954; Code Civ. Proc., § 2018.010 et seq.)
Initiative | Grid Hardening Line | FieldNotes |  | Partial | [GH-04]: provided when available [GH-11]: no data reporting in 2026 Q1 [GH-12]: provided [GH-14]: provided when available | [GH-06] Data not provided; evaluating methodology to report in Q2 | PG&E will continue to make efforts to qualitatively enhance this attribute | Yes - May contain information subject to the attorney client privilege or the work product doctrine or may be subject to ongoing investigation and analysis. (See e.g., Evid. Code § 954; Code Civ. Proc., § 2018.010 et seq.)
Initiative | Grid Hardening Line | UnitsRepresented |  | Yes | Please see 'Description of Work' attribute for most accurate itemization of activity's linear footage. This field may be intentionally blank as PG&E data is non-numerical to differentiate work location. [GH-04, GH-12, GH-14] We're providing the UnitsRepresented as miles. | N/A | N/A | Yes - Physical facility, cyber-security sensitive, or critical energy infrastructure data protected from disclosure. (See 18 C.F.R. § 388.113, see also Govt. Code § 6254(k), (ab); 6 U.S.C. § 131; 6 CFR § 29.2.)
Initiative | Grid Hardening Line | StartDate |  | Yes | [GH-04, GH-12, GH-14]: Dates shared are provisional, and may change in future datasets. | N/A | N/A | No
Initiative | Grid Hardening Line | EndDate |  | Yes | [GH-04, GH-12, GH-14]: Dates shared are provisional, and may change in future datasets. | N/A | N/A | No
Initiative | Grid Hardening Line | LineDeenergized |  | No | Grid hardening projects do not track de-energization as a specific data point. PG&E started applying general 'Yes' or 'No' values, but it should be noted that these are just based off of common work processes. OEIS to advise if generally applying 'Yes' or 'No' assumptions are appropriate or if field should be left null. [GH-04, GH-12, GH-14]: This field is not a 'Yes' or 'No' answer. Typically, lines are de-energized (i.e., clearances) to do work on critical components and phases of projects. These planned outages are targeted and short in duration as compared to the extended duration of these construction projects. | Majority of data is submitted for this field. PG&E's focus is currently on addressing larger data gaps and enhancements to reporting quality. Once these objectives are met, PG&E can re-assess actions needed for 100% complete data for this field | PG&E is taking actions to enhance the GIS Data Standard submission on a quarterly basis. Addressing the small percentage of missing values for this attribute will be explored after the overall submission product achieves a higher quality and becomes more sustainable. | No
Initiative | Grid Hardening Line | PerformedBy |  | Partial | There are several potential reasons why this data may not be present. For example, data may have been mis-captured originally (or not captured) or it may not export, join, or otherwise translate as intended when preparing the FGDB. Additionally, planned work is being scoped and details may not be known when this report is generated. | Majority of data is submitted for this field. PG&E's focus is currently on addressing larger data gaps and enhancements to reporting quality. Once these objectives are met, PG&E can re-assess actions needed for 100% complete data for this field | No further action required (see availability explanation) | No
Initiative | Grid Hardening Line | PerformedByComment |  | Partial | PG&E has added any needed comments per the instructions. Any null values present are because a comment is not needed. | No further action required (see availability explanation) | N/A | No
Initiative | Grid Hardening Line | HFTDClass |  | Yes | [GH-06, GH-04, GH-12, GH-14] Records listed as Non-HFTD are in PG&E designated HFRA zones. | N/A | N/A | No
Initiative | Grid Hardening Line | HFTDClassComment |  | No | N/A | N/A | N/A | No
Initiative | Grid Hardening Point | GhID |  | Yes | N/A | N/A | N/A | Yes - Physical facility, cyber-security sensitive, or critical energy infrastructure data protected from disclosure. (See 18 C.F.R. § 388.113, see also Govt. Code § 6254(k), (ab); 6 U.S.C. § 131; 6 CFR § 29.2.)
Initiative | Grid Hardening Point | AssetLocation |  | Partial | [GH-04, GH-12] Projects could involve both overhead and underground work on the same project. However, the domain choices don't provide an option of both overhead and underground. [GH-14] Since this project represents line removal, this field is left null. [GH-06] Shunt Splice installation: All data provided | N/A | N/A | No
Initiative | Grid Hardening Point | UtilityID |  | Yes | N/A | N/A | N/A | No
Initiative | Grid Hardening Point | UMATID |  | Yes | N/A | N/A | N/A | Yes - Physical facility, cyber-security sensitive, or critical energy infrastructure data protected from disclosure. (See 18 C.F.R. § 388.113, see also Govt. Code § 6254(k), (ab); 6 U.S.C. § 131; 6 CFR § 29.2.)
Initiative | Grid Hardening Point | AssetID |  | Partial | PG&E attempts to join in the Asset ID information from the appropriate asset point and asset line feature classes. However, this is not always possible because the jobs' associated asset IDs might not be available in PG&E's GIS system until the work has been processed by clerical and mapped by electric GIS mapping technicians. [GH-01, GH-04, GH-12] field is N/A. There are hundreds of assets represented in each GhLogID and no specific device can be easily traced. [GH-06] Tx Shunt Splice Install: Data provided; multiple support structure AssetIDs per Circuit are provided where installation activity takes place [GM-03] PG&E inspects support structures that are later removed or replaced in the field and in our systems of record; therefore, when producing the quarterly submission the support structure is no longer active in our GIS and SAP systems to be reported spatially. [GM-14] Service Breakaway Connector - PG&E does not routinely issue asset IDs to parts such as Service Breakaway Connectors, therefore this column is left null. | PG&E's focus is currently on addressing larger data gaps and enhancements to reporting quality. Once these objectives are met, PG&E can re-assess actions needed for 100% complete data for this field | PG&E is taking actions to enhance the GIS Data Standard submission on a quarterly basis. | Yes - Physical facility, cyber-security sensitive, or critical energy infrastructure data protected from disclosure. (See 18 C.F.R. § 388.113, see also Govt. Code § 6254(k), (ab); 6 U.S.C. § 131; 6 CFR § 29.2.)
Initiative | Grid Hardening Point | AssetFeature |  | Partial | Not all devices involved in Gird Hardening datasets links back to OEIS' defined Asset Feature Classes and therefore there is no AssetFeature selection that is valid. | Please see availability explanations. | Please see availability explanations. | Yes - Physical facility, cyber-security sensitive, or critical energy infrastructure data protected from disclosure. (See 18 C.F.R. § 388.113, see also Govt. Code § 6254(k), (ab); 6 U.S.C. § 131; 6 CFR § 29.2.)
Initiative | Grid Hardening Point | SegmentID |  | No | Per OEIS' directions PG&E is instead supplying data in the CircuitID field. | N/A | N/A | Yes - Physical facility, cyber-security sensitive, or critical energy infrastructure data protected from disclosure. (See 18 C.F.R. § 388.113, see also Govt. Code § 6254(k), (ab); 6 U.S.C. § 131; 6 CFR § 29.2.)
Initiative | Grid Hardening Point | CircuitID |  | Partial | [GH-04, GH-12] Data provided as it is collected. Please note, there is a lag between project added to the workplan, and asset data being available. [GH-06] Tx Shunt Splice Install - data provided | N/A | N/A | Yes - Physical facility, cyber-security sensitive, or critical energy infrastructure data protected from disclosure. (See 18 C.F.R. § 388.113, see also Govt. Code § 6254(k), (ab); 6 U.S.C. § 131; 6 CFR § 29.2.)
Initiative | Grid Hardening Point | LineClass |  | Yes | [GH-04, GH-12] System Hardening Distribution: Data Provided [GH-06] Tx Shunt Splice install: data provided | N/A | N/A | No
Initiative | Grid Hardening Point | GridHardeningLocationOrAddress |  | No | This data is partially provided. There are several potential reasons why this data may not be present. For example, data may have been mis-captured originally or it may not export, join, or otherwise translate as intended when preparing the FGDB. PG&E primarily utilizes lat/long coordinates for grid hardening locations | No further action required. Please refer to the lat/long fields to obtain location information for this hardening data. PG&E will review what other location information may be available for future submissions. | No further action required (see availability explanation and data procurement actions). PG&E will review what other location information may be available for future submissions. | Yes - Physical facility, cyber-security sensitive, or critical energy infrastructure data protected from disclosure. (See 18 C.F.R. § 388.113, see also Govt. Code § 6254(k), (ab); 6 U.S.C. § 131; 6 CFR § 29.2.)
Initiative | Grid Hardening Point | WMPInitiative |  | Yes | N/A | N/A | N/A | Yes - Physical facility, cyber-security sensitive, or critical energy infrastructure data protected from disclosure. (See 18 C.F.R. § 388.113, see also Govt. Code § 6254(k), (ab); 6 U.S.C. § 131; 6 CFR § 29.2.)
Initiative | Grid Hardening Point | WMPActivity |  | Yes | N/A | N/A | N/A | Yes - Physical facility, cyber-security sensitive, or critical energy infrastructure data protected from disclosure. (See 18 C.F.R. § 388.113, see also Govt. Code § 6254(k), (ab); 6 U.S.C. § 131; 6 CFR § 29.2.) Customer information combined with GIS data may facilitate customer identification in violation of privacy rules. (See PUC § 8380; Civ. Code §§ 1798 et seq.; Govt. Code § 6254; D.14-05-016.)
Initiative | Grid Hardening Point | ActivityDescription |  | Partial | N/A | N/A | N/A | Yes - Physical facility, cyber-security sensitive, or critical energy infrastructure data protected from disclosure. (See 18 C.F.R. § 388.113, see also Govt. Code § 6254(k), (ab); 6 U.S.C. § 131; 6 CFR § 29.2.) Customer information combined with GIS data may facilitate customer identification in violation of privacy rules. (See PUC § 8380; Civ. Code §§ 1798 et seq.; Govt. Code § 6254; D.14-05-016.)
Initiative | Grid Hardening Point | WMPSection |  | Yes | N/A | N/A | N/A | Yes - Physical facility, cyber-security sensitive, or critical energy infrastructure data protected from disclosure. (See 18 C.F.R. § 388.113, see also Govt. Code § 6254(k), (ab); 6 U.S.C. § 131; 6 CFR § 29.2.) Customer information combined with GIS data may facilitate customer identification in violation of privacy rules. (See PUC § 8380; Civ. Code §§ 1798 et seq.; Govt. Code § 6254; D.14-05-016.)
Initiative | Grid Hardening Point | DescriptionOfWork |  | Yes | [GH-12 and GH-04] In the 2026–2028 Wildfire Mitigation Plan (WMP) cycle, the System Hardening initiative and target structure was updated to establish a one‑to‑one alignment between each mitigation target and its corresponding WMP Initiative Section and activity description. As a result, hybrid jobs may be reported under multiple initiatives. However, progress toward each WMP commitment is measured and reported in UnitsRepresented only against the applicable commitment—for example, underground miles toward GH‑04 and overhead miles toward GH‑12. PG&E offers four hybrid activity descriptors in DescriptionofWork: (1) Hybrid project: Covered conductor installation and undergrounding of electric lines and/or equipment; (2) Hybrid project: Removal and retirement of OH conductor and undergrounding of electric lines and/or equipment; (3) Hybrid project: Covered conductor installation and removal and retirement of OH conductor; and (4) Hybrid project: Covered conductor installation, removal and retirement of OH conductor, and undergrounding of electric lines and/or equipment. | N/A | N/A | Yes - May contain information subject to the attorney client privilege or the work product doctrine or may be subject to ongoing investigation and analysis. (See e.g., Evid. Code § 954; Code Civ. Proc., § 2018.010 et seq.)
Initiative | Grid Hardening Point | WorkOrderNumber |  | Partial | [GM-14] Service Breakaway Connector - The type of work order used by the Service Breakaway Connector program are not written against notified conditions on our electrical system. Instead this program uses electrical reliability notifications, therefore WorkOrderNumber and WorkOrderPriority are null. | N/A | N/A | Yes - May contain information subject to the attorney client privilege or the work product doctrine or may be subject to ongoing investigation and analysis. (See e.g., Evid. Code § 954; Code Civ. Proc., § 2018.010 et seq.)
Initiative | Grid Hardening Point | WorkOrderFacility |  | Partial | N/A | N/A | N/A | Yes - May contain information subject to the attorney client privilege or the work product doctrine or may be subject to ongoing investigation and analysis. (See e.g., Evid. Code § 954; Code Civ. Proc., § 2018.010 et seq.)
Initiative | Grid Hardening Point | WorkOrderPriority |  | Partial | [GM-03] data provided: reference PG&E WMP table 8.6.2-2: Electric Notifications Priority Levels [GM-14] Service Breakaway Connector - The type of work order used by the Service Breakaway Connector program are not written against notified conditions on our electrical system. Instead this program uses electrical reliability notifications, therefore WorkOrderNumber and WorkOrderPriority are null. [GH-06] N/A - a Shunt Splice notification is classified as a "P-tag" and does not have a due date and is not subject to GO95 governance | N/A | N/A | Yes - May contain information subject to the attorney client privilege or the work product doctrine or may be subject to ongoing investigation and analysis. (See e.g., Evid. Code § 954; Code Civ. Proc., § 2018.010 et seq.)
Initiative | Grid Hardening Point | WorkOrderResolution |  | Partial | N/A | N/A | N/A | Yes - May contain information subject to the attorney client privilege or the work product doctrine or may be subject to ongoing investigation and analysis. (See e.g., Evid. Code § 954; Code Civ. Proc., § 2018.010 et seq.)
Initiative | Grid Hardening Point | UndergroundingFacility |  | Partial | N/A | N/A | N/A | Yes - May contain information subject to the attorney client privilege or the work product doctrine or may be subject to ongoing investigation and analysis. (See e.g., Evid. Code § 954; Code Civ. Proc., § 2018.010 et seq.)
Initiative | Grid Hardening Point | FieldNotes |  | Partial | Provided for programs GH-04, GH-06, GH-12, GH-14 and GM-03 where available | N/A | PG&E will continue to make efforts to qualitatively enhance this attribute GM-06: Q1 2026 | Yes - May contain information subject to the attorney client privilege or the work product doctrine or may be subject to ongoing investigation and analysis. (See e.g., Evid. Code § 954; Code Civ. Proc., § 2018.010 et seq.) Customer information combined with GIS data may facilitate customer identification in violation of privacy rules. (See PUC § 8380; Civ. Code §§ 1798 et seq.; Govt. Code § 6254; D.14-05-016.)
Initiative | Grid Hardening Point | UnitsRepresented |  | Yes | [GH-04, GH-12, GH-14]: We're providing the UnitsRepresented in miles for 2026-2028 WMP reporting. [GM-14] Service Breakaway Connector - For the GM-14 program each notification is written against all electrical service drops present on the support structure. The UnitsRepresented column is being used to identify the specific number of Service Breakaway Connectors that are installed on each support structure. [GH-06] number of splices installed Ahead of Line (AOL) and Back of Line (BOL), at support structure reported, as indicated in Field Notes attribute | N/A | N/A | Yes - Physical facility, cyber-security sensitive, or critical energy infrastructure data protected from disclosure. (See 18 C.F.R. § 388.113, see also Govt. Code § 6254(k), (ab); 6 U.S.C. § 131; 6 CFR § 29.2.)
Initiative | Grid Hardening Point | StartDate |  | Yes | This attribute contains the majority of the required data. There are several potential reasons why this data may not be present. For example, data may have been mis-captured originally or it may not export, join, or otherwise translate as intended when preparing the FGDB. Planned data may also not have a confirmed start date at the time this report was created. [GH-04, GH-12, GH-14]: Until work has been mapped in PG&Es source system (GIS), dates available and shared are the preliminary dates that were set during planning and construction and are only targets. Additionally, since some jobs are short duration, they may not undergo the traditional planned scheduling process and thus there is not an estimated start and end date captured. | Majority of data is submitted for this field. PG&E's focus is currently on addressing larger data gaps and enhancements to reporting quality. Once these objectives are met, PG&E can re-assess actions needed for 100% complete data for this field | PG&E is taking actions to enhance the GIS Data Standard submission on a quarterly basis. Addressing the small percentage of missing values for this attribute will be explored after the overall submission product achieves a higher quality and becomes more sustainable. | No
Initiative | Grid Hardening Point | EndDate |  | Yes | This attribute contains the majority of the required data. There are several potential reasons why this data may not be present. For example, data may have been mis-captured originally or it may not export, join, or otherwise translate as intended when preparing the FGDB. Planned or in progress data will not have an end date. [GH-04, GH-12, GH-14]: Until work has been mapped in PG&Es source system (GIS), dates available and shared are the preliminary dates that were set during planning and construction and are only targets. Additionally, since some jobs are short duration, they may not undergo the traditional planned scheduling process and thus there is not an estimated start and end date captured. [GH-10] Non-Exempt Expulsion Fuse - Removal: Data for this work type indicates the start of field work. Generally the Start Date and End Date are the same date due to the short duration of this work type. [GM-06] DCD - data provided | Majority of data is submitted for this field. PG&E's focus is currently on addressing larger data gaps and enhancements to reporting quality. Once these objectives are met, PG&E can re-assess actions needed for 100% complete data for this field | PG&E is taking actions to enhance the GIS Data Standard submission on a quarterly basis. Addressing the small percentage of missing values for this attribute will be explored after the overall submission product achieves a higher quality and becomes more sustainable. | No
Initiative | Grid Hardening Point | LineDeenergized |  | Partial | Grid hardening projects do not track de-energization as a specific data point. PG&E started applying general 'Yes' or 'No' values for some programs, but it should be noted that these are just based off of common work processes. OEIS is to advise if generally applying 'Yes' or 'No' assumptions are appropriate or if field should be left null. [GH-04, GH-12, GH-14] Not a 'Yes' or 'No' answer. Typically, lines are de-energized (i.e., clearances) to do work on critical components and phases of projects. These planned outages are targeted and short in duration as compared to the extended duration of these construction projects. [GH-10] Non-Exempt Expulsion Fuse - Removal - data provided [GM-06] Down Conductor Detection device install- data provided | Majority of data is submitted for this field. PG&E's focus is currently on addressing larger data gaps and enhancements to reporting quality. Once these objectives are met, PG&E can re-assess actions needed for 100% complete data for this field | PG&E is taking actions to enhance the GIS Data Standard submission on a quarterly basis. Addressing the small percentage of missing values for this attribute will be explored after the overall submission product achieves a higher quality and becomes more sustainable. | No
Initiative | Grid Hardening Point | PerformedBy |  | Yes | This field contains the majority of the required data. There are several potential reasons why this data may not be present. For example, data may have been mis-captured originally (or not captured) or it may not export, join, or otherwise translate as intended when preparing the FGDB. Additionally, planned work is being scoped and details may not be known when this report is generated. | Majority of data is submitted for this field. PG&E's focus is currently on addressing larger data gaps and enhancements to reporting quality. Once these objectives are met, PG&E can re-assess actions needed for 100% complete data for this field | PG&E is taking actions to enhance the GIS Data Standard submission on a quarterly basis. Addressing the small percentage of missing values for this attribute will be explored after the overall submission product achieves a higher quality and becomes more sustainable. | No
Initiative | Grid Hardening Point | PerformedByComment |  | Yes | PG&E has added any needed comments per the instructions. Any null values present are because a comment is not needed. | No further action required (see availability explanation) | No further action required (see availability explanation) | No
Initiative | Grid Hardening Point | HFTDClass |  | Yes | N/A | N/A | N/A | No
Initiative | Initiative Audit Line | IaID |  | No | PG&E does not have initiative data in this geometry to report. | N/A | N/A | No
Initiative | Initiative Audit Line | UtilityID |  | No | PG&E does not have initiative data in this geometry to report. | N/A | N/A | No
Initiative | Initiative Audit Line | InitiativeFeature |  | No | PG&E does not have initiative data in this geometry to report. | N/A | N/A | No
Initiative | Initiative Audit Line | InitiativeID |  | No | PG&E does not have initiative data in this geometry to report. | N/A | N/A | No
Initiative | Initiative Audit Line | UMATIDAudit |  | No | PG&E does not have initiative data in this geometry to report. | N/A | N/A | No
Initiative | Initiative Audit Line | UMATIDActivity |  | No | PG&E does not have initiative data in this geometry to report. | N/A | N/A | No
Initiative | Initiative Audit Line | AuditDate |  | No | PG&E does not have initiative data in this geometry to report. | N/A | N/A | No
Initiative | Initiative Audit Line | ActivityDate |  | No | PG&E does not have initiative data in this geometry to report. | N/A | N/A | No
Initiative | Initiative Audit Line | AssetType |  | No | PG&E does not have initiative data in this geometry to report. | N/A | N/A | No
Initiative | Initiative Audit Line | Result |  | No | PG&E does not have initiative data in this geometry to report. | N/A | N/A | No
Initiative | Initiative Audit Line | Description |  | No | PG&E does not have initiative data in this geometry to report. | N/A | N/A | Yes - May contain information subject to the attorney client privilege or the work product doctrine or may be subject to ongoing investigation and analysis. (See e.g., Evid. Code § 954; Code Civ. Proc., § 2018.010 et seq.)
Initiative | Initiative Audit Line | PerformedBy |  | No | PG&E does not have initiative data in this geometry to report. | N/A | N/A | No
Initiative | Initiative Audit Line | PerformedByComment |  | No | PG&E does not have initiative data in this geometry to report. | N/A | N/A | No
Initiative | Initiative Audit Point | IaID |  | Yes | PG&E has audit programs that overlap and often times duplicate efforts. As a result, there may be multiple AiIDs representing individual audits by programs. A re-numbering effort will be evaluated & addressed throughout 2026 | N/A | N/A | No
Initiative | Initiative Audit Point | UtilityID |  | Yes | N/A | N/A | N/A | No
Initiative | Initiative Audit Point | InitiativeFeature |  | Yes | N/A | N/A | N/A | No
Initiative | Initiative Audit Point | InitiativeID |  | Yes | A traceable InitiativeID is provided for all records in the Feature Class; however, not all InitiativeIDs are a satisfactory foreign key to the upstream UMATID Activity record. | [VM-08, VM-22] data provided where aligned data architecture allows [GM-01, GM-09] data provided where aligned data architecture allows Continuous improvement effort and root cause identification for misaligned foreign key data across upstream programs is being evaluated and targeted for correction in the 2026 Q2 delivery | [VM-08, VM-22] data provided where aligned data architecture allows [GM-01, GM-09] data provided where aligned data architecture allows Continuous improvement effort and root cause identification for misaligned foreign key data across upstream programs is being evaluated and targeted for correction in the 2026 Q2 delivery | No
Initiative | Initiative Audit Point | UMATIDAudit |  | Yes | N/A | N/A | N/A | No
Initiative | Initiative Audit Point | UMATIDActivity |  | Yes | N/A | N/A | N/A | No
Initiative | Initiative Audit Point | AuditDate |  | Yes | N/A | N/A | N/A | No
Initiative | Initiative Audit Point | ActivityDate |  | Partial | Portions of data for System Hardening and Open Tag Reduction datasets are not provided | Root cause for omitted foreign key data is being evaluated and targeted for correction in the 2026 Q3 delivery | Root cause for omitted data is being evaluated and targeted for correction in the 2026 Q3 delivery | No
Initiative | Initiative Audit Point | AssetType |  | Partial | [VM-08, VM-22] asset information is N/A for vegetation mgmt. QC and QA activities All data provided for Asset Inspection, System Hardening and Open Tag reduction programs | N/A | N/A | No
Initiative | Initiative Audit Point | Result |  | Yes | N/A | N/A | N/A | No
Initiative | Initiative Audit Point | Description |  | No | N/A | N/A | N/A | Yes - May contain information subject to the attorney client privilege or the work product doctrine or may be subject to ongoing investigation and analysis. (See e.g., Evid. Code § 954; Code Civ. Proc., § 2018.010 et seq.)
Initiative | Initiative Audit Point | PerformedBy |  | Yes | N/A | N/A | N/A | No
Initiative | Initiative Audit Point | PerformedByComment |  | Partial | Data provided for clarification where required | N/A | N/A | No
Initiative | Initiative Audit Polygon | IaID |  | No | PG&E does not have initiative data in this geometry to report. | N/A | N/A | No
Initiative | Initiative Audit Polygon | UtilityID |  | No | PG&E does not have initiative data in this geometry to report. | N/A | N/A | No
Initiative | Initiative Audit Polygon | InitiativeFeature |  | No | PG&E does not have initiative data in this geometry to report. | N/A | N/A | No
Initiative | Initiative Audit Polygon | InitiativeID |  | No | PG&E does not have initiative data in this geometry to report. | N/A | N/A | No
Initiative | Initiative Audit Polygon | UMATIDAudit |  | No | PG&E does not have initiative data in this geometry to report. | N/A | N/A | No
Initiative | Initiative Audit Polygon | UMATIDActivity |  | No | PG&E does not have initiative data in this geometry to report. | N/A | N/A | No
Initiative | Initiative Audit Polygon | AuditDate |  | No | PG&E does not have initiative data in this geometry to report. | N/A | N/A | No
Initiative | Initiative Audit Polygon | ActivityDate |  | No | PG&E does not have initiative data in this geometry to report. | N/A | N/A | No
Initiative | Initiative Audit Polygon | AssetType |  | No | PG&E does not have initiative data in this geometry to report. | N/A | N/A | No
Initiative | Initiative Audit Polygon | Result |  | No | PG&E does not have initiative data in this geometry to report. | N/A | N/A | No
Initiative | Initiative Audit Polygon | Description |  | No | PG&E does not have initiative data in this geometry to report. | N/A | N/A | Yes - May contain information subject to the attorney client privilege or the work product doctrine or may be subject to ongoing investigation and analysis. (See e.g., Evid. Code § 954; Code Civ. Proc., § 2018.010 et seq.)
Initiative | Initiative Audit Polygon | PerformedBy |  | No | PG&E does not have initiative data in this geometry to report. | N/A | N/A | No
Initiative | Initiative Audit Polygon | PerformedByComment |  | No | PG&E does not have initiative data in this geometry to report. | N/A | N/A | No
Initiative | Other Initiative Line | OiID |  | No | PG&E does not have initiative data in this geometry to report. | N/A | N/A | Yes - Physical facility, cyber-security sensitive, or critical energy infrastructure data protected from disclosure. (See 18 C.F.R. § 388.113, see also Govt. Code § 6254(k), (ab); 6 U.S.C. § 131; 6 CFR § 29.2.)
Initiative | Other Initiative Line | UtilityID |  | No | PG&E does not have initiative data in this geometry to report. | N/A | N/A | No
Initiative | Other Initiative Line | UMATID |  | No | PG&E does not have initiative data in this geometry to report. | N/A | N/A | Yes - Physical facility, cyber-security sensitive, or critical energy infrastructure data protected from disclosure. (See 18 C.F.R. § 388.113, see also Govt. Code § 6254(k), (ab); 6 U.S.C. § 131; 6 CFR § 29.2.)
Initiative | Other Initiative Line | LocationOrAddress |  | No | PG&E does not have initiative data in this geometry to report. | N/A | N/A | Yes - Physical facility, cyber-security sensitive, or critical energy infrastructure data protected from disclosure. (See 18 C.F.R. § 388.113, see also Govt. Code § 6254(k), (ab); 6 U.S.C. § 131; 6 CFR § 29.2.)
Initiative | Other Initiative Line | WMPInitiativeCategory |  | No | PG&E does not have initiative data in this geometry to report. | N/A | N/A | Yes - Physical facility, cyber-security sensitive, or critical energy infrastructure data protected from disclosure. (See 18 C.F.R. § 388.113, see also Govt. Code § 6254(k), (ab); 6 U.S.C. § 131; 6 CFR § 29.2.)
Initiative | Other Initiative Line | WMPInitiative |  | No | PG&E does not have initiative data in this geometry to report. | N/A | N/A | Yes - Physical facility, cyber-security sensitive, or critical energy infrastructure data protected from disclosure. (See 18 C.F.R. § 388.113, see also Govt. Code § 6254(k), (ab); 6 U.S.C. § 131; 6 CFR § 29.2.)
Initiative | Other Initiative Line | WMPActivity |  | No | PG&E does not have initiative data in this geometry to report. | N/A | N/A | Yes - Physical facility, cyber-security sensitive, or critical energy infrastructure data protected from disclosure. (See 18 C.F.R. § 388.113, see also Govt. Code § 6254(k), (ab); 6 U.S.C. § 131; 6 CFR § 29.2.)
Initiative | Other Initiative Line | ActivityDescription |  | No | PG&E does not have initiative data in this geometry to report. | N/A | N/A | Yes - Physical facility, cyber-security sensitive, or critical energy infrastructure data protected from disclosure. (See 18 C.F.R. § 388.113, see also Govt. Code § 6254(k), (ab); 6 U.S.C. § 131; 6 CFR § 29.2.)
Initiative | Other Initiative Line | WMPSection |  | No | PG&E does not have initiative data in this geometry to report. | N/A | N/A | Yes - Physical facility, cyber-security sensitive, or critical energy infrastructure data protected from disclosure. (See 18 C.F.R. § 388.113, see also Govt. Code § 6254(k), (ab); 6 U.S.C. § 131; 6 CFR § 29.2.)
Initiative | Other Initiative Line | FieldNotes |  | No | PG&E does not have initiative data in this geometry to report. | N/A | N/A | Yes - Physical facility, cyber-security sensitive, or critical energy infrastructure data protected from disclosure. (See 18 C.F.R. § 388.113, see also Govt. Code § 6254(k), (ab); 6 U.S.C. § 131; 6 CFR § 29.2.)
Initiative | Other Initiative Line | UnitsRepresented |  | No | PG&E does not have initiative data in this geometry to report. | N/A | N/A | Yes - Physical facility, cyber-security sensitive, or critical energy infrastructure data protected from disclosure. (See 18 C.F.R. § 388.113, see also Govt. Code § 6254(k), (ab); 6 U.S.C. § 131; 6 CFR § 29.2.)
Initiative | Other Initiative Line | StartDate |  | No | PG&E does not have initiative data in this geometry to report. | N/A | N/A | No
Initiative | Other Initiative Line | EndDate |  | No | PG&E does not have initiative data in this geometry to report. | N/A | N/A | No
Initiative | Other Initiative Line | OiComment |  | No | PG&E does not have initiative data in this geometry to report. | N/A | N/A | Yes - May contain information subject to the attorney client privilege or the work product doctrine or may be subject to ongoing investigation and analysis. (See e.g., Evid. Code § 954; Code Civ. Proc., § 2018.010 et seq.)
Initiative | Other Initiative Line | HFTDClass |  | No | PG&E does not have initiative data in this geometry to report. | N/A | N/A | No
Initiative | Other Initiative Line | HFTDClassComment |  | No | PG&E does not have initiative data in this geometry to report. | N/A | N/A | No
Initiative | Other Initiative Point | OiID |  | Yes | N/A | N/A | N/A | Yes - Physical facility, cyber-security sensitive, or critical energy infrastructure data protected from disclosure. (See 18 C.F.R. § 388.113, see also Govt. Code § 6254(k), (ab); 6 U.S.C. § 131; 6 CFR § 29.2.)
Initiative | Other Initiative Point | UtilityID |  | Yes | N/A | N/A | N/A | No
Initiative | Other Initiative Point | UMATID |  | Yes | N/A | N/A | N/A | Yes - Physical facility, cyber-security sensitive, or critical energy infrastructure data protected from disclosure. (See 18 C.F.R. § 388.113, see also Govt. Code § 6254(k), (ab); 6 U.S.C. § 131; 6 CFR § 29.2.)
Initiative | Other Initiative Point | LocationOrAddress |  | Yes | N/A | N/A | N/A | Yes - Physical facility, cyber-security sensitive, or critical energy infrastructure data protected from disclosure. (See 18 C.F.R. § 388.113, see also Govt. Code § 6254(k), (ab); 6 U.S.C. § 131; 6 CFR § 29.2.)
Initiative | Other Initiative Point | WMPInitiativeCategory |  | Yes | N/A | N/A | N/A | Yes - Physical facility, cyber-security sensitive, or critical energy infrastructure data protected from disclosure. (See 18 C.F.R. § 388.113, see also Govt. Code § 6254(k), (ab); 6 U.S.C. § 131; 6 CFR § 29.2.)
Initiative | Other Initiative Point | WMPInitiative |  | Yes | N/A | N/A | N/A | Yes - Physical facility, cyber-security sensitive, or critical energy infrastructure data protected from disclosure. (See 18 C.F.R. § 388.113, see also Govt. Code § 6254(k), (ab); 6 U.S.C. § 131; 6 CFR § 29.2.)
Initiative | Other Initiative Point | WMPActivity |  | Yes | N/A | N/A | N/A | Yes - Physical facility, cyber-security sensitive, or critical energy infrastructure data protected from disclosure. (See 18 C.F.R. § 388.113, see also Govt. Code § 6254(k), (ab); 6 U.S.C. § 131; 6 CFR § 29.2.)
Initiative | Other Initiative Point | ActivityDescription |  | Yes | N/A | N/A | N/A | Yes - Physical facility, cyber-security sensitive, or critical energy infrastructure data protected from disclosure. (See 18 C.F.R. § 388.113, see also Govt. Code § 6254(k), (ab); 6 U.S.C. § 131; 6 CFR § 29.2.)
Initiative | Other Initiative Point | WMPSection |  | Yes | N/A | N/A | N/A | Yes - Physical facility, cyber-security sensitive, or critical energy infrastructure data protected from disclosure. (See 18 C.F.R. § 388.113, see also Govt. Code § 6254(k), (ab); 6 U.S.C. § 131; 6 CFR § 29.2.)
Initiative | Other Initiative Point | FieldNotes |  | No | N/A | N/A | N/A | Yes - Physical facility, cyber-security sensitive, or critical energy infrastructure data protected from disclosure. (See 18 C.F.R. § 388.113, see also Govt. Code § 6254(k), (ab); 6 U.S.C. § 131; 6 CFR § 29.2.)
Initiative | Other Initiative Point | UnitsRepresented |  | Yes | N/A | N/A | N/A | Yes - Physical facility, cyber-security sensitive, or critical energy infrastructure data protected from disclosure. (See 18 C.F.R. § 388.113, see also Govt. Code § 6254(k), (ab); 6 U.S.C. § 131; 6 CFR § 29.2.)
Initiative | Other Initiative Point | StartDate |  | Yes | N/A | N/A | N/A | No
Initiative | Other Initiative Point | EndDate |  | Yes | N/A | N/A | N/A | No
Initiative | Other Initiative Point | OiComment |  | Yes | [SA-12] Indicates sampled values | N/A | N/A | Yes - May contain information subject to the attorney client privilege or the work product doctrine or may be subject to ongoing investigation and analysis. (See e.g., Evid. Code § 954; Code Civ. Proc., § 2018.010 et seq.)
Initiative | Other Initiative Point | HFTDClass |  | Yes | N/A | N/A | N/A | No
Initiative | Other Initiative Polygon | OiID |  | No | PG&E does not have initiative data in this geometry to report. | N/A | N/A | No
Initiative | Other Initiative Polygon | UtilityID |  | No | PG&E does not have initiative data in this geometry to report. | N/A | N/A | No
Initiative | Other Initiative Polygon | UMATID |  | No | PG&E does not have initiative data in this geometry to report. | N/A | N/A | No
Initiative | Other Initiative Polygon | LocationOrAddress |  | No | PG&E does not have initiative data in this geometry to report. | N/A | N/A | No
Initiative | Other Initiative Polygon | WMPInitiativeCategory |  | No | PG&E does not have initiative data in this geometry to report. | N/A | N/A | No
Initiative | Other Initiative Polygon | WMPInitiative |  | No | PG&E does not have initiative data in this geometry to report. | N/A | N/A | No
Initiative | Other Initiative Polygon | WMPActivity |  | No | PG&E does not have initiative data in this geometry to report. | N/A | N/A | No
Initiative | Other Initiative Polygon | ActivityDescription |  | No | PG&E does not have initiative data in this geometry to report. | N/A | N/A | No
Initiative | Other Initiative Polygon | WMPSection |  | No | PG&E does not have initiative data in this geometry to report. | N/A | N/A | No
Initiative | Other Initiative Polygon | FieldNotes |  | No | PG&E does not have initiative data in this geometry to report. | N/A | N/A | Yes - Physical facility, cyber-security sensitive, or critical energy infrastructure data protected from disclosure. (See 18 C.F.R. § 388.113, see also Govt. Code § 6254(k), (ab); 6 U.S.C. § 131; 6 CFR § 29.2.)
Initiative | Other Initiative Polygon | UnitsRepresented |  | No | PG&E does not have initiative data in this geometry to report. | N/A | N/A | No
Initiative | Other Initiative Polygon | StartDate |  | No | PG&E does not have initiative data in this geometry to report. | N/A | N/A | No
Initiative | Other Initiative Polygon | EndDate |  | No | PG&E does not have initiative data in this geometry to report. | N/A | N/A | No
Initiative | Other Initiative Polygon | OiComment |  | No | PG&E does not have initiative data in this geometry to report. | N/A | N/A | Yes - May contain information subject to the attorney client privilege or the work product doctrine or may be subject to ongoing investigation and analysis. (See e.g., Evid. Code § 954; Code Civ. Proc., § 2018.010 et seq.)
Initiative | Other Initiative Polygon | HFTDClass |  | No | PG&E does not have initiative data in this geometry to report. | N/A | N/A | No
Initiative | Other Initiative Polygon | HFTDClassComment |  | No | PG&E does not have initiative data in this geometry to report. | N/A | N/A | No
Initiative | Vegetation Inspection Line | VmiID |  | Yes | N/A | N/A | N/A | Yes - Information for 115 kV facilities or above voltage are considered confidential. Physical facility, cyber-security sensitive, or critical energy infrastructure data protected from disclosure. (See 18 C.F.R. § 388.113, see also Govt. Code § 6254(k), (ab); 6 U.S.C. § 131; 6 CFR § 29.2.)
Initiative | Vegetation Inspection Line | UtilityID |  | Yes | N/A | N/A | N/A | No
Initiative | Vegetation Inspection Line | UMATID |  | Yes | N/A | N/A | N/A | Yes - Information for 115 kV facilities or above voltage are considered confidential. Physical facility, cyber-security sensitive, or critical energy infrastructure data protected from disclosure. (See 18 C.F.R. § 388.113, see also Govt. Code § 6254(k), (ab); 6 U.S.C. § 131; 6 CFR § 29.2.)
Initiative | Vegetation Inspection Line | ActivityClass |  | Yes | N/A | N/A | N/A | No
Initiative | Vegetation Inspection Line | SegmentID |  | Partial | Segment-level identifiers are collected only where applicable and available. | N/A | N/A | Yes - Information for 115 kV facilities or above voltage are considered confidential. Physical facility, cyber-security sensitive, or critical energy infrastructure data protected from disclosure. (See 18 C.F.R. § 388.113, see also Govt. Code § 6254(k), (ab); 6 U.S.C. § 131; 6 CFR § 29.2.)
Initiative | Vegetation Inspection Line | CircuitID |  | Yes | N/A | N/A | N/A | Yes - Information for 115 kV facilities or above voltage are considered confidential. Physical facility, cyber-security sensitive, or critical energy infrastructure data protected from disclosure. (See 18 C.F.R. § 388.113, see also Govt. Code § 6254(k), (ab); 6 U.S.C. § 131; 6 CFR § 29.2.)
Initiative | Vegetation Inspection Line | LineClass |  | Yes | N/A | N/A | N/A | Yes - Information for 115 kV facilities or above voltage are considered confidential. Physical facility, cyber-security sensitive, or critical energy infrastructure data protected from disclosure. (See 18 C.F.R. § 388.113, see also Govt. Code § 6254(k), (ab); 6 U.S.C. § 131; 6 CFR § 29.2.)
Initiative | Vegetation Inspection Line | InspectionLocationOrAddress |  | No | This field is not applicable for a line geometry in which a single inspection may span multiple addresses. | N/A | N/A | Yes - Information for 115 kV facilities or above voltage are considered confidential. Physical facility, cyber-security sensitive, or critical energy infrastructure data protected from disclosure. (See 18 C.F.R. § 388.113, see also Govt. Code § 6254(k), (ab); 6 U.S.C. § 131; 6 CFR § 29.2.)
Initiative | Vegetation Inspection Line | WMPInitiative |  | Yes | N/A | N/A | N/A | Yes - Information for 115 kV facilities or above voltage are considered confidential. Physical facility, cyber-security sensitive, or critical energy infrastructure data protected from disclosure. (See 18 C.F.R. § 388.113, see also Govt. Code § 6254(k), (ab); 6 U.S.C. § 131; 6 CFR § 29.2.)
Initiative | Vegetation Inspection Line | WMPActivity |  | Yes | N/A | N/A | N/A | Yes - Information for 115 kV facilities or above voltage are considered confidential. Physical facility, cyber-security sensitive, or critical energy infrastructure data protected from disclosure. (See 18 C.F.R. § 388.113, see also Govt. Code § 6254(k), (ab); 6 U.S.C. § 131; 6 CFR § 29.2.)
Initiative | Vegetation Inspection Line | ActivityDescription |  | No | This information is not consistently collected across inspection programs. | N/A | N/A | Yes - Information for 115 kV facilities or above voltage are considered confidential. Physical facility, cyber-security sensitive, or critical energy infrastructure data protected from disclosure. (See 18 C.F.R. § 388.113, see also Govt. Code § 6254(k), (ab); 6 U.S.C. § 131; 6 CFR § 29.2.)
Initiative | Vegetation Inspection Line | InspectionProgramName |  | Yes | N/A | N/A | N/A | Yes - Information for 115 kV facilities or above voltage are considered confidential. Physical facility, cyber-security sensitive, or critical energy infrastructure data protected from disclosure. (See 18 C.F.R. § 388.113, see also Govt. Code § 6254(k), (ab); 6 U.S.C. § 131; 6 CFR § 29.2.)
Initiative | Vegetation Inspection Line | WMPSection |  | Yes | N/A | N/A | N/A | Yes - Information for 115 kV facilities or above voltage are considered confidential. Physical facility, cyber-security sensitive, or critical energy infrastructure data protected from disclosure. (See 18 C.F.R. § 388.113, see also Govt. Code § 6254(k), (ab); 6 U.S.C. § 131; 6 CFR § 29.2.)
Initiative | Vegetation Inspection Line | UnitsRepresented |  | Partial | Provided where applicable. | N/A | N/A | Yes - Information for 115 kV facilities or above voltage are considered confidential. Physical facility, cyber-security sensitive, or critical energy infrastructure data protected from disclosure. (See 18 C.F.R. § 388.113, see also Govt. Code § 6254(k), (ab); 6 U.S.C. § 131; 6 CFR § 29.2.)
Initiative | Vegetation Inspection Line | InspectionStartDate |  | Yes | N/A | N/A | N/A | No
Initiative | Vegetation Inspection Line | InspectionEndDate |  | Yes | N/A | N/A | N/A | No
Initiative | Vegetation Inspection Line | InspectionType |  | Partial | Provided where applicable. | N/A | N/A | No
Initiative | Vegetation Inspection Line | InspectionTypeComment |  | Partial | Provided where applicable. | N/A | N/A | No
Initiative | Vegetation Inspection Line | PerformedBy |  | Yes | N/A | N/A | N/A | No
Initiative | Vegetation Inspection Line | PerformedByComment |  | No | This information is not captured as part of current business processes because the condition requiring collection was not met. | N/A | N/A | No
Initiative | Vegetation Inspection Line | CommercialHarvest |  | Yes | N/A | N/A | N/A | No
Initiative | Vegetation Inspection Line | TreeTrimCount |  | Yes | Counts may vary depending on field conditions at time of work execution. | N/A | N/A | No
Initiative | Vegetation Inspection Line | TreeRemovalCount |  | Yes | Counts may vary depending on field conditions at time of work execution. | N/A | N/A | No
Initiative | Vegetation Inspection Line | InspectionComment |  | Partial | This information is not consistently collected across inspection programs. | N/A | N/A | No
Initiative | Vegetation Inspection Line | InspectionMethod |  | Yes | N/A | N/A | N/A | No
Initiative | Vegetation Inspection Line | InspectionMethodComment |  | Yes | Provided where applicable. | N/A | N/A | No
Initiative | Vegetation Inspection Line | DataCaptureSensorType |  | Partial | N/A | N/A | N/A | No
Initiative | Vegetation Inspection Line | DataCaptureSensorTypeComment |  | Yes | Provided where applicable. | N/A | N/A | No
Initiative | Vegetation Inspection Line | HFTDClass |  | Yes | N/A | N/A | N/A | No
Initiative | Vegetation Inspection Line | HFTDClassComment |  | Partial | N/A | N/A | N/A | No
Initiative | Vegetation Inspection Point | VmiID |  | Yes | N/A | N/A | N/A | Yes - Substation information are identified as confidential Physical facility, cyber-security sensitive, or critical energy infrastructure data protected from disclosure. (See 18 C.F.R. § 388.113, see also Govt. Code § 6254(k), (ab); 6 U.S.C. § 131; 6 CFR § 29.2.)
Initiative | Vegetation Inspection Point | UtilityID |  | Yes | N/A | N/A | N/A | No
Initiative | Vegetation Inspection Point | UMATID |  | Yes | N/A | N/A | N/A | Yes - Substation information are identified as confidential Physical facility, cyber-security sensitive, or critical energy infrastructure data protected from disclosure. (See 18 C.F.R. § 388.113, see also Govt. Code § 6254(k), (ab); 6 U.S.C. § 131; 6 CFR § 29.2.)
Initiative | Vegetation Inspection Point | ActivityClass |  | Yes | N/A | N/A | N/A | No
Initiative | Vegetation Inspection Point | AssetID |  | Yes | N/A | N/A | N/A | Yes - Substation information are identified as confidential Physical facility, cyber-security sensitive, or critical energy infrastructure data protected from disclosure. (See 18 C.F.R. § 388.113, see also Govt. Code § 6254(k), (ab); 6 U.S.C. § 131; 6 CFR § 29.2.)
Initiative | Vegetation Inspection Point | AssetFeature |  | Yes | N/A | N/A | N/A | Yes - Substation information are identified as confidential Physical facility, cyber-security sensitive, or critical energy infrastructure data protected from disclosure. (See 18 C.F.R. § 388.113, see also Govt. Code § 6254(k), (ab); 6 U.S.C. § 131; 6 CFR § 29.2.)
Initiative | Vegetation Inspection Point | SegmentID |  | Partial | A subset of records do not contain segment-level identifiers due to source system limitations. Circuit-level identifiers were reported when available. | N/A | N/A | Yes - Physical facility, cyber-security sensitive, or critical energy infrastructure data protected from disclosure. (See 18 C.F.R. § 388.113, see also Govt. Code § 6254(k), (ab); 6 U.S.C. § 131; 6 CFR § 29.2.)
Initiative | Vegetation Inspection Point | CircuitID |  | Partial | Information is not available for all inspection activities. Records associated with non-conductor-focused inspections do not collect circuit-level identifiers. | N/A | N/A | Yes - Physical facility, cyber-security sensitive, or critical energy infrastructure data protected from disclosure. (See 18 C.F.R. § 388.113, see also Govt. Code § 6254(k), (ab); 6 U.S.C. § 131; 6 CFR § 29.2.)
Initiative | Vegetation Inspection Point | LineClass |  | Partial | Information is not available for all inspection activities. Records associated with non-conductor-focused inspections do not collect line classification information. | N/A | N/A | Yes - Physical facility, cyber-security sensitive, or critical energy infrastructure data protected from disclosure. (See 18 C.F.R. § 388.113, see also Govt. Code § 6254(k), (ab); 6 U.S.C. § 131; 6 CFR § 29.2.)
Initiative | Vegetation Inspection Point | InspectionLocationOrAddress |  | Yes | N/A | N/A | N/A | Yes - Substation information are identified as confidential Physical facility, cyber-security sensitive, or critical energy infrastructure data protected from disclosure. (See 18 C.F.R. § 388.113, see also Govt. Code § 6254(k), (ab); 6 U.S.C. § 131; 6 CFR § 29.2.)
Initiative | Vegetation Inspection Point | IsTree |  | Yes | N/A | N/A | N/A | No
Initiative | Vegetation Inspection Point | VegetationGenus |  | Yes | N/A | N/A | N/A | No
Initiative | Vegetation Inspection Point | VegetationSpecies |  | Yes | N/A | N/A | N/A | No
Initiative | Vegetation Inspection Point | VegetationCommonName |  | Yes | N/A | N/A | N/A | No
Initiative | Vegetation Inspection Point | TreeHeight |  | Yes | N/A | N/A | N/A | No
Initiative | Vegetation Inspection Point | TreeDiameter |  | Yes | N/A | N/A | N/A | No
Initiative | Vegetation Inspection Point | TreeDistance |  | Yes | N/A | N/A | N/A | No
Initiative | Vegetation Inspection Point | DangerTree |  | Yes | N/A | N/A | N/A | No
Initiative | Vegetation Inspection Point | WMPInitiative |  | Yes | N/A | N/A | N/A | Yes - Substation information are identified as confidential Physical facility, cyber-security sensitive, or critical energy infrastructure data protected from disclosure. (See 18 C.F.R. § 388.113, see also Govt. Code § 6254(k), (ab); 6 U.S.C. § 131; 6 CFR § 29.2.)
Initiative | Vegetation Inspection Point | WMPActivity |  | Yes | N/A | N/A | N/A | Yes - Substation information are identified as confidential Physical facility, cyber-security sensitive, or critical energy infrastructure data protected from disclosure. (See 18 C.F.R. § 388.113, see also Govt. Code § 6254(k), (ab); 6 U.S.C. § 131; 6 CFR § 29.2.)
Initiative | Vegetation Inspection Point | ActivityDescription |  | Yes | N/A | N/A | N/A | Yes - Substation information are identified as confidential Physical facility, cyber-security sensitive, or critical energy infrastructure data protected from disclosure. (See 18 C.F.R. § 388.113, see also Govt. Code § 6254(k), (ab); 6 U.S.C. § 131; 6 CFR § 29.2.)
Initiative | Vegetation Inspection Point | InspectionProgramName |  | Yes | N/A |  | N/A | Yes - Substation information are identified as confidential Physical facility, cyber-security sensitive, or critical energy infrastructure data protected from disclosure. (See 18 C.F.R. § 388.113, see also Govt. Code § 6254(k), (ab); 6 U.S.C. § 131; 6 CFR § 29.2.)
Initiative | Vegetation Inspection Point | WMPSection |  | Yes | N/A |  | N/A | Yes - Substation information are identified as confidential Physical facility, cyber-security sensitive, or critical energy infrastructure data protected from disclosure. (See 18 C.F.R. § 388.113, see also Govt. Code § 6254(k), (ab); 6 U.S.C. § 131; 6 CFR § 29.2.)
Initiative | Vegetation Inspection Point | UnitsRepresented |  | Yes | N/A | N/A | N/A | Yes - Substation information are identified as confidential Physical facility, cyber-security sensitive, or critical energy infrastructure data protected from disclosure. (See 18 C.F.R. § 388.113, see also Govt. Code § 6254(k), (ab); 6 U.S.C. § 131; 6 CFR § 29.2.)
Initiative | Vegetation Inspection Point | InspectionStartDate |  | Yes | N/A | N/A | N/A | No
Initiative | Vegetation Inspection Point | InspectionEndDate |  | Yes | N/A | N/A | N/A | No
Initiative | Vegetation Inspection Point | InspectionType |  | Yes | N/A | N/A | N/A | No
Initiative | Vegetation Inspection Point | InspectionTypeComment |  | No | This information is not captured as part of current business processes because the condition requiring collection was not met. | N/A | N/A | No
Initiative | Vegetation Inspection Point | PerformedBy |  | Yes | N/A | N/A | N/A | No
Initiative | Vegetation Inspection Point | PerformedByComment |  | No | This information is not captured as part of current business processes because the condition requiring collection was not met. | N/A | N/A | No
Initiative | Vegetation Inspection Point | CommercialHarvest |  | Yes | N/A | N/A | N/A | No
Initiative | Vegetation Inspection Point | TreeTrimCount |  | Yes | N/A | N/A | N/A | No
Initiative | Vegetation Inspection Point | TreeRemovalCount |  | Yes | N/A | N/A | N/A | No
Initiative | Vegetation Inspection Point | InspectionComment |  | No | This attribute is optional and is not consistently captured across all programs. | N/A | N/A | Yes - May contain information subject to the attorney client privilege or the work product doctrine or may be subject to ongoing investigation and analysis. (See e.g., Evid. Code § 954; Code Civ. Proc., § 2018.010 et seq.)
Initiative | Vegetation Inspection Point | InspectionMethod |  | Yes | N/A | N/A | N/A | No
Initiative | Vegetation Inspection Point | InspectionMethodComment |  | No | This information is not captured as part of current business processes because the condition requiring collection was not met. | N/A | N/A | No
Initiative | Vegetation Inspection Point | DataCaptureSensorType |  | Yes | N/A | N/A | N/A | No
Initiative | Vegetation Inspection Point | DataCaptureSensorTypeComment |  | No | This information is not captured as part of current business processes because the condition requiring collection was not met. | N/A | N/A | No
Initiative | Vegetation Inspection Point | HFTDClass |  | Yes | N/A | N/A | N/A | No
Initiative | Vegetation Inspection Polygon | VmiID |  | No | PG&E does not have initiative data in this geometry to report. | N/A | N/A | Yes - Physical facility, cyber-security sensitive, or critical energy infrastructure data protected from disclosure. (See 18 C.F.R. § 388.113, see also Govt. Code § 6254(k), (ab); 6 U.S.C. § 131; 6 CFR § 29.2.)
Initiative | Vegetation Inspection Polygon | UtilityID |  | No | PG&E does not have initiative data in this geometry to report. | N/A | N/A | No
Initiative | Vegetation Inspection Polygon | UMATID |  | No | PG&E does not have initiative data in this geometry to report. | N/A | N/A | Yes - Physical facility, cyber-security sensitive, or critical energy infrastructure data protected from disclosure. (See 18 C.F.R. § 388.113, see also Govt. Code § 6254(k), (ab); 6 U.S.C. § 131; 6 CFR § 29.2.)
Initiative | Vegetation Inspection Polygon | ActivityClass |  | No | PG&E does not have initiative data in this geometry to report. | N/A | N/A | No
Initiative | Vegetation Inspection Polygon | SegmentID |  | No | PG&E does not have initiative data in this geometry to report. | N/A | N/A | Yes - Physical facility, cyber-security sensitive, or critical energy infrastructure data protected from disclosure. (See 18 C.F.R. § 388.113, see also Govt. Code § 6254(k), (ab); 6 U.S.C. § 131; 6 CFR § 29.2.)
Initiative | Vegetation Inspection Polygon | CircuitID |  | No | PG&E does not have initiative data in this geometry to report. | N/A | N/A | Yes - Physical facility, cyber-security sensitive, or critical energy infrastructure data protected from disclosure. (See 18 C.F.R. § 388.113, see also Govt. Code § 6254(k), (ab); 6 U.S.C. § 131; 6 CFR § 29.2.)
Initiative | Vegetation Inspection Polygon | LineClass |  | No | PG&E does not have initiative data in this geometry to report. | N/A | N/A | Yes - Physical facility, cyber-security sensitive, or critical energy infrastructure data protected from disclosure. (See 18 C.F.R. § 388.113, see also Govt. Code § 6254(k), (ab); 6 U.S.C. § 131; 6 CFR § 29.2.)
Initiative | Vegetation Inspection Polygon | AssetID |  | No | PG&E does not have initiative data in this geometry to report. | N/A | N/A | Yes - Physical facility, cyber-security sensitive, or critical energy infrastructure data protected from disclosure. (See 18 C.F.R. § 388.113, see also Govt. Code § 6254(k), (ab); 6 U.S.C. § 131; 6 CFR § 29.2.)
Initiative | Vegetation Inspection Polygon | AssetFeature |  | No | PG&E does not have initiative data in this geometry to report. | N/A | N/A | Yes - Physical facility, cyber-security sensitive, or critical energy infrastructure data protected from disclosure. (See 18 C.F.R. § 388.113, see also Govt. Code § 6254(k), (ab); 6 U.S.C. § 131; 6 CFR § 29.2.)
Initiative | Vegetation Inspection Polygon | InspectionLocationOrAddress |  | No | PG&E does not have initiative data in this geometry to report. | N/A | N/A | Yes - Physical facility, cyber-security sensitive, or critical energy infrastructure data protected from disclosure. (See 18 C.F.R. § 388.113, see also Govt. Code § 6254(k), (ab); 6 U.S.C. § 131; 6 CFR § 29.2.)
Initiative | Vegetation Inspection Polygon | WMPInitiative |  | No | PG&E does not have initiative data in this geometry to report. | N/A | N/A | Yes - Physical facility, cyber-security sensitive, or critical energy infrastructure data protected from disclosure. (See 18 C.F.R. § 388.113, see also Govt. Code § 6254(k), (ab); 6 U.S.C. § 131; 6 CFR § 29.2.)
Initiative | Vegetation Inspection Polygon | WMPActivity |  | No | PG&E does not have initiative data in this geometry to report. | N/A | N/A | Yes - Physical facility, cyber-security sensitive, or critical energy infrastructure data protected from disclosure. (See 18 C.F.R. § 388.113, see also Govt. Code § 6254(k), (ab); 6 U.S.C. § 131; 6 CFR § 29.2.)
Initiative | Vegetation Inspection Polygon | ActivityDescription |  | No | PG&E does not have initiative data in this geometry to report. | N/A | N/A | Yes - Physical facility, cyber-security sensitive, or critical energy infrastructure data protected from disclosure. (See 18 C.F.R. § 388.113, see also Govt. Code § 6254(k), (ab); 6 U.S.C. § 131; 6 CFR § 29.2.)
Initiative | Vegetation Inspection Polygon | InspectionProgramName |  | No | PG&E does not have initiative data in this geometry to report. | N/A | N/A | Yes - Physical facility, cyber-security sensitive, or critical energy infrastructure data protected from disclosure. (See 18 C.F.R. § 388.113, see also Govt. Code § 6254(k), (ab); 6 U.S.C. § 131; 6 CFR § 29.2.)
Initiative | Vegetation Inspection Polygon | WMPSection |  | No | PG&E does not have initiative data in this geometry to report. | N/A | N/A | Yes - Physical facility, cyber-security sensitive, or critical energy infrastructure data protected from disclosure. (See 18 C.F.R. § 388.113, see also Govt. Code § 6254(k), (ab); 6 U.S.C. § 131; 6 CFR § 29.2.)
Initiative | Vegetation Inspection Polygon | UnitsRepresented |  | No | PG&E does not have initiative data in this geometry to report. | N/A | N/A | Yes - Physical facility, cyber-security sensitive, or critical energy infrastructure data protected from disclosure. (See 18 C.F.R. § 388.113, see also Govt. Code § 6254(k), (ab); 6 U.S.C. § 131; 6 CFR § 29.2.)
Initiative | Vegetation Inspection Polygon | InspectionStartDate |  | No | PG&E does not have initiative data in this geometry to report. | N/A | N/A | No
Initiative | Vegetation Inspection Polygon | InspectionEndDate |  | No | PG&E does not have initiative data in this geometry to report. | N/A | N/A | No
Initiative | Vegetation Inspection Polygon | InspectionType |  | No | PG&E does not have initiative data in this geometry to report. | N/A | N/A | No
Initiative | Vegetation Inspection Polygon | InspectionTypeComment |  | No | PG&E does not have initiative data in this geometry to report. | N/A | N/A | No
Initiative | Vegetation Inspection Polygon | PerformedBy |  | No | PG&E does not have initiative data in this geometry to report. | N/A | N/A | No
Initiative | Vegetation Inspection Polygon | PerformedByComment |  | No | PG&E does not have initiative data in this geometry to report. | N/A | N/A | No
Initiative | Vegetation Inspection Polygon | CommercialHarvest |  | No | PG&E does not have initiative data in this geometry to report. | N/A | N/A | No
Initiative | Vegetation Inspection Polygon | TreeTrimCount |  | No | PG&E does not have initiative data in this geometry to report. | N/A | N/A | No
Initiative | Vegetation Inspection Polygon | TreeRemovalCount |  | No | PG&E does not have initiative data in this geometry to report. | N/A | N/A | No
Initiative | Vegetation Inspection Polygon | InspectionComment |  | No | PG&E does not have initiative data in this geometry to report. | N/A | N/A | No
Initiative | Vegetation Inspection Polygon | InspectionMethod |  | No | PG&E does not have initiative data in this geometry to report. | N/A | N/A | No
Initiative | Vegetation Inspection Polygon | InspectionMethodComment |  | No | PG&E does not have initiative data in this geometry to report. | N/A | N/A | No
Initiative | Vegetation Inspection Polygon | DataCaptureSensorType |  | No | PG&E does not have initiative data in this geometry to report. | N/A | N/A | No
Initiative | Vegetation Inspection Polygon | DataCaptureSensorTypeComment |  | No | PG&E does not have initiative data in this geometry to report. | N/A | N/A | No
Initiative | Vegetation Inspection Polygon | HFTDClass |  | No | PG&E does not have initiative data in this geometry to report. | N/A | N/A | No
Initiative | Vegetation Inspection Polygon | HFTDClassComment |  | No | PG&E does not have initiative data in this geometry to report. | N/A | N/A | No
Initiative | Vegetation Management Project Line | VmpID |  | No | PG&E does not have initiative data to report in this geometry at this time. | PG&E will continue to work with contract partners to refine data gathering processes. | N/A | Yes - Physical facility, cyber-security sensitive, or critical energy infrastructure data protected from disclosure. (See 18 C.F.R. § 388.113, see also Govt. Code § 6254(k), (ab); 6 U.S.C. § 131; 6 CFR § 29.2.) 115kV and above information are identified as confidential
Initiative | Vegetation Management Project Line | VmiID |  | No | PG&E does not have initiative data to report in this geometry at this time. | N/A | N/A | Yes - Physical facility, cyber-security sensitive, or critical energy infrastructure data protected from disclosure. (See 18 C.F.R. § 388.113, see also Govt. Code § 6254(k), (ab); 6 U.S.C. § 131; 6 CFR § 29.2.) 115kV and above information are identified as confidential
Initiative | Vegetation Management Project Line | UtilityID |  | No | PG&E does not have initiative data to report in this geometry at this time. | N/A | N/A | No
Initiative | Vegetation Management Project Line | UMATID |  | No | PG&E does not have initiative data to report in this geometry at this time. | N/A | N/A | Yes - Physical facility, cyber-security sensitive, or critical energy infrastructure data protected from disclosure. (See 18 C.F.R. § 388.113, see also Govt. Code § 6254(k), (ab); 6 U.S.C. § 131; 6 CFR § 29.2.) 115kV and above information are identified as confidential
Initiative | Vegetation Management Project Line | ActivityClass |  | No | PG&E does not have initiative data to report in this geometry at this time. | N/A | N/A | No
Initiative | Vegetation Management Project Line | SegmentID |  | No | PG&E does not have initiative data to report in this geometry at this time. | N/A | N/A | Yes - Physical facility, cyber-security sensitive, or critical energy infrastructure data protected from disclosure. (See 18 C.F.R. § 388.113, see also Govt. Code § 6254(k), (ab); 6 U.S.C. § 131; 6 CFR § 29.2.) 115kV and above information are identified as confidential
Initiative | Vegetation Management Project Line | CircuitID |  | No | PG&E does not have initiative data to report in this geometry at this time. | N/A | N/A | Yes - Physical facility, cyber-security sensitive, or critical energy infrastructure data protected from disclosure. (See 18 C.F.R. § 388.113, see also Govt. Code § 6254(k), (ab); 6 U.S.C. § 131; 6 CFR § 29.2.) 115kV and above information are identified as confidential
Initiative | Vegetation Management Project Line | LineClass |  | No | PG&E does not have initiative data to report in this geometry at this time. | N/A | N/A | No
Initiative | Vegetation Management Project Line | ProjectLocationOrAddress |  | No | PG&E does not have initiative data to report in this geometry at this time. | N/A | N/A | Yes - Physical facility, cyber-security sensitive, or critical energy infrastructure data protected from disclosure. (See 18 C.F.R. § 388.113, see also Govt. Code § 6254(k), (ab); 6 U.S.C. § 131; 6 CFR § 29.2.) 115kV and above information are identified as confidential
Initiative | Vegetation Management Project Line | RadialClearanceDistance |  | No | PG&E does not have initiative data to report in this geometry at this time. | N/A | N/A | No
Initiative | Vegetation Management Project Line | LineDeenergized |  | No | PG&E does not have initiative data to report in this geometry at this time. | N/A | N/A | Yes - Physical facility, cyber-security sensitive, or critical energy infrastructure data protected from disclosure. (See 18 C.F.R. § 388.113, see also Govt. Code § 6254(k), (ab); 6 U.S.C. § 131; 6 CFR § 29.2.) 115kV and above information are identified as confidential
Initiative | Vegetation Management Project Line | WMPInitiative |  | No | PG&E does not have initiative data to report in this geometry at this time. | N/A | N/A | Yes - Physical facility, cyber-security sensitive, or critical energy infrastructure data protected from disclosure. (See 18 C.F.R. § 388.113, see also Govt. Code § 6254(k), (ab); 6 U.S.C. § 131; 6 CFR § 29.2.) 115kV and above information are identified as confidential
Initiative | Vegetation Management Project Line | WMPActivity |  | No | PG&E does not have initiative data to report in this geometry at this time. | N/A | N/A | Yes - Physical facility, cyber-security sensitive, or critical energy infrastructure data protected from disclosure. (See 18 C.F.R. § 388.113, see also Govt. Code § 6254(k), (ab); 6 U.S.C. § 131; 6 CFR § 29.2.) 115kV and above information are identified as confidential
Initiative | Vegetation Management Project Line | ActivityDescription |  | No | PG&E does not have initiative data to report in this geometry at this time. | N/A | N/A | Yes - Physical facility, cyber-security sensitive, or critical energy infrastructure data protected from disclosure. (See 18 C.F.R. § 388.113, see also Govt. Code § 6254(k), (ab); 6 U.S.C. § 131; 6 CFR § 29.2.) 115kV and above information are identified as confidential
Initiative | Vegetation Management Project Line | WMPSection |  | No | PG&E does not have initiative data to report in this geometry at this time. | N/A | N/A | Yes - Physical facility, cyber-security sensitive, or critical energy infrastructure data protected from disclosure. (See 18 C.F.R. § 388.113, see also Govt. Code § 6254(k), (ab); 6 U.S.C. § 131; 6 CFR § 29.2.) 115kV and above information are identified as confidential
Initiative | Vegetation Management Project Line | HerbicideUse |  | No | PG&E does not have initiative data to report in this geometry at this time. | N/A | N/A | No
Initiative | Vegetation Management Project Line | HerbicideName |  | No | PG&E does not have initiative data to report in this geometry at this time. | N/A | N/A | No
Initiative | Vegetation Management Project Line | UnitsRepresented |  | No | PG&E does not have initiative data to report in this geometry at this time. | N/A | N/A | Yes - Physical facility, cyber-security sensitive, or critical energy infrastructure data protected from disclosure. (See 18 C.F.R. § 388.113, see also Govt. Code § 6254(k), (ab); 6 U.S.C. § 131; 6 CFR § 29.2.) 115kV and above information are identified as confidential
Initiative | Vegetation Management Project Line | DescriptionOfWork |  | No | PG&E does not have initiative data to report in this geometry at this time. | N/A | N/A | Yes - May contain information subject to the attorney client privilege or the work product doctrine or may be subject to ongoing investigation and analysis. (See e.g., Evid. Code § 954; Code Civ. Proc., § 2018.010 et seq.)
Initiative | Vegetation Management Project Line | DescriptionOfWorkComment |  | No | PG&E does not have initiative data to report in this geometry at this time. | N/A | N/A | Yes - May contain information subject to the attorney client privilege or the work product doctrine or may be subject to ongoing investigation and analysis. (See e.g., Evid. Code § 954; Code Civ. Proc., § 2018.010 et seq.)
Initiative | Vegetation Management Project Line | SecondaryDescriptionOfWork |  | No | PG&E does not have initiative data to report in this geometry at this time. | N/A | N/A | Yes - May contain information subject to the attorney client privilege or the work product doctrine or may be subject to ongoing investigation and analysis. (See e.g., Evid. Code § 954; Code Civ. Proc., § 2018.010 et seq.)
Initiative | Vegetation Management Project Line | FieldNotes |  | No | PG&E does not have initiative data to report in this geometry at this time. | N/A | N/A | Yes - May contain information subject to the attorney client privilege or the work product doctrine or may be subject to ongoing investigation and analysis. (See e.g., Evid. Code § 954; Code Civ. Proc., § 2018.010 et seq.)
Initiative | Vegetation Management Project Line | StartDate |  | No | PG&E does not have initiative data to report in this geometry at this time. | N/A | N/A | No
Initiative | Vegetation Management Project Line | EndDate |  | No | PG&E does not have initiative data to report in this geometry at this time. | N/A | N/A | No
Initiative | Vegetation Management Project Line | CoastalRedwoodExemption |  | No | PG&E does not have initiative data to report in this geometry at this time. | N/A | N/A | No
Initiative | Vegetation Management Project Line | EncroachPermit |  | No | PG&E does not have initiative data to report in this geometry at this time. | N/A | N/A | No
Initiative | Vegetation Management Project Line | EnvPermit |  | No | PG&E does not have initiative data to report in this geometry at this time. | N/A | N/A | No
Initiative | Vegetation Management Project Line | EnvPermitProject |  | No | PG&E does not have initiative data to report in this geometry at this time. | N/A | N/A | No
Initiative | Vegetation Management Project Line | CALFIREHdNumber |  | No | PG&E does not have initiative data to report in this geometry at this time. | N/A | N/A | No
Initiative | Vegetation Management Project Line | OtherEnvPermitDocumentation |  | No | PG&E does not have initiative data to report in this geometry at this time. | N/A | N/A | No
Initiative | Vegetation Management Project Line | CommercialHarvest |  | No | PG&E does not have initiative data to report in this geometry at this time. | N/A | N/A | No
Initiative | Vegetation Management Project Line | SlashManagement |  | No | PG&E does not have initiative data to report in this geometry at this time. | N/A | N/A | No
Initiative | Vegetation Management Project Line | SlashManagementComments |  | No | PG&E does not have initiative data to report in this geometry at this time. | N/A | N/A | No
Initiative | Vegetation Management Project Line | TreeTrimCountPlanned |  | No | PG&E does not have initiative data to report in this geometry at this time. | N/A | N/A | No
Initiative | Vegetation Management Project Line | TreeRemovalCountPlanned |  | No | PG&E does not have initiative data to report in this geometry at this time. | N/A | N/A | No
Initiative | Vegetation Management Project Line | TreeTrimCountActl |  | No | PG&E does not have initiative data to report in this geometry at this time. | N/A | N/A | No
Initiative | Vegetation Management Project Line | TreeRemovalCountActl |  | No | PG&E does not have initiative data to report in this geometry at this time. | N/A | N/A | No
Initiative | Vegetation Management Project Line | WoodDestination |  | No | PG&E does not have initiative data to report in this geometry at this time. | N/A | N/A | No
Initiative | Vegetation Management Project Line | WoodDestinationComment |  | No | PG&E does not have initiative data to report in this geometry at this time. | N/A | N/A | No
Initiative | Vegetation Management Project Line | HFTDClass |  | No | PG&E does not have initiative data to report in this geometry at this time. | N/A | N/A | No
Initiative | Vegetation Management Project Line | HFTDClassComment |  | No | PG&E does not have initiative data to report in this geometry at this time. | N/A | N/A | No
Initiative | Vegetation Management Project Point | VmpID |  | Yes | N/A | N/A | N/A | No
Initiative | Vegetation Management Project Point | VmiID |  | Partial | Associated inspection identifiers are not available for all records and are being evaluated as part of ongoing data quality improvements. | N/A | N/A | No
Initiative | Vegetation Management Project Point | UtilityID |  | Yes | N/A | N/A | N/A | No
Initiative | Vegetation Management Project Point | UMATID |  | Yes | N/A | N/A | N/A | Yes - Information for 115 kV facilities or above voltage are considered confidential. Physical facility, cyber-security sensitive, or critical energy infrastructure data protected from disclosure. (See 18 C.F.R. § 388.113, see also Govt. Code § 6254(k), (ab); 6 U.S.C. § 131; 6 CFR § 29.2.)
Initiative | Vegetation Management Project Point | ActivityClass |  | Yes | N/A | N/A | N/A | No
Initiative | Vegetation Management Project Point | AssetID |  | No | This information is not captured as part of current business processes because the condition requiring collection was not met. | N/A | N/A | Yes - Information for 115 kV facilities or above voltage are considered confidential. Physical facility, cyber-security sensitive, or critical energy infrastructure data protected from disclosure. (See 18 C.F.R. § 388.113, see also Govt. Code § 6254(k), (ab); 6 U.S.C. § 131; 6 CFR § 29.2.)
Initiative | Vegetation Management Project Point | AssetFeature |  | No | This information is not captured as part of current business processes because the condition requiring collection was not met. | N/A | N/A | Yes - Information for 115 kV facilities or above voltage are considered confidential. Physical facility, cyber-security sensitive, or critical energy infrastructure data protected from disclosure. (See 18 C.F.R. § 388.113, see also Govt. Code § 6254(k), (ab); 6 U.S.C. § 131; 6 CFR § 29.2.)
Initiative | Vegetation Management Project Point | SegmentID |  | Partial | Segment-level identifiers are collected only where applicable and available. | N/A | N/A | Yes - Information for 115 kV facilities or above voltage are considered confidential. Physical facility, cyber-security sensitive, or critical energy infrastructure data protected from disclosure. (See 18 C.F.R. § 388.113, see also Govt. Code § 6254(k), (ab); 6 U.S.C. § 131; 6 CFR § 29.2.)
Initiative | Vegetation Management Project Point | CircuitID |  | Partial | A subset of records contain formatting issues that affect reporting of circuit identifiers. | N/A | N/A | Yes - Information for 115 kV facilities or above voltage are considered confidential. Physical facility, cyber-security sensitive, or critical energy infrastructure data protected from disclosure. (See 18 C.F.R. § 388.113, see also Govt. Code § 6254(k), (ab); 6 U.S.C. § 131; 6 CFR § 29.2.)
Initiative | Vegetation Management Project Point | LineClass |  | Yes | N/A | N/A | N/A | Yes - Information for 115 kV facilities or above voltage are considered confidential. Physical facility, cyber-security sensitive, or critical energy infrastructure data protected from disclosure. (See 18 C.F.R. § 388.113, see also Govt. Code § 6254(k), (ab); 6 U.S.C. § 131; 6 CFR § 29.2.)
Initiative | Vegetation Management Project Point | ProjectLocationOrAddress |  | No | This information is not captured as part of current business processes because the condition requiring collection was not met. | N/A | N/A | Yes - Information for 115 kV facilities or above voltage are considered confidential. Physical facility, cyber-security sensitive, or critical energy infrastructure data protected from disclosure. (See 18 C.F.R. § 388.113, see also Govt. Code § 6254(k), (ab); 6 U.S.C. § 131; 6 CFR § 29.2.)
Initiative | Vegetation Management Project Point | IsTree |  | Yes | N/A | N/A | N/A | No
Initiative | Vegetation Management Project Point | TreeID |  | Yes | N/A | N/A | N/A | No
Initiative | Vegetation Management Project Point | VegetationGenus |  | Yes | N/A | N/A | N/A | No
Initiative | Vegetation Management Project Point | VegetationSpecies |  | Yes | N/A | N/A | N/A | No
Initiative | Vegetation Management Project Point | VegetationCommonName |  | Yes | N/A | N/A | N/A | No
Initiative | Vegetation Management Project Point | SpeciesGrowthRate |  | Partial | Provided where applicable. | N/A | N/A | No
Initiative | Vegetation Management Project Point | TreeHeight |  | Partial | Provided where applicable. | N/A | N/A | No
Initiative | Vegetation Management Project Point | TreeDiameter |  | Partial | Provided where applicable. | N/A | N/A | No
Initiative | Vegetation Management Project Point | DangerTree |  | Partial | Provided where applicable. | N/A | N/A | No
Initiative | Vegetation Management Project Point | RadialClearanceDistance |  | Yes | N/A | N/A | N/A | No
Initiative | Vegetation Management Project Point | LineDeenergized |  | Partial | This information is not available for all records and are being evaluated as part of ongoing data quality improvements | N/A | N/A | Yes - Information for 115 kV facilities or above voltage are considered confidential. Physical facility, cyber-security sensitive, or critical energy infrastructure data protected from disclosure. (See 18 C.F.R. § 388.113, see also Govt. Code § 6254(k), (ab); 6 U.S.C. § 131; 6 CFR § 29.2.)
Initiative | Vegetation Management Project Point | WMPInitiative |  | Yes | N/A | N/A | N/A | Yes - Information for 115 kV facilities or above voltage are considered confidential. Physical facility, cyber-security sensitive, or critical energy infrastructure data protected from disclosure. (See 18 C.F.R. § 388.113, see also Govt. Code § 6254(k), (ab); 6 U.S.C. § 131; 6 CFR § 29.2.)
Initiative | Vegetation Management Project Point | WMPActivity |  | Yes | N/A | N/A | N/A | Yes - Information for 115 kV facilities or above voltage are considered confidential. Physical facility, cyber-security sensitive, or critical energy infrastructure data protected from disclosure. (See 18 C.F.R. § 388.113, see also Govt. Code § 6254(k), (ab); 6 U.S.C. § 131; 6 CFR § 29.2.)
Initiative | Vegetation Management Project Point | ActivityDescription |  | Yes | N/A | N/A | N/A | Yes - Information for 115 kV facilities or above voltage are considered confidential. Physical facility, cyber-security sensitive, or critical energy infrastructure data protected from disclosure. (See 18 C.F.R. § 388.113, see also Govt. Code § 6254(k), (ab); 6 U.S.C. § 131; 6 CFR § 29.2.)
Initiative | Vegetation Management Project Point | WMPSection |  | Yes | N/A | N/A | N/A | Yes - Information for 115 kV facilities or above voltage are considered confidential. Physical facility, cyber-security sensitive, or critical energy infrastructure data protected from disclosure. (See 18 C.F.R. § 388.113, see also Govt. Code § 6254(k), (ab); 6 U.S.C. § 131; 6 CFR § 29.2.)
Initiative | Vegetation Management Project Point | HerbicideUse |  | Partial | This information is not available for all records and are being evaluated as part of ongoing data quality improvements. | N/A | N/A | No
Initiative | Vegetation Management Project Point | HerbicideName |  | Partial | Provided where applicable. | N/A | N/A | No
Initiative | Vegetation Management Project Point | UnitsRepresented |  | Yes | N/A | N/A | N/A | Yes - Information for 115 kV facilities or above voltage are considered confidential. Physical facility, cyber-security sensitive, or critical energy infrastructure data protected from disclosure. (See 18 C.F.R. § 388.113, see also Govt. Code § 6254(k), (ab); 6 U.S.C. § 131; 6 CFR § 29.2.)
Initiative | Vegetation Management Project Point | DescriptionOfWork |  | Yes | N/A | N/A | N/A | Yes - May contain information subject to the attorney client privilege or the work product doctrine or may be subject to ongoing investigation and analysis. (See e.g., Evid. Code § 954; Code Civ. Proc., § 2018.010 et seq.)
Initiative | Vegetation Management Project Point | DescriptionOfWorkComment |  | No | This information is not captured as part of current business processes because the condition requiring collection was not met. | N/A | N/A | Yes - May contain information subject to the attorney client privilege or the work product doctrine or may be subject to ongoing investigation and analysis. (See e.g., Evid. Code § 954; Code Civ. Proc., § 2018.010 et seq.)
Initiative | Vegetation Management Project Point | SecondaryDescriptionOfWork |  | No | This information is not captured as part of current business processes because the condition requiring collection was not met. | N/A | N/A | Yes - May contain information subject to the attorney client privilege or the work product doctrine or may be subject to ongoing investigation and analysis. (See e.g., Evid. Code § 954; Code Civ. Proc., § 2018.010 et seq.)
Initiative | Vegetation Management Project Point | FieldNotes |  | Yes | N/A | N/A | N/A | Yes - May contain information subject to the attorney client privilege or the work product doctrine or may be subject to ongoing investigation and analysis. (See e.g., Evid. Code § 954; Code Civ. Proc., § 2018.010 et seq.)
Initiative | Vegetation Management Project Point | StartDate |  | Yes | N/A | N/A | N/A | No
Initiative | Vegetation Management Project Point | EndDate |  | Yes | N/A | N/A | N/A | No
Initiative | Vegetation Management Project Point | CoastalRedwoodExemption |  | Partial | This information is not available for all records and are being evaluated as part of ongoing data quality improvements. | N/A | N/A | No
Initiative | Vegetation Management Project Point | EncroachPermit |  | No | N/A | N/A | N/A | No
Initiative | Vegetation Management Project Point | EnvPermit |  | No | N/A | N/A | N/A | No
Initiative | Vegetation Management Project Point | EnvPermitProject |  | No | This information is not captured as part of current business processes because the condition requiring collection was not met. | N/A | N/A | No
Initiative | Vegetation Management Project Point | CALFIREHdNumber |  | No | This information is not captured as part of current business processes because the condition requiring collection was not met. | N/A | N/A | No
Initiative | Vegetation Management Project Point | OtherEnvPermitDocumentation |  | No | This information is not captured as part of current business processes because the condition requiring collection was not met. | N/A | N/A | No
Initiative | Vegetation Management Project Point | CommercialHarvest |  | Yes | N/A | N/A | N/A | No
Initiative | Vegetation Management Project Point | SlashManagement |  | Partial | This information is not available for all records and are being evaluated as part of ongoing data quality improvements. this information. | N/A | N/A | No
Initiative | Vegetation Management Project Point | SlashManagementComments |  | Partial | This information is not complete for all records and are being evaluated as part of ongoing data quality improvements. | N/A | N/A | No
Initiative | Vegetation Management Project Point | TreeTrimCountPlanned |  | Yes | N/A | N/A | N/A | No
Initiative | Vegetation Management Project Point | TreeRemovalCountPlanned |  | Yes | N/A | N/A | N/A | No
Initiative | Vegetation Management Project Point | TreeTrimCountActl |  | Yes | N/A | N/A | N/A | No
Initiative | Vegetation Management Project Point | TreeRemovalCountActl |  | No | N/A | N/A | N/A | No
Initiative | Vegetation Management Project Point | WoodDestination |  | Partial | This information is not available for all records and are being evaluated as part of ongoing data quality improvements. | N/A | N/A | No
Initiative | Vegetation Management Project Point | WoodDestinationComment |  | No | N/A | N/A | N/A | No
Initiative | Vegetation Management Project Point | HFTDClass |  | Yes | N/A | N/A | N/A | No
Initiative | Vegetation Management Project Polygon | VmpID |  | No | PG&E does not have initiative data in this geometry to report. | N/A | N/A | Yes - Information for 115 kV facilities or above voltage are considered confidential. Physical facility, cyber-security sensitive, or critical energy infrastructure data protected from disclosure. (See 18 C.F.R. § 388.113, see also Govt. Code § 6254(k), (ab); 6 U.S.C. § 131; 6 CFR § 29.2.)
Initiative | Vegetation Management Project Polygon | VmiID |  | No | PG&E does not have initiative data in this geometry to report. | N/A | N/A | No
Initiative | Vegetation Management Project Polygon | UtilityID |  | No | PG&E does not have initiative data in this geometry to report. | N/A | N/A | No
Initiative | Vegetation Management Project Polygon | UMATID |  | No | PG&E does not have initiative data in this geometry to report. | N/A | N/A | Yes - Information for 115 kV facilities or above voltage are considered confidential. Physical facility, cyber-security sensitive, or critical energy infrastructure data protected from disclosure. (See 18 C.F.R. § 388.113, see also Govt. Code § 6254(k), (ab); 6 U.S.C. § 131; 6 CFR § 29.2.)
Initiative | Vegetation Management Project Polygon | ActivityClass |  | No | PG&E does not have initiative data in this geometry to report. | N/A | N/A | No
Initiative | Vegetation Management Project Polygon | AssetID |  | No | PG&E does not have initiative data in this geometry to report. | N/A | N/A | No
Initiative | Vegetation Management Project Polygon | AssetFeature |  | No | PG&E does not have initiative data in this geometry to report. | N/A | N/A | No
Initiative | Vegetation Management Project Polygon | SegmentID |  | No | PG&E does not have initiative data in this geometry to report. | N/A | N/A | Yes - Information for 115 kV facilities or above voltage are considered confidential. Physical facility, cyber-security sensitive, or critical energy infrastructure data protected from disclosure. (See 18 C.F.R. § 388.113, see also Govt. Code § 6254(k), (ab); 6 U.S.C. § 131; 6 CFR § 29.2.)
Initiative | Vegetation Management Project Polygon | CircuitID |  | No | PG&E does not have initiative data in this geometry to report. | N/A | N/A | Yes - Information for 115 kV facilities or above voltage are considered confidential. Physical facility, cyber-security sensitive, or critical energy infrastructure data protected from disclosure. (See 18 C.F.R. § 388.113, see also Govt. Code § 6254(k), (ab); 6 U.S.C. § 131; 6 CFR § 29.2.)
Initiative | Vegetation Management Project Polygon | LineClass |  | No | PG&E does not have initiative data in this geometry to report. | N/A | N/A | No
Initiative | Vegetation Management Project Polygon | ProjectLocationOrAddress |  | No | PG&E does not have initiative data in this geometry to report. | N/A | N/A | Yes - Information for 115 kV facilities or above voltage are considered confidential. Physical facility, cyber-security sensitive, or critical energy infrastructure data protected from disclosure. (See 18 C.F.R. § 388.113, see also Govt. Code § 6254(k), (ab); 6 U.S.C. § 131; 6 CFR § 29.2.)
Initiative | Vegetation Management Project Polygon | LineDeenergized |  | No | PG&E does not have initiative data in this geometry to report. | N/A | N/A | Yes - Information for 115 kV facilities or above voltage are considered confidential. Physical facility, cyber-security sensitive, or critical energy infrastructure data protected from disclosure. (See 18 C.F.R. § 388.113, see also Govt. Code § 6254(k), (ab); 6 U.S.C. § 131; 6 CFR § 29.2.)
Initiative | Vegetation Management Project Polygon | WMPInitiative |  | No | PG&E does not have initiative data in this geometry to report. | N/A | N/A | Yes - Information for 115 kV facilities or above voltage are considered confidential. Physical facility, cyber-security sensitive, or critical energy infrastructure data protected from disclosure. (See 18 C.F.R. § 388.113, see also Govt. Code § 6254(k), (ab); 6 U.S.C. § 131; 6 CFR § 29.2.)
Initiative | Vegetation Management Project Polygon | WMPActivity |  | No | PG&E does not have initiative data in this geometry to report. | N/A | N/A | Yes - Information for 115 kV facilities or above voltage are considered confidential. Physical facility, cyber-security sensitive, or critical energy infrastructure data protected from disclosure. (See 18 C.F.R. § 388.113, see also Govt. Code § 6254(k), (ab); 6 U.S.C. § 131; 6 CFR § 29.2.)
Initiative | Vegetation Management Project Polygon | ActivityDescription |  | No | PG&E does not have initiative data in this geometry to report. | N/A | N/A | Yes - Information for 115 kV facilities or above voltage are considered confidential. Physical facility, cyber-security sensitive, or critical energy infrastructure data protected from disclosure. (See 18 C.F.R. § 388.113, see also Govt. Code § 6254(k), (ab); 6 U.S.C. § 131; 6 CFR § 29.2.)
Initiative | Vegetation Management Project Polygon | WMPSection |  | No | PG&E does not have initiative data in this geometry to report. | N/A | N/A | Yes - Information for 115 kV facilities or above voltage are considered confidential. Physical facility, cyber-security sensitive, or critical energy infrastructure data protected from disclosure. (See 18 C.F.R. § 388.113, see also Govt. Code § 6254(k), (ab); 6 U.S.C. § 131; 6 CFR § 29.2.)
Initiative | Vegetation Management Project Polygon | HerbicideUse |  | No | PG&E does not have initiative data in this geometry to report. | N/A | N/A | No
Initiative | Vegetation Management Project Polygon | HerbicideName |  | No | PG&E does not have initiative data in this geometry to report. | N/A | N/A | No
Initiative | Vegetation Management Project Polygon | UnitsRepresented |  | No | PG&E does not have initiative data in this geometry to report. | N/A | N/A | Yes - Information for 115 kV facilities or above voltage are considered confidential. Physical facility, cyber-security sensitive, or critical energy infrastructure data protected from disclosure. (See 18 C.F.R. § 388.113, see also Govt. Code § 6254(k), (ab); 6 U.S.C. § 131; 6 CFR § 29.2.)
Initiative | Vegetation Management Project Polygon | DescriptionOfWork |  | No | PG&E does not have initiative data in this geometry to report. | N/A | N/A | Yes - May contain information subject to the attorney client privilege or the work product doctrine or may be subject to ongoing investigation and analysis. (See e.g., Evid. Code § 954; Code Civ. Proc., § 2018.010 et seq.)
Initiative | Vegetation Management Project Polygon | DescriptionOfWorkComment |  | No | PG&E does not have initiative data in this geometry to report. | N/A | N/A | Yes - May contain information subject to the attorney client privilege or the work product doctrine or may be subject to ongoing investigation and analysis. (See e.g., Evid. Code § 954; Code Civ. Proc., § 2018.010 et seq.)
Initiative | Vegetation Management Project Polygon | SecondaryDescriptionOfWork |  | No | PG&E does not have initiative data in this geometry to report. | N/A | N/A | Yes - May contain information subject to the attorney client privilege or the work product doctrine or may be subject to ongoing investigation and analysis. (See e.g., Evid. Code § 954; Code Civ. Proc., § 2018.010 et seq.)
Initiative | Vegetation Management Project Polygon | FieldNotes |  | No | PG&E does not have initiative data in this geometry to report. | N/A | N/A | Yes - May contain information subject to the attorney client privilege or the work product doctrine or may be subject to ongoing investigation and analysis. (See e.g., Evid. Code § 954; Code Civ. Proc., § 2018.010 et seq.)
Initiative | Vegetation Management Project Polygon | StartDate |  | No | PG&E does not have initiative data in this geometry to report. | N/A | N/A | No
Initiative | Vegetation Management Project Polygon | EndDate |  | No | PG&E does not have initiative data in this geometry to report. | N/A | N/A | No
Initiative | Vegetation Management Project Polygon | CoastalRedwoodExemption |  | No | PG&E does not have initiative data in this geometry to report. | N/A | N/A | No
Initiative | Vegetation Management Project Polygon | EncroachPermit |  | No | PG&E does not have initiative data in this geometry to report. | N/A | N/A | No
Initiative | Vegetation Management Project Polygon | EnvPermit |  | No | PG&E does not have initiative data in this geometry to report. | N/A | N/A | No
Initiative | Vegetation Management Project Polygon | EnvPermitProject |  | No | PG&E does not have initiative data in this geometry to report. | N/A | N/A | No
Initiative | Vegetation Management Project Polygon | CALFIREHdNumber |  | No | PG&E does not have initiative data in this geometry to report. | N/A | N/A | No
Initiative | Vegetation Management Project Polygon | OtherEnvPermitDocumentation |  | No | PG&E does not have initiative data in this geometry to report. | N/A | N/A | No
Initiative | Vegetation Management Project Polygon | CommercialHarvest |  | No | PG&E does not have initiative data in this geometry to report. | N/A | N/A | No
Initiative | Vegetation Management Project Polygon | SlashManagement |  | No | PG&E does not have initiative data in this geometry to report. | N/A | N/A | No
Initiative | Vegetation Management Project Polygon | SlashManagementComments |  | No | PG&E does not have initiative data in this geometry to report. | N/A | N/A | No
Initiative | Vegetation Management Project Polygon | TreeTrimCountPlanned |  | No | PG&E does not have initiative data in this geometry to report. | N/A | N/A | No
Initiative | Vegetation Management Project Polygon | TreeTrimAcreagePlanned |  | No | PG&E does not have initiative data in this geometry to report. | N/A | N/A | No
Initiative | Vegetation Management Project Polygon | TreeRemovalCountPlanned |  | No | PG&E does not have initiative data in this geometry to report. | N/A | N/A | No
Initiative | Vegetation Management Project Polygon | TreeRemovalAcreagePlanned |  | No | PG&E does not have initiative data in this geometry to report. | N/A | N/A | No
Initiative | Vegetation Management Project Polygon | TreeTrimCountActl |  | No | PG&E does not have initiative data in this geometry to report. | N/A | N/A | No
Initiative | Vegetation Management Project Polygon | TreeTrimAcreageActl |  | No | PG&E does not have initiative data in this geometry to report. | N/A | N/A | No
Initiative | Vegetation Management Project Polygon | TreeRemovalCountActl |  | No | PG&E does not have initiative data in this geometry to report. | N/A | N/A | No
Initiative | Vegetation Management Project Polygon | TreeRemovalAcreageActl |  | No | PG&E does not have initiative data in this geometry to report. | N/A | N/A | No
Initiative | Vegetation Management Project Polygon | WoodDestination |  | No | PG&E does not have initiative data in this geometry to report. | N/A | N/A | No
Initiative | Vegetation Management Project Polygon | WoodDestinationComment |  | No | PG&E does not have initiative data in this geometry to report. | N/A | N/A | No
Initiative | Vegetation Management Project Polygon | HFTDClass |  | No | PG&E does not have initiative data in this geometry to report. | N/A | N/A | No
Initiative | Vegetation Management Project Polygon | HFTDClassComment |  | No | PG&E does not have initiative data in this geometry to report. | N/A | N/A | No
Table (Initiative) | Initiative Photo Log | PhotoID |  | Yes | Grid Hardening: photos are provided for 'System Hardening - Transmission Shunt Splices' [GH-06] | N/A | Delivery timeframe of photographs, as requested by OEIS, will be evaluated on a program by program basis | Yes - Grid Hardening & Asset Inspections - 115kv and above information are identified as confidential. Additionally - Photos may have information on specific equipment that would be considered confidential (SCADA enabled devices, protection equipment, reclosers, interrupters, sectionalizes, fuses, substation equipment) - (Protected under Govt. Code § 6254(k), (ab); 6 U.S.C. § 131; 6 CFR § 29.2) Other categories where disclosure would be against the public interest (Govt. Code § 6255(a): Due to sensitivity around names, LAN IDs and phone numbers for individual employees, the public interest in maintaining the confidentiality of this information outweighs the public interest in disclosure.
Table (Initiative) | Initiative Photo Log | UtilityID |  | Yes | N/A | N/A | N/A | Yes - Grid Hardening & Asset Inspections - 115kv and above information are identified as confidential. Additionally - Photos may have information on specific equipment that would be considered confidential (SCADA enabled devices, protection equipment, reclosers, interrupters, sectionalizes, fuses, substation equipment) - (Protected under Govt. Code § 6254(k), (ab); 6 U.S.C. § 131; 6 CFR § 29.2) Other categories where disclosure would be against the public interest (Govt. Code § 6255(a): Due to sensitivity around names, LAN IDs and phone numbers for individual employees, the public interest in maintaining the confidentiality of this information outweighs the public interest in disclosure.
Table (Initiative) | Initiative Photo Log | IsBeforeAfter |  | Yes | N/A | N/A | N/A | Yes - Grid Hardening & Asset Inspections - 115kv and above information are identified as confidential. Additionally - Photos may have information on specific equipment that would be considered confidential (SCADA enabled devices, protection equipment, reclosers, interrupters, sectionalizes, fuses, substation equipment) - (Protected under Govt. Code § 6254(k), (ab); 6 U.S.C. § 131; 6 CFR § 29.2) Other categories where disclosure would be against the public interest (Govt. Code § 6255(a): Due to sensitivity around names, LAN IDs and phone numbers for individual employees, the public interest in maintaining the confidentiality of this information outweighs the public interest in disclosure.
Table (Initiative) | Initiative Photo Log | InitiativeID |  | Yes | N/A | N/A | N/A | Yes - Grid Hardening & Asset Inspections - 115kv and above information are identified as confidential. Additionally - Photos may have information on specific equipment that would be considered confidential (SCADA enabled devices, protection equipment, reclosers, interrupters, sectionalizes, fuses, substation equipment) - (Protected under Govt. Code § 6254(k), (ab); 6 U.S.C. § 131; 6 CFR § 29.2) Other categories where disclosure would be against the public interest (Govt. Code § 6255(a): Due to sensitivity around names, LAN IDs and phone numbers for individual employees, the public interest in maintaining the confidentiality of this information outweighs the public interest in disclosure.
Table (Initiative) | Initiative Photo Log | InitiativeFeature |  | Yes | N/A | N/A | N/A | Yes - Grid Hardening & Asset Inspections - 115kv and above information are identified as confidential. Additionally - Photos may have information on specific equipment that would be considered confidential (SCADA enabled devices, protection equipment, reclosers, interrupters, sectionalizes, fuses, substation equipment) - (Protected under Govt. Code § 6254(k), (ab); 6 U.S.C. § 131; 6 CFR § 29.2) Other categories where disclosure would be against the public interest (Govt. Code § 6255(a): Due to sensitivity around names, LAN IDs and phone numbers for individual employees, the public interest in maintaining the confidentiality of this information outweighs the public interest in disclosure.
Other Required Data | Administrative Area | AdminID |  | Yes | N/A | N/A | N/A | No
Other Required Data | Administrative Area | UtilityID |  | Yes | N/A | N/A | N/A | No
Other Required Data | Administrative Area | AreaType |  | Yes | N/A | N/A | N/A | No
Other Required Data | Administrative Area | SubareaType |  | Yes | N/A | N/A | N/A | No
Other Required Data | Administrative Area | SubareaTypeComment |  | No | N/A | N/A | N/A | No
Other Required Data | Administrative Area | Name |  | Yes | PG&E includes: PG&E service territory, Fire Index Area, Division, District, High Fire Risk Area, Surge Protection District, Insulation District, Corrosion Area, Raptor Concentration Zone, Snowloading Area, Climate Zone, Summer Temperature Map, Region | N/A | N/A | No
Other Required Data | Critical Facility | FacilityID |  | Yes | N/A | N/A | N/A | Yes - Critical infrastructure is identified as confidential Customer information combined with GIS data may facilitate customer identification in violation of privacy rules. (See PUC § 8380; Civ. Code §§ 1798 et seq.; Govt. Code § 6254; D.14-05-016.)
Other Required Data | Critical Facility | UtilityID |  | Yes | N/A | N/A | N/A | No
Other Required Data | Critical Facility | FacilityName |  | Yes | N/A | N/A | N/A | Yes - Critical infrastructure is identified as confidential Customer information combined with GIS data may facilitate customer identification in violation of privacy rules. (See PUC § 8380; Civ. Code §§ 1798 et seq.; Govt. Code § 6254; D.14-05-016.)
Other Required Data | Critical Facility | FacilityCategory |  | Partial | N/A | N/A | N/A | Yes - Critical infrastructure is identified as confidential Customer information combined with GIS data may facilitate customer identification in violation of privacy rules. (See PUC § 8380; Civ. Code §§ 1798 et seq.; Govt. Code § 6254; D.14-05-016.)
Other Required Data | Critical Facility | FacilityCategoryComment |  | Yes | N/A | N/A | N/A | Yes - Critical infrastructure is identified as confidential Customer information combined with GIS data may facilitate customer identification in violation of privacy rules. (See PUC § 8380; Civ. Code §§ 1798 et seq.; Govt. Code § 6254; D.14-05-016.)
Other Required Data | Critical Facility | FacilityDescription |  | Yes | N/A | N/A | N/A | Yes - Critical infrastructure is identified as confidential Customer information combined with GIS data may facilitate customer identification in violation of privacy rules. (See PUC § 8380; Civ. Code §§ 1798 et seq.; Govt. Code § 6254; D.14-05-016.)
Other Required Data | Critical Facility | SegmentID |  | No | N/A | N/A | N/A | Yes - Critical infrastructure is identified as confidential Customer information combined with GIS data may facilitate customer identification in violation of privacy rules. (See PUC § 8380; Civ. Code §§ 1798 et seq.; Govt. Code § 6254; D.14-05-016.)
Other Required Data | Critical Facility | CircuitID |  | Partial | N/A | N/A | N/A | Yes - Critical infrastructure is identified as confidential Customer information combined with GIS data may facilitate customer identification in violation of privacy rules. (See PUC § 8380; Civ. Code §§ 1798 et seq.; Govt. Code § 6254; D.14-05-016.)
Other Required Data | Critical Facility | MeterID |  | Yes | PG&E is providing Service Point Location instead of MeterID as this unique ID works better to link other datasets geospatially for the GIS Data Standard and also shows where the customer is located. | N/A | N/A | Yes - Critical infrastructure is identified as confidential Customer information combined with GIS data may facilitate customer identification in violation of privacy rules. (See PUC § 8380; Civ. Code §§ 1798 et seq.; Govt. Code § 6254; D.14-05-016.)
Other Required Data | Critical Facility | BackupPower |  | Yes | PG&E conducts outreach to determine endpoint backup capacity from customer owned facilities. | This information is self-reported survey data and customer outreach. | PG&E conducts outreach to determine endpoint backup capacity from customer owned facilities. Customer outreach is an ongoing effort and customer owned Critical Facilities will continue to build out their infrastructure independent of PG&E activities. | Yes - Critical infrastructure is identified as confidential Customer information combined with GIS data may facilitate customer identification in violation of privacy rules. (See PUC § 8380; Civ. Code §§ 1798 et seq.; Govt. Code § 6254; D.14-05-016.)
Other Required Data | Critical Facility | BackupType |  | Partial | PG&E conducts outreach to determine endpoint backup capacity from customer owned facilities. | This information is self-reported survey data and customer outreach. | PG&E conducts outreach to determine endpoint backup capacity from customer owned facilities. Customer outreach is an ongoing effort and customer owned Critical Facilities will continue to build out their infrastructure independent of PG&E activities. | Yes - Critical infrastructure is identified as confidential Customer information combined with GIS data may facilitate customer identification in violation of privacy rules. (See PUC § 8380; Civ. Code §§ 1798 et seq.; Govt. Code § 6254; D.14-05-016.)
Other Required Data | Critical Facility | BackupTypeComment |  | Partial | PG&E conducts outreach to determine endpoint backup capacity from customer owned facilities. | This information is self reported survey data and customer outreach. | PG&E conducts outreach to determine endpoint backup capacity from customer owned facilities. Customer outreach is an ongoing effort and customer owned Critical Facilities will continue to build out their infrastructure independent of PG&E activities. | Yes - Critical infrastructure is identified as confidential Customer information combined with GIS data may facilitate customer identification in violation of privacy rules. (See PUC § 8380; Civ. Code §§ 1798 et seq.; Govt. Code § 6254; D.14-05-016.)
Other Required Data | Critical Facility | BackupCapacity |  | Yes | PG&E conducts outreach to determine endpoint backup capacity from customer owned facilities. | This information is self-reported survey data and customer outreach. | PG&E conducts outreach to determine endpoint backup capacity from customer owned facilities. Customer outreach is an ongoing effort and customer owned Critical Facilities will continue to build out their infrastructure independent of PG&E activities. | Yes - Critical infrastructure is identified as confidential Customer information combined with GIS data may facilitate customer identification in violation of privacy rules. (See PUC § 8380; Civ. Code §§ 1798 et seq.; Govt. Code § 6254; D.14-05-016.)
Other Required Data | Critical Facility | PopulationImpact |  | Yes | Population impact is based upon Zip code of facility to normalize data for different facility types. Datatype of Population Impact limits possible values of field. Values greater than allowed by datatype limit are set to maximum allowed value of 32,767. | Population impact is based upon location and US Census data. | N/A | Yes - Critical infrastructure is identified as confidential Customer information combined with GIS data may facilitate customer identification in violation of privacy rules. (See PUC § 8380; Civ. Code §§ 1798 et seq.; Govt. Code § 6254; D.14-05-016.)
Other Required Data | Critical Facility | PSPSDays |  | Yes | N/A | N/A | N/A | Yes - Critical infrastructure is identified as confidential Customer information combined with GIS data may facilitate customer identification in violation of privacy rules. (See PUC § 8380; Civ. Code §§ 1798 et seq.; Govt. Code § 6254; D.14-05-016.)
Other Required Data | Critical Facility | Address |  | Yes | N/A | N/A | N/A | Yes - Critical infrastructure is identified as confidential Customer information combined with GIS data may facilitate customer identification in violation of privacy rules. (See PUC § 8380; Civ. Code §§ 1798 et seq.; Govt. Code § 6254; D.14-05-016.)
Other Required Data | Critical Facility | City |  | Yes | N/A | N/A | N/A | Yes - Critical infrastructure is identified as confidential Customer information combined with GIS data may facilitate customer identification in violation of privacy rules. (See PUC § 8380; Civ. Code §§ 1798 et seq.; Govt. Code § 6254; D.14-05-016.)
Other Required Data | Critical Facility | Zip |  | Yes | N/A | N/A | N/A | Yes - Critical infrastructure is identified as confidential Customer information combined with GIS data may facilitate customer identification in violation of privacy rules. (See PUC § 8380; Civ. Code §§ 1798 et seq.; Govt. Code § 6254; D.14-05-016.)
Other Required Data | Critical Facility | HFTDClass |  | Yes | N/A | N/A | N/A | No
Other Required Data | High Wind Warning Day Polygon | HwwID |  | Yes | Data is not owned or maintained by PG&E. | N/A | N/A | No
Other Required Data | High Wind Warning Day Polygon | UtilityID |  | Yes | Data is not owned or maintained by PG&E. | N/A | N/A | No
Other Required Data | High Wind Warning Day Polygon | HWWIssueDateTime |  | Yes | Data is not owned or maintained by PG&E. | N/A | N/A | No
Other Required Data | High Wind Warning Day Polygon | NumberHWWDays |  | Yes | Data is not owned or maintained by PG&E. | N/A | N/A | No
Other Required Data | Major Woody Stem Exempt Tree Point | UtilityID |  | Yes | N/A | PG&E is taking active steps to address these quality issues in the field and making changes to our operations. | PG&E will continue to provide MWS data, and as quality issues are addressed in the field will make improvements on data provided. | No
Other Required Data | Major Woody Stem Exempt Tree Point | VegetationGenus |  | Yes | N/A | PG&E intends to evaluate best practices from Lines of Business that actively catalog vegetation details and incorporate these methods into this program. | PG&E intends to evaluate best practices from Lines of Business that actively catalog vegetation details and incorporate these methods into this program. | No
Other Required Data | Major Woody Stem Exempt Tree Point | VegetationSpecies |  | Yes | N/A | PG&E intends to evaluate best practices from Lines of Business that actively catalog vegetation details and incorporate these methods into this program. | PG&E intends to evaluate best practices from Lines of Business that actively catalog vegetation details and incorporate these methods into this program. | No
Other Required Data | Major Woody Stem Exempt Tree Point | VegetationCommonName |  | Yes | N/A | PG&E intends to evaluate best practices from Lines of Business that actively catalog vegetation details and incorporate these methods into this program. | PG&E intends to evaluate best practices from Lines of Business that actively catalog vegetation details and incorporate these methods into this program. | No
Other Required Data | Major Woody Stem Exempt Tree Point | LastInspectionDate |  | Yes | N/A | PG&E is taking active steps to address these quality issues in the field and making changes to its operations. | PG&E will continue to provide MWS data, and as quality issues are addressed in the field will make improvements on data provided. | No
Other Required Data | Major Woody Stem Exempt Tree Point | Quantity |  | Yes | N/A | N/A | N/A | No
Other Required Data | Other Power Line Connection Location | OplcID |  | Yes | Dx Corporation - Private: oplclID prefix contains "POL", an acronym for Private Owned Line Dx Corporation - Corporation: oplclID in an integer Tx Corporation - Corporation: oplclID is a concatenation of circuit name and voltage | N/A | N/A | Yes - Information that could lead to customer identification would be considered confidential
Other Required Data | Other Power Line Connection Location | UtilityID |  | Yes | N/A | N/A | N/A | No
Other Required Data | Other Power Line Connection Location | OtherLineOwner |  | Yes | N/A | N/A | N/A | Yes - Information that could lead to customer identification would be considered confidential
Other Required Data | Other Power Line Connection Location | ConnectionAsset |  | Partial | PG&E has provided information where available | N/A | N/A | Yes - Information that could lead to customer identification would be considered confidential
Other Required Data | Other Power Line Connection Location | ConnectionPointAssetID |  | Partial | PG&E has provided information where available PG&E does not provide AssetID information where the asset is neither traceable not stable within a specific asset class | Private to Private: Majority of Corporation to Private data is submitted for this field. PG&E's focus is currently on addressing larger data gaps and enhancements to reporting quality. Once these objectives are met, PG&E can re-assess actions needed for 100% complete data for this field. Corporation to Corporation (Dx and Tx): More cross-functional investigation is needed to learn how Corporation to Corporation data relates to other source systems at PG&E (e.g., GIS, SAP). For example, depending on the type of connection point asset (e.g., pole, transformer), different approaches may be needed to relate the Corporation to Corporation data with other data fields in source systems. | PG&E is taking actions to prioritize enhancements the GIS Data Standard submission on a quarterly basis. | Yes - Information that could lead to customer identification would be considered confidential
Other Required Data | Other Power Line Connection Location | CorporationSegmentID |  | No | Where available, PG&E is providing CircuitID as the foreign key to the asset line features. | N/A - please see availability explanation | N/A - please see availability explanation | Yes - Information that could lead to customer identification would be considered confidential
Other Required Data | Other Power Line Connection Location | CorporationCircuitID |  | Yes | N/A | N/A - please see availability explanation | N/A - please see availability explanation | Yes - Information that could lead to customer identification would be considered confidential
Other Required Data | Other Power Line Connection Location | CorporationLineClass |  | Yes | N/A | N/A - please see availability explanation | N/A - please see availability explanation | Yes - Information that could lead to customer identification would be considered confidential
Other Required Data | Other Power Line Connection Location | OtherLineClass |  | Yes | N/A | N/A - please see availability explanation | N/A - please see availability explanation | Yes - Information that could lead to customer identification would be considered confidential
Other Required Data | Other Power Line Connection Location | OtherConductorType |  | No | Corporation to Private: PG&E does not have this information because it does not keep record of customer owned facilities. PG&E views private or customer line owners as separately accountable for regulatory compliance matters Corporation to Corporation: this submission does not contain data on Other Conductor Types for Corporation to Corporation connections. | Corporation to Private: N/A - Please see 'availability explanation' Corporation to Corporation: More cross-functional investigation is needed to learn how Corporation to Corporation data relates to other source systems at PG&E (e.g., GIS, SAP). | PG&E is taking actions to prioritize enhancements to the GIS Data Standard submission on a quarterly basis. | Yes - Information that could lead to customer identification would be considered confidential
Other Required Data | Other Power Line Connection Location | OtherConductorTypeComment |  | No | Corporation to Private: PG&E does not have this information because it does not keep record of customer owned facilities. PG&E views private or customer line owners as separately accountable for regulatory compliance matters Corporation to Corporation: this submission does not contain data on Other Conductor Types for Corporation to Corporation connections. | N/A | N/A | Yes - Information that could lead to customer identification would be considered confidential
Other Required Data | Other Power Line Connection Location | ConnectionType |  | Yes | N/A | N/A | N/A | Yes - Information that could lead to customer identification would be considered confidential
Other Required Data | Other Power Line Connection Location | ConnectionLocation |  | Partial | A majority of data is provided for this attribute | Corporation to Corporation: More cross-functional investigation is needed to learn how Corporation to Corporation data relates to other source systems at PG&E (e.g., GIS, SAP). For example, data stewards could manually review attributes about the connection point in GIS (e.g., PG&E tie circuit name, Lat/Long), and label each connection as OH or UG. Other, more efficient, approaches may be identified given more cross-functional collaboration between the data stewards and other stakeholders | PG&E is taking actions to prioritize enhancements to the GIS Data Standard submission on a quarterly basis. | Yes - Information that could lead to customer identification would be considered confidential
Other Required Data | Other Power Line Connection Location | OtherNominalVoltagekV |  | Partial | Corporation to Private: PG&E added field values for 'OtherNominalVoltage' with a use limitation and operating assumption that the nominal voltage found on the "Other" side of the intertie is the same known nominal voltage found on the PG&E side of the intertie point. PG&E views private or customer line owners as separately accountable for regulatory compliance matters Corporation to Corporation: PG&E has provided the current data collected. | Corporation to Private: N/A - Please see 'availability explanation' Corporation to Corporation: More cross-functional investigation is needed to learn how Corporation to Corporation data relates to other source systems at PG&E (e.g., GIS, SAP). For example, PG&E has developed methods to report this data for other Feature Classes and could explore the feasibility of repurposing such methods for this dataset. | Corporation to Private: N/A - Please see 'availability explanation' Corporation to Corporation: PG&E is taking actions to enhance the GIS Data Standard submission on a quarterly basis. | Yes - Information that could lead to customer identification would be considered confidential
Other Required Data | Other Power Line Connection Location | OtherOperatingVoltagekV |  | No | Corporation to Private: PG&E does not have this information because it does not keep record of customer owned facilities. PG&E views private or customer line owners as separately accountable for regulatory compliance matters Corporation to Corporation: this submission does not contain this attribute for Corporation to Corporation connections. | Corporation to Private: N/A - Please see 'availability explanation' Corporation to Corporation: More cross-functional investigation is needed to learn how Corporation to Corporation data relates to other source systems at PG&E (e.g., GIS, SAP). For example, PG&E has developed methods to report this data for other Feature Classes and could explore the feasibility of repurposing such methods for this dataset. | Corporation to Private: N/A - Please see 'availability explanation' Corporation to Corporation: PG&E is taking actions to enhance the GIS Data Standard submission on a quarterly basis. | Yes - Information that could lead to customer identification would be considered confidential
Other Required Data | Other Power Line Connection Location | OtherConductorMaterial |  | No | Corporation to Private: PG&E does not have this information because it does not keep record of customer owned facilities. PG&E views private or customer line owners as separately accountable for regulatory compliance matters Corporation to Corporation (Tx): values are populated as Unknown, where allowed and applicable, for characteristics of the "non-PG&E" side of the intertie | Corporation to Private: N/A - Please see 'availability explanation' Corporation to Corporation: More cross-functional investigation is needed to learn how Corporation to Corporation data relates to other source systems at PG&E (e.g., GIS, SAP). For example, PG&E has developed methods to report this data for other Feature Classes and could explore the feasibility of repurposing such methods for this dataset. | Corporation to Private: N/A - Please see 'availability explanation' Corporation to Corporation: PG&E is taking actions to enhance the GIS Data Standard submission on a quarterly basis. | Yes - Information that could lead to customer identification would be considered confidential
Other Required Data | Other Power Line Connection Location | OtherConductorMaterialComment |  | No | Corporation to Private: PG&E does not have this information because it does not keep record of customer owned facilities. PG&E views private or customer line owners as separately accountable for regulatory compliance matters Corporation to Corporation: this submission does not contain this attribute for Corporation to Corporation connections | Corporation to Private: N/A - Please see 'availability explanation' Corporation to Corporation: More cross-functional investigation is needed to learn how Corporation to Corporation data relates to other source systems at PG&E (e.g., GIS, SAP). For example, PG&E has developed methods to report this data for other Feature Classes and could explore the feasibility of repurposing such methods for this dataset | Corporation to Private: N/A - Please see 'availability explanation' Corporation to Corporation: PG&E is taking actions to enhance the GIS Data Standard submission on a quarterly basis. | Yes - Information that could lead to customer identification would be considered confidential
Other Required Data | Other Power Line Connection Location | OtherConductorSize |  | No | N/A | N/A | N/A | Yes - Information that could lead to customer identification would be considered confidential
Other Required Data | Other Power Line Connection Location | OtherConductorOD |  | No | Corporation to Private: PG&E does not have this information because it does not keep record of customer owned facilities. PG&E views private or customer line owners as separately accountable for regulatory compliance matters Corporation to Corporation: this submission does not contain this attribute for Corporation to Corporation connections. | Corporation to Private: N/A - Please see 'availability explanation' Corporation to Corporation: More cross-functional investigation is needed to learn how Corporation to Corporation data relates to other source systems at PG&E (e.g., GIS, SAP). For example, PG&E has developed methods to report this data for other Feature Classes and could explore the feasibility of repurposing such methods for this dataset | Corporation to Private: N/A - Please see 'availability explanation' Corporation to Corporation: PG&E is taking actions to prioritize enhancements the GIS Data Standard submission on a quarterly basis. | Yes - Information that could lead to customer identification would be considered confidential
Other Required Data | Other Power Line Connection Location | ConnectionLastInspectionDate |  | Partial | Corporation to Private: PG&E seeks clarity on if this is the date of the inspection of the actual POL line or PG&E's demarcation. For this submission (until additional clarity is provided), PG&E is providing Pole Test and Treat inspection records or detailed inspections (whichever is most recent) for each location as data is available. There are also nulls because an inspection is not required. Corporation to Corporation: this submission does not contain this attribute for Corporation to Corporation connections. | Corporation to Private: N/A - Please see 'availability explanation' Corporation to Corporation: More cross-functional investigation is needed to learn how Corporation to Corporation data relates to other source systems at PG&E (e.g., GIS, SAP). For example, PG&E has developed methods to report this data for other Feature Classes and could explore the feasibility of repurposing such methods for this dataset | Corporation to Private: N/A - Please see 'availability explanation' Corporation to Corporation: PG&E is taking actions to prioritize enhancements the GIS Data Standard submission on a quarterly basis. | Yes - Information that could lead to customer identification would be considered confidential
Other Required Data | Other Power Line Connection Location | ConnectionLastMaintenanceDate |  | No | Corporation to Private: PG&E does not have this information because it does not keep record of customer owned facilities. PG&E views private or customer line owners as separately accountable for regulatory compliance matters Corporation to Corporation: this submission does not contain this attribute for Corporation to Corporation connections. | Corporation to Private: N/A - Please see 'availability explanation' Corporation to Corporation: More cross-functional investigation is needed to learn how Corporation to Corporation data relates to other source systems at PG&E (e.g., GIS, SAP). For example, PG&E has developed methods to report this data for other Feature Classes and could explore the feasibility of repurposing such methods for this dataset. | Corporation to Private: N/A - Please see 'availability explanation' Corporation to Corporation: PG&E is taking actions to prioritize enhancements the GIS Data Standard submission on a quarterly basis. | Yes - Information that could lead to customer identification would be considered confidential
Other Required Data | Other Power Line Connection Location | ConnectionEstablishmentDate |  | No | Corporation to Private: PG&E has the year of the establishment. Corporation to Corporation: this submission does not contain this attribute for Corporation to Corporation connections. | Corporation to Private: N/A - Please see 'availability explanation' Corporation to Corporation: More cross-functional investigation is needed to learn how Corporation to Corporation data relates to other source systems at PG&E (e.g., GIS, SAP). | Corporation to Private: N/A - Please see 'availability explanation' Corporation to Corporation: PG&E is taking actions to prioritize enhancements the GIS Data Standard submission on a quarterly basis. | Yes - Information that could lead to customer identification would be considered confidential
Other Required Data | Other Power Line Connection Location | ConnectionEstablishmentYear |  | Partial | Corporation to Private: PG&E has data all but for one value for which a record is not available. Corporation to Corporation: this submission does not contain this attribute for Corporation to Corporation connections. | Majority of data is submitted for this field. PG&E's focus is currently on addressing larger data gaps and enhancements to reporting quality. Once these objectives are met, PG&E can re-assess actions needed for 100% complete data for this field. | PG&E is taking actions to enhance the GIS Data Standard submission on a quarterly basis. Addressing the small percentage of missing values for this attribute will be explored after the overall submission product achieves a higher quality and becomes more sustainable. | Yes - Information that could lead to customer identification would be considered confidential
Other Required Data | Other Power Line Connection Location | EstimatedConnectionAge |  | Partial | PG&E has provided information where available | A majority of data is submitted for this field. | PG&E is taking actions to prioritize enhancements the GIS Data Standard submission on a quarterly basis. | Yes - Information that could lead to customer identification would be considered confidential
Other Required Data | Other Power Line Connection Location | OtherUsefulLifespan |  | No | This submission does not contain this attribute. There are many different manufactures for various assets and useful lifespan is not a data point commonly provided. An asset's lifespan is dependent on a number of factors including weather, installation location, animal interaction, etc. It is not uncommon for some assets to function in the field for 50+ years while others, like surge arrestors last until struck by lightning as designed. | PG&E does not currently plan to provide this information in upcoming quarterly submissions. PG&E will continue to follow standards and procedures as well as risk based analysis around the different equipment types and when they are to be replaced. | PG&E does not currently plan to provide this information in upcoming quarterly submissions. PG&E will continue to follow standards and procedures as well as risk based analysis around the different equipment types and when they are to be replaced. | Yes - Information that could lead to customer identification would be considered confidential
Other Required Data | Other Power Line Connection Location | OtherAmpacityRating |  | No | Corporation to Private: PG&E does not have this information as it does not keep record of customer owned facilities. PG&E views private or customer line owners as separately accountable for regulatory compliance matters Corporation to Corporation: this submission does not contain this attribute for Corporation to Corporation connections. | Corporation to Private: N/A - Please see 'availability explanation' Corporation to Corporation: Corporation to Corporation: More cross-functional investigation is needed to learn how Corporation to Corporation data relates to other source systems at PG&E (e.g., GIS, SAP). For example, PG&E has explored methods to report this data for other Feature Classes and could assess the feasibility of repurposing such methods for this dataset. | Corporation to Private: N/A - Please see 'availability explanation' Corporation to Corporation: PG&E is taking actions to enhance the GIS Data Standard submission on a quarterly basis. | Yes - Information that could lead to customer identification would be considered confidential
Other Required Data | Other Power Line Connection Location | ConnectionComments |  | No | Comments provided as applicable | N/A | N/A | Yes - Information that could lead to customer identification would be considered confidential
Other Required Data | Other Power Line Connection Location | HFTDClass |  | Yes | N/A | N/A | N/A | No
Other Required Data | Red Flag Warning Day Polygon | RfwID |  | Yes | Data is not owned or maintained by PG&E. | N/A | N/A | No
Other Required Data | Red Flag Warning Day Polygon | UtilityID |  | Yes | Data is not owned or maintained by PG&E. | N/A | N/A | No
Other Required Data | Red Flag Warning Day Polygon | FireWeatherZoneID |  | Yes | Data is not owned or maintained by PG&E. | N/A | N/A | No
Other Required Data | Red Flag Warning Day Polygon | RedFlagWarningIssueDateTime |  | Yes | Data is not owned or maintained by PG&E. | N/A | N/A | No
Other Required Data | Red Flag Warning Day Polygon | NumberRedFlagWarningDays |  | Yes | Data is not owned or maintained by PG&E. | N/A | N/A | No
Psps Event | Psps Event Customer Meter Point | PspsEventMeterID |  | Yes | N/A | N/A | N/A | Yes - This information combined with GIS data may facilitate customer identification in violation of privacy rules. (See PUC § 8380; Civ. Code §§ 1798 et seq.; Govt. Code § 6254; D.14-05-016.) Physical facility, cyber-security sensitive, or critical energy infrastructure data. (See 18 C.F.R. § 388.113, see also Govt. Code § 6254(k), (ab); 6 U.S.C. § 131; 6 CFR § 29.2.)
Psps Event | Psps Event Customer Meter Point | EventID |  | Yes | N/A | N/A | N/A | No
Psps Event | Psps Event Customer Meter Point | MeterID |  | Yes | N/A | N/A | N/A | Yes - This information combined with GIS data may facilitate customer identification in violation of privacy rules. (See PUC § 8380; Civ. Code §§ 1798 et seq.; Govt. Code § 6254; D.14-05-016.)
Psps Event | Psps Event Customer Meter Point | UtilityID |  | Yes | N/A | N/A | N/A | No
Psps Event | Psps Event Customer Meter Point | MeterType |  | Yes | N/A | N/A | N/A | Yes - This information combined with GIS data may facilitate customer identification in violation of privacy rules. (See PUC § 8380; Civ. Code §§ 1798 et seq.; Govt. Code § 6254; D.14-05-016.)
Psps Event | Psps Event Customer Meter Point | PredictedDurationMinutes |  | Yes | N/A | N/A | N/A | Yes - This information combined with GIS data may facilitate customer identification in violation of privacy rules. (See PUC § 8380; Civ. Code §§ 1798 et seq.; Govt. Code § 6254; D.14-05-016.)
Psps Event | Psps Event Customer Meter Point | ActualDurationMinutes |  | Yes | N/A | N/A | N/A | Yes - This information combined with GIS data may facilitate customer identification in violation of privacy rules. (See PUC § 8380; Civ. Code §§ 1798 et seq.; Govt. Code § 6254; D.14-05-016.)
Psps Event | Psps Event Customer Meter Point | HFTDClass |  | Yes | N/A | N/A | N/A | No
Psps Event | Psps Event Damage Point | DamageEventID |  | Yes | N/A | N/A | N/A | Yes - Information for 115 kV facilities or above voltage are considered confidential. Physical facility, cyber-security sensitive, or critical energy infrastructure data. (See 18 C.F.R. § 388.113, see also Govt. Code § 6254(k), (ab); 6 U.S.C. § 131; 6 CFR § 29.2.)
Psps Event | Psps Event Damage Point | EventID |  | Yes | N/A | N/A | N/A | Yes - Information for 115 kV facilities or above voltage are considered confidential. Physical facility, cyber-security sensitive, or critical energy infrastructure data. (See 18 C.F.R. § 388.113, see also Govt. Code § 6254(k), (ab); 6 U.S.C. § 131; 6 CFR § 29.2.)
Psps Event | Psps Event Damage Point | UtilityID |  | Yes | N/A | N/A | N/A | No
Psps Event | Psps Event Damage Point | NumberRelatedRecords |  | Yes | N/A | N/A | N/A | No
Psps Event | Psps Event Damage Point | DamageDateTime |  | Yes | PG&E can only be confident that a PSPS damage occurred after de-energization and any estimate of damage time would be speculative. Time of when the damage occurred is not known. Reenergization time is provided. | N/A | N/A | No
Psps Event | Psps Event Damage Point | FuelBedDescription |  | Yes | N/A | N/A | N/A | No
Psps Event | Psps Event Damage Point | FuelBedDescriptionComment |  | Yes | N/A | N/A | N/A | No
Psps Event | Psps Event Damage Point | HFTDClass |  | Yes | N/A | N/A | N/A | No
Psps Event | Psps Event Line | PspsEventLineID |  | Yes | N/A | N/A | N/A | Yes - Physical facility, cyber-security sensitive, or critical energy infrastructure data. (See 18 C.F.R. § 388.113, see also Govt. Code § 6254(k), (ab); 6 U.S.C. § 131; 6 CFR § 29.2.)
Psps Event | Psps Event Line | EventID |  | Yes | N/A | N/A | N/A | Yes - Physical facility, cyber-security sensitive, or critical energy infrastructure data. (See 18 C.F.R. § 388.113, see also Govt. Code § 6254(k), (ab); 6 U.S.C. § 131; 6 CFR § 29.2.)
Psps Event | Psps Event Line | SegmentID |  | No | Where available, PG&E is providing CircuitID as the foreign key to the asset point features. The electrical corporation does not have persistent unique segment IDs. | N/A | N/A | Yes - Physical facility, cyber-security sensitive, or critical energy infrastructure data. (See 18 C.F.R. § 388.113, see also Govt. Code § 6254(k), (ab); 6 U.S.C. § 131; 6 CFR § 29.2.)
Psps Event | Psps Event Line | CircuitID |  | Yes | N/A | N/A | N/A | Yes - Physical facility, cyber-security sensitive, or critical energy infrastructure data. (See 18 C.F.R. § 388.113, see also Govt. Code § 6254(k), (ab); 6 U.S.C. § 131; 6 CFR § 29.2.)
Psps Event | Psps Event Line | LineClass |  | Yes | N/A | N/A | N/A | No
Psps Event | Psps Event Line | SubstationID |  | Yes | N/A | N/A | N/A | Yes - Substation information are identified as confidential Physical facility, cyber-security sensitive, or critical energy infrastructure data protected from disclosure. (See 18 C.F.R. § 388.113, see also Govt. Code § 6254(k), (ab); 6 U.S.C. § 131; 6 CFR § 29.2.)
Psps Event | Psps Event Line | IsolationDeviceID |  | Yes | N/A | N/A | N/A | Yes - Physical facility, cyber-security sensitive, or critical energy infrastructure data. (See 18 C.F.R. § 388.113, see also Govt. Code § 6254(k), (ab); 6 U.S.C. § 131; 6 CFR § 29.2.)
Psps Event | Psps Event Line | UtilityID |  | Yes | N/A | N/A | N/A | No
Psps Event | Psps Event Line | IsolationDevice |  | Yes | N/A | N/A | N/A | Yes - Physical facility, cyber-security sensitive, or critical energy infrastructure data. (See 18 C.F.R. § 388.113, see also Govt. Code § 6254(k), (ab); 6 U.S.C. § 131; 6 CFR § 29.2.)
Psps Event | Psps Event Line | IsolationDeviceComment |  | Yes | N/A | N/A | N/A | Yes - Physical facility, cyber-security sensitive, or critical energy infrastructure data. (See 18 C.F.R. § 388.113, see also Govt. Code § 6254(k), (ab); 6 U.S.C. § 131; 6 CFR § 29.2.)
Psps Event | Psps Event Line | PredictedDurationMinutes |  | Yes | N/A | N/A | N/A | No
Psps Event | Psps Event Line | ActualDurationMinutes |  | Yes | N/A | N/A | N/A | No
Psps Event | Psps Event Line | DurationPredictionError |  | Yes | N/A | N/A | N/A | No
Psps Event | Psps Event Line | TotalCustomerMinutes |  | Yes | Datatype limits possible values of field. Values greater than allowed by datatype limit are set to maximum allowed value of 32,767. Actual values: PspsEventLineID,TotalCustomerMinutes;PSPS_05172026_014052103, 274380;PSPS_05172026_014422109, 263436;PSPS_05172026_014592105, 126168;PSPS_05172026_062881102, 319886;PSPS_05172026_062881105, 330388;PSPS_05172026_063601108, 363699;PSPS_05172026_102601101, 291942;PSPS_05172026_102781101, 1664988;PSPS_05172026_103142102, 1076148;PSPS_05172026_103331101, 1271928;PSPS_05172026_103331102, 445798;PSPS_05172026_162671101, 294816;PSPS_05172026_162671103, 37775;PSPS_05172026_163091101, 255500;PSPS_05172026_163741102, 44190;PSPS_05172026_252381107, 68238;PSPS_05172026_253401102, 268429;PSPS_05172026_253671103, 257954;PSPS_05172026_254051103, 134392;PSPS_05172026_254051104, 32994;PSPS_06102026_042711101, 157940;PSPS_06102026_042721103, 35843;PSPS_06102026_042891102, 57204;PSPS_06102026_043051101, 483140;PSPS_06102026_043071101, 58311;PSPS_06102026_043291104, 69420;PSPS_06102026_043291105, 92757;PSPS_06102026_043361103, 39984;PSPS_06102026_062541102, 80240;PSPS_06102026_062881102, 245572;PSPS_06102026_062881105, 233550;PSPS_06102026_102601101, 235347;PSPS_06102026_102781101, 1411299;PSPS_06102026_103142102, 678610;PSPS_06102026_103331101, 350238;PSPS_06102026_103331102, 138138;PSPS_06102026_153751103, 79640;PSPS_06102026_153751104, 98880; | N/A | N/A | No
Psps Event | Psps Event Line | TotalCustomers |  | Yes | N/A | N/A | N/A | Yes - Information that could lead to customer identification would be considered confidential
Psps Event | Psps Event Line | ResidentialCustomers |  | Yes | N/A | N/A | N/A | Yes - Information that could lead to customer identification would be considered confidential
Psps Event | Psps Event Line | MedicalBaselineCustomers |  | Yes | N/A | N/A | N/A | Yes - Information that could lead to customer identification would be considered confidential
Psps Event | Psps Event Line | CommercialIndustrialCustomers |  | Yes | N/A | N/A | N/A | Yes - Information that could lead to customer or critical infrastructure identification would be considered confidential
Psps Event | Psps Event Line | OtherCustomers |  | Yes | N/A | N/A | N/A | Yes - Information that could lead to customer or critical infrastructure identification would be considered confidential
Psps Event | Psps Event Line | CriticalInfrastructure |  | Yes | N/A | N/A | N/A | Yes - Critical infrastructure is identified as confidential Physical facility, cyber-security sensitive, or critical energy infrastructure data. (See 18 C.F.R. § 388.113, see also Govt. Code § 6254(k), (ab); 6 U.S.C. § 131; 6 CFR § 29.2.)
Psps Event | Psps Event Line | CriticalInfrastructureDuration |  | Yes | N/A | N/A | N/A | Yes - Critical infrastructure is identified as confidential Physical facility, cyber-security sensitive, or critical energy infrastructure data. (See 18 C.F.R. § 388.113, see also Govt. Code § 6254(k), (ab); 6 U.S.C. § 131; 6 CFR § 29.2.)
Psps Event | Psps Event Line | CriticalInfrastructureImpact |  | Yes | Datatype limits possible values of field. Values greater than allowed by datatype limit are set to maximum allowed value of 32,767. Actual values: PspsEventLineID,CriticalInfrastructureImpact;PSPS_05172026_102781101, 75036;PSPS_06102026_102781101, 63603; | N/A | N/A | Yes - Critical infrastructure is identified as confidential Physical facility, cyber-security sensitive, or critical energy infrastructure data. (See 18 C.F.R. § 388.113, see also Govt. Code § 6254(k), (ab); 6 U.S.C. § 131; 6 CFR § 29.2.)
Psps Event | Psps Event Polygon | PspsEventPolygonID |  | Yes | N/A | N/A | N/A | Yes - Physical facility, cyber-security sensitive, or critical energy infrastructure data. (See 18 C.F.R. § 388.113, see also Govt. Code § 6254(k), (ab); 6 U.S.C. § 131; 6 CFR § 29.2.)
Psps Event | Psps Event Polygon | EventID |  | Yes | N/A | N/A | N/A | Yes - Physical facility, cyber-security sensitive, or critical energy infrastructure data. (See 18 C.F.R. § 388.113, see also Govt. Code § 6254(k), (ab); 6 U.S.C. § 131; 6 CFR § 29.2.)
Psps Event | Psps Event Polygon | SegmentID |  | No | Where available, PG&E is providing CircuitID as the foreign key to the asset point features. The electrical corporation does not have persistent unique segment IDs. | N/A | N/A | Yes - Physical facility, cyber-security sensitive, or critical energy infrastructure data. (See 18 C.F.R. § 388.113, see also Govt. Code § 6254(k), (ab); 6 U.S.C. § 131; 6 CFR § 29.2.)
Psps Event | Psps Event Polygon | CircuitID |  | Yes | N/A | N/A | N/A | Yes - Physical facility, cyber-security sensitive, or critical energy infrastructure data. (See 18 C.F.R. § 388.113, see also Govt. Code § 6254(k), (ab); 6 U.S.C. § 131; 6 CFR § 29.2.)
Psps Event | Psps Event Polygon | LineClass |  | Yes | N/A | N/A | N/A | No
Psps Event | Psps Event Polygon | SubstationID |  | Yes | N/A | N/A | N/A | Yes - Substation information are identified as confidential Physical facility, cyber-security sensitive, or critical energy infrastructure data protected from disclosure. (See 18 C.F.R. § 388.113, see also Govt. Code § 6254(k), (ab); 6 U.S.C. § 131; 6 CFR § 29.2.)
Psps Event | Psps Event Polygon | IsolationDeviceID |  | Yes | N/A | N/A | N/A | Yes - Switches and fuses are identified as confidential information Physical facility, cyber-security sensitive, or critical energy infrastructure data protected from disclosure. (See 18 C.F.R. § 388.113, see also Govt. Code § 6254(k), (ab); 6 U.S.C. § 131; 6 CFR § 29.2.)
Psps Event | Psps Event Polygon | UtilityID |  | Yes | N/A | N/A | N/A | No
Psps Event | Psps Event Polygon | IsolationDevice |  | Yes | N/A | N/A | N/A | Yes - Switches and fuses are identified as confidential information Physical facility, cyber-security sensitive, or critical energy infrastructure data protected from disclosure. (See 18 C.F.R. § 388.113, see also Govt. Code § 6254(k), (ab); 6 U.S.C. § 131; 6 CFR § 29.2.)
Psps Event | Psps Event Polygon | IsolationDeviceComment |  | Yes | N/A | N/A | N/A | Yes - Switches and fuses are identified as confidential information Physical facility, cyber-security sensitive, or critical energy infrastructure data protected from disclosure. (See 18 C.F.R. § 388.113, see also Govt. Code § 6254(k), (ab); 6 U.S.C. § 131; 6 CFR § 29.2.)
Psps Event | Psps Event Polygon | PredictedDurationMinutes |  | Yes | N/A | N/A | N/A | No
Psps Event | Psps Event Polygon | ActualDurationMinutes |  | Yes | N/A | N/A | N/A | No
Psps Event | Psps Event Polygon | DurationPredictionError |  | Yes | N/A | N/A | N/A | No
Psps Event | Psps Event Polygon | TotalCustomerMinutes |  | Yes | N/A | N/A | N/A | No
Psps Event | Psps Event Polygon | TotalCustomers |  | Yes | N/A | N/A | N/A | Yes - Customer outage information combined with GIS data may facilitate customer identification in violation of privacy rules. (See PUC § 8380; Civ. Code §§ 1798 et seq.; Govt. Code § 6254; D.14-05-016.)
Psps Event | Psps Event Polygon | ResidentialCustomers |  | Yes | N/A | N/A | N/A | Yes - Customer outage information combined with GIS data may facilitate customer identification in violation of privacy rules. (See PUC § 8380; Civ. Code §§ 1798 et seq.; Govt. Code § 6254; D.14-05-016.)
Psps Event | Psps Event Polygon | MedicalBaselineCustomers |  | Yes | N/A | N/A | N/A | Yes - Customer outage information combined with GIS data may facilitate customer identification in violation of privacy rules. (See PUC § 8380; Civ. Code §§ 1798 et seq.; Govt. Code § 6254; D.14-05-016.)
Psps Event | Psps Event Polygon | CommercialIndustrialCustomers |  | Yes | N/A | N/A | N/A | Yes - Customer outage information combined with GIS data may facilitate customer identification in violation of privacy rules. (See PUC § 8380; Civ. Code §§ 1798 et seq.; Govt. Code § 6254; D.14-05-016.)
Psps Event | Psps Event Polygon | OtherCustomers |  | Yes | N/A | N/A | N/A | Yes - Customer outage information combined with GIS data may facilitate customer identification in violation of privacy rules. (See PUC § 8380; Civ. Code §§ 1798 et seq.; Govt. Code § 6254; D.14-05-016.)
Psps Event | Psps Event Polygon | CriticalInfrastructure |  | Yes | N/A | N/A | N/A | Yes - Critical infrastructure is identified as confidential Customer outage information combined with GIS data may facilitate customer identification in violation of privacy rules. (See PUC § 8380; Civ. Code §§ 1798 et seq.; Govt. Code § 6254; D.14-05-016.) Physical facility, cyber-security sensitive, or critical energy infrastructure data protected from disclosure. (See 18 C.F.R. § 388.113, see also Govt. Code § 6254(k), (ab); 6 U.S.C. § 131; 6 CFR § 29.2.)
Psps Event | Psps Event Polygon | CriticalInfrastructureDuration |  | Yes | N/A | N/A | N/A | Yes - Critical infrastructure is identified as confidential Customer outage information combined with GIS data may facilitate customer identification in violation of privacy rules. (See PUC § 8380; Civ. Code §§ 1798 et seq.; Govt. Code § 6254; D.14-05-016.) Physical facility, cyber-security sensitive, or critical energy infrastructure data protected from disclosure. (See 18 C.F.R. § 388.113, see also Govt. Code § 6254(k), (ab); 6 U.S.C. § 131; 6 CFR § 29.2.)
Psps Event | Psps Event Polygon | CriticalInfrastructureImpact |  | Yes | N/A | N/A | N/A | Yes - Critical infrastructure is identified as confidential Customer outage information combined with GIS data may facilitate customer identification in violation of privacy rules. (See PUC § 8380; Civ. Code §§ 1798 et seq.; Govt. Code § 6254; D.14-05-016.) Physical facility, cyber-security sensitive, or critical energy infrastructure data protected from disclosure. (See 18 C.F.R. § 388.113, see also Govt. Code § 6254(k), (ab); 6 U.S.C. § 131; 6 CFR § 29.2.)
Table (Psps Event) | Psps Event Conductor Damage Detail | PspsCdID |  | Yes | N/A | N/A | N/A | Yes - Physical facility, cyber-security sensitive, or critical energy infrastructure data protected from disclosure. (See 18 C.F.R. § 388.113, see also Govt. Code § 6254(k), (ab); 6 U.S.C. § 131; 6 CFR § 29.2.)
Table (Psps Event) | Psps Event Conductor Damage Detail | DamageEventID |  | Yes | N/A | N/A | N/A | Yes - Physical facility, cyber-security sensitive, or critical energy infrastructure data protected from disclosure. (See 18 C.F.R. § 388.113, see also Govt. Code § 6254(k), (ab); 6 U.S.C. § 131; 6 CFR § 29.2.)
Table (Psps Event) | Psps Event Conductor Damage Detail | UtilityID |  | Yes | N/A | N/A | N/A | No
Table (Psps Event) | Psps Event Conductor Damage Detail | LineClass |  | Yes | N/A | N/A | N/A | No
Table (Psps Event) | Psps Event Conductor Damage Detail | SegmentID |  | No | Where available, PG&E is providing CircuitID as the foreign key to the asset point features. The electrical corporation does not have persistent unique segment IDs. | N/A | N/A | Yes - Physical facility, cyber-security sensitive, or critical energy infrastructure data protected from disclosure. (See 18 C.F.R. § 388.113, see also Govt. Code § 6254(k), (ab); 6 U.S.C. § 131; 6 CFR § 29.2.)
Table (Psps Event) | Psps Event Conductor Damage Detail | CircuitID |  | Yes | N/A | N/A | N/A | Yes - Physical facility, cyber-security sensitive, or critical energy infrastructure data protected from disclosure. (See 18 C.F.R. § 388.113, see also Govt. Code § 6254(k), (ab); 6 U.S.C. § 131; 6 CFR § 29.2.)
Table (Psps Event) | Psps Event Conductor Damage Detail | FromDeviceID |  | No | Field unavailable in PG&E's field facing mobile platform for cataloging PSPS Damages. | N/A | N/A | Yes - Physical facility, cyber-security sensitive, or critical energy infrastructure data protected from disclosure. (See 18 C.F.R. § 388.113, see also Govt. Code § 6254(k), (ab); 6 U.S.C. § 131; 6 CFR § 29.2.)
Table (Psps Event) | Psps Event Conductor Damage Detail | ToDeviceID |  | No | Field unavailable in PG&E's field facing mobile platform for cataloging PSPS Damages. | N/A | N/A | Yes - Physical facility, cyber-security sensitive, or critical energy infrastructure data protected from disclosure. (See 18 C.F.R. § 388.113, see also Govt. Code § 6254(k), (ab); 6 U.S.C. § 131; 6 CFR § 29.2.)
Table (Psps Event) | Psps Event Conductor Damage Detail | SubstationID |  | No | N/A | N/A | N/A | Yes - Substation information are identified as confidential Physical facility, cyber-security sensitive, or critical energy infrastructure data protected from disclosure. (See 18 C.F.R. § 388.113, see also Govt. Code § 6254(k), (ab); 6 U.S.C. § 131; 6 CFR § 29.2.)
Table (Psps Event) | Psps Event Conductor Damage Detail | NominalVoltagekV |  | Yes | N/A | N/A | N/A | No
Table (Psps Event) | Psps Event Conductor Damage Detail | OperatingVoltagekV |  | Yes | N/A | N/A | N/A | No
Table (Psps Event) | Psps Event Conductor Damage Detail | ConductorMaterial |  | Yes | N/A | N/A | N/A | No
Table (Psps Event) | Psps Event Conductor Damage Detail | ConductorMaterialComment |  | Yes | N/A | N/A | N/A | No
Table (Psps Event) | Psps Event Conductor Damage Detail | ConductorType |  | Yes | N/A | N/A | N/A | No
Table (Psps Event) | Psps Event Conductor Damage Detail | ConductorTypeComment |  | Yes | N/A | N/A | N/A | No
Table (Psps Event) | Psps Event Conductor Damage Detail | ConductorLength |  | No | Field unavailable in PG&E's field facing mobile platform for cataloging PSPS Damages. | N/A | N/A | No
Table (Psps Event) | Psps Event Conductor Damage Detail | FailedEquipmentDescription |  | Yes | N/A | N/A | N/A | Yes - May contain information subject to the attorney client privilege or the work product doctrine or may be subject to ongoing investigation and analysis. (See e.g., Evid. Code § 954; Code Civ. Proc., § 2018.010 et seq.)
Table (Psps Event) | Psps Event Conductor Damage Detail | Cause |  | Yes | N/A | N/A | N/A | Yes - May contain information subject to the attorney client privilege or the work product doctrine or may be subject to ongoing investigation and analysis. (See e.g., Evid. Code § 954; Code Civ. Proc., § 2018.010 et seq.)
Table (Psps Event) | Psps Event Conductor Damage Detail | CauseComment |  | Yes | N/A | N/A | N/A | Yes - May contain information subject to the attorney client privilege or the work product doctrine or may be subject to ongoing investigation and analysis. (See e.g., Evid. Code § 954; Code Civ. Proc., § 2018.010 et seq.)
Table (Psps Event) | Psps Event Conductor Damage Detail | ObjectContact |  | Yes | N/A | N/A | N/A | Yes - May contain information subject to the attorney client privilege or the work product doctrine or may be subject to ongoing investigation and analysis. (See e.g., Evid. Code § 954; Code Civ. Proc., § 2018.010 et seq.)
Table (Psps Event) | Psps Event Conductor Damage Detail | ObjectContactComment |  | Yes | N/A | N/A | N/A | No
Table (Psps Event) | Psps Event Conductor Damage Detail | LikelyArcing |  | Yes | N/A | N/A | N/A | No
Table (Psps Event) | Psps Event Conductor Damage Detail | VmInspectionDate |  | No | Field crews are not trained or equipped to determine this information at time of restoration. | N/A | N/A | No
Table (Psps Event) | Psps Event Conductor Damage Detail | VegetationGenus |  | No | Field crews are not trained or equipped to determine this information at time of restoration. | N/A | N/A | Yes - May contain information subject to the attorney client privilege or the work product doctrine or may be subject to ongoing investigation and analysis. (See e.g., Evid. Code § 954; Code Civ. Proc., § 2018.010 et seq.)
Table (Psps Event) | Psps Event Conductor Damage Detail | VegetationSpecies |  | No | Field crews are not trained or equipped to determine this information at time of restoration. | N/A | N/A | Yes - May contain information subject to the attorney client privilege or the work product doctrine or may be subject to ongoing investigation and analysis. (See e.g., Evid. Code § 954; Code Civ. Proc., § 2018.010 et seq.)
Table (Psps Event) | Psps Event Conductor Damage Detail | VegetationCommonName |  | No | Field crews are not trained or equipped to determine this information at time of restoration. | N/A | N/A | Yes - May contain information subject to the attorney client privilege or the work product doctrine or may be subject to ongoing investigation and analysis. (See e.g., Evid. Code § 954; Code Civ. Proc., § 2018.010 et seq.)
Table (Psps Event) | Psps Event Conductor Damage Detail | TreeHeight |  | No | Field crews are not trained or equipped to determine this information at time of restoration. | N/A | N/A | Yes - May contain information subject to the attorney client privilege or the work product doctrine or may be subject to ongoing investigation and analysis. (See e.g., Evid. Code § 954; Code Civ. Proc., § 2018.010 et seq.)
Table (Psps Event) | Psps Event Conductor Damage Detail | TreeDiameter |  | No | Field crews are not trained or equipped to determine this information at time of restoration. | N/A | N/A | Yes - May contain information subject to the attorney client privilege or the work product doctrine or may be subject to ongoing investigation and analysis. (See e.g., Evid. Code § 954; Code Civ. Proc., § 2018.010 et seq.)
Table (Psps Event) | Psps Event Conductor Damage Detail | TreeTrunkDistance |  | No | Field crews are not trained or equipped to determine this information at time of restoration. | N/A | N/A | Yes - May contain information subject to the attorney client privilege or the work product doctrine or may be subject to ongoing investigation and analysis. (See e.g., Evid. Code § 954; Code Civ. Proc., § 2018.010 et seq.)
Table (Psps Event) | Psps Event Damage Photo Log | DamagedAssetPhotoID |  | Yes | N/A | N/A | N/A | Yes - Physical facility, cyber-security sensitive, or critical energy infrastructure data protected from disclosure. (See 18 C.F.R. § 388.113, see also Govt. Code § 6254(k), (ab); 6 U.S.C. § 131; 6 CFR § 29.2.)
Table (Psps Event) | Psps Event Damage Photo Log | UtilityID |  | Yes | N/A | N/A | N/A | No
Table (Psps Event) | Psps Event Damage Photo Log | FuelBedPhotoID |  | Yes | N/A | N/A | N/A | No
Table (Psps Event) | Psps Event Damage Photo Log | DamageEventID |  | Yes | N/A | N/A | N/A | Yes - Physical facility, cyber-security sensitive, or critical energy infrastructure data protected from disclosure. (See 18 C.F.R. § 388.113, see also Govt. Code § 6254(k), (ab); 6 U.S.C. § 131; 6 CFR § 29.2.)
Table (Psps Event) | Psps Event Log | EventID |  | Yes | N/A | N/A | N/A | No
Table (Psps Event) | Psps Event Log | UtilityID |  | Yes | N/A | N/A | N/A | No
Table (Psps Event) | Psps Event Log | EOCActivationDateTime |  | Yes | N/A | N/A | N/A | No
Table (Psps Event) | Psps Event Log | StartDateTime |  | Yes | N/A | N/A | N/A | No
Table (Psps Event) | Psps Event Log | AllClearDateTime |  | Yes | N/A | N/A | N/A | No
Table (Psps Event) | Psps Event Log | AllLoadUpDateTime |  | Yes | N/A | N/A | N/A | No
Table (Psps Event) | Psps Event Log | WindRisk |  | Yes | N/A | N/A | N/A | No
Table (Psps Event) | Psps Event Log | RelativeHumidityRisk |  | Yes | N/A | N/A | N/A | No
Table (Psps Event) | Psps Event Log | TemperatureRisk |  | Yes | N/A | N/A | N/A | No
Table (Psps Event) | Psps Event Log | VegetationRisk |  | Yes | N/A | N/A | N/A | No
Table (Psps Event) | Psps Event Log | AssetRisk |  | Yes | N/A | N/A | N/A | Yes - Physical facility, cyber-security sensitive, or critical energy infrastructure data. (See 18 C.F.R. § 388.113, see also Govt. Code § 6254(k), (ab); 6 U.S.C. § 131; 6 CFR § 29.2.)
Table (Psps Event) | Psps Event Log | DeadFuelRisk |  | Yes | N/A | N/A | N/A | No
Table (Psps Event) | Psps Event Log | LiveFuelRisk |  | Yes | N/A | N/A | N/A | No
Table (Psps Event) | Psps Event Log | RedFlagWarningRisk |  | Yes | N/A | N/A | N/A | No
Table (Psps Event) | Psps Event Log | OtherRisk |  | Yes | N/A | N/A | N/A | Yes - Physical facility, cyber-security sensitive, or critical energy infrastructure data. (See 18 C.F.R. § 388.113, see also Govt. Code § 6254(k), (ab); 6 U.S.C. § 131; 6 CFR § 29.2.)
Table (Psps Event) | Psps Event Log | OtherRiskReason |  | Yes | N/A | N/A | N/A | Yes - Physical facility, cyber-security sensitive, or critical energy infrastructure data. (See 18 C.F.R. § 388.113, see also Govt. Code § 6254(k), (ab); 6 U.S.C. § 131; 6 CFR § 29.2.)
Table (Psps Event) | Psps Event Other Asset Damage Detail | PspsOadID |  | Yes | N/A | N/A | N/A | Yes - Physical facility, cyber-security sensitive, or critical energy infrastructure data protected from disclosure. (See 18 C.F.R. § 388.113, see also Govt. Code § 6254(k), (ab); 6 U.S.C. § 131; 6 CFR § 29.2.)
Table (Psps Event) | Psps Event Other Asset Damage Detail | DamageEventID |  | Yes | N/A | N/A | N/A | Yes - Physical facility, cyber-security sensitive, or critical energy infrastructure data protected from disclosure. (See 18 C.F.R. § 388.113, see also Govt. Code § 6254(k), (ab); 6 U.S.C. § 131; 6 CFR § 29.2.)
Table (Psps Event) | Psps Event Other Asset Damage Detail | UtilityID |  | Yes | N/A | N/A | N/A | No
Table (Psps Event) | Psps Event Other Asset Damage Detail | Asset |  | Yes | N/A | N/A | N/A | No
Table (Psps Event) | Psps Event Other Asset Damage Detail | AssetID |  | Yes | N/A | N/A | N/A | Yes - Physical facility, cyber-security sensitive, or critical energy infrastructure data protected from disclosure. (See 18 C.F.R. § 388.113, see also Govt. Code § 6254(k), (ab); 6 U.S.C. § 131; 6 CFR § 29.2.)
Table (Psps Event) | Psps Event Other Asset Damage Detail | AssetFeature |  | Yes | N/A | N/A | N/A | Yes - Physical facility, cyber-security sensitive, or critical energy infrastructure data protected from disclosure. (See 18 C.F.R. § 388.113, see also Govt. Code § 6254(k), (ab); 6 U.S.C. § 131; 6 CFR § 29.2.)
Table (Psps Event) | Psps Event Other Asset Damage Detail | LineClass |  | Yes | N/A | N/A | N/A | No
Table (Psps Event) | Psps Event Other Asset Damage Detail | SegmentID |  | No | Where available, PG&E is providing CircuitID as the foreign key to the asset point features. The electrical corporation does not have persistent unique segment IDs. | N/A | N/A | Yes - Physical facility, cyber-security sensitive, or critical energy infrastructure data protected from disclosure. (See 18 C.F.R. § 388.113, see also Govt. Code § 6254(k), (ab); 6 U.S.C. § 131; 6 CFR § 29.2.)
Table (Psps Event) | Psps Event Other Asset Damage Detail | CircuitID |  | Yes | N/A | N/A | N/A | Yes - Physical facility, cyber-security sensitive, or critical energy infrastructure data protected from disclosure. (See 18 C.F.R. § 388.113, see also Govt. Code § 6254(k), (ab); 6 U.S.C. § 131; 6 CFR § 29.2.)
Table (Psps Event) | Psps Event Other Asset Damage Detail | Cause |  | Yes | N/A | N/A | N/A | Yes - May contain information subject to the attorney client privilege or the work product doctrine or may be subject to ongoing investigation and analysis. (See e.g., Evid. Code § 954; Code Civ. Proc., § 2018.010 et seq.)
Table (Psps Event) | Psps Event Other Asset Damage Detail | CauseComment |  | Yes | N/A | N/A | N/A | Yes - May contain information subject to the attorney client privilege or the work product doctrine or may be subject to ongoing investigation and analysis. (See e.g., Evid. Code § 954; Code Civ. Proc., § 2018.010 et seq.)
Table (Psps Event) | Psps Event Other Asset Damage Detail | ObjectContact |  | Yes | N/A | N/A | N/A | Yes - May contain information subject to the attorney client privilege or the work product doctrine or may be subject to ongoing investigation and analysis. (See e.g., Evid. Code § 954; Code Civ. Proc., § 2018.010 et seq.)
Table (Psps Event) | Psps Event Other Asset Damage Detail | ObjectContactComment |  | Yes | N/A | N/A | N/A | Yes - May contain information subject to the attorney client privilege or the work product doctrine or may be subject to ongoing investigation and analysis. (See e.g., Evid. Code § 954; Code Civ. Proc., § 2018.010 et seq.)
Table (Psps Event) | Psps Event Other Asset Damage Detail | AssociatedNominalVoltagekV |  | Yes | N/A | N/A | N/A | No
Table (Psps Event) | Psps Event Other Asset Damage Detail | AssociatedOperatingVoltagekV |  | Yes | N/A | N/A | N/A | No
Table (Psps Event) | Psps Event Other Asset Damage Detail | ManufacturerModelID |  | No | N/A | N/A | N/A | No
Table (Psps Event) | Psps Event Other Asset Damage Detail | ExemptionStatus |  | Yes | N/A | N/A | N/A | No
Table (Psps Event) | Psps Event Other Asset Damage Detail | LikelyArcing |  | Yes | N/A | N/A | N/A | No
Table (Psps Event) | Psps Event Other Asset Damage Detail | VmInspectionDate |  | No | Field crews are not trained or equipped to determine this information at time of restoration. | N/A | N/A | No
Table (Psps Event) | Psps Event Other Asset Damage Detail | VegetationGenus |  | No | Field crews are not trained or equipped to determine this information at time of restoration. | N/A | N/A | Yes - May contain information subject to the attorney client privilege or the work product doctrine or may be subject to ongoing investigation and analysis. (See e.g., Evid. Code § 954; Code Civ. Proc., § 2018.010 et seq.)
Table (Psps Event) | Psps Event Other Asset Damage Detail | VegetationSpecies |  | No | Field crews are not trained or equipped to determine this information at time of restoration. | N/A | N/A | Yes - May contain information subject to the attorney client privilege or the work product doctrine or may be subject to ongoing investigation and analysis. (See e.g., Evid. Code § 954; Code Civ. Proc., § 2018.010 et seq.)
Table (Psps Event) | Psps Event Other Asset Damage Detail | VegetationCommonName |  | No | Field crews are not trained or equipped to determine this information at time of restoration. | N/A | N/A | Yes - May contain information subject to the attorney client privilege or the work product doctrine or may be subject to ongoing investigation and analysis. (See e.g., Evid. Code § 954; Code Civ. Proc., § 2018.010 et seq.)
Table (Psps Event) | Psps Event Other Asset Damage Detail | TreeHeight |  | No | Field crews are not trained or equipped to determine this information at time of restoration. | N/A | N/A | Yes - May contain information subject to the attorney client privilege or the work product doctrine or may be subject to ongoing investigation and analysis. (See e.g., Evid. Code § 954; Code Civ. Proc., § 2018.010 et seq.)
Table (Psps Event) | Psps Event Other Asset Damage Detail | TreeDiameter |  | No | Field crews are not trained or equipped to determine this information at time of restoration. | N/A | N/A | Yes - May contain information subject to the attorney client privilege or the work product doctrine or may be subject to ongoing investigation and analysis. (See e.g., Evid. Code § 954; Code Civ. Proc., § 2018.010 et seq.)
Table (Psps Event) | Psps Event Other Asset Damage Detail | TreeTrunkDistance |  | No | Field crews are not trained or equipped to determine this information at time of restoration. | N/A | N/A | Yes - May contain information subject to the attorney client privilege or the work product doctrine or may be subject to ongoing investigation and analysis. (See e.g., Evid. Code § 954; Code Civ. Proc., § 2018.010 et seq.)
Table (Psps Event) | Psps Event Support Structure Damage Detail | PspsSsdID |  | No | N/A | N/A | N/A | Yes - Physical facility, cyber-security sensitive, or critical energy infrastructure data protected from disclosure. (See 18 C.F.R. § 388.113, see also Govt. Code § 6254(k), (ab); 6 U.S.C. § 131; 6 CFR § 29.2.)
Table (Psps Event) | Psps Event Support Structure Damage Detail | DamageEventID |  | No | N/A | N/A | N/A | Yes - Physical facility, cyber-security sensitive, or critical energy infrastructure data protected from disclosure. (See 18 C.F.R. § 388.113, see also Govt. Code § 6254(k), (ab); 6 U.S.C. § 131; 6 CFR § 29.2.)
Table (Psps Event) | Psps Event Support Structure Damage Detail | UtilityID |  | No | N/A | N/A | N/A | No
Table (Psps Event) | Psps Event Support Structure Damage Detail | SupportStructureID |  | No | N/A | N/A | N/A | Yes - Physical facility, cyber-security sensitive, or critical energy infrastructure data protected from disclosure. (See 18 C.F.R. § 388.113, see also Govt. Code § 6254(k), (ab); 6 U.S.C. § 131; 6 CFR § 29.2.)
Table (Psps Event) | Psps Event Support Structure Damage Detail | Asset |  | No | N/A | N/A | N/A | Yes - Physical facility, cyber-security sensitive, or critical energy infrastructure data protected from disclosure. (See 18 C.F.R. § 388.113, see also Govt. Code § 6254(k), (ab); 6 U.S.C. § 131; 6 CFR § 29.2.)
Table (Psps Event) | Psps Event Support Structure Damage Detail | AssetComment |  | No | N/A | N/A | N/A | Yes - Physical facility, cyber-security sensitive, or critical energy infrastructure data protected from disclosure. (See 18 C.F.R. § 388.113, see also Govt. Code § 6254(k), (ab); 6 U.S.C. § 131; 6 CFR § 29.2.)
Table (Psps Event) | Psps Event Support Structure Damage Detail | Cause |  | No | N/A | N/A | N/A | Yes - May contain information subject to the attorney client privilege or the work product doctrine or may be subject to ongoing investigation and analysis. (See e.g., Evid. Code § 954; Code Civ. Proc., § 2018.010 et seq.)
Table (Psps Event) | Psps Event Support Structure Damage Detail | CauseComment |  | No | N/A | N/A | N/A | Yes - May contain information subject to the attorney client privilege or the work product doctrine or may be subject to ongoing investigation and analysis. (See e.g., Evid. Code § 954; Code Civ. Proc., § 2018.010 et seq.)
Table (Psps Event) | Psps Event Support Structure Damage Detail | ObjectContact |  | No | N/A | N/A | N/A | Yes - May contain information subject to the attorney client privilege or the work product doctrine or may be subject to ongoing investigation and analysis. (See e.g., Evid. Code § 954; Code Civ. Proc., § 2018.010 et seq.)
Table (Psps Event) | Psps Event Support Structure Damage Detail | ObjectContactComment |  | No | N/A | N/A | N/A | Yes - May contain information subject to the attorney client privilege or the work product doctrine or may be subject to ongoing investigation and analysis. (See e.g., Evid. Code § 954; Code Civ. Proc., § 2018.010 et seq.)
Table (Psps Event) | Psps Event Support Structure Damage Detail | SupportStructureMaterial |  | No | N/A | N/A | N/A | Yes - Physical facility, cyber-security sensitive, or critical energy infrastructure data protected from disclosure. (See 18 C.F.R. § 388.113, see also Govt. Code § 6254(k), (ab); 6 U.S.C. § 131; 6 CFR § 29.2.)
Table (Psps Event) | Psps Event Support Structure Damage Detail | MaterialComment |  | No | N/A | N/A | N/A | Yes - Physical facility, cyber-security sensitive, or critical energy infrastructure data protected from disclosure. (See 18 C.F.R. § 388.113, see also Govt. Code § 6254(k), (ab); 6 U.S.C. § 131; 6 CFR § 29.2.)
Table (Psps Event) | Psps Event Support Structure Damage Detail | LikelyArcing |  | No | N/A | N/A | N/A | No
Table (Psps Event) | Psps Event Support Structure Damage Detail | DamageDescription |  | No | N/A | N/A | N/A | Yes - May contain information subject to the attorney client privilege or the work product doctrine or may be subject to ongoing investigation and analysis. (See e.g., Evid. Code § 954; Code Civ. Proc., § 2018.010 et seq.)
Table (Psps Event) | Psps Event Support Structure Damage Detail | DamageDescriptionComment |  | No | N/A | N/A | N/A | Yes - May contain information subject to the attorney client privilege or the work product doctrine or may be subject to ongoing investigation and analysis. (See e.g., Evid. Code § 954; Code Civ. Proc., § 2018.010 et seq.)
Table (Psps Event) | Psps Event Support Structure Damage Detail | VmInspectionDate |  | No | Field crews are not trained or equipped to determine this information at time of restoration. | N/A | N/A | No
Table (Psps Event) | Psps Event Support Structure Damage Detail | VegetationGenus |  | No | Field crews are not trained or equipped to determine this information at time of restoration. | N/A | N/A | Yes - May contain information subject to the attorney client privilege or the work product doctrine or may be subject to ongoing investigation and analysis. (See e.g., Evid. Code § 954; Code Civ. Proc., § 2018.010 et seq.)
Table (Psps Event) | Psps Event Support Structure Damage Detail | VegetationSpecies |  | No | Field crews are not trained or equipped to determine this information at time of restoration. | N/A | N/A | Yes - May contain information subject to the attorney client privilege or the work product doctrine or may be subject to ongoing investigation and analysis. (See e.g., Evid. Code § 954; Code Civ. Proc., § 2018.010 et seq.)
Table (Psps Event) | Psps Event Support Structure Damage Detail | VegetationCommonName |  | No | Field crews are not trained or equipped to determine this information at time of restoration. | N/A | N/A | Yes - May contain information subject to the attorney client privilege or the work product doctrine or may be subject to ongoing investigation and analysis. (See e.g., Evid. Code § 954; Code Civ. Proc., § 2018.010 et seq.)
Table (Psps Event) | Psps Event Support Structure Damage Detail | TreeHeight |  | No | Field crews are not trained or equipped to determine this information at time of restoration. | N/A | N/A | Yes - May contain information subject to the attorney client privilege or the work product doctrine or may be subject to ongoing investigation and analysis. (See e.g., Evid. Code § 954; Code Civ. Proc., § 2018.010 et seq.)
Table (Psps Event) | Psps Event Support Structure Damage Detail | TreeDiameter |  | No | Field crews are not trained or equipped to determine this information at time of restoration. | N/A | N/A | Yes - May contain information subject to the attorney client privilege or the work product doctrine or may be subject to ongoing investigation and analysis. (See e.g., Evid. Code § 954; Code Civ. Proc., § 2018.010 et seq.)
Table (Psps Event) | Psps Event Support Structure Damage Detail | TreeTrunkDistance |  | No | Field crews are not trained or equipped to determine this information at time of restoration. | N/A | N/A | Yes - May contain information subject to the attorney client privilege or the work product doctrine or may be subject to ongoing investigation and analysis. (See e.g., Evid. Code § 954; Code Civ. Proc., § 2018.010 et seq.)
Risk Event | Ignition | IgnitionID |  | Yes | PG&E has until the 1st of April the following year to make final determination on reportability for ignitions within a calendar year. The ignitions and associated datapoints that are determined to be reportable will be posted publicly on the CPUC website after April 1st. This data set comprises ignitions that took place in the previous quarter. This report may include ignitions for which investigations are ongoing. Thus, data about quarterly ignitions are subject to change. This report reflects available information as of the date the data was pulled. | N/A | N/A | Yes - Information for 115 kV facilities or above voltage are considered confidential. Physical facility, cyber-security sensitive, or critical energy infrastructure data protected from disclosure. (See 18 C.F.R. § 388.113, see also Govt. Code § 6254(k), (ab); 6 U.S.C. § 131; 6 CFR § 29.2.)
Risk Event | Ignition | UtilityID |  | Yes | N/A | N/A | N/A | No
Risk Event | Ignition | SubstationID |  | Partial | There are several potential reasons why this data may not be present. For example, data may have been mis-captured originally or it may not export, join, or otherwise translate as intended when preparing the FGDB. | PG&E will explore methods to address this at a future time. In the immediate term, the focus is on addressing larger data gaps. | PG&E is taking actions to enhance the GIS Data Standard submission on a quarterly basis. Addressing the small percentage of missing values for this attribute will be explored after the overall submission product achieves a higher quality and becomes more sustainable. | Yes - Substation information are identified as confidential Physical facility, cyber-security sensitive, or critical energy infrastructure data protected from disclosure. (See 18 C.F.R. § 388.113, see also Govt. Code § 6254(k), (ab); 6 U.S.C. § 131; 6 CFR § 29.2.)
Risk Event | Ignition | NearestWeatherStationID |  | Yes | N/A | N/A | N/A | No
Risk Event | Ignition | OutageID |  | Yes | Outage data has been provided where applicable data exists. Since these tables are generated independently, there may be additional or fewer records reflected since several source systems are refreshed daily and previous quarter events are still being processed. | N/A | N/A | No
Risk Event | Ignition | OutageStatus |  | Yes | N/A | N/A | N/A | No
Risk Event | Ignition | FireStartDateTime |  | Yes | N/A | N/A | N/A | No
Risk Event | Ignition | FireStartYear |  | Yes | N/A | N/A | N/A | No
Risk Event | Ignition | FireDetectionMethod |  | No | This field is currently not available in the current format of the PG&E ignition tracking table. | PG&E is looking to explore options for automating this field in the ignition tracker but this data does not yet exist in our systems of entry or record. | PG&E is exploring option to add this to our outage system | No
Risk Event | Ignition | FireDetectionMethodComment |  | No | This field is currently not available in the current format of the PG&E ignition tracking table. | PG&E is looking to explore options for automating this field in the ignition tracker but this data does not yet exist in our systems of record. | PG&E is exploring option to add this to our outage system | No
Risk Event | Ignition | SuspectedInitiatingCause |  | Yes | PG&E has provided data for all ignitions with a known Suspected Initiating Cause. | N/A | N/A | No
Risk Event | Ignition | SuspectedInitiatingCauseComment |  | Yes | PG&E has added any needed comments per the instructions on using the "other" possible value. Any null values present are because a comment is not needed. | N/A | N/A | Yes - Physical facility, cyber-security sensitive, or critical energy infrastructure data. (See 18 C.F.R. § 388.113, see also Govt. Code § 6254(k), (ab); 6 U.S.C. § 131; 6 CFR § 29.2.). May contain information subject to the attorney client privilege or the work product doctrine or may be subject to ongoing investigation and analysis. (See e.g., Evid. Code § 954; Code Civ. Proc., § 2018.010 et seq.)
Risk Event | Ignition | ObjectContact |  | Partial | PG&E has provided data for all ignitions related to Object Contact. | N/A | N/A | Yes - Physical facility, cyber-security sensitive, or critical energy infrastructure data. (See 18 C.F.R. § 388.113, see also Govt. Code § 6254(k), (ab); 6 U.S.C. § 131; 6 CFR § 29.2.). May contain information subject to the attorney client privilege or the work product doctrine or may be subject to ongoing investigation and analysis. (See e.g., Evid. Code § 954; Code Civ. Proc., § 2018.010 et seq.)
Risk Event | Ignition | ObjectContactComment |  | Partial | PG&E has provided ObjectCauseComments for all ignitions that require object contact comments. | N/A | N/A | Yes - Physical facility, cyber-security sensitive, or critical energy infrastructure data. (See 18 C.F.R. § 388.113, see also Govt. Code § 6254(k), (ab); 6 U.S.C. § 131; 6 CFR § 29.2.). May contain information subject to the attorney client privilege or the work product doctrine or may be subject to ongoing investigation and analysis. (See e.g., Evid. Code § 954; Code Civ. Proc., § 2018.010 et seq.)
Risk Event | Ignition | VegetationContact |  | Yes | PG&E has provided data for all records where Suspected Initiating Cause = Vegetation contact | N/A | N/A | Yes - Physical facility, cyber-security sensitive, or critical energy infrastructure data. (See 18 C.F.R. § 388.113, see also Govt. Code § 6254(k), (ab); 6 U.S.C. § 131; 6 CFR § 29.2.). May contain information subject to the attorney client privilege or the work product doctrine or may be subject to ongoing investigation and analysis. (See e.g., Evid. Code § 954; Code Civ. Proc., § 2018.010 et seq.)
Risk Event | Ignition | VegetationContactComment |  | Partial | PG&E has provided ObjectCauseComments for all ignitions that require object contact comments. | N/A | N/A | Yes - Physical facility, cyber-security sensitive, or critical energy infrastructure data. (See 18 C.F.R. § 388.113, see also Govt. Code § 6254(k), (ab); 6 U.S.C. § 131; 6 CFR § 29.2.). May contain information subject to the attorney client privilege or the work product doctrine or may be subject to ongoing investigation and analysis. (See e.g., Evid. Code § 954; Code Civ. Proc., § 2018.010 et seq.)
Risk Event | Ignition | VegetationGenus |  | Yes | PG&E has provided vegetation details for ignitions that require vegetation contact comments when available at the time this report was generated. Due to the short turnaround time for submittal, and since some ignitions may still be under investigation or details are not yet captured, data may not always be available. | N/A | N/A | Yes - May contain information subject to the attorney client privilege or the work product doctrine or may be subject to ongoing investigation and analysis. (See e.g., Evid. Code § 954; Code Civ. Proc., § 2018.010 et seq.)
Risk Event | Ignition | VegetationSpecies |  | Yes | PG&E has provided vegetation details for ignitions that require vegetation contact comments when available at the time this report was generated. Due to the short turnaround time for submittal, and since some ignitions may still be under investigation or details are not yet captured, data may not always be available. | N/A | N/A | Yes - May contain information subject to the attorney client privilege or the work product doctrine or may be subject to ongoing investigation and analysis. (See e.g., Evid. Code § 954; Code Civ. Proc., § 2018.010 et seq.)
Risk Event | Ignition | VegetationCommonName |  | Yes | PG&E has provided vegetation details for ignitions that require vegetation contact comments when available at the time this report was generated. Due to the short turnaround time for submittal, and since some ignitions may still be under investigation or details are not yet captured, data may not always be available. | N/A | N/A | Yes - May contain information subject to the attorney client privilege or the work product doctrine or may be subject to ongoing investigation and analysis. (See e.g., Evid. Code § 954; Code Civ. Proc., § 2018.010 et seq.)
Risk Event | Ignition | EquipmentFailure |  | Yes | PG&E has provided data for all ignitions related to Equipment Failure. | N/A | N/A | Yes - Switch, sectionalizer, fuse, voltage regulator/booster, recloser, protection equipment, and capacitor bank information are identified as confidential. Physical facility, cyber-security sensitive, or critical energy infrastructure data. (See 18 C.F.R. § 388.113, see also Govt. Code § 6254(k), (ab); 6 U.S.C. § 131; 6 CFR § 29.2.). May contain information subject to the attorney client privilege or the work product doctrine or may be subject to ongoing investigation and analysis. (See e.g., Evid. Code § 954; Code Civ. Proc., § 2018.010 et seq.)
Risk Event | Ignition | EquipmentFailureComment |  | No | PG&E has provided comments as needed. | N/A | N/A | Yes - Switch, sectionalizer, fuse, voltage regulator/booster, recloser, protection equipment, and capacitor bank information are identified as confidential. Physical facility, cyber-security sensitive, or critical energy infrastructure data. (See 18 C.F.R. § 388.113, see also Govt. Code § 6254(k), (ab); 6 U.S.C. § 131; 6 CFR § 29.2.). May contain information subject to the attorney client privilege or the work product doctrine or may be subject to ongoing investigation and analysis. (See e.g., Evid. Code § 954; Code Civ. Proc., § 2018.010 et seq.)
Risk Event | Ignition | AssociatedNominalVoltagekV |  | Yes | N/A | N/A | N/A | Yes - Information for 115 kV facilities or above voltage are considered confidential. Physical facility, cyber-security sensitive, or critical energy infrastructure data. (See 18 C.F.R. § 388.113, see also Govt. Code § 6254(k), (ab); 6 U.S.C. § 131; 6 CFR § 29.2.)
Risk Event | Ignition | AssociatedOperatingVoltagekV |  | Yes | N/A | N/A | N/A | Yes - Information for 115 kV facilities or above voltage are considered confidential. Physical facility, cyber-security sensitive, or critical energy infrastructure data protected from disclosure. (See 18 C.F.R. § 388.113, see also Govt. Code § 6254(k), (ab); 6 U.S.C. § 131; 6 CFR § 29.2.)
Risk Event | Ignition | OtherCompanies |  | Yes | N/A | N/A | N/A | Yes - This information may provide customer information in violation of privacy rules. (See PUC § 8380; Civ. Code §§ 1798 et seq.; Govt. Code § 6254; D.14-05-016.) May contain information subject to the attorney client privilege or the work product doctrine or may be subject to ongoing investigation and analysis. (See e.g., Evid. Code § 954; Code Civ. Proc., § 2018.010 et seq.)
Risk Event | Ignition | EquipmentType |  | Yes | N/A | N/A | N/A | No
Risk Event | Ignition | Determination |  | Yes | N/A | N/A | N/A | Yes - Physical facility, cyber-security sensitive, or critical energy infrastructure data. (See 18 C.F.R. § 388.113, see also Govt. Code § 6254(k), (ab); 6 U.S.C. § 131; 6 CFR § 29.2.). May contain information subject to the attorney client privilege or the work product doctrine or may be subject to ongoing investigation and analysis. (See e.g., Evid. Code § 954; Code Civ. Proc., § 2018.010 et seq.)
Risk Event | Ignition | DeterminationComment |  | Yes | N/A | N/A | N/A | Yes - Physical facility, cyber-security sensitive, or critical energy infrastructure data. (See 18 C.F.R. § 388.113, see also Govt. Code § 6254(k), (ab); 6 U.S.C. § 131; 6 CFR § 29.2.). May contain information subject to the attorney client privilege or the work product doctrine or may be subject to ongoing investigation and analysis. (See e.g., Evid. Code § 954; Code Civ. Proc., § 2018.010 et seq.)
Risk Event | Ignition | FacilityContacted |  | No | PG&E has provided data as conditionally required. | N/A | N/A | Yes - Switch, sectionalizer, fuse, voltage regulator/booster, recloser, protection equipment, and capacitor bank information are identified as confidential. Physical facility, cyber-security sensitive, or critical energy infrastructure data. (See 18 C.F.R. § 388.113, see also Govt. Code § 6254(k), (ab); 6 U.S.C. § 131; 6 CFR § 29.2.). May contain information subject to the attorney client privilege or the work product doctrine or may be subject to ongoing investigation and analysis. (See e.g., Evid. Code § 954; Code Civ. Proc., § 2018.010 et seq.)
Risk Event | Ignition | FacilityContactedComment |  | No | PG&E has provided comments as needed. | N/A | N/A | Yes - Physical facility, cyber-security sensitive, or critical energy infrastructure data. (See 18 C.F.R. § 388.113, see also Govt. Code § 6254(k), (ab); 6 U.S.C. § 131; 6 CFR § 29.2.). May contain information subject to the attorney client privilege or the work product doctrine or may be subject to ongoing investigation and analysis. (See e.g., Evid. Code § 954; Code Civ. Proc., § 2018.010 et seq.)
Risk Event | Ignition | AssetID |  | Partial | When SuspectedInitiatingCause is 'Equipment Failure,' and the Equipment that was suspected to have failed was identified as the 'Support Structure,' PG&E is providing the AssetID as a FK to the related Support Structure table. The Asset ID to other asset features is currently not available in the current format of the PG&E ignition tracking table. | PG&E is looking to explore options for collecting this level of detail automating this field in the ignition tracker but this data does not yet exist in our systems of record. | PG&E is exploring option to add this to our outage system | Yes - Switch, sectionalizer, fuse, voltage regulator/booster, recloser, protection equipment, and capacitor bank information are identified as confidential. Physical facility, cyber-security sensitive, or critical energy infrastructure data. (See 18 C.F.R. § 388.113, see also Govt. Code § 6254(k), (ab); 6 U.S.C. § 131; 6 CFR § 29.2.). May contain information subject to the attorney client privilege or the work product doctrine or may be subject to ongoing investigation and analysis. (See e.g., Evid. Code § 954; Code Civ. Proc., § 2018.010 et seq.)
Risk Event | Ignition | AssetFeature |  | Partial | When SuspectedInitiatingCause is 'Equipment Failure,' and the Equipment that was suspected to have failed is an asset feature reported in the point dataset,' PG&E provides the feature class where the asset ID should be found. See AssetID 'Availability Explanations' above. | PG&E is looking to explore options for collecting this level of detail automating this field in the ignition tracker but this data does not yet exist in our systems of record. | PG&E is exploring option to add this to our outage system | Yes - Switch, sectionalizer, fuse, voltage regulator/booster, recloser, protection equipment, and capacitor bank information are identified as confidential. Physical facility, cyber-security sensitive, or critical energy infrastructure data. (See 18 C.F.R. § 388.113, see also Govt. Code § 6254(k), (ab); 6 U.S.C. § 131; 6 CFR § 29.2.). May contain information subject to the attorney client privilege or the work product doctrine or may be subject to ongoing investigation and analysis. (See e.g., Evid. Code § 954; Code Civ. Proc., § 2018.010 et seq.)
Risk Event | Ignition | SegmentID |  | No | Where available, PG&E is providing CircuitID as the foreign key to the asset line features. | N/A - please see availability explanation | N/A - please see availability explanation | Yes - Switch, sectionalizer, fuse, voltage regulator/booster, recloser, protection equipment, and capacitor bank information are identified as confidential. Physical facility, cyber-security sensitive, or critical energy infrastructure data. (See 18 C.F.R. § 388.113, see also Govt. Code § 6254(k), (ab); 6 U.S.C. § 131; 6 CFR § 29.2.). May contain information subject to the attorney client privilege or the work product doctrine or may be subject to ongoing investigation and analysis. (See e.g., Evid. Code § 954; Code Civ. Proc., § 2018.010 et seq.)
Risk Event | Ignition | CircuitID |  | Yes | There are several potential reasons why this data may not be present. For example, data may have been mis-captured originally or it may not export, join, or otherwise translate as intended when preparing the FGDB. | N/A | N/A | Yes - Information for 115 kV facilities or above voltage are considered confidential. Physical facility, cyber-security sensitive, or critical energy infrastructure data. (See 18 C.F.R. § 388.113, see also Govt. Code § 6254(k), (ab); 6 U.S.C. § 131; 6 CFR § 29.2.)
Risk Event | Ignition | LineClass |  | Yes | N/A | N/A | N/A | Yes - Information for 115 kV facilities or above voltage are considered confidential. Physical facility, cyber-security sensitive, or critical energy infrastructure data. (See 18 C.F.R. § 388.113, see also Govt. Code § 6254(k), (ab); 6 U.S.C. § 131; 6 CFR § 29.2.)
Risk Event | Ignition | ContributingFactor |  | No | It is difficult to determine contributing factor without speculation. PG&E does not track this data at this time. | Unknown. | Unknown. | Yes - Physical facility, cyber-security sensitive, or critical energy infrastructure data. (See 18 C.F.R. § 388.113, see also Govt. Code § 6254(k), (ab); 6 U.S.C. § 131; 6 CFR § 29.2.). May contain information subject to the attorney client privilege or the work product doctrine or may be subject to ongoing investigation and analysis. (See e.g., Evid. Code § 954; Code Civ. Proc., § 2018.010 et seq.)
Risk Event | Ignition | ContributingFactorComment |  | No | It is difficult to determine contributing factor without speculation. PG&E does not track this data at this time. | Unknown. | Unknown. | Yes - Physical facility, cyber-security sensitive, or critical energy infrastructure data. (See 18 C.F.R. § 388.113, see also Govt. Code § 6254(k), (ab); 6 U.S.C. § 131; 6 CFR § 29.2.). May contain information subject to the attorney client privilege or the work product doctrine or may be subject to ongoing investigation and analysis. (See e.g., Evid. Code § 954; Code Civ. Proc., § 2018.010 et seq.)
Risk Event | Ignition | RFWStatus |  | Yes | N/A | N/A | N/A | No
Risk Event | Ignition | RFWIssueDateTime |  | Yes | This information is included where the NWS issued a RFW at the time of ignition and left blank where no apparent RFW was issued. | N/A | N/A | No
Risk Event | Ignition | FWWStatus |  | Yes | PG&E sources archived weather data from Iowa University and FWW archived data is currently unavailable. | N/A | Unknown | No
Risk Event | Ignition | FWWIssueDateTime |  | Yes | PG&E sources archived weather data from Iowa University and FWW archived data is currently unavailable. | N/A | Unknown | No
Risk Event | Ignition | HWWStatus |  | Yes | N/A | N/A | N/A | No
Risk Event | Ignition | HWWIssueDateTime |  | Yes | This information is included where the NWS issued a HWW at the time of ignition and left blank where no apparent HWW was issued. | N/A | N/A | No
Risk Event | Ignition | OriginLandUse |  | Yes | N/A | N/A | N/A | No
Risk Event | Ignition | MaterialAtOrigin |  | Yes | N/A | N/A | N/A | No
Risk Event | Ignition | MaterialAtOriginComment |  | Yes | PG&E has provided the comments needed and available. | N/A | N/A | No
Risk Event | Ignition | FuelBedDescription |  | Yes | N/A | N/A | N/A | No
Risk Event | Ignition | FuelBedDescriptionComment |  | Yes | Comments have been provided for all instances where FuelBedDescription has a value of 'Other - see Comment' | N/A | N/A | No
Risk Event | Ignition | FireSize |  | Yes | N/A | N/A | N/A | No
Risk Event | Ignition | SuppressedBy |  | Yes | Data has been provided, where confirmed. | N/A | N/A | No
Risk Event | Ignition | SuppressingAgency |  | Yes | Data has been provided, where confirmed, for all records where SuppressedBy is defined as 'Fire agency'. Please note, due to the 30 character limits, some of the data may drop off. | N/A | N/A | No
Risk Event | Ignition | FireInvestigation |  | No | PG&E does request fire reports for fires with unknown fire size, where discrepancies in fire size is identified, and where fire size exceeds 10 acres. However, fire investigation reports are rarely completed and distributed to PG&E in time for these quarterly submissions. | PG&E will look to explore potential options for gathering this data and implementing into ignitions tracker. | See Availability Explanation. | No
Risk Event | Ignition | FireAHJ |  | No | PG&E cannot identify Agency Boundary data. | PG&E will look to explore potential options for gathering this data and implementing into ignitions tracker. | Unknown. | No
Risk Event | Ignition | IgnitionNotes |  | No | PG&E will provide notes and additional information upon request as to what is being sought. | N/A | N/A | Yes - Physical facility, cyber-security sensitive, or critical energy infrastructure data. (See 18 C.F.R. § 388.113, see also Govt. Code § 6254(k), (ab); 6 U.S.C. § 131; 6 CFR § 29.2.). May contain information subject to the attorney client privilege or the work product doctrine or may be subject to ongoing investigation and analysis. (See e.g., Evid. Code § 954; Code Civ. Proc., § 2018.010 et seq.)
Risk Event | Ignition | HFTDClass |  | Yes | N/A | N/A | N/A | No
Risk Event | Ignition | Latitude |  | Yes | N/A | N/A | N/A | N/A
Risk Event | Ignition | Longitude |  | Yes | N/A | N/A | N/A | N/A
Risk Event | Unplanned Outage | OutageID |  | Yes | N/A | N/A | N/A | No
Risk Event | Unplanned Outage | OutageClass |  | Yes | N/A | N/A | N/A | Yes - Information for 115 kV facilities or above voltage are considered confidential.
Risk Event | Unplanned Outage | UtilityID |  | Yes | N/A | N/A | N/A | No
Risk Event | Unplanned Outage | SubstationID |  | Partial | Transmission: The “SubstationID” description is framed in distribution terminology, not transmission. Specifically, distribution circuits all have a “source substation”, but transmission circuits are characterized as “substation to substation”, and a line name is itself a “unique ID” used for populating this information. The exception would be line “taps”, but most tap lines are linked to the main line, which has at least 2 substation names defining it. For transmission purposes all transmission unplanned outage data is complete and each line entry has a unique ID based on the names of the substations that are defined delivery points for transmission of electricity. The unique ID will not directly correlate to the Substation feature class. | PG&E will explore methods to address this at a future time. In the immediate term, the focus is on addressing larger data gaps. | PG&E is taking actions to enhance the GIS Data Standard submission on a quarterly basis. Addressing the small percentage of missing values for this attribute will be explored after the overall submission product achieves a higher quality and becomes more sustainable. | Yes - Substation information are identified as confidential Physical facility, cyber-security sensitive, or critical energy infrastructure data protected from disclosure. (See 18 C.F.R. § 388.113, see also Govt. Code § 6254(k), (ab); 6 U.S.C. § 131; 6 CFR § 29.2.)
Risk Event | Unplanned Outage | BasicCause |  | Yes | Distribution: PG&E typically considers wire to wire contact more as a condition and not as a separate basic cause and is not used for this report. Any N/A values present are because there is not enough information in the way the source data is captured in the field (for operational purposes) to add more specificity and transform to OEIS' schema. Transmission: PG&E has provided the cause when it is known. | N/A | N/A | Yes - Information for 115 kV facilities or above voltage are considered confidential. Physical facility, cyber-security sensitive, or critical energy infrastructure data. (See 18 C.F.R. § 388.113, see also Govt. Code § 6254(k), (ab); 6 U.S.C. § 131; 6 CFR § 29.2.)
Risk Event | Unplanned Outage | BasicCauseComment |  | Yes | N/A | N/A | N/A | Yes - Information for 115 kV facilities or above voltage are considered confidential. Physical facility, cyber-security sensitive, or critical energy infrastructure data. (See 18 C.F.R. § 388.113, see also Govt. Code § 6254(k), (ab); 6 U.S.C. § 131; 6 CFR § 29.2.)
Risk Event | Unplanned Outage | BasicCauseObject |  | Yes | N/A | N/A | N/A | Yes - Information for 115 kV facilities or above voltage are considered confidential. Physical facility, cyber-security sensitive, or critical energy infrastructure data. (See 18 C.F.R. § 388.113, see also Govt. Code § 6254(k), (ab); 6 U.S.C. § 131; 6 CFR § 29.2.)
Risk Event | Unplanned Outage | BasicCauseObjectComment |  | Yes | N/A | N/A | N/A | Yes - Information for 115 kV facilities or above voltage are considered confidential. Physical facility, cyber-security sensitive, or critical energy infrastructure data. (See 18 C.F.R. § 388.113, see also Govt. Code § 6254(k), (ab); 6 U.S.C. § 131; 6 CFR § 29.2.)
Risk Event | Unplanned Outage | VegetationContact |  | Yes | N/A | N/A | N/A | Yes - Information for 115 kV facilities or above voltage are considered confidential. Physical facility, cyber-security sensitive, or critical energy infrastructure data. (See 18 C.F.R. § 388.113, see also Govt. Code § 6254(k), (ab); 6 U.S.C. § 131; 6 CFR § 29.2.)
Risk Event | Unplanned Outage | VegetationContactComment |  | Yes | N/A | N/A | N/A | Yes - Information for 115 kV facilities or above voltage are considered confidential. Physical facility, cyber-security sensitive, or critical energy infrastructure data. (See 18 C.F.R. § 388.113, see also Govt. Code § 6254(k), (ab); 6 U.S.C. § 131; 6 CFR § 29.2.)
Risk Event | Unplanned Outage | FacilityContacted |  | Partial | Distribution: This level of detail is not recorded. PG&E could make inferences based on the cause of the outage, but it would be prone to errors. Transmission: No additional comments | Further collection of this information requires process and/or technology enhancements, which are currently being considered and evaluated. | PG&E is exploring options to include additional detail in future submissions. | Yes - Information for 115 kV facilities or above voltage are considered confidential. Physical facility, cyber-security sensitive, or critical energy infrastructure data. (See 18 C.F.R. § 388.113, see also Govt. Code § 6254(k), (ab); 6 U.S.C. § 131; 6 CFR § 29.2.)
Risk Event | Unplanned Outage | FacilityContactedComment |  | Yes | N/A | N/A | N/A | Yes - Information for 115 kV facilities or above voltage are considered confidential. Physical facility, cyber-security sensitive, or critical energy infrastructure data. (See 18 C.F.R. § 388.113, see also Govt. Code § 6254(k), (ab); 6 U.S.C. § 131; 6 CFR § 29.2.)
Risk Event | Unplanned Outage | EquipmentFailure |  | Yes | Includes the involved equipment when specified in the outage report. However, this level of detail is not always recorded. Any unknown values present are because there is not enough information in the way the source data was captured (which is for operational purposes) to add more specificity and transform to OEIS' schema. | N/A | N/A | Yes - Switch, sectionalizer, fuse, voltage regulator/booster, recloser, protection equipment, and capacitor bank information are identified as confidential Physical facility, cyber-security sensitive, or critical energy infrastructure data protected from disclosure. (See 18 C.F.R. § 388.113, see also Govt. Code § 6254(k), (ab); 6 U.S.C. § 131; 6 CFR § 29.2.) Information for 115 kV facilities or above voltage are considered confidential.
Risk Event | Unplanned Outage | EquipmentFailureComment |  | Yes | N/A | N/A | N/A | Yes - Switch, sectionalizer, fuse, voltage regulator/booster, recloser, protection equipment, and capacitor bank information are identified as confidential Physical facility, cyber-security sensitive, or critical energy infrastructure data protected from disclosure. (See 18 C.F.R. § 388.113, see also Govt. Code § 6254(k), (ab); 6 U.S.C. § 131; 6 CFR § 29.2.) Information for 115 kV facilities or above voltage are considered confidential.
Risk Event | Unplanned Outage | AssetID |  | Partial | When BasicCause is 'Equipment Failure,' and the Equipment that was suspected to have failed was identified as the 'Support Structure,' PG&E attempts to provide the AssetID as a FK to the related Support Structure table. The AssetID to other asset features is not readily available in the current format of the PG&E outage tracking table. | Further collection of this information requires process and/or technology enhancements, which are currently being considered and evaluated. | PG&E is exploring options to include additional detail in future submissions. | Yes - Switch, sectionalizer, fuse, voltage regulator/booster, recloser, protection equipment, and capacitor bank information are identified as confidential Physical facility, cyber-security sensitive, or critical energy infrastructure data protected from disclosure. (See 18 C.F.R. § 388.113, see also Govt. Code § 6254(k), (ab); 6 U.S.C. § 131; 6 CFR § 29.2.) Information for 115 kV facilities or above voltage are considered confidential.
Risk Event | Unplanned Outage | AssetFeature |  | Yes | When SuspectedInitiatingCause is 'Equipment Failure,' and the Equipment that was suspected to have failed is an asset feature reported in the point dataset,' PG&E provides the feature class where the asset ID should be found. See AssetID 'Availability Explanations' above. | N/A | N/A | Yes - Switch, sectionalizer, fuse, voltage regulator/booster, recloser, protection equipment, and capacitor bank information are identified as confidential Physical facility, cyber-security sensitive, or critical energy infrastructure data protected from disclosure. (See 18 C.F.R. § 388.113, see also Govt. Code § 6254(k), (ab); 6 U.S.C. § 131; 6 CFR § 29.2.) Information for 115 kV facilities or above voltage are considered confidential.
Risk Event | Unplanned Outage | SegmentID |  | No | Where available, PG&E is providing CircuitID as the foreign key to the asset line features. | N/A - please see availability explanation | N/A - please see availability explanation | Yes - Information for 115 kV facilities or above voltage are considered confidential. Physical facility, cyber-security sensitive, or critical energy infrastructure data. (See 18 C.F.R. § 388.113, see also Govt. Code § 6254(k), (ab); 6 U.S.C. § 131; 6 CFR § 29.2.)
Risk Event | Unplanned Outage | CircuitID |  | Yes | N/A or null values at the Transmission level are outages primary caused at the substation. | N/A | N/A | Yes - Information for 115 kV facilities or above voltage are considered confidential. Physical facility, cyber-security sensitive, or critical energy infrastructure data. (See 18 C.F.R. § 388.113, see also Govt. Code § 6254(k), (ab); 6 U.S.C. § 131; 6 CFR § 29.2.)
Risk Event | Unplanned Outage | LineClass |  | Yes | N/A | N/A | N/A | Yes - Information for 115 kV facilities or above voltage are considered confidential. Physical facility, cyber-security sensitive, or critical energy infrastructure data. (See 18 C.F.R. § 388.113, see also Govt. Code § 6254(k), (ab); 6 U.S.C. § 131; 6 CFR § 29.2.)
Risk Event | Unplanned Outage | ExpulsionFuseOperation |  | Yes | Distribution: This field is not readily noted in the outage data base and these entries were estimated based on a data extraction that may not be completely accurate. A data extraction of fuse types was used to identify primary circuit outages involving expulsion fuse operation. In addition, a word search was used to identify expulsion fuse operation associated with transformer-only outages, since the fuse type is not readily available. For circuit outages, will need to utilize the fuse type at the time of the outage as opposed to a time stamped data download. Process enhancements will also be needed to better capture expulsion fuse operation related to transformer-only outages. Will likely take 2 to 3 years to implement. | N/A | N/A | Yes - Information for 115 kV facilities or above voltage are considered confidential. Physical facility, cyber-security sensitive, or critical energy infrastructure data. (See 18 C.F.R. § 388.113, see also Govt. Code § 6254(k), (ab); 6 U.S.C. § 131; 6 CFR § 29.2.)
Risk Event | Unplanned Outage | OutageDescription |  | Partial | N/A | N/A | N/A | Yes - Information for 115 kV facilities or above voltage are considered confidential. Physical facility, cyber-security sensitive, or critical energy infrastructure data. (See 18 C.F.R. § 388.113, see also Govt. Code § 6254(k), (ab); 6 U.S.C. § 131; 6 CFR § 29.2.)
Risk Event | Unplanned Outage | EventYear |  | Yes | N/A | N/A | N/A | Yes - Information for 115 kV facilities or above voltage are considered confidential. Physical facility, cyber-security sensitive, or critical energy infrastructure data. (See 18 C.F.R. § 388.113, see also Govt. Code § 6254(k), (ab); 6 U.S.C. § 131; 6 CFR § 29.2.)
Risk Event | Unplanned Outage | OutageStartDateTime |  | Yes | N/A | N/A | N/A | Yes - Information for 115 kV facilities or above voltage are considered confidential. Physical facility, cyber-security sensitive, or critical energy infrastructure data. (See 18 C.F.R. § 388.113, see also Govt. Code § 6254(k), (ab); 6 U.S.C. § 131; 6 CFR § 29.2.)
Risk Event | Unplanned Outage | OutageEndDateTime |  | Partial | Some outages may still be on-going at the time this report was produced and thus the “OutageEndDateTime” cannot be populated for all records. | N/A | N/A | Yes - Information for 115 kV facilities or above voltage are considered confidential. Physical facility, cyber-security sensitive, or critical energy infrastructure data. (See 18 C.F.R. § 388.113, see also Govt. Code § 6254(k), (ab); 6 U.S.C. § 131; 6 CFR § 29.2.)
Risk Event | Unplanned Outage | OutageDuration |  | Partial | Some outages may still be on-going at the time this report was produced and thus the “OutageDuration” not be populated. Transmission: OutageDuration actually reflects facility – not customer – outage duration; a majority of PG&E’s transmission outages do not affect customers, but it’s important to capture how long a circuit was unavailable for normal service. | N/A | N/A | Yes - Information for 115 kV facilities or above voltage are considered confidential. Physical facility, cyber-security sensitive, or critical energy infrastructure data. (See 18 C.F.R. § 388.113, see also Govt. Code § 6254(k), (ab); 6 U.S.C. § 131; 6 CFR § 29.2.)
Risk Event | Unplanned Outage | CustomerMinutesInterrupted |  | Partial | Some outages were still on-going at the time this report was produced and thus the field was not populated. Transmission Outages: "Electric transmission facility (not customer) outage minutes". | N/A | N/A | Yes - Information for 115 kV facilities or above voltage are considered confidential. Physical facility, cyber-security sensitive, or critical energy infrastructure data. (See 18 C.F.R. § 388.113, see also Govt. Code § 6254(k), (ab); 6 U.S.C. § 131; 6 CFR § 29.2.)
Risk Event | Unplanned Outage | CustomersOutMomentary |  | Partial | Transmission: For CustomerOutMomentary exceeded the maximum value allowed (for short int. '32767') 'in the field. PG&E therefore overwrites the original value ('34582') in the system to the largest max allowed value. | N/A | N/A | Yes - Customer outage information combined with GIS data may facilitate customer identification in violation of privacy rules. (See PUC § 8380; Civ. Code §§ 1798 et seq.; Govt. Code § 6254; D.14-05-016.) Physical facility, cyber-security sensitive, or critical energy infrastructure data protected from disclosure. (See 18 C.F.R. § 388.113, see also Govt. Code § 6254(k), (ab); 6 U.S.C. § 131; 6 CFR § 29.2.)
Risk Event | Unplanned Outage | CustomersOutSustained |  | Partial | N/A | N/A | N/A | Yes - Customer outage information combined with GIS data may facilitate customer identification in violation of privacy rules. (See PUC § 8380; Civ. Code §§ 1798 et seq.; Govt. Code § 6254; D.14-05-016.) Physical facility, cyber-security sensitive, or critical energy infrastructure data protected from disclosure. (See 18 C.F.R. § 388.113, see also Govt. Code § 6254(k), (ab); 6 U.S.C. § 131; 6 CFR § 29.2.)
Risk Event | Unplanned Outage | CustomerCount |  | Partial | Distribution: Some outages such as a FLISR event result in customers experiencing both momentary and sustained outages. The current template requires both customer impacts to be listed on more than one row. Transmission: For events where CustomerCount exceeds the maximum value allowed (for short int. '32767') 'in the field PG&E overwrites the original value ('34582') in the system to the largest max allowed value. | N/A | N/A | Yes - Customer outage information combined with GIS data may facilitate customer identification in violation of privacy rules. (See PUC § 8380; Civ. Code §§ 1798 et seq.; Govt. Code § 6254; D.14-05-016.) Physical facility, cyber-security sensitive, or critical energy infrastructure data protected from disclosure. (See 18 C.F.R. § 388.113, see also Govt. Code § 6254(k), (ab); 6 U.S.C. § 131; 6 CFR § 29.2.)
Risk Event | Unplanned Outage | OutageInterval |  | Yes | N/A | N/A | N/A | Yes - Information for 115 kV facilities or above voltage are considered confidential. Physical facility, cyber-security sensitive, or critical energy infrastructure data. (See 18 C.F.R. § 388.113, see also Govt. Code § 6254(k), (ab); 6 U.S.C. § 131; 6 CFR § 29.2.)
Risk Event | Unplanned Outage | OutageIntervalAltDefinition |  | Yes | N/A | N/A | N/A | Yes - Information for 115 kV facilities or above voltage are considered confidential. Physical facility, cyber-security sensitive, or critical energy infrastructure data. (See 18 C.F.R. § 388.113, see also Govt. Code § 6254(k), (ab); 6 U.S.C. § 131; 6 CFR § 29.2.)
Risk Event | Unplanned Outage | AssociatedNominalVoltagekV |  | Partial | Distribution: Definition is unclear. Likely OK for most primary outages but may not be accurate for some transformer level outages impacted by the secondary system. Also some inherent data gaps exist on less than 2 % of events. | Requesting additional template clarity on how to report secondary related damage and perhaps less than 500 Volts would be an acceptable entry. | Scope and plan will be developed after receiving input on this report from Energy Safety. | Yes - Information for 115 kV facilities or above voltage are considered confidential. Physical facility, cyber-security sensitive, or critical energy infrastructure data. (See 18 C.F.R. § 388.113, see also Govt. Code § 6254(k), (ab); 6 U.S.C. § 131; 6 CFR § 29.2.)
Risk Event | Unplanned Outage | AssociatedOperatingVoltagekV |  | Partial | Distribution: Definition is unclear. Likely OK for primary outages but may not be accurate for some transformer level outages impacted by the secondary system. Also some inherent data gaps exist on less than 2 % of events. | Requesting additional template clarity on how to report secondary related damage and perhaps less than 500 Volts would be an acceptable entry. | Scope and plan will be developed after receiving input on this report from Energy Safety. | Yes - Information for 115 kV facilities or above voltage are considered confidential. Physical facility, cyber-security sensitive, or critical energy infrastructure data. (See 18 C.F.R. § 388.113, see also Govt. Code § 6254(k), (ab); 6 U.S.C. § 131; 6 CFR § 29.2.)
Risk Event | Unplanned Outage | OtherCompanies |  | Partial | Distribution: This data can be available but definition is unclear and likely not practical for events impacting many customers. Transmission: Data provided | Requesting additional template clarity on what's needed. It's unclear if this field is intended to capture the companies that experienced an outage or companies that may have contributed to the cause of the outage. | Scope and plan will be developed after receiving input on this report from Energy Safety. It will likely take 1-2 years to implement after the scoped is determined. | Yes - This information may provide customer information in violation of privacy rules. (See PUC § 8380; Civ. Code §§ 1798 et seq.; Govt. Code § 6254; D.14-05-016.) May contain information subject to the attorney client privilege or the work product doctrine or may be subject to ongoing investigation and analysis. (See e.g., Evid. Code § 954; Code Civ. Proc., § 2018.010 et seq.)
Risk Event | Unplanned Outage | RecloserSetting |  | Yes | N/A | N/A | N/A | Yes - Information for 115 kV facilities or above voltage are considered confidential. Physical facility, cyber-security sensitive, or critical energy infrastructure data. (See 18 C.F.R. § 388.113, see also Govt. Code § 6254(k), (ab); 6 U.S.C. § 131; 6 CFR § 29.2.)
Risk Event | Unplanned Outage | RapidFaultSetting |  | Yes | Outages confirmed with EPSS settings enabled are instances when customers are impacted, consistent with other reporting formats to Energy Safety. | N/A | N/A | Yes - Information for 115 kV facilities or above voltage are considered confidential. Physical facility, cyber-security sensitive, or critical energy infrastructure data. (See 18 C.F.R. § 388.113, see also Govt. Code § 6254(k), (ab); 6 U.S.C. § 131; 6 CFR § 29.2.)
Risk Event | Unplanned Outage | IsolationDeviceType |  | Yes | N/A | N/A | N/A | Yes - Information for 115 kV facilities or above voltage are considered confidential. Physical facility, cyber-security sensitive, or critical energy infrastructure data. (See 18 C.F.R. § 388.113, see also Govt. Code § 6254(k), (ab); 6 U.S.C. § 131; 6 CFR § 29.2.)
Risk Event | Unplanned Outage | IsolationDeviceTypeComment |  | Yes | N/A | N/A | N/A | Yes - Information for 115 kV facilities or above voltage are considered confidential. Physical facility, cyber-security sensitive, or critical energy infrastructure data. (See 18 C.F.R. § 388.113, see also Govt. Code § 6254(k), (ab); 6 U.S.C. § 131; 6 CFR § 29.2.)
Risk Event | Unplanned Outage | MajorEventDay |  | Yes | N/A | N/A | N/A | No
Risk Event | Unplanned Outage | LocationOrAddress |  | Partial | Please note, the Lat./Log. of outages are based on the device that operated and not necessarily at the damage location. Distribution: PG&E used the Fault Location field for these outages but these fields are currently not always reported for every outage. Given this field is free form text, the data may not always reflect an appropriate address. | Process changes and technological enhancements would be needed to ensure this field is always reported. | Scope and plan will be developed after receiving input on this report from Energy Safety. Will likely take 2 to 3 years to implement after scope of work is defined. | Yes - Information for 115 kV facilities or above voltage are considered confidential. Physical facility, cyber-security sensitive, or critical energy infrastructure data. (See 18 C.F.R. § 388.113, see also Govt. Code § 6254(k), (ab); 6 U.S.C. § 131; 6 CFR § 29.2.)
Risk Event | Unplanned Outage | HFTDClass |  | Yes | This location is based on the device that operated and not necessarily at the damage location. | N/A | N/A | No
Risk Event | Unplanned Outage | VmOutageDescription |  | Partial | Need technology enhancements to capture the actual damage location. | PG&E will explore methods to address this at a future time. In the immediate term, the focus is on addressing larger data gaps. | PG&E is taking actions to enhance the GIS Data Standard submission on a quarterly basis. Addressing the small percentage of missing values for this attribute will be explored after the overall submission product achieves a higher quality and becomes more sustainable. | Yes - May contain information subject to the attorney client privilege or the work product doctrine or may be subject to ongoing investigation and analysis. (See e.g., Evid. Code § 954; Code Civ. Proc., § 2018.010 et seq.)
Risk Event | Unplanned Outage | VmInspectionDate |  | Yes | N/A | N/A | N/A | Yes - May contain information subject to the attorney client privilege or the work product doctrine or may be subject to ongoing investigation and analysis. (See e.g., Evid. Code § 954; Code Civ. Proc., § 2018.010 et seq.)
Risk Event | Unplanned Outage | VegetationGenus |  | Partial | If an inspector cannot find the tree that caused the outage, this data point cannot be reported. This can happen when the tree is removed prior to the inspector making it to the location or if the outage location cannot be found. | N/A | N/A | Yes - May contain information subject to the attorney client privilege or the work product doctrine or may be subject to ongoing investigation and analysis. (See e.g., Evid. Code § 954; Code Civ. Proc., § 2018.010 et seq.)
Risk Event | Unplanned Outage | VegetationSpecies |  | Partial | If an inspector cannot find the tree that caused the outage, this data point cannot be reported. This can happen when the tree is removed prior to the inspector making it to the location or if the outage location cannot be found. | N/A | N/A | Yes - May contain information subject to the attorney client privilege or the work product doctrine or may be subject to ongoing investigation and analysis. (See e.g., Evid. Code § 954; Code Civ. Proc., § 2018.010 et seq.)
Risk Event | Unplanned Outage | VegetationCommonName |  | Partial | If an inspector cannot find the tree that caused the outage, this data point cannot be reported. This can happen when the tree is removed prior to the inspector making it to the location or if the outage location cannot be found. | N/A | N/A | Yes - May contain information subject to the attorney client privilege or the work product doctrine or may be subject to ongoing investigation and analysis. (See e.g., Evid. Code § 954; Code Civ. Proc., § 2018.010 et seq.)
Risk Event | Unplanned Outage | TreeHeight |  | Partial | If an inspector cannot find the tree that caused the outage, this data point cannot be reported. This can happen when the tree is removed prior to the inspector making it to the location or if the outage location cannot be found. | N/A | N/A | Yes - May contain information subject to the attorney client privilege or the work product doctrine or may be subject to ongoing investigation and analysis. (See e.g., Evid. Code § 954; Code Civ. Proc., § 2018.010 et seq.)
Risk Event | Unplanned Outage | TreeDiameter |  | Partial | If an inspector cannot find the tree that caused the outage, this data point cannot be reported. This can happen when the tree is removed prior to the inspector making it to the location or if the outage location cannot be found. | N/A | N/A | Yes - May contain information subject to the attorney client privilege or the work product doctrine or may be subject to ongoing investigation and analysis. (See e.g., Evid. Code § 954; Code Civ. Proc., § 2018.010 et seq.)
Risk Event | Unplanned Outage | TreeTrunkDistance |  | Partial | If an inspector cannot find the tree that caused the outage, this data point cannot be reported. This can happen when the tree is removed prior to the inspector making it to the location or if the outage location cannot be found. | N/A | N/A | Yes - May contain information subject to the attorney client privilege or the work product doctrine or may be subject to ongoing investigation and analysis. (See e.g., Evid. Code § 954; Code Civ. Proc., § 2018.010 et seq.)
Risk Event | Unplanned Outage | RFWDay |  | Yes | N/A | N/A | N/A | No
Risk Event | Wire Down Event | WireDownID |  | Yes | N/A | N/A | N/A | No
Risk Event | Wire Down Event | UtilityID |  | Yes | N/A | N/A | N/A | No
Risk Event | Wire Down Event | OutageStatus |  | Yes | N/A | N/A | N/A | No
Risk Event | Wire Down Event | OutageID |  | Yes | N/A | N/A | N/A | Yes - Information for 115 kV facilities or above voltage are considered confidential.
Risk Event | Wire Down Event | AssetID |  | Partial | When Cause is 'Equipment Failure,' and the Equipment that was suspected to have failed was identified as the 'Support Structure,' PG&E is providing the AssetID as a FK to the related Support Structure table. The Asset ID to other asset features is not readily available in the current format of the PG&E outage tracking table. | Further collection of this information requires process and/or technology enhancements, which are currently being considered and evaluated. | PG&E is exploring options to include additional detail in future submissions. | Yes - Physical facility, cyber-security sensitive, or critical energy infrastructure data protected from disclosure. (See 18 C.F.R. § 388.113, see also Govt. Code § 6254(k), (ab); 6 U.S.C. § 131; 6 CFR § 29.2.)
Risk Event | Wire Down Event | AssetFeature |  | Partial | When Cause is 'Equipment Failure,' and the Equipment that was suspected to have failed is an asset feature reported in the point dataset,' PG&E provides the feature class where the asset ID should be found. See AssetID 'Availability Explanations' above. | Further collection of this information requires process and/or technology enhancements, which are currently being considered and evaluated. | PG&E is exploring options to include additional detail in future submissions. | Yes - Switch, sectionalizer, fuse, voltage regulator/booster, recloser, protection equipment, and capacitor bank information are identified as confidential Physical facility, cyber-security sensitive, or critical energy infrastructure data protected from disclosure. (See 18 C.F.R. § 388.113, see also Govt. Code § 6254(k), (ab); 6 U.S.C. § 131; 6 CFR § 29.2.) Information for 115 kV facilities or above voltage are considered confidential.
Risk Event | Wire Down Event | SegmentID |  | No | Where available, PG&E is providing CircuitID as the foreign key to the asset line features. | N/A | N/A | Yes - Information for 115 kV facilities or above voltage are considered confidential. Physical facility, cyber-security sensitive, or critical energy infrastructure data protected from disclosure. (See 18 C.F.R. § 388.113, see also Govt. Code § 6254(k), (ab); 6 U.S.C. § 131; 6 CFR § 29.2.)
Risk Event | Wire Down Event | CircuitID |  | Yes | N/A | N/A | N/A | Yes - Information for 115 kV facilities or above voltage are considered confidential. Physical facility, cyber-security sensitive, or critical energy infrastructure data protected from disclosure. (See 18 C.F.R. § 388.113, see also Govt. Code § 6254(k), (ab); 6 U.S.C. § 131; 6 CFR § 29.2.)
Risk Event | Wire Down Event | LineClass |  | Yes | N/A | N/A | N/A | Yes - Information for 115 kV facilities or above voltage are considered confidential. Physical facility, cyber-security sensitive, or critical energy infrastructure data protected from disclosure. (See 18 C.F.R. § 388.113, see also Govt. Code § 6254(k), (ab); 6 U.S.C. § 131; 6 CFR § 29.2.)
Risk Event | Wire Down Event | WireDownDate |  | Yes | N/A | N/A | N/A | Yes - Information for 115 kV facilities or above voltage are considered confidential. Physical facility, cyber-security sensitive, or critical energy infrastructure data protected from disclosure. (See 18 C.F.R. § 388.113, see also Govt. Code § 6254(k), (ab); 6 U.S.C. § 131; 6 CFR § 29.2.)
Risk Event | Wire Down Event | WireDownYear |  | Yes | N/A | N/A | N/A | Yes - Information for 115 kV facilities or above voltage are considered confidential. Physical facility, cyber-security sensitive, or critical energy infrastructure data protected from disclosure. (See 18 C.F.R. § 388.113, see also Govt. Code § 6254(k), (ab); 6 U.S.C. § 131; 6 CFR § 29.2.)
Risk Event | Wire Down Event | Cause |  | Yes | Distribution: PG&E typically considers wire to wire contact more as a condition and not as a separate basic cause and is not used for this report. PG&E also reports contamination more as a condition and not as a separate basic cause. For this report, PG&E is only reported Contamination related outages that involved Equipment Failures. Requesting additional regulatory clarity/guidance on information provided in this report. Transmission: No additional comments at this time | N/A | N/A | Yes - Information for 115 kV facilities or above voltage are considered confidential. Physical facility, cyber-security sensitive, or critical energy infrastructure data protected from disclosure. (See 18 C.F.R. § 388.113, see also Govt. Code § 6254(k), (ab); 6 U.S.C. § 131; 6 CFR § 29.2.)
Risk Event | Wire Down Event | CauseComment |  | Yes | N/A | N/A | N/A | Yes - Information for 115 kV facilities or above voltage are considered confidential. Physical facility, cyber-security sensitive, or critical energy infrastructure data protected from disclosure. (See 18 C.F.R. § 388.113, see also Govt. Code § 6254(k), (ab); 6 U.S.C. § 131; 6 CFR § 29.2.)
Risk Event | Wire Down Event | ObjectContact |  | Yes | N/A | N/A | N/A | Yes - Information for 115 kV facilities or above voltage are considered confidential. Physical facility, cyber-security sensitive, or critical energy infrastructure data protected from disclosure. (See 18 C.F.R. § 388.113, see also Govt. Code § 6254(k), (ab); 6 U.S.C. § 131; 6 CFR § 29.2.)
Risk Event | Wire Down Event | ObjectContactComment |  | Yes | N/A | N/A | N/A | Yes - Information for 115 kV facilities or above voltage are considered confidential. Physical facility, cyber-security sensitive, or critical energy infrastructure data protected from disclosure. (See 18 C.F.R. § 388.113, see also Govt. Code § 6254(k), (ab); 6 U.S.C. § 131; 6 CFR § 29.2.)
Risk Event | Wire Down Event | VegetationContact |  | Yes | N/A | N/A | N/A | Yes - Information for 115 kV facilities or above voltage are considered confidential. Physical facility, cyber-security sensitive, or critical energy infrastructure data protected from disclosure. (See 18 C.F.R. § 388.113, see also Govt. Code § 6254(k), (ab); 6 U.S.C. § 131; 6 CFR § 29.2.)
Risk Event | Wire Down Event | VegetationContactComment |  | Yes | N/A | N/A | N/A | Yes - Information for 115 kV facilities or above voltage are considered confidential. Physical facility, cyber-security sensitive, or critical energy infrastructure data protected from disclosure. (See 18 C.F.R. § 388.113, see also Govt. Code § 6254(k), (ab); 6 U.S.C. § 131; 6 CFR § 29.2.)
Risk Event | Wire Down Event | EquipmentFailure |  | Yes | N/A | N/A | N/A | Yes - Switch, sectionalizer, fuse, voltage regulator/booster, recloser, protection equipment, and capacitor bank information are identified as confidential Physical facility, cyber-security sensitive, or critical energy infrastructure data protected from disclosure. (See 18 C.F.R. § 388.113, see also Govt. Code § 6254(k), (ab); 6 U.S.C. § 131; 6 CFR § 29.2.) Information for 115 kV facilities or above voltage are considered confidential.
Risk Event | Wire Down Event | EquipmentFailureComment |  | Yes | N/A | N/A | N/A | Yes - Switch, sectionalizer, fuse, voltage regulator/booster, recloser, protection equipment, and capacitor bank information are identified as confidential Physical facility, cyber-security sensitive, or critical energy infrastructure data protected from disclosure. (See 18 C.F.R. § 388.113, see also Govt. Code § 6254(k), (ab); 6 U.S.C. § 131; 6 CFR § 29.2.) Information for 115 kV facilities or above voltage are considered confidential.
Risk Event | Wire Down Event | FacilityContacted |  | No | Distribution: This level of detail is not recorded. PG&E could make inferences based on the cause of the outage, but it would be prone to errors. Transmission: No additional comments at this time. | See availability explanations. | PG&E is exploring options to include these details in future submissions. | Yes - Switch, sectionalizer, fuse, voltage regulator/booster, recloser, protection equipment, and capacitor bank information are identified as confidential Physical facility, cyber-security sensitive, or critical energy infrastructure data protected from disclosure. (See 18 C.F.R. § 388.113, see also Govt. Code § 6254(k), (ab); 6 U.S.C. § 131; 6 CFR § 29.2.) Information for 115 kV facilities or above voltage are considered confidential.
Risk Event | Wire Down Event | FacilityContactedComment |  | No | N/A | N/A | N/A | Yes - Switch, sectionalizer, fuse, voltage regulator/booster, recloser, protection equipment, and capacitor bank information are identified as confidential Physical facility, cyber-security sensitive, or critical energy infrastructure data protected from disclosure. (See 18 C.F.R. § 388.113, see also Govt. Code § 6254(k), (ab); 6 U.S.C. § 131; 6 CFR § 29.2.) Information for 115 kV facilities or above voltage are considered confidential.
Risk Event | Wire Down Event | VegetationGenus |  | Partial | If an inspector cannot find the tree that caused the outage, this data point cannot be reported. This can happen when the tree is removed prior to the inspector making it to the location or if the outage location cannot be found. | N/A | N/A | Yes - May contain information subject to the attorney client privilege or the work product doctrine or may be subject to ongoing investigation and analysis. (See e.g., Evid. Code § 954; Code Civ. Proc., § 2018.010 et seq.)
Risk Event | Wire Down Event | VegetationSpecies |  | Partial | If an inspector cannot find the tree that caused the outage, this data point cannot be reported. This can happen when the tree is removed prior to the inspector making it to the location or if the outage location cannot be found. | N/A | N/A | Yes - May contain information subject to the attorney client privilege or the work product doctrine or may be subject to ongoing investigation and analysis. (See e.g., Evid. Code § 954; Code Civ. Proc., § 2018.010 et seq.)
Risk Event | Wire Down Event | VegetationCommonName |  | Partial | If an inspector cannot find the tree that caused the outage, this data point cannot be reported. This can happen when the tree is removed prior to the inspector making it to the location or if the outage location cannot be found. | N/A | N/A | Yes - May contain information subject to the attorney client privilege or the work product doctrine or may be subject to ongoing investigation and analysis. (See e.g., Evid. Code § 954; Code Civ. Proc., § 2018.010 et seq.)
Risk Event | Wire Down Event | AssociatedNominalVoltagekV |  | Partial | Distribution: PG&E's wire down definition covers primary outages only. Secondary or service related wire down instances resulting in transformer-only outages are not included in the distribution outage list. Transmission: No additional comments to provide at this time | For improved accuracy, PG&E's report is now based on its standard primary wire down event definition. | N/A | Yes - Information for 115 kV facilities or above voltage are considered confidential. Physical facility, cyber-security sensitive, or critical energy infrastructure data protected from disclosure. (See 18 C.F.R. § 388.113, see also Govt. Code § 6254(k), (ab); 6 U.S.C. § 131; 6 CFR § 29.2.)
Risk Event | Wire Down Event | AssociatedOperatingVoltagekV |  | Partial | Distribution: PG&E's wire down definition covers primary outages only. Secondary or service related wire down instances resulting in transformer-only outages are not included in the distribution outage list. Transmission: No additional comments to provide at this time | For improved accuracy, PG&E's report is now based on its standard primary wire down event definition. | N/A | Yes - Information for 115 kV facilities or above voltage are considered confidential. Physical facility, cyber-security sensitive, or critical energy infrastructure data protected from disclosure. (See 18 C.F.R. § 388.113, see also Govt. Code § 6254(k), (ab); 6 U.S.C. § 131; 6 CFR § 29.2.)
Risk Event | Wire Down Event | SpanLength |  | Partial | Transmission: PG&E is providing SpanLength as a measurement from structure to structure, but is not taking into account sag. In instances where MultipleDown is 'Yes', SpanLength is the sum of total feet. Distribution: This level of detail is not available without individually tracing each span spatially to approximate distance. | PG&E is exploring different IT and process oriented solutions as a long term strategy to create the OEIS GIS Standard, with the objective of improving the overall quality of submission and reducing the largely manual efforts experience each quarter to meet this request. | The schedule to obtain this information needs to be determined and depends on the scope and technology of the needed technology enhancements. Will likely take 3-5 years to implement. | Yes - Information for 115 kV facilities or above voltage are considered confidential. Physical facility, cyber-security sensitive, or critical energy infrastructure data protected from disclosure. (See 18 C.F.R. § 388.113, see also Govt. Code § 6254(k), (ab); 6 U.S.C. § 131; 6 CFR § 29.2.)
Risk Event | Wire Down Event | TotalSplices |  | Partial | Distribution: This level of detail is available from a separately maintained wire down database, which only consists of primary related distribution wire down events related to equipment failures. PG&E notes that the splice counts reported here are the highest counts recorded against the events listed in the GIS source system conductor segment, and are approximations, not exact counts. Spans are a more granular segment than the current segments captured in PG&E’s GIS source system. These counts are likely over reported. Additionally, because these details are reviewed quarterly there may be a 3 month lag in the data. Transmission: No additional comments to provide at this time | PG&E is exploring different IT and process oriented solutions as a long term strategy to create the OEIS GIS Standard, with the objective of improving the overall quality of submission and reducing the largely manual efforts experience each quarter to meet this request. | The schedule to obtain this information needs to be determined and depends on the scope and technology of the needed technology enhancements. Will likely take 3-5 years to implement. | Yes - Information for 115 kV facilities or above voltage are considered confidential. Physical facility, cyber-security sensitive, or critical energy infrastructure data protected from disclosure. (See 18 C.F.R. § 388.113, see also Govt. Code § 6254(k), (ab); 6 U.S.C. § 131; 6 CFR § 29.2.)
Risk Event | Wire Down Event | MaxSplices |  | Partial | Distribution: This level of detail is available from a separately maintained wire down database, which only consists of primary related distribution wire down events related to equipment failures. PG&E notes that the splice counts reported here are the highest counts recorded against the events listed in the GIS source system conductor segment, and are approximations, not exact counts. Spans are a more granular segment than the current segments captured in PG&E’s GIS source system. These counts are likely over reported. Additionally, because these details are reviewed quarterly there may be a 3 month lag in the data. Transmission: No additional comments to provide at this time | PG&E is exploring different IT and process oriented solutions as a long term strategy to create the OEIS GIS Standard, with the objective of improving the overall quality of submission and reducing the largely manual efforts experience each quarter to meet this request. | The schedule to obtain this information needs to be determined and depends on the scope and technology of the needed technology enhancements. Will likely take 3-5 years to implement. | Yes - Information for 115 kV facilities or above voltage are considered confidential. Physical facility, cyber-security sensitive, or critical energy infrastructure data protected from disclosure. (See 18 C.F.R. § 388.113, see also Govt. Code § 6254(k), (ab); 6 U.S.C. § 131; 6 CFR § 29.2.)
Risk Event | Wire Down Event | MultipleDown |  | Partial | Distribution: Data not available for this report. This level of detail is available from a separately maintained wire down database, which only consists of primary related distribution wire down events related to equipment failures. Transmission: Data provided | PG&E is exploring different IT and process oriented solutions as a long term strategy to create the OEIS GIS Standard, with the objective of improving the overall quality of submission and reducing the largely manual efforts experience each quarter to meet this request. | The schedule to obtain this information needs to be determined and depends on the scope and technology of the needed technology enhancements. Will likely take 3-5 years to implement. | Yes - Information for 115 kV facilities or above voltage are considered confidential. Physical facility, cyber-security sensitive, or critical energy infrastructure data protected from disclosure. (See 18 C.F.R. § 388.113, see also Govt. Code § 6254(k), (ab); 6 U.S.C. § 131; 6 CFR § 29.2.)
Risk Event | Wire Down Event | ConductorMaterial |  | Partial | Distribution: This level of detail is available from a separately maintained wire down data base, which only consists of primary related distribution wire down events related to equipment failures. Additionally, there may be more than one conductor involved in the wire down event. Where applicable, PG&E is providing multiple conductor materials and sizes. It could also be that multiple conductors share the same wire size, in which case the size is listed only once. Transmission: Data provided | Collection of this information requires process and/or technology enhancements, which are currently being considered and evaluated. | The schedule to obtain this information needs to be determined and depends on the scope and technology of the needed technology enhancements. Will likely take 3-5 years to implement. | Yes - Information for 115 kV facilities or above voltage are considered confidential. Physical facility, cyber-security sensitive, or critical energy infrastructure data protected from disclosure. (See 18 C.F.R. § 388.113, see also Govt. Code § 6254(k), (ab); 6 U.S.C. § 131; 6 CFR § 29.2.)
Risk Event | Wire Down Event | ConductorMaterialComment |  | No | Distribution: This level of detail is available from a separately maintained wire down database, which only consists of primary related distribution wire down events related to equipment failures. Transmission: No additional comments to provide at this time | N/A | The schedule to obtain this information needs to be determined and depends on the scope and technology of the needed technology enhancements. Will likely take 3-5 years to implement. | Yes - Information for 115 kV facilities or above voltage are considered confidential. Physical facility, cyber-security sensitive, or critical energy infrastructure data protected from disclosure. (See 18 C.F.R. § 388.113, see also Govt. Code § 6254(k), (ab); 6 U.S.C. § 131; 6 CFR § 29.2.)
Risk Event | Wire Down Event | ConductorSize |  | Partial | Distribution: This level of detail is available from a separately maintained wire down database, which only consists of primary distribution wire down events related to equipment failures. Additionally, there may be more than one conductor involved in the wire down event. Where applicable, PG&E is providing multiple conductor materials and sizes. It could also be that multiple conductors share the same wire size, in which case the size is listed only once. Transmission: No additional comments to provide at this time | PG&E is exploring different IT and process oriented solutions as a long term strategy to create the OEIS GIS Standard, with the objective of improving the overall quality of submission and reducing the largely manual efforts experience each quarter to meet this request. | The schedule to obtain this information needs to be determined and depends on the scope and technology of the needed technology enhancements. Will likely take 3-5 years to implement. | Yes - Information for 115 kV facilities or above voltage are considered confidential. Physical facility, cyber-security sensitive, or critical energy infrastructure data protected from disclosure. (See 18 C.F.R. § 388.113, see also Govt. Code § 6254(k), (ab); 6 U.S.C. § 131; 6 CFR § 29.2.)
Risk Event | Wire Down Event | ConductorOD |  | Partial | Distribution: PG&E does have this data, but it is limited with what is available within a centralized system of record that can be extracted and related to other data for quarterly submissions. The quick turnaround time from the end of a reporting period to producing this FGDB proves challenging when trying to integrate data that lives in different record systems or in offline spreadsheets. Transmission: Data provided | There is a request currently among the asset strategy team to integrated the overall diameter information into a centralized system of record. | The request noted under 'Data procurement actions' will be compared with other key operational needs for prioritization purposes. As such, a timeframe for delivery cannot be provided at this time. | Yes - Information for 115 kV facilities or above voltage are considered confidential. Physical facility, cyber-security sensitive, or critical energy infrastructure data protected from disclosure. (See 18 C.F.R. § 388.113, see also Govt. Code § 6254(k), (ab); 6 U.S.C. § 131; 6 CFR § 29.2.)
Risk Event | Wire Down Event | ConductorRating |  | Partial | Distribution: This information may be available for a particular circuit, but is not readily obtainable at the conductor level to join with the rest of the dataset. Transmission: Data provided | FERC recently issued a notice of proposed rulemaking to update conductor ratings hourly based on temperatures and winds. PG&E will monitor this rule making before determining next steps related to meaningful reporting of this data field. | Distribution: PG&E cannot provide a reasonable estimate when such reporting will be available at this time. | Yes - Information for 115 kV facilities or above voltage are considered confidential. Physical facility, cyber-security sensitive, or critical energy infrastructure data protected from disclosure. (See 18 C.F.R. § 388.113, see also Govt. Code § 6254(k), (ab); 6 U.S.C. § 131; 6 CFR § 29.2.)
Risk Event | Wire Down Event | Energized |  | Yes | Distribution: Although this information is reported, a quality review process would likely be needed to ensure accurate reporting. Transmission: This description is not fitting for Transmissions because transmission lines are designed to de-energize in the event of a wire down. | N/A | N/A | Yes - Information for 115 kV facilities or above voltage are considered confidential. Physical facility, cyber-security sensitive, or critical energy infrastructure data protected from disclosure. (See 18 C.F.R. § 388.113, see also Govt. Code § 6254(k), (ab); 6 U.S.C. § 131; 6 CFR § 29.2.)
Risk Event | Wire Down Event | IgnitionStatus |  | Yes | N/A | N/A | N/A | Yes - Information for 115 kV facilities or above voltage are considered confidential. Physical facility, cyber-security sensitive, or critical energy infrastructure data protected from disclosure. (See 18 C.F.R. § 388.113, see also Govt. Code § 6254(k), (ab); 6 U.S.C. § 131; 6 CFR § 29.2.)
Risk Event | Wire Down Event | IgnitionID |  | Yes | Ignition data has been provided where applicable data exists. Since this table is generated and maintained by separate teams, there may be additional or fewer records reflected since several source systems are refreshed daily and previous quarter events are still being processed. | PG&E is exploring different IT and process oriented solutions as a long term strategy to create the OEIS GIS Standard, with the objective of improving the overall quality of submission and reducing the largely manual efforts experienced each quarter to meet this request. | PG&E is taking actions to enhance the GIS Data Standard submission on a quarterly basis. The integration of this field will depend on developments to process and technology integration as noted under 'Data procurement actions'. | Yes - Information for 115 kV facilities or above voltage are considered confidential. Physical facility, cyber-security sensitive, or critical energy infrastructure data protected from disclosure. (See 18 C.F.R. § 388.113, see also Govt. Code § 6254(k), (ab); 6 U.S.C. § 131; 6 CFR § 29.2.)
Risk Event | Wire Down Event | WireDownNotes |  | Partial | N/A | N/A | N/A | Yes - Information for 115 kV facilities or above voltage are considered confidential. Physical facility, cyber-security sensitive, or critical energy infrastructure data protected from disclosure. (See 18 C.F.R. § 388.113, see also Govt. Code § 6254(k), (ab); 6 U.S.C. § 131; 6 CFR § 29.2.)
Risk Event | Wire Down Event | HFTDClass |  | Yes | This location is based on the device that operated and not necessarily at the damage location. | N/A | N/A | No
Table (Risk Event) | Risk Event Photo Log | PhotoID |  | Yes | PG&E provided ignition photos that are available. The manner in which photos are captured, named, and stored are conducive to operational uses and are not aligned OEIS' reporting schema. PG&E did not include inspector initials when renaming the photos as this information would have made providing photos unrealistic in the given turnaround timeframe with the manual efforts required. | PG&E will continue to work with first responders to better implement photo capturing requirements. | PG&E is continuing to explore technology which will enhance photo quality. However, site conditions may prevent PG&E first responders from acquiring useful photographs. | Yes - Asset Inspections - 115kv and above information are identified as confidential. Additionally - Photos may have information on specific equipment that would be considered confidential (SCADA enabled devices, protection equipment, reclosers, interrupters, sectionalizes, fuses, substation equipment) - (Protected under Govt. Code § 6254(k), (ab); 6 U.S.C. § 131; 6 CFR § 29.2) Other categories where disclosure would be against the public interest (Govt. Code § 6255(a): Due to sensitivity around names, LAN IDs and phone numbers for individual employees, the public interest in maintaining the confidentiality of this information outweighs the public interest in disclosure.
Table (Risk Event) | Risk Event Photo Log | UtilityID |  | Yes | N/A | N/A | N/A | No
Table (Risk Event) | Risk Event Photo Log | IgnitionID |  | Yes | PG&E provided all ignition IDs to which a photo was available. | PG&E will continue to work with first responders to better implement photo capturing requirements. | PG&E is continuing to explore technology which will enhance photo quality. However, site conditions may prevent PG&E first responders from acquiring useful photographs. | Yes - Information for 115 kV facilities or above voltage are considered confidential. Physical facility, cyber-security sensitive, or critical energy infrastructure data protected from disclosure. (See 18 C.F.R. § 388.113, see also Govt. Code § 6254(k), (ab); 6 U.S.C. § 131; 6 CFR § 29.2.)
Table (Risk Event) | Risk Event Photo Log | WireDownID |  | Yes | The ignitions with a related wire down ID have been brought in. Data exists across separate core systems that lack integration. Technical resources would require significant time to pull data into alignment with schematics provided by OEIS. | PG&E is exploring long-term IT and process-oriented solutions to produce the OEIS GIS Standard, with the objectives of improving submission quality while reducing the largely manual efforts experienced each quarter to meet this request. | PG&E is taking actions to enhance the GIS Data Standard submission on a quarterly basis. The integration of this field will depend on developments to process and technology integration as noted under 'Data procurement actions'. | Yes - Information for 115 kV facilities or above voltage are considered confidential. Physical facility, cyber-security sensitive, or critical energy infrastructure data protected from disclosure. (See 18 C.F.R. § 388.113, see also Govt. Code § 6254(k), (ab); 6 U.S.C. § 131; 6 CFR § 29.2.)