## 20250819_OEIS-P-WMP_2025-SDGE-1
Circuit, Segment, or Span ID | Initial Overall Utility Risk | 2026 Activities | 2026 Overall Utility Risk | 2027 Activities | 2027 Overall Utility Risk | 2028 Activities | 2028 Overall Utility Risk | scoped_ccc_miles_2026 | scoped_ccc_miles_2027 | scoped_ccc_miles_2028 | scoped_sug_miles_2026 | scoped_sug_miles_2027 | scoped_sug_miles_2028 | wings_3_0_risk | wings_3_0_risk_rank
222-1986R | 79194348.7939 | ['Fuel Management' 'OH Patrol' 'Off Cycle Patrol' 'Pole Clearing' 'RIDI' 'Trim and Removal' 'Veg Detail Inspection'] | 56424255.8185 | ['Fuel Management' 'OH Patrol' 'Off Cycle Patrol' 'Pole Clearing' 'RIDI' 'Trim and Removal' 'Veg Detail Inspection'] | 56612588.7941 | ['Fuel Management' 'OH Patrol' 'Off Cycle Patrol' 'Pole Clearing' 'RIDI' 'Trim and Removal' 'Veg Detail Inspection'] | 56222086.1579 | 0 | 0 | 0 | 0 | 0 | 0 | Segment ID Not Present in Wings 3.0 | Segment ID Not Present in Wings 3.0
237-30R | 65515491.9922 | ['Fuel Management' 'OH Detail Inspection' 'OH Patrol' 'Off Cycle Patrol' 'Pole Clearing' 'RIDI' 'Trim and Removal' 'Veg Detail Inspection'] | 45767092.0713 | ['Fuel Management' 'OH Patrol' 'Off Cycle Patrol' 'Pole Clearing' 'RIDI' 'Trim and Removal' 'Veg Detail Inspection'] | 45540966.7579 | ['Fuel Management' 'OH Patrol' 'Off Cycle Patrol' 'Pole Clearing' 'RIDI' 'Trim and Removal' 'Veg Detail Inspection'] | 44288168.4554 | 0 | 0 | 0 | 0 | 0 | 0 | 0.0070124 | 1
909-451 | 55252374.6886 | ['Fuel Management' 'OH Detail Inspection' 'OH Patrol' 'Off Cycle Patrol' 'Pole Clearing' 'RIDI' 'Trim and Removal' 'Veg Detail Inspection'] | 38832312.3832 | ['Fuel Management' 'OH Patrol' 'Off Cycle Patrol' 'Pole Clearing' 'RIDI' 'Trim and Removal' 'Veg Detail Inspection'] | 37899113.7391 | ['Fuel Management' 'OH Patrol' 'Off Cycle Patrol' 'Pole Clearing' 'RIDI' 'Trim and Removal' 'Veg Detail Inspection' 'Wood Pole Intrusive'] | 33892622.8111 | 0 | 0 | 0 | 0 | 0 | 0 | Segment ID Not Present in Wings 3.0 | Segment ID Not Present in Wings 3.0
222-1990R | 45106640.152 | ['Fuel Management' 'OH Patrol' 'Off Cycle Patrol' 'Pole Clearing' 'RIDI' 'Trim and Removal' 'Veg Detail Inspection'] | 32029305.3568 | ['Fuel Management' 'OH Patrol' 'Off Cycle Patrol' 'Pole Clearing' 'RIDI' 'Trim and Removal' 'Veg Detail Inspection'] | 32065197.7346 | ['Fuel Management' 'OH Patrol' 'Off Cycle Patrol' 'Pole Clearing' 'RIDI' 'Trim and Removal' 'Veg Detail Inspection'] | 31456932.4088 | 0 | 0 | 0 | 0 | 0 | 0 | Segment ID Not Present in Wings 3.0 | Segment ID Not Present in Wings 3.0
908-2038R | 41258574.2326 | ['Fuel Management' 'OH Detail Inspection' 'OH Patrol' 'Off Cycle Patrol' 'Pole Clearing' 'RIDI' 'Trim and Removal' 'Veg Detail Inspection'] | 21287556.7623 | ['Fuel Management' 'OH Patrol' 'Off Cycle Patrol' 'Pole Clearing' 'RIDI' 'Trim and Removal' 'Veg Detail Inspection'] | 20630822.0257 | ['Fuel Management' 'OH Patrol' 'Off Cycle Patrol' 'Pole Clearing' 'RIDI' 'Trim and Removal' 'Veg Detail Inspection' 'Wood Pole Intrusive'] | 19745840.5827 | 0 | 0 | 0 | 0 | 0 | 0 | 0.0013522 | 29
524-69R | 40375330.9497 | ['Fuel Management' 'OH Detail Inspection' 'OH Patrol' 'Off Cycle Patrol' 'Pole Clearing' 'RIDI' 'Trim and Removal' 'Veg Detail Inspection'] | 20020370.9456 | ['Fuel Management' 'OH Patrol' 'Off Cycle Patrol' 'Pole Clearing' 'RIDI' 'Trim and Removal' 'Veg Detail Inspection'] | 18684313.0688 | ['Fuel Management' 'OH Patrol' 'Off Cycle Patrol' 'Pole Clearing' 'RIDI' 'Trim and Removal' 'Veg Detail Inspection'] | 18966954.3332 | 0 | 0 | 0 | 0 | 0 | 0 | 0.0053589 | 4
358-682F | 37602118.365 | ['Fuel Management' 'OH Patrol' 'Off Cycle Patrol' 'Pole Clearing' 'RIDI' 'Trim and Removal' 'Veg Detail Inspection'] | 27497985.0265 | ['Fuel Management' 'OH Detail Inspection' 'OH Patrol' 'Off Cycle Patrol' 'Pole Clearing' 'RIDI' 'Trim and Removal' 'Veg Detail Inspection'] | 25465432.9255 | ['Fuel Management' 'OH Patrol' 'Off Cycle Patrol' 'Pole Clearing' 'RIDI' 'SUG' 'Trim and Removal' 'Veg Detail Inspection'] | 0 | 0 | 0 | 0 | 0 | 0 | 15.1986 | 0.0027387 | 9
1458-601R | 37077301.9797 | ['Fuel Management' 'OH Detail Inspection' 'OH Patrol' 'Off Cycle Patrol' 'Pole Clearing' 'RIDI' 'Trim and Removal' 'Veg Detail Inspection'] | 21617155.2963 | ['Fuel Management' 'OH Detail Inspection' 'OH Patrol' 'Off Cycle Patrol' 'Pole Clearing' 'RIDI' 'Trim and Removal' 'Veg Detail Inspection'] | 24538505.5463 | ['Fuel Management' 'OH Patrol' 'Off Cycle Patrol' 'Pole Clearing' 'RIDI' 'Trim and Removal' 'Veg Detail Inspection'] | 25662719.0187 | 0 | 0 | 0 | 0 | 0 | 0 | Segment ID Not Present in Wings 3.0 | Segment ID Not Present in Wings 3.0
1021-1748F | 35156122.4002 | ['Fuel Management' 'OH Detail Inspection' 'OH Patrol' 'Off Cycle Patrol' 'Pole Clearing' 'RIDI' 'Trim and Removal' 'Veg Detail Inspection'] | 22020385.7976 | ['Fuel Management' 'OH Patrol' 'Off Cycle Patrol' 'Pole Clearing' 'RIDI' 'Trim and Removal' 'Veg Detail Inspection'] | 20847935.2475 | ['EFD' 'Fuel Management' 'OH Patrol' 'Off Cycle Patrol' 'Pole Clearing' 'RIDI' 'Trim and Removal' 'Veg Detail Inspection' 'Wood Pole Intrusive'] | 12827120.2675 | 0 | 0 | 0 | 0 | 0 | 0 | 0.00041743 | 95
909-805R | 32313161.0224 | ['Fuel Management' 'OH Detail Inspection' 'OH Patrol' 'Off Cycle Patrol' 'Pole Clearing' 'RIDI' 'Trim and Removal' 'Veg Detail Inspection'] | 19671307.4408 | ['OH Patrol' 'Off Cycle Patrol' 'Pole Clearing' 'RIDI' 'Trim and Removal' 'Veg Detail Inspection'] | 19611101.465 | ['OH Patrol' 'Off Cycle Patrol' 'Pole Clearing' 'RIDI' 'Trim and Removal' 'Veg Detail Inspection' 'Wood Pole Intrusive'] | 16404614.2341 | 0 | 0 | 0 | 0 | 0 | 0 | 0.0069859 | 2
237-2R | 30894123.4063 | ['Fuel Management' 'OH Patrol' 'Off Cycle Patrol' 'Pole Clearing' 'RIDI' 'Trim and Removal' 'Veg Detail Inspection'] | 22497831.9512 | ['Fuel Management' 'OH Patrol' 'Off Cycle Patrol' 'Pole Clearing' 'RIDI' 'Trim and Removal' 'Veg Detail Inspection'] | 22416889.0991 | ['Fuel Management' 'OH Patrol' 'Off Cycle Patrol' 'Pole Clearing' 'RIDI' 'Trim and Removal' 'Veg Detail Inspection'] | 21848024.8696 | 0 | 0 | 0 | 0 | 0 | 0 | 0.00078332 | 54
971-2050R | 28484583.8082 | ['Fuel Management' 'OH Detail Inspection' 'OH Patrol' 'Off Cycle Patrol' 'Pole Clearing' 'RIDI' 'Trim and Removal' 'Veg Detail Inspection'] | 12263526.4626 | ['Fuel Management' 'OH Patrol' 'Off Cycle Patrol' 'Pole Clearing' 'RIDI' 'Trim and Removal' 'Veg Detail Inspection'] | 12065611.8767 | ['Fuel Management' 'OH Patrol' 'Off Cycle Patrol' 'Pole Clearing' 'RIDI' 'Trim and Removal' 'Veg Detail Inspection'] | 11697155.1979 | 0 | 0 | 0 | 0 | 0 | 0 | Segment ID Not Present in Wings 3.0 | Segment ID Not Present in Wings 3.0
1030-42R | 28398789.4867 | ['Fuel Management' 'OH Detail Inspection' 'OH Patrol' 'Off Cycle Patrol' 'Pole Clearing' 'RIDI' 'Trim and Removal' 'Veg Detail Inspection'] | 18512708.4632 | ['Fuel Management' 'OH Patrol' 'Off Cycle Patrol' 'Pole Clearing' 'RIDI' 'Trim and Removal' 'Veg Detail Inspection'] | 18500539.5129 | ['Fuel Management' 'OH Detail Inspection' 'OH Patrol' 'Off Cycle Patrol' 'Pole Clearing' 'RIDI' 'Trim and Removal' 'Veg Detail Inspection' 'Wood Pole Intrusive'] | 17801199.3542 | 0 | 0 | 0 | 0 | 0 | 0 | 0.0010202 | 41
237-1765R | 28249252.4704 | ['Fuel Management' 'OH Detail Inspection' 'OH Patrol' 'Off Cycle Patrol' 'Pole Clearing' 'RIDI' 'Trim and Removal' 'Veg Detail Inspection'] | 17776195.9754 | ['OH Patrol' 'Off Cycle Patrol' 'Pole Clearing' 'RIDI' 'Trim and Removal' 'Veg Detail Inspection'] | 17520725.1261 | ['Fuel Management' 'OH Patrol' 'Off Cycle Patrol' 'Pole Clearing' 'RIDI' 'Trim and Removal' 'Veg Detail Inspection'] | 17579626.9285 | 0 | 0 | 0 | 0 | 0 | 0 | 0.0021647 | 14
237-17R | 27080737.569 | ['Fuel Management' 'OH Detail Inspection' 'OH Patrol' 'Off Cycle Patrol' 'Pole Clearing' 'RIDI' 'Trim and Removal' 'Veg Detail Inspection'] | 13208972.9287 | ['Fuel Management' 'OH Patrol' 'Off Cycle Patrol' 'Pole Clearing' 'RIDI' 'Trim and Removal' 'Veg Detail Inspection'] | 12995811.1688 | ['OH Patrol' 'Off Cycle Patrol' 'Pole Clearing' 'RIDI' 'Trim and Removal' 'Veg Detail Inspection'] | 12923363.4184 | 0 | 0 | 0 | 0 | 0 | 0 | 0.0018932 | 17
907-1716R | 27066455.1952 | ['OH Detail Inspection' 'OH Patrol' 'Off Cycle Patrol' 'Pole Clearing' 'RIDI' 'Trim and Removal' 'Veg Detail Inspection'] | 17659630.2941 | ['Fuel Management' 'OH Patrol' 'Off Cycle Patrol' 'Pole Clearing' 'RIDI' 'Trim and Removal' 'Veg Detail Inspection'] | 17523377.1241 | ['Fuel Management' 'OH Patrol' 'Off Cycle Patrol' 'Pole Clearing' 'RIDI' 'Trim and Removal' 'Veg Detail Inspection' 'Wood Pole Intrusive'] | 16221070.5369 | 0 | 0 | 0 | 0 | 0 | 0 | 0.00011483 | 215
1030-989R | 26696216.0546 | ['Fuel Management' 'OH Patrol' 'Off Cycle Patrol' 'Pole Clearing' 'RIDI' 'Trim and Removal' 'Veg Detail Inspection'] | 18755706.8879 | ['Fuel Management' 'OH Patrol' 'Off Cycle Patrol' 'Pole Clearing' 'RIDI' 'Trim and Removal' 'Veg Detail Inspection'] | 18997664.6763 | ['Fuel Management' 'OH Detail Inspection' 'OH Patrol' 'Off Cycle Patrol' 'Pole Clearing' 'RIDI' 'Trim and Removal' 'Veg Detail Inspection' 'Wood Pole Intrusive'] | 10569401.285 | 0 | 0 | 0 | 0 | 0 | 0 | 0.0024432 | 11
214-1122R | 26281150.1655 | ['Fuel Management' 'OH Detail Inspection' 'OH Patrol' 'Off Cycle Patrol' 'Pole Clearing' 'RIDI' 'Trim and Removal' 'Veg Detail Inspection'] | 16189041.525 | ['Fuel Management' 'OH Patrol' 'Off Cycle Patrol' 'Pole Clearing' 'RIDI' 'Trim and Removal' 'Veg Detail Inspection'] | 16334386.3141 | ['Fuel Management' 'OH Detail Inspection' 'OH Patrol' 'Off Cycle Patrol' 'Pole Clearing' 'RIDI' 'Trim and Removal' 'Veg Detail Inspection' 'Wood Pole Intrusive'] | 17169649.9586 | 0 | 0 | 0 | 0 | 0 | 0 | 0.0021261 | 15
599-19R | 25743456.0826 | ['Fuel Management' 'OH Patrol' 'Off Cycle Patrol' 'Pole Clearing' 'RIDI' 'SPRP' 'Trim and Removal' 'Veg Detail Inspection'] | 17478340.4983 | ['Fuel Management' 'OH Detail Inspection' 'OH Patrol' 'Off Cycle Patrol' 'Pole Clearing' 'RIDI' 'Trim and Removal' 'Veg Detail Inspection' 'Wood Pole Intrusive'] | 10807728.4996 | ['Fuel Management' 'OH Detail Inspection' 'OH Patrol' 'Off Cycle Patrol' 'Pole Clearing' 'RIDI' 'Trim and Removal' 'Veg Detail Inspection'] | 14907966.1999 | 0 | 0 | 0 | 0 | 0 | 0 | 0.00013916 | 194
1030-20R | 25318461.9928 | ['Fuel Management' 'OH Detail Inspection' 'OH Patrol' 'Off Cycle Patrol' 'Pole Clearing' 'RIDI' 'Trim and Removal' 'Veg Detail Inspection'] | 16423192.6674 | ['Fuel Management' 'OH Patrol' 'Off Cycle Patrol' 'Pole Clearing' 'RIDI' 'Trim and Removal' 'Veg Detail Inspection'] | 16353462.1766 | ['Fuel Management' 'OH Detail Inspection' 'OH Patrol' 'Off Cycle Patrol' 'Pole Clearing' 'RIDI' 'Trim and Removal' 'Veg Detail Inspection' 'Wood Pole Intrusive'] | 15821992.3321 | 0 | 0 | 0 | 0 | 0 | 0 | 0.00090898 | 44
235-899R | 23678661.1441 | ['OH Detail Inspection' 'OH Patrol' 'Off Cycle Patrol' 'Pole Clearing' 'RIDI' 'Trim and Removal' 'Veg Detail Inspection'] | 16979392.8024 | ['Fuel Management' 'OH Patrol' 'Off Cycle Patrol' 'Pole Clearing' 'RIDI' 'Trim and Removal' 'Veg Detail Inspection'] | 17057137.7154 | ['Fuel Management' 'OH Patrol' 'Off Cycle Patrol' 'Pole Clearing' 'RIDI' 'Trim and Removal' 'Veg Detail Inspection'] | 16408388.4437 | 0 | 0 | 0 | 0 | 0 | 0 | 0.0015266 | 23
351-819R | 23517427.5477 | ['OH Detail Inspection' 'OH Patrol' 'Off Cycle Patrol' 'Pole Clearing' 'RIDI' 'Trim and Removal' 'Veg Detail Inspection'] | 16661047.1629 | ['OH Patrol' 'Off Cycle Patrol' 'Pole Clearing' 'RIDI' 'Trim and Removal' 'Veg Detail Inspection'] | 16522096.0789 | ['Fuel Management' 'OH Detail Inspection' 'OH Patrol' 'Off Cycle Patrol' 'Pole Clearing' 'RIDI' 'Trim and Removal' 'Veg Detail Inspection' 'Wood Pole Intrusive'] | 9517659.1497 | 0 | 0 | 0 | 0 | 0 | 0 | 0.00024941 | 146
972-1590F | 23409153.8603 | ['Fuel Management' 'OH Detail Inspection' 'OH Patrol' 'Off Cycle Patrol' 'Pole Clearing' 'RIDI' 'Trim and Removal' 'Veg Detail Inspection'] | 16562355.814 | ['Fuel Management' 'OH Patrol' 'Off Cycle Patrol' 'Pole Clearing' 'RIDI' 'Trim and Removal' 'Veg Detail Inspection'] | 16610272.1515 | ['Fuel Management' 'OH Patrol' 'Off Cycle Patrol' 'Pole Clearing' 'RIDI' 'Trim and Removal' 'Veg Detail Inspection'] | 16715688.0941 | 0 | 0 | 0 | 0 | 0 | 0 | Segment ID Not Present in Wings 3.0 | Segment ID Not Present in Wings 3.0
972-32R | 22914328.3826 | ['Fuel Management' 'OH Detail Inspection' 'OH Patrol' 'Off Cycle Patrol' 'Pole Clearing' 'RIDI' 'Trim and Removal' 'Veg Detail Inspection'] | 11272954.3266 | ['Fuel Management' 'OH Patrol' 'Off Cycle Patrol' 'Pole Clearing' 'RIDI' 'Trim and Removal' 'Veg Detail Inspection'] | 11666619.5593 | ['OH Patrol' 'Off Cycle Patrol' 'Pole Clearing' 'RIDI' 'Trim and Removal' 'Veg Detail Inspection'] | 11439963.8194 | 0 | 0 | 0 | 0 | 0 | 0 | 0.00042324 | 93
908-2055F | 22564078.3354 | ['Fuel Management' 'OH Detail Inspection' 'OH Patrol' 'Off Cycle Patrol' 'Pole Clearing' 'RIDI' 'Trim and Removal' 'Veg Detail Inspection'] | 13013004.5192 | ['Fuel Management' 'OH Patrol' 'Off Cycle Patrol' 'Pole Clearing' 'RIDI' 'Trim and Removal' 'Veg Detail Inspection'] | 13155895.0994 | ['Fuel Management' 'OH Patrol' 'Off Cycle Patrol' 'Pole Clearing' 'RIDI' 'SUG' 'Trim and Removal' 'Veg Detail Inspection' 'Wood Pole Intrusive'] | 0 | 0 | 0 | 0 | 0 | 0 | 14.0468 | 0.00012591 | 202
214-647R | 22354308.5327 | ['OH Patrol' 'Off Cycle Patrol' 'Pole Clearing' 'RIDI' 'Trim and Removal' 'Veg Detail Inspection'] | 16157444.9542 | ['Fuel Management' 'OH Patrol' 'Off Cycle Patrol' 'Pole Clearing' 'RIDI' 'Trim and Removal' 'Veg Detail Inspection'] | 16112315.0362 | ['Fuel Management' 'OH Patrol' 'Off Cycle Patrol' 'Pole Clearing' 'RIDI' 'Trim and Removal' 'Veg Detail Inspection' 'Wood Pole Intrusive'] | 14807935.6228 | 0 | 0 | 0 | 0 | 0 | 0 | 0.00025371 | 144
236-1569R | 21222913.1191 | ['Fuel Management' 'OH Detail Inspection' 'OH Patrol' 'Off Cycle Patrol' 'Pole Clearing' 'RIDI' 'Trim and Removal' 'Veg Detail Inspection'] | 13560985.1352 | ['Fuel Management' 'OH Patrol' 'Off Cycle Patrol' 'Pole Clearing' 'RIDI' 'Trim and Removal' 'Veg Detail Inspection'] | 13744020.2205 | ['Fuel Management' 'OH Patrol' 'Off Cycle Patrol' 'Pole Clearing' 'RIDI' 'Trim and Removal' 'Veg Detail Inspection'] | 13314031.6302 | 0 | 0 | 0 | 0 | 0 | 0 | Segment ID Not Present in Wings 3.0 | Segment ID Not Present in Wings 3.0
354-1706R | 20510259.2469 | ['Fuel Management' 'OH Detail Inspection' 'OH Patrol' 'Off Cycle Patrol' 'Pole Clearing' 'RIDI' 'Trim and Removal' 'Veg Detail Inspection'] | 14936535.964 | ['Fuel Management' 'OH Patrol' 'Off Cycle Patrol' 'Pole Clearing' 'RIDI' 'SPRP' 'Trim and Removal' 'Veg Detail Inspection'] | 13659798.8368 | ['Fuel Management' 'OH Patrol' 'Off Cycle Patrol' 'Pole Clearing' 'RIDI' 'Trim and Removal' 'Veg Detail Inspection' 'Wood Pole Intrusive'] | 12230956.7544 | 0 | 0 | 0 | 0 | 0 | 0 | Segment ID Not Present in Wings 3.0 | Segment ID Not Present in Wings 3.0
79-808R | 19978325.502 | ['Fuel Management' 'OH Patrol' 'Off Cycle Patrol' 'Pole Clearing' 'RIDI' 'Trim and Removal' 'Veg Detail Inspection'] | 14245594.6973 | ['Fuel Management' 'OH Detail Inspection' 'OH Patrol' 'Off Cycle Patrol' 'Pole Clearing' 'RIDI' 'Trim and Removal' 'Veg Detail Inspection'] | 12083068.4999 | ['Fuel Management' 'OH Patrol' 'Off Cycle Patrol' 'Pole Clearing' 'RIDI' 'Trim and Removal' 'Veg Detail Inspection'] | 11230307.161 | 0 | 0 | 0 | 0 | 0 | 0 | 0.002219 | 12
215-1534R | 19489706.3687 | ['Fuel Management' 'OH Detail Inspection' 'OH Patrol' 'Off Cycle Patrol' 'Pole Clearing' 'RIDI' 'Trim and Removal' 'Veg Detail Inspection'] | 7235814.0495 | ['OH Patrol' 'Off Cycle Patrol' 'Pole Clearing' 'RIDI' 'Trim and Removal' 'Veg Detail Inspection'] | 6913450.5725 | ['Fuel Management' 'OH Patrol' 'Off Cycle Patrol' 'Pole Clearing' 'RIDI' 'Trim and Removal' 'Veg Detail Inspection' 'Wood Pole Intrusive'] | 5593030.715 | 0 | 0 | 0 | 0 | 0 | 0 | 0.00080054 | 53
1021-25R | 18825689.9208 | ['Fuel Management' 'OH Detail Inspection' 'OH Patrol' 'Off Cycle Patrol' 'Pole Clearing' 'RIDI' 'Trim and Removal' 'Veg Detail Inspection'] | 11688182.95 | ['Fuel Management' 'OH Patrol' 'Off Cycle Patrol' 'Pole Clearing' 'RIDI' 'Trim and Removal' 'Veg Detail Inspection'] | 11418178.8223 | ['EFD' 'Fuel Management' 'OH Patrol' 'Off Cycle Patrol' 'Pole Clearing' 'RIDI' 'Trim and Removal' 'Veg Detail Inspection' 'Wood Pole Intrusive'] | 6855529.4442 | 0 | 0 | 0 | 0 | 0 | 0 | 0.00016483 | 176
79-785 | 18780928.5331 | ['Fuel Management' 'OH Patrol' 'Off Cycle Patrol' 'Pole Clearing' 'RIDI' 'Trim and Removal' 'Veg Detail Inspection'] | 14027166.3792 | ['Fuel Management' 'OH Detail Inspection' 'OH Patrol' 'Off Cycle Patrol' 'Pole Clearing' 'RIDI' 'Trim and Removal' 'Veg Detail Inspection'] | 13982092.4424 | ['Fuel Management' 'OH Patrol' 'Off Cycle Patrol' 'Pole Clearing' 'RIDI' 'Trim and Removal' 'Veg Detail Inspection'] | 13956771.8209 | 0 | 0 | 0 | 0 | 0 | 0 | 0.00055008 | 77
597-595 | 18774393.9857 | ['Fuel Management' 'OH Patrol' 'Off Cycle Patrol' 'Pole Clearing' 'RIDI' 'SPRP' 'Trim and Removal' 'Veg Detail Inspection'] | 12888034.3177 | ['Fuel Management' 'OH Detail Inspection' 'OH Patrol' 'Off Cycle Patrol' 'Pole Clearing' 'RIDI' 'Trim and Removal' 'Veg Detail Inspection' 'Wood Pole Intrusive'] | 12004166.3549 | ['Fuel Management' 'OH Detail Inspection' 'OH Patrol' 'Off Cycle Patrol' 'Pole Clearing' 'RIDI' 'Trim and Removal' 'Veg Detail Inspection'] | 11154553.3464 | 0 | 0 | 0 | 0 | 0 | 0 | 0.00032976 | 115
157-81R | 18749596.2803 | ['Fuel Management' 'OH Detail Inspection' 'OH Patrol' 'Off Cycle Patrol' 'Pole Clearing' 'RIDI' 'Trim and Removal' 'Veg Detail Inspection'] | 9149250.9107 | ['Fuel Management' 'OH Patrol' 'Off Cycle Patrol' 'Pole Clearing' 'RIDI' 'Trim and Removal' 'Veg Detail Inspection'] | 8867942.571 | ['Fuel Management' 'OH Patrol' 'Off Cycle Patrol' 'Pole Clearing' 'RIDI' 'Trim and Removal' 'Veg Detail Inspection'] | 8191536.4581 | 0 | 0 | 0 | 0 | 0 | 0 | 0.0024851 | 10
352-27R | 18614182.3412 | ['EFD' 'OH Detail Inspection' 'OH Patrol' 'Off Cycle Patrol' 'Pole Clearing' 'RIDI' 'Trim and Removal' 'Veg Detail Inspection'] | 7821464.4722 | ['EFD' 'OH Patrol' 'Off Cycle Patrol' 'Pole Clearing' 'RIDI' 'SPRP' 'Trim and Removal' 'Veg Detail Inspection'] | 4218259.1575 | ['Fuel Management' 'OH Detail Inspection' 'OH Patrol' 'Off Cycle Patrol' 'Pole Clearing' 'RIDI' 'Trim and Removal' 'Veg Detail Inspection' 'Wood Pole Intrusive'] | 5205475.3466 | 0 | 0 | 0 | 0 | 0 | 0 | 0.00034366 | 108
79-679R | 18448582.7599 | ['Fuel Management' 'OH Patrol' 'Off Cycle Patrol' 'Pole Clearing' 'RIDI' 'Trim and Removal' 'Veg Detail Inspection'] | 13487411.2831 | ['OH Detail Inspection' 'OH Patrol' 'Off Cycle Patrol' 'Pole Clearing' 'RIDI' 'Trim and Removal' 'Veg Detail Inspection'] | 13074045.02 | ['Fuel Management' 'OH Patrol' 'Off Cycle Patrol' 'Pole Clearing' 'RIDI' 'SUG' 'Trim and Removal' 'Veg Detail Inspection'] | 0 | 0 | 0 | 0 | 0 | 0 | 8.9562 | 0.0011761 | 35
357-45R | 17696752.5099 | ['Fuel Management' 'OH Detail Inspection' 'OH Patrol' 'Off Cycle Patrol' 'Pole Clearing' 'RIDI' 'Trim and Removal' 'Veg Detail Inspection'] | 10146355.4723 | ['Fuel Management' 'OH Detail Inspection' 'OH Patrol' 'Off Cycle Patrol' 'Pole Clearing' 'RIDI' 'Trim and Removal' 'Veg Detail Inspection'] | 11620902.2226 | ['Fuel Management' 'OH Patrol' 'Off Cycle Patrol' 'Pole Clearing' 'RIDI' 'Trim and Removal' 'Veg Detail Inspection'] | 11779852.0356 | 0 | 0 | 0 | 0 | 0 | 0 | 0.001232 | 32
357-2049F | 16869708.0077 | ['Fuel Management' 'OH Detail Inspection' 'OH Patrol' 'Off Cycle Patrol' 'Pole Clearing' 'RIDI' 'Trim and Removal' 'Veg Detail Inspection'] | 12443482.1628 | ['OH Detail Inspection' 'OH Patrol' 'Off Cycle Patrol' 'Pole Clearing' 'RIDI' 'Trim and Removal' 'Veg Detail Inspection'] | 12211648.2439 | ['Fuel Management' 'OH Patrol' 'Off Cycle Patrol' 'Pole Clearing' 'RIDI' 'SUG' 'Trim and Removal' 'Veg Detail Inspection'] | 0 | 0 | 0 | 0 | 0 | 0 | 9.4853 | 0.0004476 | 90
222-2085 | 16772308.2179 | ['Fuel Management' 'OH Patrol' 'Off Cycle Patrol' 'Pole Clearing' 'RIDI' 'Trim and Removal' 'Veg Detail Inspection'] | 12472644.6107 | ['Fuel Management' 'OH Patrol' 'Off Cycle Patrol' 'Pole Clearing' 'RIDI' 'Trim and Removal' 'Veg Detail Inspection'] | 12384781.9407 | ['Fuel Management' 'OH Patrol' 'Off Cycle Patrol' 'Pole Clearing' 'RIDI' 'Trim and Removal' 'Veg Detail Inspection'] | 12358281.9511 | 0 | 0 | 0 | 0 | 0 | 0 | Segment ID Not Present in Wings 3.0 | Segment ID Not Present in Wings 3.0
470-47R | 16740391.1537 | ['OH Detail Inspection' 'OH Patrol' 'Off Cycle Patrol' 'Pole Clearing' 'RIDI' 'Trim and Removal' 'Veg Detail Inspection'] | 10611866.3804 | ['Fuel Management' 'OH Detail Inspection' 'OH Patrol' 'Off Cycle Patrol' 'Pole Clearing' 'RIDI' 'Trim and Removal' 'Veg Detail Inspection' 'Wood Pole Intrusive'] | 9479973.2427 | ['Fuel Management' 'OH Patrol' 'Off Cycle Patrol' 'Pole Clearing' 'RIDI' 'Trim and Removal' 'Veg Detail Inspection'] | 9655589.7411 | 0 | 0 | 0 | 0 | 0 | 0 | 0.00021137 | 158
356-19R | 16012786.3517 | ['Fuel Management' 'OH Detail Inspection' 'OH Patrol' 'Off Cycle Patrol' 'Pole Clearing' 'RIDI' 'Trim and Removal' 'Veg Detail Inspection'] | 11119919.1513 | ['Fuel Management' 'OH Detail Inspection' 'OH Patrol' 'Off Cycle Patrol' 'Pole Clearing' 'RIDI' 'Trim and Removal' 'Veg Detail Inspection'] | 9806084.8874 | ['Fuel Management' 'OH Patrol' 'Off Cycle Patrol' 'Pole Clearing' 'RIDI' 'Trim and Removal' 'Veg Detail Inspection'] | 9998566.6662 | 0 | 0 | 0 | 0 | 0 | 0 | 0.00041153 | 96
1458-1131R | 15987426.5024 | ['Fuel Management' 'OH Patrol' 'Off Cycle Patrol' 'Pole Clearing' 'Trim and Removal' 'Veg Detail Inspection'] | 11722948.921 | ['Fuel Management' 'OH Patrol' 'Off Cycle Patrol' 'Pole Clearing' 'RIDI' 'Trim and Removal' 'Veg Detail Inspection'] | 11649636.2506 | ['Fuel Management' 'OH Patrol' 'Off Cycle Patrol' 'Pole Clearing' 'Trim and Removal' 'Veg Detail Inspection'] | 11649636.2506 | 0 | 0 | 0 | 0 | 0 | 0 | 0.00016713 | 174
1039-13 | 15957171.1285 | ['Fuel Management' 'OH Patrol' 'Off Cycle Patrol' 'Pole Clearing' 'RIDI' 'Trim and Removal' 'Veg Detail Inspection'] | 11274232.2625 | ['Fuel Management' 'OH Detail Inspection' 'OH Patrol' 'Off Cycle Patrol' 'Pole Clearing' 'RIDI' 'Trim and Removal' 'Veg Detail Inspection' 'Wood Pole Intrusive'] | 11184172.2869 | ['Fuel Management' 'OH Detail Inspection' 'OH Patrol' 'Off Cycle Patrol' 'Pole Clearing' 'RIDI' 'SPRP' 'Trim and Removal' 'Veg Detail Inspection' 'Wood Pole Intrusive'] | 8547182.504 | 0 | 0 | 0 | 0 | 0 | 0 | 0.00017771 | 168
908-1172R | 15766518.7901 | ['Fuel Management' 'OH Detail Inspection' 'OH Patrol' 'Off Cycle Patrol' 'Pole Clearing' 'RIDI' 'Trim and Removal' 'Veg Detail Inspection'] | 10835811.4189 | ['Fuel Management' 'OH Patrol' 'Off Cycle Patrol' 'Pole Clearing' 'RIDI' 'Trim and Removal' 'Veg Detail Inspection'] | 10509387.503 | ['Fuel Management' 'OH Patrol' 'Off Cycle Patrol' 'Pole Clearing' 'RIDI' 'Trim and Removal' 'Veg Detail Inspection' 'Wood Pole Intrusive'] | 9736816.7928 | 0 | 0 | 0 | 0 | 0 | 0 | 0.00029651 | 127
73-1163 | 15337184.9109 | ['Fuel Management' 'OH Patrol' 'Off Cycle Patrol' 'Pole Clearing' 'RIDI' 'Trim and Removal' 'Veg Detail Inspection'] | 11089458.9752 | ['Fuel Management' 'OH Detail Inspection' 'OH Patrol' 'Off Cycle Patrol' 'Pole Clearing' 'RIDI' 'Trim and Removal' 'Veg Detail Inspection'] | 8803439.3123 | ['OH Patrol' 'Off Cycle Patrol' 'Pole Clearing' 'RIDI' 'Trim and Removal' 'Veg Detail Inspection'] | 8937911.0572 | 0 | 0 | 0 | 0 | 0 | 0 | Segment ID Not Present in Wings 3.0 | Segment ID Not Present in Wings 3.0
971-1973R | 15148796.1922 | ['OH Detail Inspection' 'OH Patrol' 'Off Cycle Patrol' 'Pole Clearing' 'RIDI' 'Trim and Removal' 'Veg Detail Inspection'] | 6110198.272 | ['Fuel Management' 'OH Patrol' 'Off Cycle Patrol' 'Pole Clearing' 'RIDI' 'Trim and Removal' 'Veg Detail Inspection'] | 6075265.5907 | ['Fuel Management' 'OH Patrol' 'Off Cycle Patrol' 'Pole Clearing' 'RIDI' 'SPRP' 'Trim and Removal' 'Veg Detail Inspection'] | 5571902.4205 | 0 | 0 | 0 | 0 | 0 | 0 | 0.00018636 | 166
971-383R | 14770596.2279 | ['Fuel Management' 'OH Detail Inspection' 'OH Patrol' 'Off Cycle Patrol' 'Pole Clearing' 'RIDI' 'Trim and Removal' 'Veg Detail Inspection'] | 4221959.5669 | ['Fuel Management' 'OH Patrol' 'Off Cycle Patrol' 'Pole Clearing' 'RIDI' 'Trim and Removal' 'Veg Detail Inspection'] | 3830850.4164 | ['OH Patrol' 'Off Cycle Patrol' 'Pole Clearing' 'RIDI' 'Trim and Removal' 'Veg Detail Inspection'] | 3905873.6689 | 0 | 0 | 0 | 0 | 0 | 0 | 0.00087779 | 48
CB 351 | 14599735.2229 | ['OH Detail Inspection' 'OH Patrol' 'Off Cycle Patrol' 'Pole Clearing' 'Trim and Removal' 'Veg Detail Inspection'] | 10624651.9351 | ['FCP' 'OH Patrol' 'Off Cycle Patrol' 'Pole Clearing' 'RIDI' 'Trim and Removal' 'Veg Detail Inspection'] | 9987017.8767 | ['OH Detail Inspection' 'OH Patrol' 'Off Cycle Patrol' 'Pole Clearing' 'RIDI' 'Trim and Removal' 'Veg Detail Inspection' 'Wood Pole Intrusive'] | 9006285.6908 | 0 | 0 | 0 | 0 | 0 | 0 | 0.00016715 | 173
78-26R | 14526726.8022 | ['Fuel Management' 'OH Patrol' 'Off Cycle Patrol' 'Pole Clearing' 'Trim and Removal' 'Veg Detail Inspection'] | 10579402.4311 | ['Fuel Management' 'OH Detail Inspection' 'OH Patrol' 'Off Cycle Patrol' 'Pole Clearing' 'Trim and Removal' 'Veg Detail Inspection'] | 10389011.7642 | ['Fuel Management' 'OH Patrol' 'Off Cycle Patrol' 'Pole Clearing' 'RIDI' 'Trim and Removal' 'Veg Detail Inspection'] | 10232755.0969 | 0 | 0 | 0 | 0 | 0 | 0 | 0.00083499 | 52
216-1859F | 14041287.7051 | ['Fuel Management' 'OH Detail Inspection' 'OH Patrol' 'Off Cycle Patrol' 'Pole Clearing' 'RIDI' 'Trim and Removal' 'Veg Detail Inspection'] | 4246430.801 | ['Fuel Management' 'OH Patrol' 'Off Cycle Patrol' 'Pole Clearing' 'RIDI' 'Trim and Removal' 'Veg Detail Inspection'] | 4367719.3636 | ['Fuel Management' 'OH Patrol' 'Off Cycle Patrol' 'Pole Clearing' 'RIDI' 'Trim and Removal' 'Veg Detail Inspection' 'Wood Pole Intrusive'] | 3449584.6917 | 0 | 0 | 0 | 0 | 0 | 0 | Segment ID Not Present in Wings 3.0 | Segment ID Not Present in Wings 3.0
350-2192R | 13871622.229 | ['Fuel Management' 'OH Detail Inspection' 'OH Patrol' 'Off Cycle Patrol' 'Pole Clearing' 'RIDI' 'Trim and Removal' 'Veg Detail Inspection'] | 6478294.0778 | ['Fuel Management' 'OH Patrol' 'Off Cycle Patrol' 'Pole Clearing' 'RIDI' 'Trim and Removal' 'Veg Detail Inspection'] | 6285086.4021 | ['Fuel Management' 'OH Patrol' 'Off Cycle Patrol' 'Pole Clearing' 'RIDI' 'Trim and Removal' 'Veg Detail Inspection' 'Wood Pole Intrusive'] | 5430107.7444 | 0 | 0 | 0 | 0 | 0 | 0 | 0.00023839 | 149
524-46R | 13710953.333 | ['Fuel Management' 'OH Detail Inspection' 'OH Patrol' 'Off Cycle Patrol' 'Pole Clearing' 'RIDI' 'Trim and Removal' 'Veg Detail Inspection'] | 6677156.5128 | ['Fuel Management' 'OH Patrol' 'Off Cycle Patrol' 'Pole Clearing' 'RIDI' 'Trim and Removal' 'Veg Detail Inspection'] | 6524170.9416 | ['Fuel Management' 'OH Patrol' 'Off Cycle Patrol' 'Pole Clearing' 'RIDI' 'Trim and Removal' 'Veg Detail Inspection'] | 6287738.6953 | 0 | 0 | 0 | 0 | 0 | 0 | 0.00021843 | 155
353-904R | 13534406.6532 | ['Fuel Management' 'OH Detail Inspection' 'OH Patrol' 'Off Cycle Patrol' 'Pole Clearing' 'RIDI' 'Trim and Removal' 'Veg Detail Inspection'] | 9610041.8384 | ['OH Patrol' 'Off Cycle Patrol' 'Pole Clearing' 'RIDI' 'Trim and Removal' 'Veg Detail Inspection'] | 9221927.5628 | ['Fuel Management' 'OH Patrol' 'Off Cycle Patrol' 'Pole Clearing' 'RIDI' 'Trim and Removal' 'Veg Detail Inspection' 'Wood Pole Intrusive'] | 7878894.4381 | 0 | 0 | 0 | 0 | 0 | 0 | 0.00019142 | 163
350-2201R | 13521745.4458 | ['Fuel Management' 'OH Detail Inspection' 'OH Patrol' 'Off Cycle Patrol' 'Pole Clearing' 'RIDI' 'Trim and Removal' 'Veg Detail Inspection'] | 8375019.1211 | ['Fuel Management' 'OH Patrol' 'Off Cycle Patrol' 'Pole Clearing' 'RIDI' 'Trim and Removal' 'Veg Detail Inspection'] | 8349888.5359 | ['Fuel Management' 'OH Patrol' 'Off Cycle Patrol' 'Pole Clearing' 'RIDI' 'Trim and Removal' 'Veg Detail Inspection' 'Wood Pole Intrusive'] | 7229090.8275 | 0 | 0 | 0 | 0 | 0 | 0 | 0.00031887 | 121
176-197F | 13172958.0173 | ['Fuel Management' 'OH Detail Inspection' 'OH Patrol' 'Off Cycle Patrol' 'Pole Clearing' 'RIDI' 'Trim and Removal' 'Veg Detail Inspection'] | 6846990.7351 | ['Fuel Management' 'OH Patrol' 'Off Cycle Patrol' 'Pole Clearing' 'RIDI' 'Trim and Removal' 'Veg Detail Inspection'] | 6836013.062 | ['Fuel Management' 'OH Patrol' 'Off Cycle Patrol' 'Pole Clearing' 'RIDI' 'Trim and Removal' 'Veg Detail Inspection'] | 6621634.2609 | 0 | 0 | 0 | 0 | 0 | 0 | 4.7158e-05 | 300
970-1341R | 12961613.4298 | ['OH Detail Inspection' 'OH Patrol' 'Off Cycle Patrol' 'Pole Clearing' 'RIDI' 'Trim and Removal' 'Veg Detail Inspection'] | 9179660.8525 | ['OH Patrol' 'Off Cycle Patrol' 'Pole Clearing' 'RIDI' 'Trim and Removal' 'Veg Detail Inspection'] | 9220378.3401 | ['Fuel Management' 'OH Patrol' 'Off Cycle Patrol' 'Pole Clearing' 'RIDI' 'Trim and Removal' 'Veg Detail Inspection'] | 8778382.9914 | 0 | 0 | 0 | 0 | 0 | 0 | 0.0013957 | 26
CB 236 | 12711187.7649 | ['Fuel Management' 'OH Detail Inspection' 'OH Patrol' 'Off Cycle Patrol' 'Pole Clearing' 'RIDI' 'Trim and Removal' 'Veg Detail Inspection'] | 9450070.9923 | ['OH Patrol' 'Off Cycle Patrol' 'Pole Clearing' 'RIDI' 'Trim and Removal' 'Veg Detail Inspection'] | 9311256.6594 | ['Fuel Management' 'OH Patrol' 'Off Cycle Patrol' 'Pole Clearing' 'RIDI' 'SUG' 'Trim and Removal' 'Veg Detail Inspection'] | 0 | 0 | 0 | 0 | 0 | 0 | 11.3841 | 0.00083822 | 51
215-1531R | 12702411.9104 | ['OH Detail Inspection' 'OH Patrol' 'Off Cycle Patrol' 'Pole Clearing' 'RIDI' 'Trim and Removal' 'Veg Detail Inspection'] | 9148433.1843 | ['Fuel Management' 'OH Patrol' 'Off Cycle Patrol' 'Pole Clearing' 'RIDI' 'Trim and Removal' 'Veg Detail Inspection'] | 8777967.1593 | ['Fuel Management' 'OH Patrol' 'Off Cycle Patrol' 'Pole Clearing' 'RIDI' 'Trim and Removal' 'Veg Detail Inspection' 'Wood Pole Intrusive'] | 7935183.7552 | 0 | 0 | 0 | 0 | 0 | 0 | 0.00022418 | 151
79-658R | 12321075.9006 | ['Fuel Management' 'OH Patrol' 'Off Cycle Patrol' 'Pole Clearing' 'Trim and Removal' 'Veg Detail Inspection'] | 8738913.9543 | ['OH Detail Inspection' 'OH Patrol' 'Off Cycle Patrol' 'Pole Clearing' 'RIDI' 'Trim and Removal' 'Veg Detail Inspection'] | 6696809.2956 | ['Fuel Management' 'OH Detail Inspection' 'OH Patrol' 'Off Cycle Patrol' 'Pole Clearing' 'RIDI' 'Trim and Removal' 'Veg Detail Inspection'] | 8291083.9853 | 0 | 0 | 0 | 0 | 0 | 0 | 0.00022329 | 153
521-32R | 12241713.4625 | ['Fuel Management' 'OH Patrol' 'Off Cycle Patrol' 'Pole Clearing' 'RIDI' 'Trim and Removal' 'Veg Detail Inspection'] | 8717891.2122 | ['OH Patrol' 'Off Cycle Patrol' 'Pole Clearing' 'RIDI' 'Trim and Removal' 'Veg Detail Inspection'] | 8717891.2122 | ['Fuel Management' 'OH Patrol' 'Off Cycle Patrol' 'Pole Clearing' 'RIDI' 'Trim and Removal' 'Veg Detail Inspection'] | 8079192.9981 | 0 | 0 | 0 | 0 | 0 | 0 | 0.00010885 | 222
182-2240F | 11917198.9064 | ['Fuel Management' 'OH Patrol' 'Off Cycle Patrol' 'Pole Clearing' 'RIDI' 'Trim and Removal' 'Veg Detail Inspection'] | 8914218.7884 | ['Fuel Management' 'OH Detail Inspection' 'OH Patrol' 'Off Cycle Patrol' 'Pole Clearing' 'RIDI' 'Trim and Removal' 'Veg Detail Inspection' 'Wood Pole Intrusive'] | 8550079.3044 | ['OH Detail Inspection' 'OH Patrol' 'Off Cycle Patrol' 'Pole Clearing' 'RIDI' 'Trim and Removal' 'Veg Detail Inspection'] | 8482889.9997 | 0 | 0 | 0 | 0 | 0 | 0 | 7.2124e-05 | 263
1030-1777 | 11817577.2193 | ['OH Detail Inspection' 'OH Patrol' 'Off Cycle Patrol' 'Pole Clearing' 'RIDI' 'Trim and Removal' 'Veg Detail Inspection'] | 4218659.6066 | ['OH Patrol' 'Off Cycle Patrol' 'Pole Clearing' 'Trim and Removal' 'Veg Detail Inspection'] | 4218659.6066 | ['Fuel Management' 'OH Patrol' 'Off Cycle Patrol' 'Pole Clearing' 'RIDI' 'Trim and Removal' 'Veg Detail Inspection' 'Wood Pole Intrusive'] | 3485187.0003 | 0 | 0 | 0 | 0 | 0 | 0 | Segment ID Not Present in Wings 3.0 | Segment ID Not Present in Wings 3.0
908-1236 | 11763931.114 | ['OH Detail Inspection' 'OH Patrol' 'Off Cycle Patrol' 'Pole Clearing' 'RIDI' 'Trim and Removal' 'Veg Detail Inspection'] | 5912661.7922 | ['OH Patrol' 'Off Cycle Patrol' 'Pole Clearing' 'RIDI' 'Trim and Removal' 'Veg Detail Inspection'] | 5973577.5053 | ['Fuel Management' 'OH Patrol' 'Off Cycle Patrol' 'Pole Clearing' 'RIDI' 'Trim and Removal' 'Veg Detail Inspection' 'Wood Pole Intrusive'] | 3506598.6529 | 0 | 0 | 0 | 0 | 0 | 0 | Segment ID Not Present in Wings 3.0 | Segment ID Not Present in Wings 3.0
357-750R | 11757625.4162 | ['Fuel Management' 'OH Detail Inspection' 'OH Patrol' 'Off Cycle Patrol' 'Pole Clearing' 'RIDI' 'Trim and Removal' 'Veg Detail Inspection'] | 6295474.2324 | ['Fuel Management' 'OH Detail Inspection' 'OH Patrol' 'Off Cycle Patrol' 'Pole Clearing' 'RIDI' 'Trim and Removal' 'Veg Detail Inspection'] | 7791274.059 | ['OH Patrol' 'Off Cycle Patrol' 'Pole Clearing' 'RIDI' 'Trim and Removal' 'Veg Detail Inspection'] | 8183614.9972 | 0 | 0 | 0 | 0 | 0 | 0 | 0.00025841 | 143
1250-677R | 11748908.7781 | ['OH Patrol' 'Off Cycle Patrol' 'Pole Clearing' 'RIDI' 'Trim and Removal' 'Veg Detail Inspection'] | 7830232.358 | ['Fuel Management' 'OH Patrol' 'Off Cycle Patrol' 'Pole Clearing' 'RIDI' 'Trim and Removal' 'Veg Detail Inspection' 'Wood Pole Intrusive'] | 7634900.5227 | ['OH Patrol' 'Off Cycle Patrol' 'Pole Clearing' 'RIDI' 'Trim and Removal' 'Veg Detail Inspection'] | 7685567.791 | 0 | 0 | 0 | 0 | 0 | 0 | 0.00010744 | 225
442-728R | 11572220.9733 | ['Fuel Management' 'OH Detail Inspection' 'OH Patrol' 'Off Cycle Patrol' 'Pole Clearing' 'RIDI' 'Trim and Removal' 'Veg Detail Inspection'] | 8638535.2771 | ['Fuel Management' 'OH Detail Inspection' 'OH Patrol' 'Off Cycle Patrol' 'Pole Clearing' 'RIDI' 'Trim and Removal' 'Veg Detail Inspection'] | 9118676.9401 | ['Fuel Management' 'OH Patrol' 'Off Cycle Patrol' 'Pole Clearing' 'RIDI' 'Trim and Removal' 'Veg Detail Inspection'] | 9178710.182 | 0 | 0 | 0 | 0 | 0 | 0 | 7.7068e-05 | 257
176-161R | 11523304.9395 | ['Fuel Management' 'OH Patrol' 'Off Cycle Patrol' 'Pole Clearing' 'RIDI' 'Trim and Removal' 'Veg Detail Inspection'] | 8190621.9769 | ['Fuel Management' 'OH Patrol' 'Off Cycle Patrol' 'Pole Clearing' 'RIDI' 'Trim and Removal' 'Veg Detail Inspection'] | 8274536.0481 | ['Fuel Management' 'OH Detail Inspection' 'OH Patrol' 'Off Cycle Patrol' 'Pole Clearing' 'RIDI' 'Trim and Removal' 'Veg Detail Inspection'] | 7276653.9956 | 0 | 0 | 0 | 0 | 0 | 0 | 6.2917e-05 | 279
CB 971 | 11456698.0576 | ['Fuel Management' 'OH Detail Inspection' 'OH Patrol' 'Off Cycle Patrol' 'Pole Clearing' 'RIDI' 'Trim and Removal' 'Veg Detail Inspection'] | 8083542.2676 | ['Fuel Management' 'OH Patrol' 'Off Cycle Patrol' 'Pole Clearing' 'RIDI' 'Trim and Removal' 'Veg Detail Inspection'] | 8181423.8935 | ['Fuel Management' 'OH Patrol' 'Off Cycle Patrol' 'Pole Clearing' 'RIDI' 'SUG' 'Trim and Removal' 'Veg Detail Inspection'] | 0 | 0 | 0 | 0 | 0 | 0 | 6.2061 | 0.00059182 | 64
521-14R | 11350287.4351 | ['Fuel Management' 'OH Detail Inspection' 'OH Patrol' 'Off Cycle Patrol' 'Pole Clearing' 'RIDI' 'Trim and Removal' 'Veg Detail Inspection'] | 6831898.7679 | ['Fuel Management' 'OH Detail Inspection' 'OH Patrol' 'Off Cycle Patrol' 'Pole Clearing' 'RIDI' 'Trim and Removal' 'Veg Detail Inspection'] | 7861494.6675 | ['Fuel Management' 'OH Patrol' 'Off Cycle Patrol' 'Pole Clearing' 'RIDI' 'Trim and Removal' 'Veg Detail Inspection'] | 7790768.6648 | 0 | 0 | 0 | 0 | 0 | 0 | 0.0014883 | 25
524-27R | 11317694.2402 | ['Fuel Management' 'OH Detail Inspection' 'OH Patrol' 'Off Cycle Patrol' 'Pole Clearing' 'RIDI' 'Trim and Removal' 'Veg Detail Inspection'] | 6154827.6762 | ['Fuel Management' 'OH Patrol' 'Off Cycle Patrol' 'Pole Clearing' 'RIDI' 'Trim and Removal' 'Veg Detail Inspection'] | 6091450.4487 | ['Fuel Management' 'OH Patrol' 'Off Cycle Patrol' 'Pole Clearing' 'RIDI' 'Trim and Removal' 'Veg Detail Inspection'] | 6093243.9604 | 0 | 0 | 0 | 0 | 0 | 0 | 0.00017825 | 167
CB 355 | 11288352.5173 | ['Fuel Management' 'OH Detail Inspection' 'OH Patrol' 'Off Cycle Patrol' 'Pole Clearing' 'RIDI' 'Trim and Removal' 'Veg Detail Inspection'] | 6566334.9466 | ['Fuel Management' 'OH Detail Inspection' 'OH Patrol' 'Off Cycle Patrol' 'Pole Clearing' 'RIDI' 'Trim and Removal' 'Veg Detail Inspection'] | 9062630.0631 | ['Fuel Management' 'OH Patrol' 'Off Cycle Patrol' 'Pole Clearing' 'RIDI' 'Trim and Removal' 'Veg Detail Inspection'] | 9286489.69 | 0 | 0 | 0 | 0 | 0 | 0 | 0.00029258 | 128
971-388R | 11267961.0269 | ['Fuel Management' 'OH Patrol' 'Off Cycle Patrol' 'Pole Clearing' 'RIDI' 'Trim and Removal' 'Veg Detail Inspection'] | 8066677.152 | ['Fuel Management' 'OH Patrol' 'Off Cycle Patrol' 'Pole Clearing' 'RIDI' 'Trim and Removal' 'Veg Detail Inspection'] | 8066677.152 | ['Fuel Management' 'OH Patrol' 'Off Cycle Patrol' 'Pole Clearing' 'RIDI' 'Trim and Removal' 'Veg Detail Inspection'] | 7899385.9696 | 0 | 0 | 0 | 0 | 0 | 0 | 0.00027079 | 138
350-41R | 11201388.8952 | ['Fuel Management' 'OH Detail Inspection' 'OH Patrol' 'Off Cycle Patrol' 'Pole Clearing' 'RIDI' 'Trim and Removal' 'Veg Detail Inspection'] | 7737953.1593 | ['Fuel Management' 'OH Patrol' 'Off Cycle Patrol' 'Pole Clearing' 'RIDI' 'Trim and Removal' 'Veg Detail Inspection'] | 7418509.198 | ['OH Patrol' 'Off Cycle Patrol' 'Pole Clearing' 'RIDI' 'Trim and Removal' 'Veg Detail Inspection' 'Wood Pole Intrusive'] | 7042411.7939 | 0 | 0 | 0 | 0 | 0 | 0 | 0.00037523 | 101
217-835R | 10686932.5847 | ['Fuel Management' 'OH Detail Inspection' 'OH Patrol' 'Off Cycle Patrol' 'Pole Clearing' 'RIDI' 'Trim and Removal' 'Veg Detail Inspection'] | 7408198.9782 | ['Fuel Management' 'OH Patrol' 'Off Cycle Patrol' 'Pole Clearing' 'RIDI' 'Trim and Removal' 'Veg Detail Inspection'] | 7389024.0151 | ['Fuel Management' 'OH Patrol' 'Off Cycle Patrol' 'Pole Clearing' 'RIDI' 'Trim and Removal' 'Veg Detail Inspection' 'Wood Pole Intrusive'] | 6997841.4963 | 0 | 0 | 0 | 0 | 0 | 0 | 0.0013957 | 27
445-18R | 10619796.7202 | ['Fuel Management' 'OH Patrol' 'Off Cycle Patrol' 'Pole Clearing' 'RIDI' 'Trim and Removal' 'Veg Detail Inspection'] | 7724219.1901 | ['Fuel Management' 'OH Detail Inspection' 'OH Patrol' 'Off Cycle Patrol' 'Pole Clearing' 'RIDI' 'Trim and Removal' 'Veg Detail Inspection'] | 6809737.7281 | ['Fuel Management' 'OH Detail Inspection' 'OH Patrol' 'Off Cycle Patrol' 'Pole Clearing' 'RIDI' 'Trim and Removal' 'Veg Detail Inspection'] | 6448104.6183 | 0 | 0 | 0 | 0 | 0 | 0 | Segment ID Not Present in Wings 3.0 | Segment ID Not Present in Wings 3.0
73-678R | 10591376.886 | ['Fuel Management' 'OH Patrol' 'Off Cycle Patrol' 'Pole Clearing' 'RIDI' 'Trim and Removal' 'Veg Detail Inspection'] | 7562552.6396 | ['Fuel Management' 'OH Patrol' 'Off Cycle Patrol' 'Pole Clearing' 'RIDI' 'Trim and Removal' 'Veg Detail Inspection'] | 7523963.4642 | ['Fuel Management' 'OH Patrol' 'Off Cycle Patrol' 'Pole Clearing' 'RIDI' 'Trim and Removal' 'Veg Detail Inspection'] | 7368169.8628 | 0 | 0 | 0 | 0 | 0 | 0 | 0.00088101 | 46
CB RA1 | 10517062.3511 | ['OH Detail Inspection' 'OH Patrol' 'Off Cycle Patrol' 'Pole Clearing' 'RIDI' 'Trim and Removal' 'Veg Detail Inspection'] | 7631403.989 | ['Fuel Management' 'OH Patrol' 'Off Cycle Patrol' 'Pole Clearing' 'RIDI' 'Trim and Removal' 'Veg Detail Inspection'] | 7514351.8509 | ['Fuel Management' 'OH Patrol' 'Off Cycle Patrol' 'Pole Clearing' 'RIDI' 'Trim and Removal' 'Veg Detail Inspection'] | 7699974.4567 | 0 | 0 | 0 | 0 | 0 | 0 | 0.00048222 | 83
357-50R | 10432488.7437 | ['Fuel Management' 'OH Detail Inspection' 'OH Patrol' 'Off Cycle Patrol' 'Pole Clearing' 'RIDI' 'Trim and Removal' 'Veg Detail Inspection'] | 6635048.4698 | ['Fuel Management' 'OH Detail Inspection' 'OH Patrol' 'Off Cycle Patrol' 'Pole Clearing' 'RIDI' 'Trim and Removal' 'Veg Detail Inspection'] | 6556024.5765 | ['Fuel Management' 'OH Patrol' 'Off Cycle Patrol' 'Pole Clearing' 'RIDI' 'Trim and Removal' 'Veg Detail Inspection'] | 6705010.8236 | 0 | 0 | 0 | 0 | 0 | 0 | 0.00033064 | 114
1166-342R | 10322641.9923 | ['Fuel Management' 'OH Detail Inspection' 'OH Hardening' 'OH Patrol' 'Off Cycle Patrol' 'Pole Clearing' 'RIDI' 'Trim and Removal' 'Veg Detail Inspection'] | 4150698.6127 | ['OH Patrol' 'Off Cycle Patrol' 'Pole Clearing' 'RIDI' 'Trim and Removal' 'Veg Detail Inspection'] | 3985918.2042 | ['OH Patrol' 'Off Cycle Patrol' 'Pole Clearing' 'RIDI' 'Trim and Removal' 'Veg Detail Inspection'] | 4356674.1233 | 0 | 0 | 0 | 0 | 0 | 0 | 0.00032837 | 117
789-4R | 10274005.9159 | ['Off Cycle Patrol' 'Pole Clearing' 'Veg Detail Inspection'] | 8749601.599 | ['Off Cycle Patrol' 'Pole Clearing' 'Veg Detail Inspection'] | 8749601.599 | ['Off Cycle Patrol' 'Pole Clearing' 'Veg Detail Inspection'] | 8749601.599 | 0 | 0 | 0 | 0 | 0 | 0 | Segment ID Not Present in Wings 3.0 | Segment ID Not Present in Wings 3.0
217-983R | 10116962.9104 | ['Fuel Management' 'OH Patrol' 'Off Cycle Patrol' 'Pole Clearing' 'RIDI' 'Trim and Removal' 'Veg Detail Inspection'] | 7112654.6831 | ['Fuel Management' 'OH Patrol' 'Off Cycle Patrol' 'Pole Clearing' 'Trim and Removal' 'Veg Detail Inspection'] | 7102320.7292 | ['Fuel Management' 'OH Detail Inspection' 'OH Patrol' 'Off Cycle Patrol' 'Pole Clearing' 'Trim and Removal' 'Veg Detail Inspection' 'Wood Pole Intrusive'] | 5279538.6902 | 0 | 0 | 0 | 0 | 0 | 0 | 0.0029499 | 7
1166-18R | 10108490.1387 | ['Fuel Management' 'OH Detail Inspection' 'OH Patrol' 'Off Cycle Patrol' 'Pole Clearing' 'RIDI' 'Trim and Removal' 'Veg Detail Inspection'] | 5787015.241 | ['OH Detail Inspection' 'OH Patrol' 'Off Cycle Patrol' 'Pole Clearing' 'RIDI' 'Trim and Removal' 'Veg Detail Inspection'] | 5085080.4913 | ['Fuel Management' 'OH Patrol' 'Off Cycle Patrol' 'Pole Clearing' 'RIDI' 'Trim and Removal' 'Veg Detail Inspection'] | 5172822.335 | 0 | 0 | 0 | 0 | 0 | 0 | 0.00014576 | 187
176-1834R | 10068516.8214 | ['OH Patrol' 'Off Cycle Patrol' 'RIDI' 'Trim and Removal' 'Veg Detail Inspection'] | 7796281.3586 | ['Fuel Management' 'OH Patrol' 'Off Cycle Patrol' 'RIDI' 'Trim and Removal' 'Veg Detail Inspection' 'Wood Pole Intrusive'] | 7480245.1328 | ['OH Detail Inspection' 'OH Patrol' 'Off Cycle Patrol' 'RIDI' 'Trim and Removal' 'Veg Detail Inspection'] | 5007780.1254 | 0 | 0 | 0 | 0 | 0 | 0 | 0.00012111 | 205
1022-17F | 9800679.2209 | ['Fuel Management' 'OH Detail Inspection' 'OH Patrol' 'Off Cycle Patrol' 'Pole Clearing' 'RIDI' 'Trim and Removal' 'Veg Detail Inspection'] | 7025519.6161 | ['EFD' 'OH Patrol' 'Off Cycle Patrol' 'Pole Clearing' 'RIDI' 'Trim and Removal' 'Veg Detail Inspection'] | 5137436.1372 | ['EFD' 'OH Patrol' 'Off Cycle Patrol' 'Pole Clearing' 'RIDI' 'Trim and Removal' 'Veg Detail Inspection' 'Wood Pole Intrusive'] | 3028092.8755 | 0 | 0 | 0 | 0 | 0 | 0 | 0.00011178 | 219
236-1535R | 9719042.1331 | ['OH Detail Inspection' 'OH Patrol' 'Off Cycle Patrol' 'Pole Clearing' 'RIDI' 'Trim and Removal' 'Veg Detail Inspection'] | 5170294.6507 | ['Fuel Management' 'OH Patrol' 'Off Cycle Patrol' 'Pole Clearing' 'RIDI' 'Trim and Removal' 'Veg Detail Inspection'] | 5127270.3065 | ['Fuel Management' 'OH Patrol' 'Off Cycle Patrol' 'Pole Clearing' 'RIDI' 'Trim and Removal' 'Veg Detail Inspection'] | 4907560.0836 | 0 | 0 | 0 | 0 | 0 | 0 | Segment ID Not Present in Wings 3.0 | Segment ID Not Present in Wings 3.0
79-676R | 9714146.4463 | ['Fuel Management' 'OH Patrol' 'Off Cycle Patrol' 'Pole Clearing' 'RIDI' 'Trim and Removal' 'Veg Detail Inspection'] | 7173097.7578 | ['Fuel Management' 'OH Detail Inspection' 'OH Patrol' 'Off Cycle Patrol' 'Pole Clearing' 'RIDI' 'Trim and Removal' 'Veg Detail Inspection'] | 7176282.7694 | ['OH Patrol' 'Off Cycle Patrol' 'Pole Clearing' 'RIDI' 'Trim and Removal' 'Veg Detail Inspection'] | 7075963.553 | 0 | 0 | 0 | 0 | 0 | 0 | 0.00015141 | 182
445-1311R | 9632590.7157 | ['Fuel Management' 'OH Detail Inspection' 'OH Hardening' 'OH Patrol' 'Off Cycle Patrol' 'Pole Clearing' 'RIDI' 'Trim and Removal' 'Veg Detail Inspection'] | 6620550.5103 | ['Fuel Management' 'OH Detail Inspection' 'OH Patrol' 'Off Cycle Patrol' 'Pole Clearing' 'RIDI' 'Trim and Removal' 'Veg Detail Inspection'] | 5550071.8181 | ['OH Detail Inspection' 'OH Patrol' 'Off Cycle Patrol' 'Pole Clearing' 'RIDI' 'Trim and Removal' 'Veg Detail Inspection'] | 6683519.8452 | 0 | 0 | 0 | 0 | 0 | 0 | 0.001547 | 22
222-1433R | 9617971.1979 | ['Fuel Management' 'OH Patrol' 'Off Cycle Patrol' 'Pole Clearing' 'RIDI' 'Trim and Removal' 'Veg Detail Inspection'] | 6839181.3782 | ['OH Patrol' 'Off Cycle Patrol' 'Pole Clearing' 'RIDI' 'Trim and Removal' 'Veg Detail Inspection'] | 6274580.5979 | ['OH Patrol' 'Off Cycle Patrol' 'Pole Clearing' 'RIDI' 'Trim and Removal' 'Veg Detail Inspection'] | 6839181.3782 | 0 | 0 | 0 | 0 | 0 | 0 | 0.0011186 | 39
1023-46AE | 9469914.9237 | ['Fuel Management' 'OH Detail Inspection' 'OH Patrol' 'Off Cycle Patrol' 'Pole Clearing' 'RIDI' 'SPRP' 'Trim and Removal' 'Veg Detail Inspection' 'Wood Pole Intrusive'] | 5886009.4257 | ['Fuel Management' 'OH Detail Inspection' 'OH Patrol' 'Off Cycle Patrol' 'Pole Clearing' 'RIDI' 'Trim and Removal' 'Veg Detail Inspection'] | 5172257.034 | ['Fuel Management' 'OH Detail Inspection' 'OH Patrol' 'Off Cycle Patrol' 'Pole Clearing' 'RIDI' 'Trim and Removal' 'Veg Detail Inspection' 'Wood Pole Intrusive'] | 6107133.7872 | 0 | 0 | 0 | 0 | 0 | 0 | 0.00012294 | 204
RA1-402R | 9339337.8204 | ['Fuel Management' 'OH Patrol' 'Off Cycle Patrol' 'Pole Clearing' 'RIDI' 'Trim and Removal' 'Veg Detail Inspection'] | 6843185.9352 | ['OH Patrol' 'Off Cycle Patrol' 'Pole Clearing' 'Trim and Removal' 'Veg Detail Inspection'] | 6843185.9352 | ['Fuel Management' 'OH Patrol' 'Off Cycle Patrol' 'Pole Clearing' 'RIDI' 'Trim and Removal' 'Veg Detail Inspection'] | 6770290.3255 | 0 | 0 | 0 | 0 | 0 | 0 | 8.7131e-05 | 246
356-30AE | 9294675.1195 | ['Fuel Management' 'OH Detail Inspection' 'OH Patrol' 'Off Cycle Patrol' 'Pole Clearing' 'RIDI' 'Trim and Removal' 'Veg Detail Inspection'] | 5433293.7692 | ['Fuel Management' 'OH Patrol' 'Off Cycle Patrol' 'Pole Clearing' 'RIDI' 'Trim and Removal' 'Veg Detail Inspection'] | 5508524.9671 | ['Fuel Management' 'OH Patrol' 'Off Cycle Patrol' 'Pole Clearing' 'RIDI' 'Trim and Removal' 'Veg Detail Inspection'] | 5423750.8086 | 0 | 0 | 0 | 0 | 0 | 0 | 0.00020381 | 159
73-683R | 9288032.8798 | ['Fuel Management' 'OH Patrol' 'Off Cycle Patrol' 'Pole Clearing' 'RIDI' 'Trim and Removal' 'Veg Detail Inspection'] | 6684446.7831 | ['Fuel Management' 'OH Detail Inspection' 'OH Patrol' 'Off Cycle Patrol' 'Pole Clearing' 'RIDI' 'Trim and Removal' 'Veg Detail Inspection'] | 6686573.2291 | ['Fuel Management' 'OH Patrol' 'Off Cycle Patrol' 'Pole Clearing' 'RIDI' 'Trim and Removal' 'Veg Detail Inspection'] | 6599171.2774 | 0 | 0 | 0 | 0 | 0 | 0 | 0.0017472 | 20
353-1429R | 9221802.1839 | ['OH Detail Inspection' 'OH Patrol' 'Off Cycle Patrol' 'Pole Clearing' 'RIDI' 'Trim and Removal' 'Veg Detail Inspection'] | 5058047.3662 | ['OH Patrol' 'Off Cycle Patrol' 'Pole Clearing' 'RIDI' 'Trim and Removal' 'Veg Detail Inspection'] | 5160288.123 | ['OH Patrol' 'Off Cycle Patrol' 'Pole Clearing' 'RIDI' 'Trim and Removal' 'Veg Detail Inspection' 'Wood Pole Intrusive'] | 3948382.6016 | 0 | 0 | 0 | 0 | 0 | 0 | Segment ID Not Present in Wings 3.0 | Segment ID Not Present in Wings 3.0
972-942R | 9149683.626 | ['Fuel Management' 'OH Detail Inspection' 'OH Patrol' 'Off Cycle Patrol' 'Pole Clearing' 'Trim and Removal' 'Veg Detail Inspection'] | 4438247.2549 | ['Fuel Management' 'OH Patrol' 'Off Cycle Patrol' 'Pole Clearing' 'Trim and Removal' 'Veg Detail Inspection'] | 4438247.2549 | ['Fuel Management' 'OH Patrol' 'Off Cycle Patrol' 'Pole Clearing' 'RIDI' 'Trim and Removal' 'Veg Detail Inspection'] | 4251043.7576 | 0 | 0 | 0 | 0 | 0 | 0 | 8.8329e-05 | 243
351-871R | 9144312.3619 | ['OH Detail Inspection' 'OH Patrol' 'Off Cycle Patrol' 'Pole Clearing' 'RIDI' 'Trim and Removal' 'Veg Detail Inspection'] | 3789417.6015 | ['OH Patrol' 'Off Cycle Patrol' 'Pole Clearing' 'RIDI' 'Trim and Removal' 'Veg Detail Inspection'] | 3573033.0942 | ['OH Patrol' 'Off Cycle Patrol' 'Pole Clearing' 'RIDI' 'Trim and Removal' 'Veg Detail Inspection' 'Wood Pole Intrusive'] | 2706666.0058 | 0 | 0 | 0 | 0 | 0 | 0 | 0.00010569 | 227
788-34R | 9132236.5922 | ['Fuel Management' 'OH Patrol' 'Off Cycle Patrol' 'Pole Clearing' 'RIDI' 'Trim and Removal' 'Veg Detail Inspection'] | 7069194.1877 | ['OH Detail Inspection' 'OH Patrol' 'Off Cycle Patrol' 'Pole Clearing' 'RIDI' 'Trim and Removal' 'Veg Detail Inspection' 'Wood Pole Intrusive'] | 6764456.1586 | ['OH Detail Inspection' 'OH Patrol' 'Off Cycle Patrol' 'Pole Clearing' 'RIDI' 'Trim and Removal' 'Veg Detail Inspection'] | 6438388.1209 | 0 | 0 | 0 | 0 | 0 | 0 | 5.9872e-05 | 284
448-744R | 9104561.6318 | ['Fuel Management' 'OH Patrol' 'Off Cycle Patrol' 'Pole Clearing' 'RIDI' 'Trim and Removal' 'Veg Detail Inspection'] | 6834263.0566 | ['Fuel Management' 'OH Detail Inspection' 'OH Patrol' 'Off Cycle Patrol' 'Pole Clearing' 'RIDI' 'Trim and Removal' 'Veg Detail Inspection'] | 6677116.3222 | ['Fuel Management' 'OH Detail Inspection' 'OH Patrol' 'Off Cycle Patrol' 'Pole Clearing' 'RIDI' 'Trim and Removal' 'Veg Detail Inspection'] | 5656305.4093 | 0 | 0 | 0 | 0 | 0 | 0 | Segment ID Not Present in Wings 3.0 | Segment ID Not Present in Wings 3.0
907-1702R | 9100558.2495 | ['Fuel Management' 'OH Detail Inspection' 'OH Patrol' 'Off Cycle Patrol' 'Pole Clearing' 'RIDI' 'Trim and Removal' 'Veg Detail Inspection'] | 5973588.9863 | ['OH Patrol' 'Off Cycle Patrol' 'Pole Clearing' 'RIDI' 'Trim and Removal' 'Veg Detail Inspection'] | 5849105.3544 | ['OH Patrol' 'Off Cycle Patrol' 'Pole Clearing' 'RIDI' 'Trim and Removal' 'Veg Detail Inspection' 'Wood Pole Intrusive'] | 5299660.3584 | 0 | 0 | 0 | 0 | 0 | 0 | 0.00042155 | 94
521-700R | 9012544.5994 | ['Fuel Management' 'OH Patrol' 'Off Cycle Patrol' 'Pole Clearing' 'RIDI' 'Trim and Removal' 'Veg Detail Inspection'] | 6100896.9058 | ['Fuel Management' 'OH Detail Inspection' 'OH Patrol' 'Off Cycle Patrol' 'Pole Clearing' 'RIDI' 'Trim and Removal' 'Veg Detail Inspection'] | 5478857.4952 | ['Fuel Management' 'OH Patrol' 'Off Cycle Patrol' 'Pole Clearing' 'RIDI' 'Trim and Removal' 'Veg Detail Inspection'] | 5484781.68 | 0 | 0 | 0 | 0 | 0 | 0 | 0.00046842 | 85
524-50R | 8801876.9717 | ['Fuel Management' 'OH Detail Inspection' 'OH Patrol' 'Off Cycle Patrol' 'Pole Clearing' 'RIDI' 'Trim and Removal' 'Veg Detail Inspection'] | 6232017.2929 | ['Fuel Management' 'OH Patrol' 'Off Cycle Patrol' 'Pole Clearing' 'RIDI' 'Trim and Removal' 'Veg Detail Inspection'] | 6090300.6291 | ['Fuel Management' 'OH Patrol' 'Off Cycle Patrol' 'Pole Clearing' 'RIDI' 'Trim and Removal' 'Veg Detail Inspection'] | 6067492.5582 | 0 | 0 | 0 | 0 | 0 | 0 | 0.00015803 | 179
521-18R | 8713017.2766 | ['Fuel Management' 'OH Detail Inspection' 'OH Patrol' 'Off Cycle Patrol' 'Pole Clearing' 'RIDI' 'Trim and Removal' 'Veg Detail Inspection'] | 5711059.3067 | ['Fuel Management' 'OH Detail Inspection' 'OH Patrol' 'Off Cycle Patrol' 'Pole Clearing' 'RIDI' 'Trim and Removal' 'Veg Detail Inspection'] | 3474901.0238 | ['OH Patrol' 'Off Cycle Patrol' 'Pole Clearing' 'RIDI' 'Trim and Removal' 'Veg Detail Inspection' 'Wood Pole Intrusive'] | 3002832.723 | 0 | 0 | 0 | 0 | 0 | 0 | 0.0003423 | 109
1215-32R | 8696504.1653 | ['Fuel Management' 'OH Patrol' 'Off Cycle Patrol' 'Pole Clearing' 'RIDI' 'Trim and Removal' 'Veg Detail Inspection'] | 6131324.4231 | ['Fuel Management' 'OH Detail Inspection' 'OH Patrol' 'Off Cycle Patrol' 'Pole Clearing' 'RIDI' 'Trim and Removal' 'Veg Detail Inspection'] | 6137813.5439 | ['Fuel Management' 'OH Detail Inspection' 'OH Patrol' 'Off Cycle Patrol' 'Pole Clearing' 'RIDI' 'Trim and Removal' 'Veg Detail Inspection'] | 4336408.3009 | 0 | 0 | 0 | 0 | 0 | 0 | 0.0019926 | 16
973-1245R | 8620110.617 | ['OH Detail Inspection' 'OH Patrol' 'Off Cycle Patrol' 'Pole Clearing' 'Trim and Removal' 'Veg Detail Inspection'] | 5897542.2808 | ['CCC' 'OH Patrol' 'Off Cycle Patrol' 'Pole Clearing' 'Trim and Removal' 'Veg Detail Inspection'] | 2475326.5358 | ['OH Patrol' 'Off Cycle Patrol' 'Pole Clearing' 'RIDI' 'Trim and Removal' 'Veg Detail Inspection'] | 1842746.0282 | 0 | 3.3857 | 0 | 0 | 0 | 0 | Segment ID Not Present in Wings 3.0 | Segment ID Not Present in Wings 3.0
859-42R | 8606971.6622 | ['Fuel Management' 'OH Detail Inspection' 'OH Patrol' 'Off Cycle Patrol' 'Pole Clearing' 'RIDI' 'Trim and Removal' 'Veg Detail Inspection' 'Wood Pole Intrusive'] | 6072795.0318 | ['Fuel Management' 'OH Detail Inspection' 'OH Patrol' 'Off Cycle Patrol' 'Pole Clearing' 'RIDI' 'Trim and Removal' 'Veg Detail Inspection' 'Wood Pole Intrusive'] | 6468589.065 | ['OH Detail Inspection' 'OH Patrol' 'Off Cycle Patrol' 'Pole Clearing' 'RIDI' 'Trim and Removal' 'Veg Detail Inspection'] | 6611784.723 | 0 | 0 | 0 | 0 | 0 | 0 | 2.6053e-05 | 339
CB 788 | 8569068.0585 | ['OH Patrol' 'Off Cycle Patrol' 'Pole Clearing' 'RIDI' 'Trim and Removal' 'Veg Detail Inspection'] | 6881662.2561 | ['FCP' 'OH Detail Inspection' 'OH Patrol' 'Off Cycle Patrol' 'Pole Clearing' 'RIDI' 'Trim and Removal' 'Veg Detail Inspection' 'Wood Pole Intrusive'] | 6672375.5478 | ['OH Patrol' 'Off Cycle Patrol' 'Pole Clearing' 'RIDI' 'Trim and Removal' 'Veg Detail Inspection'] | 6682386.4794 | 0 | 0 | 0 | 0 | 0 | 0 | 9.657e-06 | 399
521-1856R | 8477861.6937 | ['Fuel Management' 'OH Detail Inspection' 'OH Patrol' 'Off Cycle Patrol' 'Pole Clearing' 'RIDI' 'Trim and Removal' 'Veg Detail Inspection'] | 5256347.2979 | ['Fuel Management' 'OH Detail Inspection' 'OH Patrol' 'Off Cycle Patrol' 'Pole Clearing' 'RIDI' 'Trim and Removal' 'Veg Detail Inspection'] | 5906991.6828 | ['Fuel Management' 'OH Patrol' 'Off Cycle Patrol' 'Pole Clearing' 'RIDI' 'Trim and Removal' 'Veg Detail Inspection'] | 5966867.3256 | 0 | 0 | 0 | 0 | 0 | 0 | Segment ID Not Present in Wings 3.0 | Segment ID Not Present in Wings 3.0
209-1769F | 8462801.8216 | ['OH Patrol' 'Off Cycle Patrol' 'Pole Clearing' 'RIDI' 'Trim and Removal' 'Veg Detail Inspection' 'Wood Pole Intrusive'] | 6139614.6393 | ['Fuel Management' 'OH Patrol' 'Off Cycle Patrol' 'Pole Clearing' 'RIDI' 'SPRP' 'Trim and Removal' 'Veg Detail Inspection'] | 5941522.3992 | ['OH Detail Inspection' 'OH Patrol' 'Off Cycle Patrol' 'Pole Clearing' 'RIDI' 'SPRP' 'Trim and Removal' 'Veg Detail Inspection'] | 5230405.4955 | 0 | 0 | 0 | 0 | 0 | 0 | 8.1224e-05 | 254
907-1562AE | 8439769.2215 | ['Fuel Management' 'OH Patrol' 'Off Cycle Patrol' 'Pole Clearing' 'RIDI' 'Trim and Removal' 'Veg Detail Inspection'] | 5950770.4742 | ['Fuel Management' 'OH Patrol' 'Off Cycle Patrol' 'Pole Clearing' 'RIDI' 'Trim and Removal' 'Veg Detail Inspection'] | 5807016.1965 | ['OH Patrol' 'Off Cycle Patrol' 'Pole Clearing' 'RIDI' 'Trim and Removal' 'Veg Detail Inspection' 'Wood Pole Intrusive'] | 5393562.3511 | 0 | 0 | 0 | 0 | 0 | 0 | 0.00027471 | 137
450-1851F | 8274122.4526 | ['OH Patrol' 'Off Cycle Patrol' 'Pole Clearing' 'RIDI' 'Trim and Removal' 'Veg Detail Inspection'] | 5788899.8269 | ['OH Patrol' 'Off Cycle Patrol' 'Pole Clearing' 'RIDI' 'SPRP' 'Trim and Removal' 'Veg Detail Inspection'] | 5662796.2476 | ['OH Detail Inspection' 'OH Patrol' 'Off Cycle Patrol' 'Pole Clearing' 'RIDI' 'Trim and Removal' 'Veg Detail Inspection' 'Wood Pole Intrusive'] | 3829383.7729 | 0 | 0 | 0 | 0 | 0 | 0 | Segment ID Not Present in Wings 3.0 | Segment ID Not Present in Wings 3.0
1458-565R | 8159979.2875 | ['OH Patrol' 'Off Cycle Patrol' 'Pole Clearing' 'Trim and Removal' 'Veg Detail Inspection'] | 5867812.9607 | ['Fuel Management' 'OH Detail Inspection' 'OH Patrol' 'Off Cycle Patrol' 'Pole Clearing' 'RIDI' 'Trim and Removal' 'Veg Detail Inspection'] | 3691045.4925 | ['Fuel Management' 'OH Patrol' 'Off Cycle Patrol' 'Pole Clearing' 'RIDI' 'Trim and Removal' 'Veg Detail Inspection'] | 3535163.0191 | 0 | 0 | 0 | 0 | 0 | 0 | 0.00011528 | 214
972-1582R | 8019179.1907 | ['Fuel Management' 'OH Detail Inspection' 'OH Patrol' 'Off Cycle Patrol' 'Pole Clearing' 'RIDI' 'Trim and Removal' 'Veg Detail Inspection'] | 3663823.3566 | ['Fuel Management' 'OH Patrol' 'Off Cycle Patrol' 'Pole Clearing' 'Trim and Removal' 'Veg Detail Inspection'] | 3663823.3566 | ['OH Patrol' 'Off Cycle Patrol' 'Pole Clearing' 'RIDI' 'Trim and Removal' 'Veg Detail Inspection'] | 3685339.6525 | 0 | 0 | 0 | 0 | 0 | 0 | 0.00010248 | 229
971-29R | 8015406.5198 | ['Fuel Management' 'OH Detail Inspection' 'OH Patrol' 'Off Cycle Patrol' 'Pole Clearing' 'Trim and Removal' 'Veg Detail Inspection'] | 3827369.5901 | ['OH Patrol' 'Off Cycle Patrol' 'Pole Clearing' 'RIDI' 'Trim and Removal' 'Veg Detail Inspection'] | 3761934.7868 | ['Fuel Management' 'OH Patrol' 'Off Cycle Patrol' 'Pole Clearing' 'RIDI' 'Trim and Removal' 'Veg Detail Inspection'] | 3427043.4392 | 0 | 0 | 0 | 0 | 0 | 0 | 0.00040149 | 98
908-1372R | 7960290.3283 | ['OH Detail Inspection' 'OH Patrol' 'Off Cycle Patrol' 'Pole Clearing' 'RIDI' 'Trim and Removal' 'Veg Detail Inspection'] | 3924098.4076 | ['OH Patrol' 'Off Cycle Patrol' 'Pole Clearing' 'RIDI' 'Trim and Removal' 'Veg Detail Inspection'] | 3665686.3977 | ['OH Patrol' 'Off Cycle Patrol' 'Pole Clearing' 'RIDI' 'Trim and Removal' 'Veg Detail Inspection' 'Wood Pole Intrusive'] | 3514839.9781 | 0 | 0 | 0 | 0 | 0 | 0 | 0.00014544 | 188
355-41R | 7500586.088 | ['OH Detail Inspection' 'OH Patrol' 'Off Cycle Patrol' 'Pole Clearing' 'RIDI' 'Trim and Removal' 'Veg Detail Inspection'] | 4165528.7696 | ['Fuel Management' 'OH Detail Inspection' 'OH Patrol' 'Off Cycle Patrol' 'Pole Clearing' 'RIDI' 'Trim and Removal' 'Veg Detail Inspection'] | 5269015.7736 | ['Fuel Management' 'OH Patrol' 'Off Cycle Patrol' 'Pole Clearing' 'RIDI' 'Trim and Removal' 'Veg Detail Inspection'] | 5301222.9224 | 0 | 0 | 0 | 0 | 0 | 0 | 0.00014607 | 185
222-2013R | 7426975.8578 | ['Fuel Management' 'OH Patrol' 'Off Cycle Patrol' 'Pole Clearing' 'RIDI' 'Trim and Removal' 'Veg Detail Inspection'] | 5468825.0561 | ['Fuel Management' 'OH Patrol' 'Off Cycle Patrol' 'Pole Clearing' 'RIDI' 'Trim and Removal' 'Veg Detail Inspection'] | 5443410.7445 | ['Fuel Management' 'OH Detail Inspection' 'OH Patrol' 'Off Cycle Patrol' 'Pole Clearing' 'RIDI' 'Trim and Removal' 'Veg Detail Inspection'] | 5420136.9314 | 0 | 0 | 0 | 0 | 0 | 0 | 0.0014909 | 24
222-1523R | 7406689.0243 | ['Fuel Management' 'OH Patrol' 'Off Cycle Patrol' 'Pole Clearing' 'RIDI' 'Trim and Removal' 'Veg Detail Inspection'] | 5431319.0912 | ['Fuel Management' 'OH Patrol' 'Off Cycle Patrol' 'Pole Clearing' 'RIDI' 'Trim and Removal' 'Veg Detail Inspection'] | 5415972.562 | ['Fuel Management' 'OH Patrol' 'Off Cycle Patrol' 'Pole Clearing' 'RIDI' 'Trim and Removal' 'Veg Detail Inspection'] | 5311111.6458 | 0 | 0 | 0 | 0 | 0 | 0 | 0.0013336 | 30
CB 476 | 7260321.7275 | ['Off Cycle Patrol' 'Veg Detail Inspection'] | 6730993.9939 | ['Off Cycle Patrol' 'Veg Detail Inspection'] | 6730993.9939 | ['Off Cycle Patrol' 'Veg Detail Inspection'] | 6730993.9939 | 0 | 0 | 0 | 0 | 0 | 0 | Segment ID Not Present in Wings 3.0 | Segment ID Not Present in Wings 3.0
445-1325F | 7250722.8788 | ['Fuel Management' 'OH Patrol' 'Off Cycle Patrol' 'Pole Clearing' 'RIDI' 'Trim and Removal' 'Veg Detail Inspection'] | 5205731.6234 | ['OH Detail Inspection' 'OH Patrol' 'Off Cycle Patrol' 'Pole Clearing' 'RIDI' 'Trim and Removal' 'Veg Detail Inspection'] | 4314736.0673 | ['OH Detail Inspection' 'OH Patrol' 'Off Cycle Patrol' 'Pole Clearing' 'RIDI' 'Trim and Removal' 'Veg Detail Inspection'] | 4057541.4738 | 0 | 0 | 0 | 0 | 0 | 0 | 0.00069577 | 58
78-782R | 7202315.8397 | ['OH Patrol' 'Off Cycle Patrol' 'Pole Clearing' 'Trim and Removal' 'Veg Detail Inspection'] | 5088210.0471 | ['OH Patrol' 'Off Cycle Patrol' 'Pole Clearing' 'Trim and Removal' 'Veg Detail Inspection'] | 5088210.0471 | ['Fuel Management' 'OH Patrol' 'Off Cycle Patrol' 'Pole Clearing' 'Trim and Removal' 'Veg Detail Inspection'] | 5060919.568 | 0 | 0 | 0 | 0 | 0 | 0 | 8.8694e-05 | 241
974-715R | 7107169.6783 | ['Fuel Management' 'OH Detail Inspection' 'OH Patrol' 'Off Cycle Patrol' 'Pole Clearing' 'RIDI' 'Trim and Removal' 'Veg Detail Inspection'] | 4939743.6505 | ['Fuel Management' 'OH Detail Inspection' 'OH Patrol' 'Off Cycle Patrol' 'Pole Clearing' 'RIDI' 'Trim and Removal' 'Veg Detail Inspection'] | 4743927.7326 | ['Fuel Management' 'OH Patrol' 'Off Cycle Patrol' 'Pole Clearing' 'RIDI' 'Trim and Removal' 'Veg Detail Inspection'] | 4679445.9203 | 0 | 0 | 0 | 0 | 0 | 0 | Segment ID Not Present in Wings 3.0 | Segment ID Not Present in Wings 3.0
1021-1760R | 7055715.6839 | ['Fuel Management' 'OH Detail Inspection' 'OH Patrol' 'Off Cycle Patrol' 'Pole Clearing' 'RIDI' 'Trim and Removal' 'Veg Detail Inspection'] | 4384545.066 | ['Fuel Management' 'OH Patrol' 'Off Cycle Patrol' 'Pole Clearing' 'RIDI' 'Trim and Removal' 'Veg Detail Inspection'] | 4053679.298 | ['EFD' 'OH Patrol' 'Off Cycle Patrol' 'Pole Clearing' 'RIDI' 'Trim and Removal' 'Veg Detail Inspection' 'Wood Pole Intrusive'] | 2678874.986 | 0 | 0 | 0 | 0 | 0 | 0 | 7.0532e-05 | 269
236-1573R | 6927855.8046 | ['Fuel Management' 'OH Patrol' 'Off Cycle Patrol' 'Pole Clearing' 'RIDI' 'Trim and Removal' 'Veg Detail Inspection'] | 5090039.6989 | ['Fuel Management' 'OH Patrol' 'Off Cycle Patrol' 'Pole Clearing' 'RIDI' 'Trim and Removal' 'Veg Detail Inspection'] | 5059324.5308 | ['Fuel Management' 'OH Patrol' 'Off Cycle Patrol' 'Pole Clearing' 'RIDI' 'Trim and Removal' 'Veg Detail Inspection'] | 4889518.5739 | 0 | 0 | 0 | 0 | 0 | 0 | 9.553e-05 | 236
CB 470 | 6922049.3159 | ['FCP' 'OH Patrol' 'Off Cycle Patrol' 'Pole Clearing' 'RIDI' 'Trim and Removal' 'Veg Detail Inspection'] | 5158347.2994 | ['OH Detail Inspection' 'OH Patrol' 'Off Cycle Patrol' 'Pole Clearing' 'RIDI' 'Trim and Removal' 'Veg Detail Inspection' 'Wood Pole Intrusive'] | 4914088.7813 | ['OH Patrol' 'Off Cycle Patrol' 'Pole Clearing' 'RIDI' 'Trim and Removal' 'Veg Detail Inspection'] | 4888934.3174 | 0 | 0 | 0 | 0 | 0 | 0 | 1.4773e-05 | 366
RB1-427R | 6920123.9655 | ['Fuel Management' 'OH Patrol' 'Off Cycle Patrol' 'Pole Clearing' 'RIDI' 'Trim and Removal' 'Veg Detail Inspection'] | 4808112.9573 | ['EFD' 'Fuel Management' 'OH Patrol' 'Off Cycle Patrol' 'Pole Clearing' 'RIDI' 'Trim and Removal' 'Veg Detail Inspection'] | 3825079.3803 | ['Fuel Management' 'OH Detail Inspection' 'OH Patrol' 'Off Cycle Patrol' 'Pole Clearing' 'RIDI' 'Trim and Removal' 'Veg Detail Inspection' 'Wood Pole Intrusive'] | 3592793.9598 | 0 | 0 | 0 | 0 | 0 | 0 | 0.00033419 | 112
CB OK1 | 6915681.9377 | ['Fuel Management' 'OH Patrol' 'Off Cycle Patrol' 'Pole Clearing' 'RIDI' 'Trim and Removal' 'Veg Detail Inspection'] | 4639878.9657 | ['Fuel Management' 'OH Patrol' 'Off Cycle Patrol' 'Pole Clearing' 'RIDI' 'Trim and Removal' 'Veg Detail Inspection'] | 4945173.5391 | ['Fuel Management' 'OH Patrol' 'Off Cycle Patrol' 'Pole Clearing' 'RIDI' 'Trim and Removal' 'Veg Detail Inspection'] | 4942928.8233 | 0 | 0 | 0 | 0 | 0 | 0 | 0.00024591 | 148
1250-671R | 6815427.7597 | ['OH Patrol' 'Off Cycle Patrol' 'Pole Clearing' 'RIDI' 'Trim and Removal' 'Veg Detail Inspection'] | 5008149.2252 | ['OH Patrol' 'Off Cycle Patrol' 'Pole Clearing' 'RIDI' 'Trim and Removal' 'Veg Detail Inspection' 'Wood Pole Intrusive'] | 4765192.1435 | ['OH Patrol' 'Off Cycle Patrol' 'Pole Clearing' 'RIDI' 'Trim and Removal' 'Veg Detail Inspection'] | 4648411.6678 | 0 | 0 | 0 | 0 | 0 | 0 | 6.7969e-05 | 270
520-1527R | 6763000.618 | ['Fuel Management' 'OH Detail Inspection' 'OH Patrol' 'Off Cycle Patrol' 'Pole Clearing' 'RIDI' 'Trim and Removal' 'Veg Detail Inspection'] | 4770892.0706 | ['Fuel Management' 'OH Patrol' 'Off Cycle Patrol' 'Pole Clearing' 'RIDI' 'Trim and Removal' 'Veg Detail Inspection'] | 4687093.5155 | ['Fuel Management' 'OH Patrol' 'Off Cycle Patrol' 'Pole Clearing' 'RIDI' 'Trim and Removal' 'Veg Detail Inspection'] | 4717565.7174 | 0 | 0 | 0 | 0 | 0 | 0 | 0.00057918 | 69
449-13R | 6729964.7304 | ['Fuel Management' 'OH Detail Inspection' 'OH Patrol' 'Off Cycle Patrol' 'Pole Clearing' 'RIDI' 'Trim and Removal' 'Veg Detail Inspection'] | 4797048.5674 | ['OH Detail Inspection' 'OH Patrol' 'Off Cycle Patrol' 'Pole Clearing' 'RIDI' 'Trim and Removal' 'Veg Detail Inspection'] | 4238996.6423 | ['Fuel Management' 'OH Detail Inspection' 'OH Patrol' 'Off Cycle Patrol' 'Pole Clearing' 'RIDI' 'Trim and Removal' 'Veg Detail Inspection'] | 4577146.8202 | 0 | 0 | 0 | 0 | 0 | 0 | 0.0010351 | 40
214-1135R | 6666921.5731 | ['Fuel Management' 'OH Detail Inspection' 'OH Patrol' 'Off Cycle Patrol' 'Pole Clearing' 'RIDI' 'Trim and Removal' 'Veg Detail Inspection'] | 4391611.4268 | ['Fuel Management' 'OH Patrol' 'Off Cycle Patrol' 'Pole Clearing' 'RIDI' 'Trim and Removal' 'Veg Detail Inspection'] | 4422960.07 | ['Fuel Management' 'OH Detail Inspection' 'OH Patrol' 'Off Cycle Patrol' 'Pole Clearing' 'RIDI' 'Trim and Removal' 'Veg Detail Inspection' 'Wood Pole Intrusive'] | 3331319.903 | 0 | 0 | 0 | 0 | 0 | 0 | 0.00064617 | 62
CB 1235 | 6645571.9566 | ['Fuel Management' 'OH Detail Inspection' 'OH Patrol' 'Off Cycle Patrol' 'Pole Clearing' 'RIDI' 'Trim and Removal' 'Veg Detail Inspection'] | 4709438.5892 | ['Fuel Management' 'OH Detail Inspection' 'OH Patrol' 'Off Cycle Patrol' 'Pole Clearing' 'RIDI' 'SPRP' 'Trim and Removal' 'Veg Detail Inspection'] | 4742788.1954 | ['FCP' 'Fuel Management' 'OH Patrol' 'Off Cycle Patrol' 'Pole Clearing' 'RIDI' 'Trim and Removal' 'Veg Detail Inspection'] | 4687611.2956 | 0 | 0 | 0 | 0 | 0 | 0 | 0.00019993 | 161
1030-18R | 6620909.8177 | ['Fuel Management' 'OH Detail Inspection' 'OH Patrol' 'Off Cycle Patrol' 'Pole Clearing' 'RIDI' 'Trim and Removal' 'Veg Detail Inspection'] | 4650539.1584 | ['Fuel Management' 'OH Patrol' 'Off Cycle Patrol' 'Pole Clearing' 'Trim and Removal' 'Veg Detail Inspection'] | 4646735.1618 | ['Fuel Management' 'OH Detail Inspection' 'OH Patrol' 'Off Cycle Patrol' 'Pole Clearing' 'SUG' 'Trim and Removal' 'Veg Detail Inspection' 'Wood Pole Intrusive'] | 0 | 0 | 0 | 0 | 0 | 0 | 4.2863 | 0.00025914 | 142
973-626R | 6521723.6165 | ['Fuel Management' 'OH Detail Inspection' 'OH Patrol' 'Off Cycle Patrol' 'Pole Clearing' 'Trim and Removal' 'Veg Detail Inspection'] | 4462302.1874 | ['CCC' 'Fuel Management' 'OH Detail Inspection' 'OH Patrol' 'Off Cycle Patrol' 'Pole Clearing' 'Trim and Removal' 'Veg Detail Inspection'] | 618169.7074 | ['OH Patrol' 'Off Cycle Patrol' 'Pole Clearing' 'Trim and Removal' 'Veg Detail Inspection'] | 618169.7074 | 0 | 11.0435 | 0 | 0 | 0 | 0 | 0.00050413 | 80
474-22AE | 6435983.3722 | ['Pole Clearing' 'Veg Detail Inspection'] | 5799550.998 | ['Pole Clearing' 'Veg Detail Inspection'] | 5799550.998 | ['Pole Clearing' 'Veg Detail Inspection'] | 5799550.998 | 0 | 0 | 0 | 0 | 0 | 0 | Segment ID Not Present in Wings 3.0 | Segment ID Not Present in Wings 3.0
1250-27R | 6418508.1687 | ['OH Patrol' 'Off Cycle Patrol' 'Pole Clearing' 'Trim and Removal' 'Veg Detail Inspection'] | 5122219.2641 | ['OH Patrol' 'Off Cycle Patrol' 'Pole Clearing' 'RIDI' 'Trim and Removal' 'Veg Detail Inspection' 'Wood Pole Intrusive'] | 5083325.8827 | ['OH Patrol' 'Off Cycle Patrol' 'Pole Clearing' 'RIDI' 'Trim and Removal' 'Veg Detail Inspection'] | 5026360.829 | 0 | 0 | 0 | 0 | 0 | 0 | 5.8363e-05 | 287
975-22R | 6417038.1128 | ['OH Patrol' 'Off Cycle Patrol' 'Pole Clearing' 'RIDI' 'Trim and Removal' 'Veg Detail Inspection'] | 5024090.3152 | ['OH Patrol' 'Off Cycle Patrol' 'Pole Clearing' 'RIDI' 'Trim and Removal' 'Veg Detail Inspection'] | 5024090.3152 | ['OH Patrol' 'Off Cycle Patrol' 'Pole Clearing' 'RIDI' 'Trim and Removal' 'Veg Detail Inspection'] | 5024090.3152 | 0 | 0 | 0 | 0 | 0 | 0 | 0.0003881 | 99
230-133AE | 6388693.9467 | ['Fuel Management' 'OH Patrol' 'Off Cycle Patrol' 'Pole Clearing' 'RIDI' 'Trim and Removal' 'Veg Detail Inspection'] | 4611725.9729 | ['OH Detail Inspection' 'OH Patrol' 'Off Cycle Patrol' 'Pole Clearing' 'RIDI' 'Trim and Removal' 'Veg Detail Inspection'] | 3362885.5667 | ['Fuel Management' 'OH Patrol' 'Off Cycle Patrol' 'Pole Clearing' 'RIDI' 'Trim and Removal' 'Veg Detail Inspection'] | 3459090.7085 | 0 | 0 | 0 | 0 | 0 | 0 | 0.00036853 | 103
411-30R | 6370041.441 | ['Fuel Management' 'OH Detail Inspection' 'OH Patrol' 'Off Cycle Patrol' 'Pole Clearing' 'RIDI' 'SPRP' 'Trim and Removal' 'Veg Detail Inspection'] | 4515240.8421 | ['Fuel Management' 'OH Detail Inspection' 'OH Patrol' 'Off Cycle Patrol' 'Pole Clearing' 'RIDI' 'Trim and Removal' 'Veg Detail Inspection'] | 4323993.7669 | ['Fuel Management' 'OH Detail Inspection' 'OH Patrol' 'Off Cycle Patrol' 'Pole Clearing' 'RIDI' 'Trim and Removal' 'Veg Detail Inspection'] | 4658938.4719 | 0 | 0 | 0 | 0 | 0 | 0 | 0.00055777 | 73
907-2820R | 6348475.522 | ['OH Patrol' 'Off Cycle Patrol' 'Pole Clearing' 'Trim and Removal' 'Veg Detail Inspection'] | 4534018.4066 | ['OH Patrol' 'Off Cycle Patrol' 'Pole Clearing' 'Trim and Removal' 'Veg Detail Inspection'] | 4534018.4066 | ['Fuel Management' 'OH Detail Inspection' 'OH Patrol' 'Off Cycle Patrol' 'Pole Clearing' 'Trim and Removal' 'Veg Detail Inspection' 'Wood Pole Intrusive'] | 4076894.0745 | 0 | 0 | 0 | 0 | 0 | 0 | 1.3045e-05 | 376
CB 1234 | 6311491.8914 | ['EFD' 'Fuel Management' 'OH Detail Inspection' 'OH Patrol' 'Off Cycle Patrol' 'Pole Clearing' 'RIDI' 'Trim and Removal' 'Veg Detail Inspection'] | 3125770.94 | ['EFD' 'Fuel Management' 'OH Detail Inspection' 'OH Patrol' 'Off Cycle Patrol' 'Pole Clearing' 'RIDI' 'Trim and Removal' 'Veg Detail Inspection'] | 1728205.4386 | ['Fuel Management' 'OH Patrol' 'Off Cycle Patrol' 'Pole Clearing' 'RIDI' 'Trim and Removal' 'Veg Detail Inspection' 'Wood Pole Intrusive'] | 1604527.6468 | 0 | 0 | 0 | 0 | 0 | 0 | 0.00046083 | 86
239-2215R | 6268656.9491 | ['Fuel Management' 'OH Detail Inspection' 'OH Patrol' 'Off Cycle Patrol' 'Pole Clearing' 'RIDI' 'Trim and Removal' 'Veg Detail Inspection'] | 4405619.8958 | ['Fuel Management' 'OH Patrol' 'Off Cycle Patrol' 'Pole Clearing' 'RIDI' 'Trim and Removal' 'Veg Detail Inspection'] | 4215633.1867 | ['Fuel Management' 'OH Patrol' 'Off Cycle Patrol' 'Pole Clearing' 'RIDI' 'Trim and Removal' 'Veg Detail Inspection' 'Wood Pole Intrusive'] | 3985043.2072 | 0 | 0 | 0 | 0 | 0 | 0 | Segment ID Not Present in Wings 3.0 | Segment ID Not Present in Wings 3.0
73-1130R | 6201607.0003 | ['Fuel Management' 'OH Detail Inspection' 'OH Patrol' 'Off Cycle Patrol' 'Pole Clearing' 'Trim and Removal' 'Veg Detail Inspection'] | 3694785.3533 | ['Fuel Management' 'OH Detail Inspection' 'OH Patrol' 'Off Cycle Patrol' 'Pole Clearing' 'RIDI' 'Trim and Removal' 'Veg Detail Inspection'] | 3986195.4978 | ['Fuel Management' 'OH Patrol' 'Off Cycle Patrol' 'Pole Clearing' 'RIDI' 'Trim and Removal' 'Veg Detail Inspection'] | 4023616.1929 | 0 | 0 | 0 | 0 | 0 | 0 | Segment ID Not Present in Wings 3.0 | Segment ID Not Present in Wings 3.0
1215-12R | 6147283.8671 | ['Fuel Management' 'OH Detail Inspection' 'OH Patrol' 'Off Cycle Patrol' 'Pole Clearing' 'RIDI' 'Trim and Removal' 'Veg Detail Inspection'] | 4346403.0979 | ['OH Detail Inspection' 'OH Patrol' 'Off Cycle Patrol' 'Pole Clearing' 'RIDI' 'Trim and Removal' 'Veg Detail Inspection'] | 3561761.8411 | ['Fuel Management' 'OH Patrol' 'Off Cycle Patrol' 'Pole Clearing' 'RIDI' 'Trim and Removal' 'Veg Detail Inspection'] | 3568688.4609 | 0 | 0 | 0 | 0 | 0 | 0 | 0.00088047 | 47
CB 357 | 6110854.5999 | ['Fuel Management' 'OH Detail Inspection' 'OH Patrol' 'Off Cycle Patrol' 'Pole Clearing' 'RIDI' 'Trim and Removal' 'Veg Detail Inspection'] | 4412825.5096 | ['Fuel Management' 'OH Detail Inspection' 'OH Patrol' 'Off Cycle Patrol' 'Pole Clearing' 'RIDI' 'Trim and Removal' 'Veg Detail Inspection'] | 4339308.8236 | ['OH Patrol' 'Off Cycle Patrol' 'Pole Clearing' 'RIDI' 'Trim and Removal' 'Veg Detail Inspection'] | 4339308.8236 | 0 | 0 | 0 | 0 | 0 | 0 | 0.00045525 | 89
RB1-433R | 5946507.5048 | ['Fuel Management' 'OH Patrol' 'Off Cycle Patrol' 'Pole Clearing' 'RIDI' 'Trim and Removal' 'Veg Detail Inspection'] | 4178185.4705 | ['Fuel Management' 'OH Patrol' 'Off Cycle Patrol' 'Pole Clearing' 'RIDI' 'Trim and Removal' 'Veg Detail Inspection'] | 4189012.8158 | ['Fuel Management' 'OH Patrol' 'Off Cycle Patrol' 'Pole Clearing' 'RIDI' 'Trim and Removal' 'Veg Detail Inspection' 'Wood Pole Intrusive'] | 3832261.6312 | 0 | 0 | 0 | 0 | 0 | 0 | 0.00020199 | 160
1090-73F | 5899045.3617 | ['Fuel Management' 'OH Detail Inspection' 'OH Patrol' 'Off Cycle Patrol' 'Pole Clearing' 'RIDI' 'Trim and Removal' 'Veg Detail Inspection'] | 3019724.4527 | ['Fuel Management' 'OH Patrol' 'Off Cycle Patrol' 'Pole Clearing' 'RIDI' 'Trim and Removal' 'Veg Detail Inspection'] | 2982091.6426 | ['Fuel Management' 'OH Patrol' 'Off Cycle Patrol' 'Pole Clearing' 'RIDI' 'Trim and Removal' 'Veg Detail Inspection'] | 2989252.5876 | 0 | 0 | 0 | 0 | 0 | 0 | 6.7316e-05 | 271
175-90R | 5741494.8572 | ['Fuel Management' 'OH Patrol' 'Off Cycle Patrol' 'Pole Clearing' 'RIDI' 'SPRP' 'Trim and Removal' 'Veg Detail Inspection'] | 4098590.279 | ['Fuel Management' 'OH Detail Inspection' 'OH Patrol' 'Off Cycle Patrol' 'Pole Clearing' 'RIDI' 'Trim and Removal' 'Veg Detail Inspection' 'Wood Pole Intrusive'] | 3747911.922 | ['Fuel Management' 'OH Detail Inspection' 'OH Patrol' 'Off Cycle Patrol' 'Pole Clearing' 'RIDI' 'Trim and Removal' 'Veg Detail Inspection'] | 2927836.0066 | 0 | 0 | 0 | 0 | 0 | 0 | 6.2239e-05 | 281
73-23R | 5733790.742 | ['CCC' 'Fuel Management' 'OH Detail Inspection' 'OH Patrol' 'Off Cycle Patrol' 'Pole Clearing' 'RIDI' 'Trim and Removal' 'Veg Detail Inspection'] | 1818742.1131 | ['OH Patrol' 'Off Cycle Patrol' 'Pole Clearing' 'Trim and Removal' 'Veg Detail Inspection'] | 1818742.1131 | ['Fuel Management' 'OH Patrol' 'Off Cycle Patrol' 'Pole Clearing' 'RIDI' 'Trim and Removal' 'Veg Detail Inspection'] | 1827445.9623 | 8.3244 | 0 | 0 | 0 | 0 | 0 | 0.00042991 | 92
909-453R | 5703040.2921 | ['OH Detail Inspection' 'OH Patrol' 'Off Cycle Patrol' 'Pole Clearing' 'RIDI' 'Trim and Removal' 'Veg Detail Inspection'] | 4113521.9913 | ['OH Patrol' 'Off Cycle Patrol' 'Pole Clearing' 'RIDI' 'Trim and Removal' 'Veg Detail Inspection'] | 4033521.938 | ['OH Patrol' 'Off Cycle Patrol' 'Pole Clearing' 'RIDI' 'Trim and Removal' 'Veg Detail Inspection' 'Wood Pole Intrusive'] | 3957200.048 | 0 | 0 | 0 | 0 | 0 | 0 | Segment ID Not Present in Wings 3.0 | Segment ID Not Present in Wings 3.0
78-35R | 5696335.8077 | ['OH Patrol' 'Off Cycle Patrol' 'Pole Clearing' 'RIDI' 'Veg Detail Inspection'] | 4224093.822 | ['OH Patrol' 'Off Cycle Patrol' 'Pole Clearing' 'RIDI' 'Veg Detail Inspection'] | 4224093.822 | ['OH Detail Inspection' 'OH Patrol' 'Off Cycle Patrol' 'Pole Clearing' 'RIDI' 'Veg Detail Inspection'] | 2857215.383 | 0 | 0 | 0 | 0 | 0 | 0 | 0.00019725 | 162
448-9R | 5644810.8618 | ['OH Patrol' 'Off Cycle Patrol' 'Pole Clearing' 'RIDI' 'Trim and Removal' 'Veg Detail Inspection'] | 4210011.0489 | ['CCC' 'Fuel Management' 'OH Detail Inspection' 'OH Patrol' 'Off Cycle Patrol' 'Pole Clearing' 'RIDI' 'Trim and Removal' 'Veg Detail Inspection'] | 2927083.8347 | ['Fuel Management' 'OH Detail Inspection' 'OH Patrol' 'Off Cycle Patrol' 'Pole Clearing' 'RIDI' 'Trim and Removal' 'Veg Detail Inspection'] | 2782664.0394 | 0 | 18.008 | 0 | 0 | 0 | 0 | 0.0008739 | 50
522-38R | 5639841.4319 | ['OH Patrol' 'Off Cycle Patrol' 'Pole Clearing' 'RIDI' 'Trim and Removal' 'Veg Detail Inspection'] | 4057751.8832 | ['Fuel Management' 'OH Detail Inspection' 'OH Patrol' 'Off Cycle Patrol' 'Pole Clearing' 'RIDI' 'SPRP' 'Trim and Removal' 'Veg Detail Inspection'] | 3665999.1969 | ['OH Patrol' 'Off Cycle Patrol' 'Pole Clearing' 'RIDI' 'Trim and Removal' 'Veg Detail Inspection'] | 3770114.7412 | 0 | 0 | 0 | 0 | 0 | 0 | 8.4626e-05 | 250
521-27R | 5618622.9164 | ['OH Detail Inspection' 'OH Patrol' 'Off Cycle Patrol' 'Pole Clearing' 'RIDI' 'Trim and Removal' 'Veg Detail Inspection'] | 3430953.9346 | ['Fuel Management' 'OH Detail Inspection' 'OH Patrol' 'Off Cycle Patrol' 'Pole Clearing' 'RIDI' 'Trim and Removal' 'Veg Detail Inspection'] | 4532932.3819 | ['Fuel Management' 'OH Patrol' 'Off Cycle Patrol' 'Pole Clearing' 'RIDI' 'Trim and Removal' 'Veg Detail Inspection'] | 4530433.9429 | 0 | 0 | 0 | 0 | 0 | 0 | 0.00027708 | 135
908-1368R | 5570792.9034 | ['Fuel Management' 'OH Detail Inspection' 'OH Patrol' 'Off Cycle Patrol' 'Pole Clearing' 'RIDI' 'Trim and Removal' 'Veg Detail Inspection'] | 3605115.4467 | ['Fuel Management' 'OH Patrol' 'Off Cycle Patrol' 'Pole Clearing' 'RIDI' 'Trim and Removal' 'Veg Detail Inspection'] | 3550725.6332 | ['Fuel Management' 'OH Patrol' 'Off Cycle Patrol' 'Pole Clearing' 'RIDI' 'Trim and Removal' 'Veg Detail Inspection'] | 3374022.5262 | 0 | 0 | 0 | 0 | 0 | 0 | 0.00010704 | 226
350-2196R | 5570685.7117 | ['Fuel Management' 'OH Detail Inspection' 'OH Patrol' 'Off Cycle Patrol' 'Pole Clearing' 'RIDI' 'Trim and Removal' 'Veg Detail Inspection'] | 3380290.704 | ['Fuel Management' 'OH Patrol' 'Off Cycle Patrol' 'Pole Clearing' 'RIDI' 'Trim and Removal' 'Veg Detail Inspection'] | 3242046.2186 | ['Fuel Management' 'OH Patrol' 'Off Cycle Patrol' 'Pole Clearing' 'RIDI' 'Trim and Removal' 'Veg Detail Inspection' 'Wood Pole Intrusive'] | 2989673.9821 | 0 | 0 | 0 | 0 | 0 | 0 | 0.00015059 | 183
79-714R | 5536620.5341 | ['Fuel Management' 'OH Patrol' 'Off Cycle Patrol' 'Pole Clearing' 'RIDI' 'Trim and Removal' 'Veg Detail Inspection'] | 4135694.3185 | ['Fuel Management' 'OH Detail Inspection' 'OH Patrol' 'Off Cycle Patrol' 'Pole Clearing' 'RIDI' 'Trim and Removal' 'Veg Detail Inspection'] | 3199239.1844 | ['Fuel Management' 'OH Patrol' 'Off Cycle Patrol' 'Pole Clearing' 'RIDI' 'Trim and Removal' 'Veg Detail Inspection'] | 3225013.1789 | 0 | 0 | 0 | 0 | 0 | 0 | 8.4161e-05 | 252
157-189R | 5507023.9246 | ['Fuel Management' 'OH Patrol' 'Off Cycle Patrol' 'Pole Clearing' 'RIDI' 'Trim and Removal' 'Veg Detail Inspection'] | 4057661.0457 | ['Fuel Management' 'OH Detail Inspection' 'OH Patrol' 'Off Cycle Patrol' 'Pole Clearing' 'RIDI' 'Trim and Removal' 'Veg Detail Inspection'] | 3257360.6708 | ['Fuel Management' 'OH Patrol' 'Off Cycle Patrol' 'Pole Clearing' 'RIDI' 'Trim and Removal' 'Veg Detail Inspection'] | 3343941.086 | 0 | 0 | 0 | 0 | 0 | 0 | 0.0012544 | 31
524-1782F | 5468134.4802 | ['Fuel Management' 'OH Detail Inspection' 'OH Patrol' 'Off Cycle Patrol' 'Pole Clearing' 'RIDI' 'Trim and Removal' 'Veg Detail Inspection'] | 2706270.5726 | ['Fuel Management' 'OH Patrol' 'Off Cycle Patrol' 'Pole Clearing' 'RIDI' 'Trim and Removal' 'Veg Detail Inspection'] | 2529165.621 | ['Fuel Management' 'OH Patrol' 'Off Cycle Patrol' 'Pole Clearing' 'RIDI' 'Trim and Removal' 'Veg Detail Inspection'] | 2535036.6097 | 0 | 0 | 0 | 0 | 0 | 0 | Segment ID Not Present in Wings 3.0 | Segment ID Not Present in Wings 3.0
356-16R | 5437437.5172 | ['Fuel Management' 'OH Detail Inspection' 'OH Patrol' 'Off Cycle Patrol' 'Pole Clearing' 'RIDI' 'Trim and Removal' 'Veg Detail Inspection'] | 3350771.2872 | ['Fuel Management' 'OH Detail Inspection' 'OH Patrol' 'Off Cycle Patrol' 'Pole Clearing' 'RIDI' 'Trim and Removal' 'Veg Detail Inspection'] | 3830797.8276 | ['OH Patrol' 'Off Cycle Patrol' 'Pole Clearing' 'RIDI' 'Trim and Removal' 'Veg Detail Inspection'] | 3823633.2523 | 0 | 0 | 0 | 0 | 0 | 0 | 0.00016796 | 172
215-38R | 5434815.4519 | ['Fuel Management' 'OH Detail Inspection' 'OH Patrol' 'Off Cycle Patrol' 'Pole Clearing' 'RIDI' 'Trim and Removal' 'Veg Detail Inspection'] | 3452634.2728 | ['Fuel Management' 'OH Patrol' 'Off Cycle Patrol' 'Pole Clearing' 'RIDI' 'Trim and Removal' 'Veg Detail Inspection'] | 3415514.6829 | ['OH Detail Inspection' 'OH Patrol' 'Off Cycle Patrol' 'Pole Clearing' 'RIDI' 'Trim and Removal' 'Veg Detail Inspection' 'Wood Pole Intrusive'] | 3987668.3621 | 0 | 0 | 0 | 0 | 0 | 0 | 0.0011393 | 37
441-30R | 5348877.3579 | ['OH Patrol' 'Off Cycle Patrol' 'Pole Clearing' 'RIDI' 'Trim and Removal' 'Veg Detail Inspection'] | 3753131.788 | ['OH Detail Inspection' 'OH Patrol' 'Off Cycle Patrol' 'Pole Clearing' 'RIDI' 'Trim and Removal' 'Veg Detail Inspection'] | 1012988.9915 | ['Fuel Management' 'OH Patrol' 'Off Cycle Patrol' 'Pole Clearing' 'RIDI' 'Trim and Removal' 'Veg Detail Inspection'] | 730450.5416 | 0 | 0 | 0 | 0 | 0 | 0 | 0.00087393 | 49
236-1567R | 5332003.6622 | ['Fuel Management' 'OH Detail Inspection' 'OH Patrol' 'Off Cycle Patrol' 'Pole Clearing' 'Trim and Removal' 'Veg Detail Inspection'] | 3507854.8202 | ['Fuel Management' 'OH Patrol' 'Off Cycle Patrol' 'Pole Clearing' 'Trim and Removal' 'Veg Detail Inspection'] | 3512930.3501 | ['Fuel Management' 'OH Patrol' 'Off Cycle Patrol' 'Pole Clearing' 'RIDI' 'Trim and Removal' 'Veg Detail Inspection'] | 3409019.1527 | 0 | 0 | 0 | 0 | 0 | 0 | 7.1512e-05 | 265
66-1213R | 5312267.5909 | ['Pole Clearing' 'RIDI' 'Veg Detail Inspection'] | 4763350.1583 | ['Pole Clearing' 'RIDI' 'Veg Detail Inspection'] | 4772823.0754 | ['Pole Clearing' 'RIDI' 'Veg Detail Inspection'] | 4794926.5484 | 0 | 0 | 0 | 0 | 0 | 0 | 0 | 568
283-55R | 5299634.3657 | ['Fuel Management' 'OH Detail Inspection' 'OH Patrol' 'Off Cycle Patrol' 'Pole Clearing' 'RIDI' 'Trim and Removal' 'Veg Detail Inspection'] | 2740446.7045 | ['OH Detail Inspection' 'OH Patrol' 'Off Cycle Patrol' 'Pole Clearing' 'RIDI' 'Trim and Removal' 'Veg Detail Inspection'] | 3199018.4952 | ['OH Patrol' 'Off Cycle Patrol' 'Pole Clearing' 'RIDI' 'Trim and Removal' 'Veg Detail Inspection'] | 3212914.6101 | 0 | 0 | 0 | 0 | 0 | 0 | 0.00029081 | 129
470-40AE | 5264968.8371 | ['Fuel Management' 'OH Patrol' 'Off Cycle Patrol' 'Pole Clearing' 'RIDI' 'Trim and Removal' 'Veg Detail Inspection'] | 3629471.5938 | ['Fuel Management' 'OH Detail Inspection' 'OH Patrol' 'Off Cycle Patrol' 'Pole Clearing' 'RIDI' 'Trim and Removal' 'Veg Detail Inspection' 'Wood Pole Intrusive'] | 1756754.3625 | ['OH Patrol' 'Off Cycle Patrol' 'Pole Clearing' 'RIDI' 'Trim and Removal' 'Veg Detail Inspection'] | 1883626.5426 | 0 | 0 | 0 | 0 | 0 | 0 | 5.0962e-05 | 294
449-693R | 5260705.5579 | ['Fuel Management' 'OH Hardening' 'OH Patrol' 'Off Cycle Patrol' 'Pole Clearing' 'RIDI' 'Trim and Removal' 'Veg Detail Inspection'] | 3518029.3033 | ['OH Detail Inspection' 'OH Patrol' 'Off Cycle Patrol' 'Pole Clearing' 'RIDI' 'Trim and Removal' 'Veg Detail Inspection'] | 1664107.8541 | ['Fuel Management' 'OH Patrol' 'Off Cycle Patrol' 'Pole Clearing' 'RIDI' 'Trim and Removal' 'Veg Detail Inspection'] | 1600179.5283 | 0 | 0 | 0 | 0 | 0 | 0 | Segment ID Not Present in Wings 3.0 | Segment ID Not Present in Wings 3.0
CB RA2 | 5229902.0724 | ['Fuel Management' 'OH Detail Inspection' 'OH Patrol' 'Off Cycle Patrol' 'Pole Clearing' 'RIDI' 'Trim and Removal' 'Veg Detail Inspection'] | 3626720.8041 | ['Fuel Management' 'OH Patrol' 'Off Cycle Patrol' 'Pole Clearing' 'RIDI' 'Trim and Removal' 'Veg Detail Inspection'] | 3727605.6388 | ['OH Patrol' 'Off Cycle Patrol' 'Pole Clearing' 'RIDI' 'Trim and Removal' 'Veg Detail Inspection'] | 3677163.2215 | 0 | 0 | 0 | 0 | 0 | 0 | 2.4299e-05 | 342
973-1226R | 5177869.5988 | ['Fuel Management' 'OH Detail Inspection' 'OH Patrol' 'Off Cycle Patrol' 'Pole Clearing' 'RIDI' 'Trim and Removal' 'Veg Detail Inspection'] | 3299936.2371 | ['CCC' 'OH Detail Inspection' 'OH Patrol' 'Off Cycle Patrol' 'Pole Clearing' 'RIDI' 'Trim and Removal' 'Veg Detail Inspection'] | 1498159.4964 | ['OH Patrol' 'Off Cycle Patrol' 'Pole Clearing' 'RIDI' 'Trim and Removal' 'Veg Detail Inspection'] | 1468027.8282 | 0 | 8.59 | 0 | 0 | 0 | 0 | 0.00054138 | 78
231-1635R | 5142094.9811 | ['Fuel Management' 'OH Patrol' 'Off Cycle Patrol' 'Pole Clearing' 'RIDI' 'Trim and Removal' 'Veg Detail Inspection'] | 3450875.3811 | ['Fuel Management' 'OH Detail Inspection' 'OH Patrol' 'Off Cycle Patrol' 'Pole Clearing' 'RIDI' 'Trim and Removal' 'Veg Detail Inspection'] | 2723511.9007 | ['Fuel Management' 'OH Detail Inspection' 'OH Patrol' 'Off Cycle Patrol' 'Pole Clearing' 'RIDI' 'Trim and Removal' 'Veg Detail Inspection'] | 3368671.4971 | 0 | 0 | 0 | 0 | 0 | 0 | 0.00055793 | 72
1030-1728R | 5124158.6734 | ['OH Detail Inspection' 'OH Patrol' 'Off Cycle Patrol' 'Pole Clearing' 'Trim and Removal' 'Veg Detail Inspection'] | 3651563.2031 | ['OH Patrol' 'Off Cycle Patrol' 'Pole Clearing' 'Trim and Removal' 'Veg Detail Inspection'] | 3651563.2031 | ['Fuel Management' 'OH Detail Inspection' 'OH Patrol' 'Off Cycle Patrol' 'Pole Clearing' 'RIDI' 'Trim and Removal' 'Veg Detail Inspection' 'Wood Pole Intrusive'] | 3063333.1571 | 0 | 0 | 0 | 0 | 0 | 0 | 5.0892e-05 | 295
CB MOR1 | 5119714.0569 | ['Fuel Management' 'OH Detail Inspection' 'OH Patrol' 'Off Cycle Patrol' 'Pole Clearing' 'RIDI' 'Trim and Removal' 'Veg Detail Inspection'] | 2616070.6884 | ['Fuel Management' 'OH Patrol' 'Off Cycle Patrol' 'Pole Clearing' 'RIDI' 'Trim and Removal' 'Veg Detail Inspection'] | 2515154.9273 | ['Fuel Management' 'OH Patrol' 'Off Cycle Patrol' 'Pole Clearing' 'RIDI' 'Trim and Removal' 'Veg Detail Inspection'] | 2376395.7557 | 0 | 0 | 0 | 0 | 0 | 0 | 5.0563e-05 | 296
357-1299R | 5098732.7905 | ['OH Patrol' 'Off Cycle Patrol' 'Pole Clearing' 'RIDI' 'Trim and Removal' 'Veg Detail Inspection'] | 3595807.9394 | ['Fuel Management' 'OH Detail Inspection' 'OH Patrol' 'Off Cycle Patrol' 'Pole Clearing' 'RIDI' 'Trim and Removal' 'Veg Detail Inspection'] | 2221850.4314 | ['Fuel Management' 'OH Patrol' 'Off Cycle Patrol' 'Pole Clearing' 'RIDI' 'Trim and Removal' 'Veg Detail Inspection'] | 2198979.3755 | 0 | 0 | 0 | 0 | 0 | 0 | 0.0005824 | 68
1022-322R | 5072199.4815 | ['OH Detail Inspection' 'OH Patrol' 'Off Cycle Patrol' 'Pole Clearing' 'RIDI' 'Trim and Removal' 'Veg Detail Inspection'] | 2450481.018 | ['Fuel Management' 'OH Patrol' 'Off Cycle Patrol' 'Pole Clearing' 'RIDI' 'Trim and Removal' 'Veg Detail Inspection'] | 2360758.0341 | ['EFD' 'Fuel Management' 'OH Detail Inspection' 'OH Patrol' 'Off Cycle Patrol' 'Pole Clearing' 'RIDI' 'Trim and Removal' 'Veg Detail Inspection' 'Wood Pole Intrusive'] | 2313852.8282 | 0 | 0 | 0 | 0 | 0 | 0 | 0.00011551 | 213
1021-855 | 5034375.2727 | ['Fuel Management' 'OH Detail Inspection' 'OH Patrol' 'Off Cycle Patrol' 'Pole Clearing' 'Trim and Removal' 'Veg Detail Inspection'] | 3050732.7192 | ['Fuel Management' 'OH Patrol' 'Off Cycle Patrol' 'Pole Clearing' 'RIDI' 'Trim and Removal' 'Veg Detail Inspection'] | 2987569.7941 | ['OH Patrol' 'Off Cycle Patrol' 'Pole Clearing' 'RIDI' 'Trim and Removal' 'Veg Detail Inspection' 'Wood Pole Intrusive'] | 2098932.7786 | 0 | 0 | 0 | 0 | 0 | 0 | 7.2321e-05 | 262
520-35R | 4997794.2437 | ['Fuel Management' 'OH Patrol' 'Off Cycle Patrol' 'Pole Clearing' 'RIDI' 'Trim and Removal' 'Veg Detail Inspection'] | 3593124.9481 | ['OH Patrol' 'Off Cycle Patrol' 'Pole Clearing' 'RIDI' 'Trim and Removal' 'Veg Detail Inspection'] | 3593124.9481 | ['OH Patrol' 'Off Cycle Patrol' 'Pole Clearing' 'RIDI' 'Trim and Removal' 'Veg Detail Inspection'] | 3593124.9481 | 0 | 0 | 0 | 0 | 0 | 0 | 0.00022376 | 152
1090-74F | 4990919.9691 | ['Fuel Management' 'OH Detail Inspection' 'OH Patrol' 'Off Cycle Patrol' 'Pole Clearing' 'RIDI' 'Trim and Removal' 'Veg Detail Inspection'] | 3524339.6139 | ['Fuel Management' 'OH Patrol' 'Off Cycle Patrol' 'Pole Clearing' 'RIDI' 'Trim and Removal' 'Veg Detail Inspection'] | 3263221.498 | ['Fuel Management' 'OH Patrol' 'Off Cycle Patrol' 'Pole Clearing' 'RIDI' 'Trim and Removal' 'Veg Detail Inspection'] | 3523754.3333 | 0 | 0 | 0 | 0 | 0 | 0 | 4.7445e-05 | 299
234-48R | 4939379.2504 | ['OH Patrol' 'Off Cycle Patrol' 'Pole Clearing' 'RIDI' 'Trim and Removal' 'Veg Detail Inspection'] | 3405872.9077 | ['Fuel Management' 'OH Detail Inspection' 'OH Patrol' 'Off Cycle Patrol' 'Pole Clearing' 'RIDI' 'SPRP' 'Trim and Removal' 'Veg Detail Inspection'] | 2117091.524 | ['Fuel Management' 'OH Patrol' 'Off Cycle Patrol' 'Pole Clearing' 'RIDI' 'Trim and Removal' 'Veg Detail Inspection'] | 2147586.7703 | 0 | 0 | 0 | 0 | 0 | 0 | 4.3811e-05 | 303
176-194R | 4934160.3361 | ['Fuel Management' 'OH Patrol' 'Off Cycle Patrol' 'Pole Clearing' 'Trim and Removal' 'Veg Detail Inspection'] | 3589430.6386 | ['OH Patrol' 'Off Cycle Patrol' 'Pole Clearing' 'RIDI' 'Trim and Removal' 'Veg Detail Inspection'] | 3550233.7365 | ['EFD' 'Fuel Management' 'OH Detail Inspection' 'OH Patrol' 'Off Cycle Patrol' 'Pole Clearing' 'RIDI' 'Trim and Removal' 'Veg Detail Inspection'] | 1667222.4437 | 0 | 0 | 0 | 0 | 0 | 0 | 0.00015215 | 181
212-725R | 4887826.6998 | ['Fuel Management' 'OH Patrol' 'Off Cycle Patrol' 'Pole Clearing' 'RIDI' 'Trim and Removal' 'Veg Detail Inspection'] | 3479773.2046 | ['Fuel Management' 'OH Patrol' 'Off Cycle Patrol' 'Pole Clearing' 'RIDI' 'Trim and Removal' 'Veg Detail Inspection'] | 3439859.6115 | ['OH Patrol' 'Off Cycle Patrol' 'Pole Clearing' 'RIDI' 'Trim and Removal' 'Veg Detail Inspection'] | 3414071.8029 | 0 | 0 | 0 | 0 | 0 | 0 | 0.00011466 | 216
222-2063 | 4859776.4656 | ['OH Patrol' 'Off Cycle Patrol' 'Pole Clearing' 'Trim and Removal' 'Veg Detail Inspection'] | 3438296.0462 | ['OH Patrol' 'Off Cycle Patrol' 'Pole Clearing' 'Trim and Removal' 'Veg Detail Inspection'] | 3438296.0462 | ['OH Patrol' 'Off Cycle Patrol' 'Pole Clearing' 'Trim and Removal' 'Veg Detail Inspection'] | 3438296.0462 | 0 | 0 | 0 | 0 | 0 | 0 | 0.00055641 | 75
307-234R | 4762848.0442 | ['OH Detail Inspection' 'OH Patrol' 'Off Cycle Patrol' 'Pole Clearing' 'RIDI' 'Trim and Removal' 'Veg Detail Inspection' 'Wood Pole Intrusive'] | 2595546.4562 | ['OH Detail Inspection' 'OH Patrol' 'Off Cycle Patrol' 'Pole Clearing' 'RIDI' 'Trim and Removal' 'Veg Detail Inspection' 'Wood Pole Intrusive'] | 3175447.4244 | ['Fuel Management' 'OH Patrol' 'Off Cycle Patrol' 'Pole Clearing' 'RIDI' 'SPRP' 'Trim and Removal' 'Veg Detail Inspection'] | 3327936.7789 | 0 | 0 | 0 | 0 | 0 | 0 | 9.2215e-05 | 237
441-27R | 4750126.7754 | ['Fuel Management' 'OH Patrol' 'Off Cycle Patrol' 'Pole Clearing' 'RIDI' 'Trim and Removal' 'Veg Detail Inspection'] | 3230773.0992 | ['OH Detail Inspection' 'OH Patrol' 'Off Cycle Patrol' 'Pole Clearing' 'RIDI' 'Trim and Removal' 'Veg Detail Inspection'] | 3007461.413 | ['Fuel Management' 'OH Patrol' 'Off Cycle Patrol' 'Pole Clearing' 'RIDI' 'Trim and Removal' 'Veg Detail Inspection'] | 3129267.7873 | 0 | 0 | 0 | 0 | 0 | 0 | 0.0011246 | 38
1138-6R | 4663877.8673 | ['Fuel Management' 'OH Detail Inspection' 'OH Patrol' 'Off Cycle Patrol' 'Pole Clearing' 'RIDI' 'Trim and Removal' 'Veg Detail Inspection'] | 3223278.3357 | ['Fuel Management' 'OH Detail Inspection' 'OH Patrol' 'Off Cycle Patrol' 'Pole Clearing' 'RIDI' 'SPRP' 'Trim and Removal' 'Veg Detail Inspection'] | 2847294.4612 | ['Fuel Management' 'OH Patrol' 'Off Cycle Patrol' 'Pole Clearing' 'RIDI' 'Trim and Removal' 'Veg Detail Inspection'] | 2892477.7299 | 0 | 0 | 0 | 0 | 0 | 0 | 0.00044469 | 91
991-1206R | 4576791.095 | ['OH Patrol' 'Off Cycle Patrol' 'Pole Clearing' 'Trim and Removal' 'Veg Detail Inspection'] | 3232627.2745 | ['OH Detail Inspection' 'OH Patrol' 'Off Cycle Patrol' 'Pole Clearing' 'RIDI' 'Trim and Removal' 'Veg Detail Inspection' 'Wood Pole Intrusive'] | 1904112.6932 | ['OH Detail Inspection' 'OH Patrol' 'Off Cycle Patrol' 'Pole Clearing' 'RIDI' 'Trim and Removal' 'Veg Detail Inspection'] | 2784312.7752 | 0 | 0 | 0 | 0 | 0 | 0 | 0.0001307 | 200
353-901F | 4555618.8657 | ['OH Detail Inspection' 'OH Patrol' 'Off Cycle Patrol' 'Pole Clearing' 'RIDI' 'Trim and Removal' 'Veg Detail Inspection'] | 2690190.6936 | ['OH Patrol' 'Off Cycle Patrol' 'Pole Clearing' 'RIDI' 'Trim and Removal' 'Veg Detail Inspection'] | 2796544.0944 | ['OH Patrol' 'Off Cycle Patrol' 'Pole Clearing' 'RIDI' 'Trim and Removal' 'Veg Detail Inspection' 'Wood Pole Intrusive'] | 2646182.3897 | 0 | 0 | 0 | 0 | 0 | 0 | 4.2412e-05 | 304
221-788 | 4481914.2591 | ['OH Patrol' 'Off Cycle Patrol' 'Pole Clearing' 'RIDI' 'Trim and Removal' 'Veg Detail Inspection'] | 3079180.6608 | ['OH Patrol' 'Off Cycle Patrol' 'Pole Clearing' 'RIDI' 'Trim and Removal' 'Veg Detail Inspection'] | 3214225.2025 | ['OH Patrol' 'Off Cycle Patrol' 'Pole Clearing' 'RIDI' 'Trim and Removal' 'Veg Detail Inspection'] | 3214225.2025 | 0 | 0 | 0 | 0 | 0 | 0 | 9.7131e-05 | 233
240-2004R | 4437658.7596 | ['EFD' 'Fuel Management' 'OH Patrol' 'Off Cycle Patrol' 'Pole Clearing' 'RIDI' 'Trim and Removal' 'Veg Detail Inspection'] | 2393482.7637 | ['Fuel Management' 'OH Detail Inspection' 'OH Patrol' 'Off Cycle Patrol' 'Pole Clearing' 'RIDI' 'Trim and Removal' 'Veg Detail Inspection'] | 1203322.5409 | ['Fuel Management' 'OH Patrol' 'Off Cycle Patrol' 'Pole Clearing' 'RIDI' 'Trim and Removal' 'Veg Detail Inspection'] | 1229615.1852 | 0 | 0 | 0 | 0 | 0 | 0 | 4.8876e-05 | 297
445-894R | 4421002.3515 | ['OH Patrol' 'Off Cycle Patrol' 'Pole Clearing' 'RIDI' 'Trim and Removal' 'Veg Detail Inspection'] | 3260438.7094 | ['OH Detail Inspection' 'OH Patrol' 'Off Cycle Patrol' 'Pole Clearing' 'RIDI' 'Trim and Removal' 'Veg Detail Inspection'] | 2344284.5962 | ['Fuel Management' 'OH Detail Inspection' 'OH Patrol' 'Off Cycle Patrol' 'Pole Clearing' 'RIDI' 'Trim and Removal' 'Veg Detail Inspection'] | 4204915.5556 | 0 | 0 | 0 | 0 | 0 | 0 | 0.00090816 | 45
175-64R | 4385400.4311 | ['Fuel Management' 'OH Detail Inspection' 'OH Patrol' 'Off Cycle Patrol' 'Pole Clearing' 'SPRP' 'Trim and Removal' 'Veg Detail Inspection'] | 2865442.3695 | ['Fuel Management' 'OH Patrol' 'Off Cycle Patrol' 'Pole Clearing' 'RIDI' 'Trim and Removal' 'Veg Detail Inspection'] | 2789430.2147 | ['Fuel Management' 'OH Patrol' 'Off Cycle Patrol' 'Pole Clearing' 'RIDI' 'Trim and Removal' 'Veg Detail Inspection'] | 2647486.9198 | 0 | 0 | 0 | 0 | 0 | 0 | 7.6664e-05 | 259
235-897R | 4375038.1439 | ['Fuel Management' 'OH Detail Inspection' 'OH Patrol' 'Off Cycle Patrol' 'Pole Clearing' 'RIDI' 'Trim and Removal' 'Veg Detail Inspection'] | 3244462.3842 | ['OH Patrol' 'Off Cycle Patrol' 'Pole Clearing' 'RIDI' 'Trim and Removal' 'Veg Detail Inspection'] | 3277123.0543 | ['Fuel Management' 'OH Patrol' 'Off Cycle Patrol' 'Pole Clearing' 'RIDI' 'Trim and Removal' 'Veg Detail Inspection'] | 3323781.1546 | 0 | 0 | 0 | 0 | 0 | 0 | 7.0995e-05 | 268
1458-1061 | 4370098.6983 | ['OH Detail Inspection' 'OH Patrol' 'Off Cycle Patrol' 'Pole Clearing' 'RIDI' 'Trim and Removal' 'Veg Detail Inspection'] | 2251229.3359 | ['OH Patrol' 'Off Cycle Patrol' 'Pole Clearing' 'RIDI' 'Trim and Removal' 'Veg Detail Inspection'] | 2298123.6718 | ['OH Patrol' 'Off Cycle Patrol' 'Pole Clearing' 'RIDI' 'Trim and Removal' 'Veg Detail Inspection'] | 2329386.5624 | 0 | 0 | 0 | 0 | 0 | 0 | 9.7887e-05 | 232
971-371R | 4351506.2421 | ['OH Detail Inspection' 'OH Patrol' 'Off Cycle Patrol' 'Pole Clearing' 'RIDI' 'Trim and Removal' 'Veg Detail Inspection'] | 933888.3162 | ['OH Patrol' 'Off Cycle Patrol' 'Pole Clearing' 'RIDI' 'Trim and Removal' 'Veg Detail Inspection'] | 977192.7771 | ['Fuel Management' 'OH Patrol' 'Off Cycle Patrol' 'Pole Clearing' 'RIDI' 'Trim and Removal' 'Veg Detail Inspection'] | 957705.7697 | 0 | 0 | 0 | 0 | 0 | 0 | 0.00013658 | 196
CB 599 | 4323244.1936 | ['Fuel Management' 'OH Detail Inspection' 'OH Patrol' 'Off Cycle Patrol' 'Pole Clearing' 'RIDI' 'SPRP' 'Trim and Removal' 'Veg Detail Inspection' 'Wood Pole Intrusive'] | 2866168.9072 | ['OH Detail Inspection' 'OH Patrol' 'Off Cycle Patrol' 'Pole Clearing' 'RIDI' 'Trim and Removal' 'Veg Detail Inspection' 'Wood Pole Intrusive'] | 2600485.4986 | ['FCP' 'OH Patrol' 'Off Cycle Patrol' 'Pole Clearing' 'RIDI' 'Trim and Removal' 'Veg Detail Inspection'] | 2357773.8685 | 0 | 0 | 0 | 0 | 0 | 0 | 3.7267e-05 | 313
1233-591R | 4300183.7991 | ['OH Patrol' 'Off Cycle Patrol' 'Pole Clearing' 'RIDI' 'Trim and Removal' 'Veg Detail Inspection'] | 3030317.4491 | ['Fuel Management' 'OH Patrol' 'Off Cycle Patrol' 'Pole Clearing' 'RIDI' 'Trim and Removal' 'Veg Detail Inspection'] | 3045786.2127 | ['OH Patrol' 'Off Cycle Patrol' 'Pole Clearing' 'RIDI' 'Trim and Removal' 'Veg Detail Inspection' 'Wood Pole Intrusive'] | 2386795.0328 | 0 | 0 | 0 | 0 | 0 | 0 | Segment ID Not Present in Wings 3.0 | Segment ID Not Present in Wings 3.0
471-36F | 4253667.121 | ['Fuel Management' 'OH Patrol' 'Off Cycle Patrol' 'Pole Clearing' 'RIDI' 'Trim and Removal' 'Veg Detail Inspection'] | 3326867.3236 | ['OH Patrol' 'Off Cycle Patrol' 'Pole Clearing' 'RIDI' 'Trim and Removal' 'Veg Detail Inspection' 'Wood Pole Intrusive'] | 3227465.9153 | ['OH Patrol' 'Off Cycle Patrol' 'Pole Clearing' 'RIDI' 'Trim and Removal' 'Veg Detail Inspection'] | 3291524.6007 | 0 | 0 | 0 | 0 | 0 | 0 | 4.519e-06 | 437
305-32R | 4233866.5476 | ['Pole Clearing' 'RIDI' 'Veg Detail Inspection'] | 3572220.1999 | ['Pole Clearing' 'RIDI' 'Veg Detail Inspection'] | 3786739.6588 | ['Pole Clearing' 'RIDI' 'Veg Detail Inspection'] | 3786739.6588 | 0 | 0 | 0 | 0 | 0 | 0 | 0 | 568
182-2252R | 4229944.5723 | ['OH Patrol' 'Off Cycle Patrol' 'Pole Clearing' 'RIDI' 'Trim and Removal' 'Veg Detail Inspection'] | 3001908.568 | ['OH Detail Inspection' 'OH Patrol' 'Off Cycle Patrol' 'Pole Clearing' 'RIDI' 'Trim and Removal' 'Veg Detail Inspection' 'Wood Pole Intrusive'] | 2173855.8994 | ['Fuel Management' 'OH Patrol' 'Off Cycle Patrol' 'Pole Clearing' 'RIDI' 'Trim and Removal' 'Veg Detail Inspection'] | 2255255.9168 | 0 | 0 | 0 | 0 | 0 | 0 | 2.2982e-05 | 345
1105-1479 | 4228043.5461 | ['OH Patrol' 'Off Cycle Patrol' 'Pole Clearing' 'RIDI' 'Trim and Removal' 'Veg Detail Inspection'] | 2969814.4582 | ['OH Patrol' 'Off Cycle Patrol' 'Pole Clearing' 'Trim and Removal' 'Veg Detail Inspection' 'Wood Pole Intrusive'] | 2922871.4503 | ['OH Patrol' 'Off Cycle Patrol' 'Pole Clearing' 'Trim and Removal' 'Veg Detail Inspection'] | 2922871.4503 | 0 | 0 | 0 | 0 | 0 | 0 | 7.1167e-05 | 266
1001-1820F | 4222247.108 | ['OH Patrol' 'Off Cycle Patrol' 'Pole Clearing' 'RIDI' 'Trim and Removal' 'Veg Detail Inspection'] | 3125755.3551 | ['OH Detail Inspection' 'OH Patrol' 'Off Cycle Patrol' 'Pole Clearing' 'RIDI' 'Trim and Removal' 'Veg Detail Inspection' 'Wood Pole Intrusive'] | 2437639.2373 | ['OH Patrol' 'Off Cycle Patrol' 'Pole Clearing' 'RIDI' 'SPRP' 'Trim and Removal' 'Veg Detail Inspection'] | 2070714.4692 | 0 | 0 | 0 | 0 | 0 | 0 | 4.0241e-05 | 306
176-164R | 4184746.7473 | ['OH Detail Inspection' 'OH Patrol' 'Off Cycle Patrol' 'Pole Clearing' 'RIDI' 'Trim and Removal' 'Veg Detail Inspection'] | 1804805.7455 | ['OH Patrol' 'Off Cycle Patrol' 'Pole Clearing' 'RIDI' 'Trim and Removal' 'Veg Detail Inspection'] | 1822980.8888 | ['Fuel Management' 'OH Patrol' 'Off Cycle Patrol' 'Pole Clearing' 'RIDI' 'Trim and Removal' 'Veg Detail Inspection'] | 1770153.8948 | 0 | 0 | 0 | 0 | 0 | 0 | 1.2162e-05 | 381
67-34R | 4180137.3859 | ['EFD' 'Fuel Management' 'OH Patrol' 'Off Cycle Patrol' 'Pole Clearing' 'RIDI' 'Trim and Removal' 'Veg Detail Inspection'] | 2395736.0061 | ['Fuel Management' 'OH Detail Inspection' 'OH Patrol' 'Off Cycle Patrol' 'Pole Clearing' 'RIDI' 'Trim and Removal' 'Veg Detail Inspection'] | 1444358.3214 | ['Fuel Management' 'OH Patrol' 'Off Cycle Patrol' 'Pole Clearing' 'RIDI' 'Trim and Removal' 'Veg Detail Inspection'] | 1435069.8971 | 0 | 0 | 0 | 0 | 0 | 0 | 0.00030864 | 123
CB 233 | 4127695.5357 | ['EFD' 'Fuel Management' 'OH Patrol' 'Off Cycle Patrol' 'Pole Clearing' 'RIDI' 'Trim and Removal' 'Veg Detail Inspection'] | 2289415.8597 | ['FCP' 'Fuel Management' 'OH Detail Inspection' 'OH Patrol' 'Off Cycle Patrol' 'Pole Clearing' 'RIDI' 'Trim and Removal' 'Veg Detail Inspection'] | 1896207.626 | ['Fuel Management' 'OH Patrol' 'Off Cycle Patrol' 'Pole Clearing' 'RIDI' 'Trim and Removal' 'Veg Detail Inspection'] | 1919394.5053 | 0 | 0 | 0 | 0 | 0 | 0 | 0.00012016 | 206
CB 1250 | 4075235.8936 | ['EFD' 'OH Patrol' 'Off Cycle Patrol' 'Pole Clearing' 'Trim and Removal' 'Veg Detail Inspection'] | 2222728.4946 | ['OH Patrol' 'Off Cycle Patrol' 'Pole Clearing' 'Trim and Removal' 'Veg Detail Inspection' 'Wood Pole Intrusive'] | 2210001.7332 | ['OH Patrol' 'Off Cycle Patrol' 'Pole Clearing' 'Trim and Removal' 'Veg Detail Inspection'] | 2210001.7332 | 0 | 0 | 0 | 0 | 0 | 0 | 8.736e-05 | 244
175-2024R | 4029008.4568 | ['Fuel Management' 'OH Patrol' 'Off Cycle Patrol' 'Pole Clearing' 'RIDI' 'SPRP' 'Trim and Removal' 'Veg Detail Inspection'] | 2678328.6268 | ['OH Patrol' 'Off Cycle Patrol' 'Pole Clearing' 'RIDI' 'Trim and Removal' 'Veg Detail Inspection' 'Wood Pole Intrusive'] | 2353861.628 | ['Fuel Management' 'OH Detail Inspection' 'OH Patrol' 'Off Cycle Patrol' 'Pole Clearing' 'RIDI' 'Trim and Removal' 'Veg Detail Inspection'] | 1589406.5242 | 0 | 0 | 0 | 0 | 0 | 0 | 3.6162e-05 | 317
1166-15R | 3965221.7427 | ['OH Detail Inspection' 'OH Patrol' 'Off Cycle Patrol' 'Pole Clearing' 'RIDI' 'Trim and Removal' 'Veg Detail Inspection'] | 2488268.6632 | ['Fuel Management' 'OH Detail Inspection' 'OH Patrol' 'Off Cycle Patrol' 'Pole Clearing' 'RIDI' 'Trim and Removal' 'Veg Detail Inspection'] | 2158351.6907 | ['OH Patrol' 'Off Cycle Patrol' 'Pole Clearing' 'RIDI' 'Trim and Removal' 'Veg Detail Inspection'] | 2139978.4755 | 0 | 0 | 0 | 0 | 0 | 0 | 0.00028853 | 130
221-37AE | 3934773.2911 | ['Fuel Management' 'OH Patrol' 'Off Cycle Patrol' 'Pole Clearing' 'RIDI' 'Trim and Removal' 'Veg Detail Inspection'] | 2926359.4063 | ['Fuel Management' 'OH Patrol' 'Off Cycle Patrol' 'Pole Clearing' 'RIDI' 'Trim and Removal' 'Veg Detail Inspection'] | 2860209.8587 | ['Fuel Management' 'OH Patrol' 'Off Cycle Patrol' 'Pole Clearing' 'RIDI' 'SPRP' 'Trim and Removal' 'Veg Detail Inspection'] | 2879419.8657 | 0 | 0 | 0 | 0 | 0 | 0 | 0.00026009 | 141
221-6R | 3904259.0089 | ['OH Patrol' 'Off Cycle Patrol' 'Pole Clearing' 'RIDI' 'Veg Detail Inspection'] | 1975174.787 | ['OH Patrol' 'Off Cycle Patrol' 'Pole Clearing' 'Veg Detail Inspection'] | 1975174.787 | ['OH Patrol' 'Off Cycle Patrol' 'Pole Clearing' 'Veg Detail Inspection'] | 1975174.787 | 0 | 0 | 0 | 0 | 0 | 0 | 0.00016354 | 177
157-204R | 3876133.3857 | ['CCC' 'Fuel Management' 'OH Patrol' 'Off Cycle Patrol' 'Pole Clearing' 'RIDI' 'Trim and Removal' 'Veg Detail Inspection'] | 1012303.2922 | ['OH Detail Inspection' 'OH Patrol' 'Off Cycle Patrol' 'Pole Clearing' 'RIDI' 'Trim and Removal' 'Veg Detail Inspection'] | 0 | ['Fuel Management' 'OH Patrol' 'Off Cycle Patrol' 'Pole Clearing' 'RIDI' 'Trim and Removal' 'Veg Detail Inspection'] | 5223.8312 | 13.385 | 0 | 0 | 0 | 0 | 0 | 0.00056659 | 70
CB 471 | 3808732.8423 | ['Pole Clearing' 'Veg Detail Inspection'] | 3432306.2367 | ['Pole Clearing' 'Veg Detail Inspection'] | 3432306.2367 | ['Pole Clearing' 'Veg Detail Inspection'] | 3432306.2367 | 0 | 0 | 0 | 0 | 0 | 0 | Segment ID Not Present in Wings 3.0 | Segment ID Not Present in Wings 3.0
TM1-10R | 3782856.7785 | ['Fuel Management' 'OH Patrol' 'Off Cycle Patrol' 'Pole Clearing' 'RIDI' 'Trim and Removal' 'Veg Detail Inspection'] | 2668916.5256 | ['OH Patrol' 'Off Cycle Patrol' 'Pole Clearing' 'RIDI' 'Trim and Removal' 'Veg Detail Inspection'] | 2690107.3464 | ['CCC' 'Fuel Management' 'OH Patrol' 'Off Cycle Patrol' 'Pole Clearing' 'RIDI' 'Trim and Removal' 'Veg Detail Inspection' 'Wood Pole Intrusive'] | 347232.3056 | 0 | 0 | 3.4326 | 0 | 0 | 0 | 0.00014883 | 184
1023-48R | 3773847.2966 | ['OH Detail Inspection' 'OH Patrol' 'Off Cycle Patrol' 'Pole Clearing' 'RIDI' 'SPRP' 'Trim and Removal' 'Veg Detail Inspection'] | 2193058.3755 | ['OH Patrol' 'Off Cycle Patrol' 'Pole Clearing' 'RIDI' 'Trim and Removal' 'Veg Detail Inspection'] | 2204277.8759 | ['Fuel Management' 'OH Patrol' 'Off Cycle Patrol' 'Pole Clearing' 'RIDI' 'Trim and Removal' 'Veg Detail Inspection' 'Wood Pole Intrusive'] | 2055775.1539 | 0 | 0 | 0 | 0 | 0 | 0 | Segment ID Not Present in Wings 3.0 | Segment ID Not Present in Wings 3.0
249-24R | 3753230.0343 | ['Fuel Management' 'OH Patrol' 'Off Cycle Patrol' 'Pole Clearing' 'RIDI' 'SPRP' 'Trim and Removal' 'Veg Detail Inspection'] | 2703795.6197 | ['Fuel Management' 'OH Patrol' 'Off Cycle Patrol' 'Pole Clearing' 'RIDI' 'Trim and Removal' 'Veg Detail Inspection'] | 2548203.2484 | ['Fuel Management' 'OH Patrol' 'Off Cycle Patrol' 'Pole Clearing' 'RIDI' 'Trim and Removal' 'Veg Detail Inspection' 'Wood Pole Intrusive'] | 2457660.7074 | 0 | 0 | 0 | 0 | 0 | 0 | 0.00011449 | 217
240-2006R | 3742572.1436 | ['Fuel Management' 'OH Patrol' 'Off Cycle Patrol' 'Pole Clearing' 'RIDI' 'Trim and Removal' 'Veg Detail Inspection'] | 2696333.4447 | ['Fuel Management' 'OH Detail Inspection' 'OH Patrol' 'Off Cycle Patrol' 'Pole Clearing' 'RIDI' 'Trim and Removal' 'Veg Detail Inspection'] | 1940891.2134 | ['OH Patrol' 'Off Cycle Patrol' 'Pole Clearing' 'RIDI' 'Trim and Removal' 'Veg Detail Inspection'] | 1920905.9692 | 0 | 0 | 0 | 0 | 0 | 0 | 3.0717e-05 | 330
CB RC1 | 3739874.8305 | ['Fuel Management' 'OH Patrol' 'Off Cycle Patrol' 'Pole Clearing' 'RIDI' 'Trim and Removal' 'Veg Detail Inspection'] | 2630077.7286 | ['OH Detail Inspection' 'OH Patrol' 'Off Cycle Patrol' 'Pole Clearing' 'RIDI' 'Trim and Removal' 'Veg Detail Inspection'] | 2469940.0775 | ['OH Detail Inspection' 'OH Patrol' 'Off Cycle Patrol' 'Pole Clearing' 'RIDI' 'Trim and Removal' 'Veg Detail Inspection' 'Wood Pole Intrusive'] | 2497550.0173 | 0 | 0 | 0 | 0 | 0 | 0 | 3.2489e-05 | 321
DV1-3R | 3719400.3806 | ['Fuel Management' 'OH Detail Inspection' 'OH Patrol' 'Off Cycle Patrol' 'Pole Clearing' 'RIDI' 'Trim and Removal' 'Veg Detail Inspection'] | 1855626.6374 | ['Fuel Management' 'OH Patrol' 'Off Cycle Patrol' 'Pole Clearing' 'RIDI' 'Trim and Removal' 'Veg Detail Inspection'] | 1917728.0783 | ['Fuel Management' 'OH Patrol' 'Off Cycle Patrol' 'Pole Clearing' 'RIDI' 'Trim and Removal' 'Veg Detail Inspection'] | 1790580.5369 | 0 | 0 | 0 | 0 | 0 | 0 | 0.00014127 | 191
221-1230F | 3690962.2783 | ['Fuel Management' 'OH Patrol' 'Off Cycle Patrol' 'Pole Clearing' 'RIDI' 'Trim and Removal' 'Veg Detail Inspection'] | 2733773.2563 | ['Fuel Management' 'OH Patrol' 'Off Cycle Patrol' 'Pole Clearing' 'RIDI' 'Trim and Removal' 'Veg Detail Inspection'] | 2733773.2563 | ['Fuel Management' 'OH Patrol' 'Off Cycle Patrol' 'Pole Clearing' 'RIDI' 'Trim and Removal' 'Veg Detail Inspection'] | 2733773.2563 | 0 | 0 | 0 | 0 | 0 | 0 | 0.00035297 | 107
1250-8R | 3684980.1605 | ['Fuel Management' 'OH Patrol' 'Off Cycle Patrol' 'Pole Clearing' 'RIDI' 'Trim and Removal' 'Veg Detail Inspection'] | 2573037.9305 | ['Fuel Management' 'OH Patrol' 'Off Cycle Patrol' 'Pole Clearing' 'RIDI' 'Trim and Removal' 'Veg Detail Inspection' 'Wood Pole Intrusive'] | 2422413.6469 | ['OH Patrol' 'Off Cycle Patrol' 'Pole Clearing' 'RIDI' 'Trim and Removal' 'Veg Detail Inspection'] | 2487073.0844 | 0 | 0 | 0 | 0 | 0 | 0 | 0.00016685 | 175
445-39R | 3678580.6505 | ['OH Detail Inspection' 'OH Patrol' 'Off Cycle Patrol' 'Pole Clearing' 'RIDI' 'Trim and Removal' 'Veg Detail Inspection'] | 2623644.0944 | ['Fuel Management' 'OH Detail Inspection' 'OH Patrol' 'Off Cycle Patrol' 'Pole Clearing' 'RIDI' 'Trim and Removal' 'Veg Detail Inspection'] | 2775786.6814 | ['Fuel Management' 'OH Detail Inspection' 'OH Patrol' 'Off Cycle Patrol' 'Pole Clearing' 'RIDI' 'Trim and Removal' 'Veg Detail Inspection'] | 2713295.1188 | 0 | 0 | 0 | 0 | 0 | 0 | 0.00032948 | 116
240-2032R | 3665735.0887 | ['EFD' 'Fuel Management' 'OH Patrol' 'Off Cycle Patrol' 'Pole Clearing' 'RIDI' 'Trim and Removal' 'Veg Detail Inspection'] | 2104737.4287 | ['Fuel Management' 'OH Detail Inspection' 'OH Patrol' 'Off Cycle Patrol' 'Pole Clearing' 'RIDI' 'Trim and Removal' 'Veg Detail Inspection'] | 2077423.5221 | ['Fuel Management' 'OH Patrol' 'Off Cycle Patrol' 'Pole Clearing' 'RIDI' 'Trim and Removal' 'Veg Detail Inspection'] | 2064153.0601 | 0 | 0 | 0 | 0 | 0 | 0 | 0.00011609 | 211
217-837R | 3657183.3822 | ['Fuel Management' 'OH Detail Inspection' 'OH Patrol' 'Off Cycle Patrol' 'Pole Clearing' 'RIDI' 'Trim and Removal' 'Veg Detail Inspection'] | 2272355.6267 | ['Fuel Management' 'OH Patrol' 'Off Cycle Patrol' 'Pole Clearing' 'RIDI' 'Trim and Removal' 'Veg Detail Inspection'] | 2191735.3693 | ['Fuel Management' 'OH Detail Inspection' 'OH Patrol' 'Off Cycle Patrol' 'Pole Clearing' 'RIDI' 'Trim and Removal' 'Veg Detail Inspection' 'Wood Pole Intrusive'] | 2250300.0066 | 0 | 0 | 0 | 0 | 0 | 0 | 0.0017697 | 19
354-24AE | 3653653.987 | ['OH Detail Inspection' 'OH Patrol' 'Off Cycle Patrol' 'Pole Clearing' 'RIDI' 'Trim and Removal' 'Veg Detail Inspection'] | 2593005.7125 | ['OH Patrol' 'Off Cycle Patrol' 'Pole Clearing' 'RIDI' 'SPRP' 'Trim and Removal' 'Veg Detail Inspection'] | 2532671.3922 | ['Fuel Management' 'OH Patrol' 'Off Cycle Patrol' 'Pole Clearing' 'RIDI' 'Trim and Removal' 'Veg Detail Inspection' 'Wood Pole Intrusive'] | 2337722.4802 | 0 | 0 | 0 | 0 | 0 | 0 | 5.3214e-05 | 292
908-2040 | 3646804.7891 | ['OH Patrol' 'Off Cycle Patrol' 'Pole Clearing' 'RIDI' 'Trim and Removal' 'Veg Detail Inspection'] | 2618596.3153 | ['Fuel Management' 'OH Patrol' 'Off Cycle Patrol' 'Pole Clearing' 'RIDI' 'Trim and Removal' 'Veg Detail Inspection'] | 2638989.8735 | ['OH Patrol' 'Off Cycle Patrol' 'Pole Clearing' 'RIDI' 'Trim and Removal' 'Veg Detail Inspection' 'Wood Pole Intrusive'] | 2454228.4909 | 0 | 0 | 0 | 0 | 0 | 0 | 8.7218e-05 | 245
237-1761R | 3634146.4134 | ['Fuel Management' 'OH Patrol' 'Off Cycle Patrol' 'Pole Clearing' 'RIDI' 'Trim and Removal' 'Veg Detail Inspection'] | 2550550.2965 | ['OH Patrol' 'Off Cycle Patrol' 'Pole Clearing' 'RIDI' 'Trim and Removal' 'Veg Detail Inspection'] | 2550550.2965 | ['OH Patrol' 'Off Cycle Patrol' 'Pole Clearing' 'RIDI' 'Trim and Removal' 'Veg Detail Inspection'] | 2533922.7272 | 0 | 0 | 0 | 0 | 0 | 0 | 0.00058748 | 65
222-1988R | 3619435.5667 | ['OH Patrol' 'Off Cycle Patrol' 'Pole Clearing' 'Trim and Removal' 'Veg Detail Inspection'] | 2568702.1055 | ['OH Patrol' 'Off Cycle Patrol' 'Pole Clearing' 'Trim and Removal' 'Veg Detail Inspection'] | 2568702.1055 | ['Fuel Management' 'OH Patrol' 'Off Cycle Patrol' 'Pole Clearing' 'RIDI' 'Trim and Removal' 'Veg Detail Inspection'] | 2497135.1681 | 0 | 0 | 0 | 0 | 0 | 0 | Segment ID Not Present in Wings 3.0 | Segment ID Not Present in Wings 3.0
350-2188R | 3602011.8741 | ['Fuel Management' 'OH Detail Inspection' 'OH Patrol' 'Off Cycle Patrol' 'Pole Clearing' 'RIDI' 'Trim and Removal' 'Veg Detail Inspection'] | 1799611.5017 | ['Fuel Management' 'OH Detail Inspection' 'OH Patrol' 'Off Cycle Patrol' 'Pole Clearing' 'RIDI' 'Trim and Removal' 'Veg Detail Inspection'] | 1938010.0917 | ['Fuel Management' 'OH Patrol' 'Off Cycle Patrol' 'Pole Clearing' 'RIDI' 'Trim and Removal' 'Veg Detail Inspection' 'Wood Pole Intrusive'] | 1791973.8237 | 0 | 0 | 0 | 0 | 0 | 0 | 0.00013861 | 195
220-298R | 3585631.4391 | ['Fuel Management' 'OH Patrol' 'Off Cycle Patrol' 'Pole Clearing' 'RIDI' 'Trim and Removal' 'Veg Detail Inspection'] | 2596291.8806 | ['Fuel Management' 'OH Patrol' 'Off Cycle Patrol' 'Pole Clearing' 'RIDI' 'Trim and Removal' 'Veg Detail Inspection'] | 2406655.6683 | ['Fuel Management' 'OH Detail Inspection' 'OH Patrol' 'Off Cycle Patrol' 'Pole Clearing' 'RIDI' 'Trim and Removal' 'Veg Detail Inspection'] | 2532724.3335 | 0 | 0 | 0 | 0 | 0 | 0 | 0.0018868 | 18
1233-585R | 3561958.681 | ['OH Patrol' 'Off Cycle Patrol' 'Pole Clearing' 'RIDI' 'Trim and Removal' 'Veg Detail Inspection'] | 2476515.7251 | ['Fuel Management' 'OH Patrol' 'Off Cycle Patrol' 'Pole Clearing' 'RIDI' 'Trim and Removal' 'Veg Detail Inspection'] | 2478247.433 | ['CCC' 'OH Patrol' 'Off Cycle Patrol' 'Pole Clearing' 'RIDI' 'Trim and Removal' 'Veg Detail Inspection' 'Wood Pole Intrusive'] | 393870.8491 | 0 | 0 | 6.3138 | 0 | 0 | 0 | Segment ID Not Present in Wings 3.0 | Segment ID Not Present in Wings 3.0
441-23R | 3518020.3842 | ['OH Patrol' 'Off Cycle Patrol' 'Pole Clearing' 'RIDI' 'Trim and Removal' 'Veg Detail Inspection'] | 2473091.5536 | ['OH Detail Inspection' 'OH Patrol' 'Off Cycle Patrol' 'Pole Clearing' 'RIDI' 'Trim and Removal' 'Veg Detail Inspection'] | 1786594.2904 | ['Fuel Management' 'OH Patrol' 'Off Cycle Patrol' 'Pole Clearing' 'RIDI' 'Trim and Removal' 'Veg Detail Inspection'] | 1727935.9155 | 0 | 0 | 0 | 0 | 0 | 0 | 0.00072605 | 55
974-23R | 3492862.6133 | ['Fuel Management' 'OH Patrol' 'Off Cycle Patrol' 'Pole Clearing' 'RIDI' 'Trim and Removal' 'Veg Detail Inspection'] | 2556795.1984 | ['Fuel Management' 'OH Detail Inspection' 'OH Patrol' 'Off Cycle Patrol' 'Pole Clearing' 'RIDI' 'Trim and Removal' 'Veg Detail Inspection'] | 1814243.3291 | ['Fuel Management' 'OH Patrol' 'Off Cycle Patrol' 'Pole Clearing' 'RIDI' 'Trim and Removal' 'Veg Detail Inspection'] | 1778529.8676 | 0 | 0 | 0 | 0 | 0 | 0 | 0.00017179 | 170
230-2060R | 3473455.3851 | ['OH Patrol' 'Off Cycle Patrol' 'Pole Clearing' 'RIDI' 'Trim and Removal' 'Veg Detail Inspection'] | 2526099.8638 | ['OH Detail Inspection' 'OH Patrol' 'Off Cycle Patrol' 'Pole Clearing' 'RIDI' 'Trim and Removal' 'Veg Detail Inspection'] | 1683948.5627 | ['Fuel Management' 'OH Patrol' 'Off Cycle Patrol' 'Pole Clearing' 'RIDI' 'Trim and Removal' 'Veg Detail Inspection'] | 1605675.7337 | 0 | 0 | 0 | 0 | 0 | 0 | Segment ID Not Present in Wings 3.0 | Segment ID Not Present in Wings 3.0
454-48F | 3441166.132 | ['OH Patrol' 'Off Cycle Patrol' 'Pole Clearing' 'Trim and Removal' 'Veg Detail Inspection'] | 2496466.3394 | ['OH Patrol' 'Off Cycle Patrol' 'Pole Clearing' 'Trim and Removal' 'Veg Detail Inspection'] | 2496466.3394 | ['OH Detail Inspection' 'OH Patrol' 'Off Cycle Patrol' 'Pole Clearing' 'RIDI' 'Trim and Removal' 'Veg Detail Inspection' 'Wood Pole Intrusive'] | 225018.0918 | 0 | 0 | 0 | 0 | 0 | 0 | 9.0074e-05 | 238
520-1509R | 3413911.7889 | ['OH Patrol' 'Off Cycle Patrol' 'Pole Clearing' 'RIDI' 'Trim and Removal' 'Veg Detail Inspection'] | 2553272.7606 | ['Fuel Management' 'OH Patrol' 'Off Cycle Patrol' 'Pole Clearing' 'RIDI' 'Trim and Removal' 'Veg Detail Inspection'] | 2512491.2872 | ['Fuel Management' 'OH Patrol' 'Off Cycle Patrol' 'Pole Clearing' 'RIDI' 'Trim and Removal' 'Veg Detail Inspection'] | 2404899.568 | 0 | 0 | 0 | 0 | 0 | 0 | 6.3717e-05 | 278
444-43R | 3413813.7465 | ['Fuel Management' 'OH Detail Inspection' 'OH Patrol' 'Off Cycle Patrol' 'Pole Clearing' 'RIDI' 'Trim and Removal' 'Veg Detail Inspection'] | 1626546.6388 | ['Fuel Management' 'OH Patrol' 'Off Cycle Patrol' 'Pole Clearing' 'RIDI' 'Trim and Removal' 'Veg Detail Inspection'] | 1617730.4724 | ['Fuel Management' 'OH Detail Inspection' 'OH Patrol' 'Off Cycle Patrol' 'Pole Clearing' 'RIDI' 'Trim and Removal' 'Veg Detail Inspection'] | 2394339.9683 | 0 | 0 | 0 | 0 | 0 | 0 | 0.00055657 | 74
920-1342R | 3406645.8369 | ['OH Patrol' 'Off Cycle Patrol' 'Pole Clearing' 'RIDI' 'Trim and Removal' 'Veg Detail Inspection'] | 2322478.817 | ['OH Detail Inspection' 'OH Patrol' 'Off Cycle Patrol' 'Pole Clearing' 'RIDI' 'Trim and Removal' 'Veg Detail Inspection' 'Wood Pole Intrusive'] | 1547999.9936 | ['EFD' 'OH Detail Inspection' 'OH Patrol' 'Off Cycle Patrol' 'Pole Clearing' 'Trim and Removal' 'Veg Detail Inspection'] | 1418575.7473 | 0 | 0 | 0 | 0 | 0 | 0 | 0.00011093 | 220
176-1845R | 3401023.3781 | ['Fuel Management' 'OH Detail Inspection' 'OH Patrol' 'Off Cycle Patrol' 'Pole Clearing' 'Trim and Removal' 'Veg Detail Inspection'] | 2452037.2592 | ['Fuel Management' 'OH Patrol' 'Off Cycle Patrol' 'Pole Clearing' 'Trim and Removal' 'Veg Detail Inspection'] | 2452037.2592 | ['Fuel Management' 'OH Patrol' 'Off Cycle Patrol' 'Pole Clearing' 'RIDI' 'Trim and Removal' 'Veg Detail Inspection'] | 2364740.7679 | 0 | 0 | 0 | 0 | 0 | 0 | Segment ID Not Present in Wings 3.0 | Segment ID Not Present in Wings 3.0
246-34R | 3387005.7991 | ['Fuel Management' 'OH Detail Inspection' 'OH Patrol' 'Off Cycle Patrol' 'Pole Clearing' 'RIDI' 'SPRP' 'Trim and Removal' 'Veg Detail Inspection'] | 2326948.063 | ['Fuel Management' 'OH Detail Inspection' 'OH Patrol' 'Off Cycle Patrol' 'Pole Clearing' 'RIDI' 'Trim and Removal' 'Veg Detail Inspection'] | 1696284.0679 | ['Fuel Management' 'OH Detail Inspection' 'OH Patrol' 'Off Cycle Patrol' 'Pole Clearing' 'RIDI' 'Trim and Removal' 'Veg Detail Inspection'] | 1845481.6624 | 0 | 0 | 0 | 0 | 0 | 0 | 3.1536e-05 | 326
CB SL1 | 3361570.4894 | ['Fuel Management' 'OH Patrol' 'Off Cycle Patrol' 'Pole Clearing' 'RIDI' 'Trim and Removal' 'Veg Detail Inspection'] | 2361226.6096 | ['Fuel Management' 'OH Patrol' 'Off Cycle Patrol' 'Pole Clearing' 'RIDI' 'Trim and Removal' 'Veg Detail Inspection'] | 2325089.0209 | ['Fuel Management' 'OH Patrol' 'Off Cycle Patrol' 'Pole Clearing' 'RIDI' 'Trim and Removal' 'Veg Detail Inspection'] | 2359195.6153 | 0 | 0 | 0 | 0 | 0 | 0 | 0.0001052 | 228
791-419F | 3349759.3853 | ['OH Patrol' 'Off Cycle Patrol' 'Pole Clearing' 'RIDI' 'Trim and Removal' 'Veg Detail Inspection'] | 2591874.8655 | ['OH Detail Inspection' 'OH Patrol' 'Off Cycle Patrol' 'Pole Clearing' 'RIDI' 'Trim and Removal' 'Veg Detail Inspection' 'Wood Pole Intrusive'] | 2475964.1505 | ['OH Patrol' 'Off Cycle Patrol' 'Pole Clearing' 'RIDI' 'Trim and Removal' 'Veg Detail Inspection'] | 2482342.539 | 0 | 0 | 0 | 0 | 0 | 0 | 6.3155e-06 | 423
CB 1023 | 3332738.6224 | ['OH Detail Inspection' 'OH Patrol' 'Off Cycle Patrol' 'Pole Clearing' 'RIDI' 'Trim and Removal' 'Veg Detail Inspection'] | 2328231.5053 | ['FCP' 'OH Patrol' 'Off Cycle Patrol' 'Pole Clearing' 'Trim and Removal' 'Veg Detail Inspection'] | 2157432.5163 | ['OH Patrol' 'Off Cycle Patrol' 'Pole Clearing' 'RIDI' 'Trim and Removal' 'Veg Detail Inspection' 'Wood Pole Intrusive'] | 2010726.8832 | 0 | 0 | 0 | 0 | 0 | 0 | 1.0733e-05 | 392
CB 234 | 3294852.9726 | ['Fuel Management' 'OH Patrol' 'Off Cycle Patrol' 'Pole Clearing' 'RIDI' 'Trim and Removal' 'Veg Detail Inspection'] | 2298609.5052 | ['OH Detail Inspection' 'OH Patrol' 'Off Cycle Patrol' 'Pole Clearing' 'RIDI' 'SPRP' 'Trim and Removal' 'Veg Detail Inspection'] | 2048902.9488 | ['OH Patrol' 'Off Cycle Patrol' 'Pole Clearing' 'RIDI' 'Trim and Removal' 'Veg Detail Inspection'] | 2073059.1427 | 0 | 0 | 0 | 0 | 0 | 0 | 0.00013457 | 197
221-23R | 3270237.5696 | ['Fuel Management' 'OH Patrol' 'Off Cycle Patrol' 'Pole Clearing' 'RIDI' 'Trim and Removal' 'Veg Detail Inspection'] | 2474264.1047 | ['Fuel Management' 'OH Patrol' 'Off Cycle Patrol' 'Pole Clearing' 'RIDI' 'Trim and Removal' 'Veg Detail Inspection'] | 2487589.7826 | ['Fuel Management' 'OH Patrol' 'Off Cycle Patrol' 'Pole Clearing' 'RIDI' 'Trim and Removal' 'Veg Detail Inspection'] | 2489527.3108 | 0 | 0 | 0 | 0 | 0 | 0 | 5.5207e-05 | 289
157-232R | 3160507.9457 | ['OH Patrol' 'Off Cycle Patrol' 'Pole Clearing' 'RIDI' 'Trim and Removal' 'Veg Detail Inspection'] | 2297084.3795 | ['Fuel Management' 'OH Detail Inspection' 'OH Patrol' 'Off Cycle Patrol' 'Pole Clearing' 'RIDI' 'Trim and Removal' 'Veg Detail Inspection'] | 2197425.289 | ['Fuel Management' 'OH Patrol' 'Off Cycle Patrol' 'Pole Clearing' 'RIDI' 'Trim and Removal' 'Veg Detail Inspection'] | 2117092.8133 | 0 | 0 | 0 | 0 | 0 | 0 | 0.0017153 | 21
396-699R | 3136951.6678 | ['Fuel Management' 'OH Detail Inspection' 'OH Patrol' 'Off Cycle Patrol' 'Pole Clearing' 'RIDI' 'Trim and Removal' 'Veg Detail Inspection'] | 2247288.324 | ['OH Detail Inspection' 'OH Patrol' 'Off Cycle Patrol' 'Pole Clearing' 'RIDI' 'Trim and Removal' 'Veg Detail Inspection'] | 2297693.3911 | ['Fuel Management' 'OH Patrol' 'Off Cycle Patrol' 'Pole Clearing' 'RIDI' 'SPRP' 'Trim and Removal' 'Veg Detail Inspection'] | 2267110.1259 | 0 | 0 | 0 | 0 | 0 | 0 | 0.00034094 | 110
75-2259F | 3135457.623 | ['OH Detail Inspection' 'OH Patrol' 'Off Cycle Patrol' 'Pole Clearing' 'RIDI' 'Trim and Removal' 'Veg Detail Inspection'] | 1517024.638 | ['Fuel Management' 'OH Patrol' 'Off Cycle Patrol' 'Pole Clearing' 'RIDI' 'SPRP' 'Trim and Removal' 'Veg Detail Inspection'] | 1488276.6719 | ['OH Patrol' 'Off Cycle Patrol' 'Pole Clearing' 'RIDI' 'Trim and Removal' 'Veg Detail Inspection'] | 1533636.5913 | 0 | 0 | 0 | 0 | 0 | 0 | Segment ID Not Present in Wings 3.0 | Segment ID Not Present in Wings 3.0
157-1928R | 3052674.4598 | ['OH Detail Inspection' 'OH Patrol' 'Off Cycle Patrol' 'Pole Clearing' 'RIDI' 'Trim and Removal' 'Veg Detail Inspection'] | 1328873.294 | ['Fuel Management' 'OH Patrol' 'Off Cycle Patrol' 'Pole Clearing' 'RIDI' 'Trim and Removal' 'Veg Detail Inspection'] | 1313903.4418 | ['OH Patrol' 'Off Cycle Patrol' 'Pole Clearing' 'RIDI' 'Trim and Removal' 'Veg Detail Inspection'] | 1313903.4418 | 0 | 0 | 0 | 0 | 0 | 0 | Segment ID Not Present in Wings 3.0 | Segment ID Not Present in Wings 3.0
233-123R | 3035804.5149 | ['EFD' 'Fuel Management' 'OH Detail Inspection' 'OH Patrol' 'Off Cycle Patrol' 'Pole Clearing' 'RIDI' 'Trim and Removal' 'Veg Detail Inspection' 'Wood Pole Intrusive'] | 1492178.5284 | ['OH Detail Inspection' 'OH Patrol' 'Off Cycle Patrol' 'Pole Clearing' 'RIDI' 'Trim and Removal' 'Veg Detail Inspection'] | 1445713.5111 | ['Fuel Management' 'OH Detail Inspection' 'OH Patrol' 'Off Cycle Patrol' 'Pole Clearing' 'RIDI' 'Trim and Removal' 'Veg Detail Inspection'] | 1211413.6037 | 0 | 0 | 0 | 0 | 0 | 0 | 7.11e-05 | 267
79-799R | 3034823.4797 | ['Fuel Management' 'OH Detail Inspection' 'OH Patrol' 'Off Cycle Patrol' 'Pole Clearing' 'Trim and Removal' 'Veg Detail Inspection'] | 1579889.4838 | ['OH Detail Inspection' 'OH Patrol' 'Off Cycle Patrol' 'Pole Clearing' 'Trim and Removal' 'Veg Detail Inspection'] | 2044110.1043 | ['OH Patrol' 'Off Cycle Patrol' 'Pole Clearing' 'Trim and Removal' 'Veg Detail Inspection'] | 2044110.1043 | 0 | 0 | 0 | 0 | 0 | 0 | 0.00032107 | 119
CB PE1 | 3027547.9213 | ['Fuel Management' 'OH Patrol' 'Off Cycle Patrol' 'Pole Clearing' 'RIDI' 'Trim and Removal' 'Veg Detail Inspection'] | 2286518.4367 | ['Fuel Management' 'OH Patrol' 'Off Cycle Patrol' 'Pole Clearing' 'RIDI' 'Trim and Removal' 'Veg Detail Inspection'] | 2268466.3527 | ['Fuel Management' 'OH Patrol' 'Off Cycle Patrol' 'Pole Clearing' 'RIDI' 'Trim and Removal' 'Veg Detail Inspection'] | 2279784.1008 | 0 | 0 | 0 | 0 | 0 | 0 | 0.00012692 | 201
1233-587R | 2983729.0544 | ['Fuel Management' 'OH Detail Inspection' 'OH Patrol' 'Off Cycle Patrol' 'Pole Clearing' 'RIDI' 'Trim and Removal' 'Veg Detail Inspection'] | 1970654.602 | ['Fuel Management' 'OH Patrol' 'Off Cycle Patrol' 'Pole Clearing' 'RIDI' 'Trim and Removal' 'Veg Detail Inspection'] | 1889112.9553 | ['Fuel Management' 'OH Patrol' 'Off Cycle Patrol' 'Pole Clearing' 'RIDI' 'Trim and Removal' 'Veg Detail Inspection' 'Wood Pole Intrusive'] | 1651205.0473 | 0 | 0 | 0 | 0 | 0 | 0 | Segment ID Not Present in Wings 3.0 | Segment ID Not Present in Wings 3.0
520-1045R | 2978813.9644 | ['OH Patrol' 'Off Cycle Patrol' 'Pole Clearing' 'RIDI' 'Trim and Removal' 'Veg Detail Inspection'] | 2139345.7215 | ['Fuel Management' 'OH Patrol' 'Off Cycle Patrol' 'Pole Clearing' 'RIDI' 'Trim and Removal' 'Veg Detail Inspection'] | 2136291.7636 | ['Fuel Management' 'OH Patrol' 'Off Cycle Patrol' 'Pole Clearing' 'RIDI' 'Trim and Removal' 'Veg Detail Inspection'] | 2070887.0223 | 0 | 0 | 0 | 0 | 0 | 0 | 9.6031e-05 | 235
206-1817 | 2976573.4131 | ['OH Detail Inspection' 'OH Patrol' 'Off Cycle Patrol' 'Pole Clearing' 'RIDI' 'Trim and Removal' 'Veg Detail Inspection' 'Wood Pole Intrusive'] | 2078761.2606 | ['OH Detail Inspection' 'OH Patrol' 'Off Cycle Patrol' 'Pole Clearing' 'RIDI' 'Trim and Removal' 'Veg Detail Inspection'] | 2197598.2204 | ['OH Detail Inspection' 'OH Patrol' 'Off Cycle Patrol' 'Pole Clearing' 'RIDI' 'SPRP' 'Trim and Removal' 'Veg Detail Inspection'] | 2146698.9055 | 0 | 0 | 0 | 0 | 0 | 0 | 1.1348e-05 | 389
177-955 | 2963405.8552 | ['OH Patrol' 'Off Cycle Patrol' 'Trim and Removal' 'Veg Detail Inspection'] | 2609925.9084 | ['OH Patrol' 'Off Cycle Patrol' 'RIDI' 'Trim and Removal' 'Veg Detail Inspection' 'Wood Pole Intrusive'] | 2586743.4406 | ['OH Detail Inspection' 'OH Patrol' 'Off Cycle Patrol' 'Trim and Removal' 'Veg Detail Inspection'] | 2560004.5715 | 0 | 0 | 0 | 0 | 0 | 0 | 5.8002e-07 | 504
1023-200R | 2889973.2177 | ['OH Detail Inspection' 'OH Patrol' 'Off Cycle Patrol' 'Pole Clearing' 'Trim and Removal' 'Veg Detail Inspection' 'Wood Pole Intrusive'] | 1900985.3434 | ['OH Detail Inspection' 'OH Patrol' 'Off Cycle Patrol' 'Pole Clearing' 'Trim and Removal' 'Veg Detail Inspection'] | 1556119.7174 | ['OH Detail Inspection' 'OH Patrol' 'Off Cycle Patrol' 'Pole Clearing' 'Trim and Removal' 'Veg Detail Inspection'] | 1890842.2368 | 0 | 0 | 0 | 0 | 0 | 0 | 1.2472e-05 | 379
452-38AE | 2823751.4759 | ['OH Patrol' 'Off Cycle Patrol' 'Pole Clearing' 'RIDI' 'Trim and Removal' 'Veg Detail Inspection'] | 1896186.2287 | ['OH Patrol' 'Off Cycle Patrol' 'Pole Clearing' 'RIDI' 'Trim and Removal' 'Veg Detail Inspection'] | 1988394.2745 | ['CCC' 'OH Detail Inspection' 'OH Patrol' 'Off Cycle Patrol' 'Pole Clearing' 'RIDI' 'SPRP' 'Trim and Removal' 'Veg Detail Inspection' 'Wood Pole Intrusive'] | 0 | 0 | 0 | 2.8002 | 0 | 0 | 0 | 1.4378e-05 | 371
236-1561R | 2823578.0947 | ['Fuel Management' 'OH Detail Inspection' 'OH Patrol' 'Off Cycle Patrol' 'Pole Clearing' 'RIDI' 'Trim and Removal' 'Veg Detail Inspection'] | 1535250.3906 | ['OH Patrol' 'Off Cycle Patrol' 'Pole Clearing' 'RIDI' 'Trim and Removal' 'Veg Detail Inspection'] | 1546876.941 | ['Fuel Management' 'OH Patrol' 'Off Cycle Patrol' 'Pole Clearing' 'RIDI' 'Trim and Removal' 'Veg Detail Inspection'] | 1488744.1889 | 0 | 0 | 0 | 0 | 0 | 0 | 8.6427e-05 | 248
CB 305 | 2786773.8569 | ['Pole Clearing' 'RIDI' 'Veg Detail Inspection'] | 2380373.0147 | ['Pole Clearing' 'RIDI' 'Veg Detail Inspection'] | 2481933.4289 | ['Pole Clearing' 'RIDI' 'Veg Detail Inspection'] | 2472700.6639 | 0 | 0 | 0 | 0 | 0 | 0 | Segment ID Not Present in Wings 3.0 | Segment ID Not Present in Wings 3.0
212-773R | 2758566.7114 | ['Fuel Management' 'OH Patrol' 'Off Cycle Patrol' 'Pole Clearing' 'RIDI' 'Trim and Removal' 'Veg Detail Inspection'] | 2016995.645 | ['Fuel Management' 'OH Detail Inspection' 'OH Patrol' 'Off Cycle Patrol' 'Pole Clearing' 'RIDI' 'Trim and Removal' 'Veg Detail Inspection'] | 1924163.3086 | ['Fuel Management' 'OH Detail Inspection' 'OH Patrol' 'Off Cycle Patrol' 'Pole Clearing' 'RIDI' 'Trim and Removal' 'Veg Detail Inspection'] | 1375936.4087 | 0 | 0 | 0 | 0 | 0 | 0 | 0.00033158 | 113
1001-1130R | 2758282.9631 | ['Off Cycle Patrol' 'Pole Clearing' 'RIDI' 'Veg Detail Inspection'] | 2073651.8952 | ['Off Cycle Patrol' 'Pole Clearing' 'RIDI' 'Veg Detail Inspection'] | 2355652.1333 | ['Off Cycle Patrol' 'Pole Clearing' 'RIDI' 'SPRP' 'Veg Detail Inspection'] | 2335692.0439 | 0 | 0 | 0 | 0 | 0 | 0 | 0 | 568
CB 907 | 2742283.7877 | ['Fuel Management' 'OH Detail Inspection' 'OH Patrol' 'Off Cycle Patrol' 'Pole Clearing' 'RIDI' 'Trim and Removal' 'Veg Detail Inspection'] | 1896078.3694 | ['OH Patrol' 'Off Cycle Patrol' 'Pole Clearing' 'RIDI' 'Trim and Removal' 'Veg Detail Inspection'] | 1864943.3298 | ['OH Patrol' 'Off Cycle Patrol' 'Pole Clearing' 'RIDI' 'Trim and Removal' 'Veg Detail Inspection' 'Wood Pole Intrusive'] | 1536951.792 | 0 | 0 | 0 | 0 | 0 | 0 | 8.962e-05 | 239
221-344R | 2735928.315 | ['Fuel Management' 'OH Patrol' 'Off Cycle Patrol' 'Pole Clearing' 'RIDI' 'Trim and Removal' 'Veg Detail Inspection'] | 2006971.3244 | ['Fuel Management' 'OH Patrol' 'Off Cycle Patrol' 'Pole Clearing' 'RIDI' 'Trim and Removal' 'Veg Detail Inspection'] | 2001962.8358 | ['Fuel Management' 'OH Patrol' 'Off Cycle Patrol' 'Pole Clearing' 'RIDI' 'Trim and Removal' 'Veg Detail Inspection'] | 1984948.1306 | 0 | 0 | 0 | 0 | 0 | 0 | 0.00021847 | 154
231-1136R | 2730917.723 | ['OH Detail Inspection' 'OH Patrol' 'Off Cycle Patrol' 'Pole Clearing' 'RIDI' 'Trim and Removal' 'Veg Detail Inspection'] | 1921374.3019 | ['Fuel Management' 'OH Detail Inspection' 'OH Patrol' 'Off Cycle Patrol' 'Pole Clearing' 'RIDI' 'Trim and Removal' 'Veg Detail Inspection' 'Wood Pole Intrusive'] | 2043522.3508 | ['Distribution Underbuilt' 'Fuel Management' 'OH Detail Inspection' 'OH Patrol' 'Off Cycle Patrol' 'Pole Clearing' 'RIDI' 'SPRP' 'Trim and Removal' 'Veg Detail Inspection'] | 1779846.9083 | 0 | 0 | 0 | 0 | 0 | 0 | Segment ID Not Present in Wings 3.0 | Segment ID Not Present in Wings 3.0
217-48AE | 2727584.5153 | ['Fuel Management' 'OH Detail Inspection' 'OH Patrol' 'Off Cycle Patrol' 'Pole Clearing' 'RIDI' 'Trim and Removal' 'Veg Detail Inspection'] | 1894354.427 | ['Fuel Management' 'OH Patrol' 'Off Cycle Patrol' 'Pole Clearing' 'RIDI' 'Trim and Removal' 'Veg Detail Inspection'] | 1899198.5277 | ['Fuel Management' 'OH Patrol' 'Off Cycle Patrol' 'Pole Clearing' 'RIDI' 'Trim and Removal' 'Veg Detail Inspection' 'Wood Pole Intrusive'] | 1828009.7521 | 0 | 0 | 0 | 0 | 0 | 0 | 0.00012299 | 203
175-24R | 2651435.357 | ['OH Patrol' 'Off Cycle Patrol' 'Trim and Removal' 'Veg Detail Inspection'] | 2238209.2994 | ['OH Patrol' 'Off Cycle Patrol' 'Trim and Removal' 'Veg Detail Inspection' 'Wood Pole Intrusive'] | 2146724.9579 | ['OH Detail Inspection' 'OH Patrol' 'Off Cycle Patrol' 'Trim and Removal' 'Veg Detail Inspection'] | 1755084.8485 | 0 | 0 | 0 | 0 | 0 | 0 | 1.4793e-05 | 365
520-1489R | 2637933.8386 | ['Fuel Management' 'OH Patrol' 'Off Cycle Patrol' 'Pole Clearing' 'RIDI' 'Trim and Removal' 'Veg Detail Inspection'] | 1912091.0386 | ['Fuel Management' 'OH Detail Inspection' 'OH Patrol' 'Off Cycle Patrol' 'Pole Clearing' 'RIDI' 'Trim and Removal' 'Veg Detail Inspection'] | 1884878.2949 | ['Fuel Management' 'OH Patrol' 'Off Cycle Patrol' 'Pole Clearing' 'RIDI' 'Trim and Removal' 'Veg Detail Inspection'] | 1849284.8117 | 0 | 0 | 0 | 0 | 0 | 0 | 6.4177e-05 | 276
448-47R | 2612271.1194 | ['OH Patrol' 'Off Cycle Patrol' 'Pole Clearing' 'Trim and Removal' 'Veg Detail Inspection'] | 1935947.0487 | ['Fuel Management' 'OH Patrol' 'Off Cycle Patrol' 'Pole Clearing' 'RIDI' 'Trim and Removal' 'Veg Detail Inspection'] | 1918047.0874 | ['OH Patrol' 'Off Cycle Patrol' 'Pole Clearing' 'RIDI' 'Trim and Removal' 'Veg Detail Inspection'] | 1902910.9567 | 0 | 0 | 0 | 0 | 0 | 0 | 0.00059592 | 63
67-24R | 2610800.0114 | ['EFD' 'Fuel Management' 'OH Patrol' 'Off Cycle Patrol' 'Pole Clearing' 'Trim and Removal' 'Veg Detail Inspection'] | 1536360.8384 | ['Fuel Management' 'OH Detail Inspection' 'OH Patrol' 'Off Cycle Patrol' 'Pole Clearing' 'RIDI' 'Trim and Removal' 'Veg Detail Inspection'] | 1305640.9473 | ['Fuel Management' 'OH Patrol' 'Off Cycle Patrol' 'Pole Clearing' 'RIDI' 'Trim and Removal' 'Veg Detail Inspection'] | 1261300.9904 | 0 | 0 | 0 | 0 | 0 | 0 | 0.00017484 | 169
79-685R | 2564752.4487 | ['OH Patrol' 'Off Cycle Patrol' 'Pole Clearing' 'RIDI' 'Trim and Removal' 'Veg Detail Inspection'] | 1826248.431 | ['OH Patrol' 'Off Cycle Patrol' 'Pole Clearing' 'RIDI' 'Trim and Removal' 'Veg Detail Inspection'] | 1796283.9456 | ['OH Patrol' 'Off Cycle Patrol' 'Pole Clearing' 'RIDI' 'Trim and Removal' 'Veg Detail Inspection'] | 1806272.1074 | 0 | 0 | 0 | 0 | 0 | 0 | 0.00038282 | 100
237-28F | 2530225.4549 | ['Fuel Management' 'OH Patrol' 'Off Cycle Patrol' 'Pole Clearing' 'RIDI' 'Trim and Removal' 'Veg Detail Inspection'] | 1853528.9206 | ['OH Patrol' 'Off Cycle Patrol' 'Pole Clearing' 'RIDI' 'Trim and Removal' 'Veg Detail Inspection'] | 1890401.1413 | ['OH Patrol' 'Off Cycle Patrol' 'Pole Clearing' 'RIDI' 'Trim and Removal' 'Veg Detail Inspection'] | 1804365.9596 | 0 | 0 | 0 | 0 | 0 | 0 | Segment ID Not Present in Wings 3.0 | Segment ID Not Present in Wings 3.0
353-593F | 2519059.1295 | ['Fuel Management' 'OH Patrol' 'Off Cycle Patrol' 'Pole Clearing' 'RIDI' 'Trim and Removal' 'Veg Detail Inspection'] | 1659149.6334 | ['OH Detail Inspection' 'OH Patrol' 'Off Cycle Patrol' 'Pole Clearing' 'RIDI' 'Trim and Removal' 'Veg Detail Inspection'] | 1607396.2342 | ['OH Patrol' 'Off Cycle Patrol' 'Pole Clearing' 'RIDI' 'Trim and Removal' 'Veg Detail Inspection' 'Wood Pole Intrusive'] | 1529319.9855 | 0 | 0 | 0 | 0 | 0 | 0 | 3.5632e-05 | 318
1094-35F | 2514283.0628 | ['OH Patrol' 'Off Cycle Patrol' 'Pole Clearing' 'RIDI' 'Trim and Removal' 'Veg Detail Inspection'] | 1776933.4137 | ['Fuel Management' 'OH Detail Inspection' 'OH Patrol' 'Off Cycle Patrol' 'Pole Clearing' 'RIDI' 'Trim and Removal' 'Veg Detail Inspection' 'Wood Pole Intrusive'] | 1531982.0567 | ['OH Patrol' 'Off Cycle Patrol' 'Pole Clearing' 'RIDI' 'Trim and Removal' 'Veg Detail Inspection'] | 1588648.0747 | 0 | 0 | 0 | 0 | 0 | 0 | 1.3305e-05 | 374
CB 231 | 2499973.9976 | ['Fuel Management' 'OH Patrol' 'Off Cycle Patrol' 'Pole Clearing' 'RIDI' 'Trim and Removal' 'Veg Detail Inspection'] | 1743045.6384 | ['FCP' 'Fuel Management' 'OH Detail Inspection' 'OH Patrol' 'Off Cycle Patrol' 'Pole Clearing' 'RIDI' 'Trim and Removal' 'Veg Detail Inspection'] | 1575162.8624 | ['Fuel Management' 'OH Patrol' 'Off Cycle Patrol' 'Pole Clearing' 'RIDI' 'Trim and Removal' 'Veg Detail Inspection'] | 1599768.3754 | 0 | 0 | 0 | 0 | 0 | 0 | 0.00019092 | 164
73-1164 | 2448829.3435 | ['OH Patrol' 'Off Cycle Patrol' 'Pole Clearing' 'RIDI' 'Trim and Removal' 'Veg Detail Inspection'] | 1776791.5556 | ['OH Patrol' 'Off Cycle Patrol' 'Pole Clearing' 'RIDI' 'Trim and Removal' 'Veg Detail Inspection'] | 1746335.0845 | ['Fuel Management' 'OH Patrol' 'Off Cycle Patrol' 'Pole Clearing' 'Trim and Removal' 'Veg Detail Inspection'] | 1734947.665 | 0 | 0 | 0 | 0 | 0 | 0 | Segment ID Not Present in Wings 3.0 | Segment ID Not Present in Wings 3.0
307-1538F | 2407233.1842 | ['OH Patrol' 'Off Cycle Patrol' 'Pole Clearing' 'RIDI' 'Trim and Removal' 'Veg Detail Inspection' 'Wood Pole Intrusive'] | 1528085.4073 | ['Fuel Management' 'OH Detail Inspection' 'OH Patrol' 'Off Cycle Patrol' 'Pole Clearing' 'RIDI' 'Trim and Removal' 'Veg Detail Inspection'] | 1092739.4976 | ['OH Patrol' 'Off Cycle Patrol' 'Pole Clearing' 'RIDI' 'SPRP' 'Trim and Removal' 'Veg Detail Inspection'] | 1091912.2202 | 0 | 0 | 0 | 0 | 0 | 0 | 4.8839e-06 | 432
305-35R | 2371785.9811 | ['Pole Clearing' 'RIDI' 'Veg Detail Inspection'] | 1824000.3394 | ['Pole Clearing' 'RIDI' 'Veg Detail Inspection'] | 2124666.4732 | ['Pole Clearing' 'RIDI' 'Veg Detail Inspection'] | 2129088.0339 | 0 | 0 | 0 | 0 | 0 | 0 | 0 | 568
1458-1058F | 2365689.624 | ['OH Detail Inspection' 'OH Patrol' 'Off Cycle Patrol' 'Pole Clearing' 'RIDI' 'Trim and Removal' 'Veg Detail Inspection'] | 1312989.5072 | ['OH Patrol' 'Off Cycle Patrol' 'Pole Clearing' 'RIDI' 'Trim and Removal' 'Veg Detail Inspection'] | 1231485.0663 | ['CCC' 'OH Patrol' 'Off Cycle Patrol' 'Pole Clearing' 'RIDI' 'Trim and Removal' 'Veg Detail Inspection'] | 268862.2792 | 0 | 0 | 1.4878 | 0 | 0 | 0 | 4.8639e-05 | 298
233-86F | 2341674.0922 | ['Fuel Management' 'OH Detail Inspection' 'OH Patrol' 'Off Cycle Patrol' 'Pole Clearing' 'RIDI' 'Trim and Removal' 'Veg Detail Inspection'] | 1567253.3578 | ['Fuel Management' 'OH Detail Inspection' 'OH Patrol' 'Off Cycle Patrol' 'Pole Clearing' 'RIDI' 'Trim and Removal' 'Veg Detail Inspection'] | 1621213.1099 | ['Fuel Management' 'OH Patrol' 'Off Cycle Patrol' 'Pole Clearing' 'RIDI' 'Trim and Removal' 'Veg Detail Inspection'] | 1680680.9722 | 0 | 0 | 0 | 0 | 0 | 0 | 0.00011223 | 218
221-824 | 2324221.4688 | ['OH Patrol' 'Off Cycle Patrol' 'Pole Clearing' 'RIDI' 'Trim and Removal' 'Veg Detail Inspection'] | 1715561.6157 | ['OH Patrol' 'Off Cycle Patrol' 'Pole Clearing' 'RIDI' 'Trim and Removal' 'Veg Detail Inspection'] | 1709402.3806 | ['Fuel Management' 'OH Patrol' 'Off Cycle Patrol' 'Pole Clearing' 'RIDI' 'Trim and Removal' 'Veg Detail Inspection'] | 1713500.7726 | 0 | 0 | 0 | 0 | 0 | 0 | 3.3913e-05 | 320
449-6R | 2320016.1538 | ['Fuel Management' 'OH Hardening' 'OH Patrol' 'Off Cycle Patrol' 'Pole Clearing' 'RIDI' 'Trim and Removal' 'Veg Detail Inspection'] | 1464538.1541 | ['Fuel Management' 'OH Detail Inspection' 'OH Patrol' 'Off Cycle Patrol' 'Pole Clearing' 'RIDI' 'Trim and Removal' 'Veg Detail Inspection'] | 1265780.5151 | ['OH Patrol' 'Off Cycle Patrol' 'Pole Clearing' 'RIDI' 'Trim and Removal' 'Veg Detail Inspection'] | 1265780.5151 | 0 | 0 | 0 | 0 | 0 | 0 | 0.00065906 | 61
236-1563R | 2260662.3602 | ['Fuel Management' 'OH Detail Inspection' 'OH Patrol' 'Off Cycle Patrol' 'Pole Clearing' 'Trim and Removal' 'Veg Detail Inspection'] | 1074290.16 | ['OH Patrol' 'Off Cycle Patrol' 'Pole Clearing' 'Trim and Removal' 'Veg Detail Inspection'] | 1074290.16 | ['Fuel Management' 'OH Patrol' 'Off Cycle Patrol' 'Pole Clearing' 'Trim and Removal' 'Veg Detail Inspection'] | 1074290.16 | 0 | 0 | 0 | 0 | 0 | 0 | Segment ID Not Present in Wings 3.0 | Segment ID Not Present in Wings 3.0
387-11 | 2227280.8448 | ['Off Cycle Patrol' 'Pole Clearing' 'Veg Detail Inspection'] | 1931999.2984 | ['Off Cycle Patrol' 'Pole Clearing' 'Veg Detail Inspection'] | 1931999.2984 | ['Off Cycle Patrol' 'Pole Clearing' 'SPRP' 'Veg Detail Inspection'] | 1929033.7654 | 0 | 0 | 0 | 0 | 0 | 0 | Segment ID Not Present in Wings 3.0 | Segment ID Not Present in Wings 3.0
353-594F | 2215649.7528 | ['OH Patrol' 'Off Cycle Patrol' 'Pole Clearing' 'RIDI' 'Trim and Removal' 'Veg Detail Inspection'] | 1401727.6944 | ['OH Patrol' 'Off Cycle Patrol' 'Pole Clearing' 'RIDI' 'Trim and Removal' 'Veg Detail Inspection'] | 1478780.1635 | ['OH Patrol' 'Off Cycle Patrol' 'Pole Clearing' 'RIDI' 'Trim and Removal' 'Veg Detail Inspection' 'Wood Pole Intrusive'] | 1344159.7577 | 0 | 0 | 0 | 0 | 0 | 0 | 1.3765e-05 | 373
1215-28R | 2215155.9721 | ['OH Patrol' 'Off Cycle Patrol' 'Pole Clearing' 'RIDI' 'Trim and Removal' 'Veg Detail Inspection'] | 1590452.7174 | ['OH Patrol' 'Off Cycle Patrol' 'Pole Clearing' 'RIDI' 'Trim and Removal' 'Veg Detail Inspection'] | 1485576.0565 | ['OH Detail Inspection' 'OH Patrol' 'Off Cycle Patrol' 'Pole Clearing' 'RIDI' 'Trim and Removal' 'Veg Detail Inspection'] | 1118507.7438 | 0 | 0 | 0 | 0 | 0 | 0 | 0.00027593 | 136
75-996R | 2211137.656 | ['OH Detail Inspection' 'OH Patrol' 'Off Cycle Patrol' 'Pole Clearing' 'RIDI' 'Trim and Removal' 'Veg Detail Inspection'] | 1459369.5227 | ['OH Patrol' 'Off Cycle Patrol' 'Pole Clearing' 'RIDI' 'SPRP' 'Trim and Removal' 'Veg Detail Inspection'] | 1453248.1925 | ['OH Patrol' 'Off Cycle Patrol' 'Pole Clearing' 'RIDI' 'Trim and Removal' 'Veg Detail Inspection'] | 1531037.2319 | 0 | 0 | 0 | 0 | 0 | 0 | 3.9133e-05 | 307
188-11F | 2209344.0258 | ['Off Cycle Patrol' 'Veg Detail Inspection'] | 1990931.5402 | ['Off Cycle Patrol' 'Veg Detail Inspection'] | 1990931.5402 | ['Off Cycle Patrol' 'Veg Detail Inspection'] | 1990931.5402 | 0 | 0 | 0 | 0 | 0 | 0 | Segment ID Not Present in Wings 3.0 | Segment ID Not Present in Wings 3.0
214-583R | 2208313.3513 | ['Fuel Management' 'OH Detail Inspection' 'OH Patrol' 'Off Cycle Patrol' 'Pole Clearing' 'RIDI' 'Trim and Removal' 'Veg Detail Inspection'] | 1389696.0811 | ['OH Patrol' 'Off Cycle Patrol' 'Pole Clearing' 'RIDI' 'Trim and Removal' 'Veg Detail Inspection'] | 1451698.1007 | ['Fuel Management' 'OH Detail Inspection' 'OH Patrol' 'Off Cycle Patrol' 'Pole Clearing' 'RIDI' 'Trim and Removal' 'Veg Detail Inspection' 'Wood Pole Intrusive'] | 1086854.5738 | 0 | 0 | 0 | 0 | 0 | 0 | 9.6662e-05 | 234
220-288R | 2198679.8663 | ['OH Patrol' 'Off Cycle Patrol' 'Pole Clearing' 'RIDI' 'Trim and Removal' 'Veg Detail Inspection'] | 1587212.2993 | ['Fuel Management' 'OH Patrol' 'Off Cycle Patrol' 'Pole Clearing' 'RIDI' 'Trim and Removal' 'Veg Detail Inspection'] | 1583596.859 | ['Fuel Management' 'OH Patrol' 'Off Cycle Patrol' 'Pole Clearing' 'RIDI' 'Trim and Removal' 'Veg Detail Inspection'] | 1571712.4962 | 0 | 0 | 0 | 0 | 0 | 0 | 0.00013367 | 198
212-886R | 2163524.8176 | ['OH Patrol' 'Off Cycle Patrol' 'Pole Clearing' 'RIDI' 'Trim and Removal' 'Veg Detail Inspection'] | 1528564.4431 | ['OH Patrol' 'Off Cycle Patrol' 'Pole Clearing' 'RIDI' 'Trim and Removal' 'Veg Detail Inspection'] | 1460631.3995 | ['Fuel Management' 'OH Detail Inspection' 'OH Patrol' 'Off Cycle Patrol' 'Pole Clearing' 'RIDI' 'Trim and Removal' 'Veg Detail Inspection'] | 1238625.0623 | 0 | 0 | 0 | 0 | 0 | 0 | 0.00028789 | 131
1030-1823F | 2150973.8719 | ['Fuel Management' 'OH Detail Inspection' 'OH Patrol' 'Off Cycle Patrol' 'Pole Clearing' 'Trim and Removal' 'Veg Detail Inspection'] | 1438130.4519 | ['Fuel Management' 'OH Patrol' 'Off Cycle Patrol' 'Pole Clearing' 'Trim and Removal' 'Veg Detail Inspection'] | 1447756.2445 | ['OH Patrol' 'Off Cycle Patrol' 'Pole Clearing' 'RIDI' 'Trim and Removal' 'Veg Detail Inspection' 'Wood Pole Intrusive'] | 1247753.6646 | 0 | 0 | 0 | 0 | 0 | 0 | 1.2263e-05 | 380
1100-1172R | 2144978.849 | ['OH Patrol' 'Off Cycle Patrol' 'Pole Clearing' 'RIDI' 'Trim and Removal' 'Veg Detail Inspection'] | 1465716.1098 | ['OH Patrol' 'Off Cycle Patrol' 'Pole Clearing' 'Trim and Removal' 'Veg Detail Inspection' 'Wood Pole Intrusive'] | 1339950.0037 | ['OH Detail Inspection' 'OH Patrol' 'Off Cycle Patrol' 'Pole Clearing' 'Trim and Removal' 'Veg Detail Inspection'] | 1321713.9184 | 0 | 0 | 0 | 0 | 0 | 0 | 3.1007e-05 | 329
448-714R | 2119752.047 | ['Fuel Management' 'OH Patrol' 'Off Cycle Patrol' 'Pole Clearing' 'RIDI' 'Trim and Removal' 'Veg Detail Inspection'] | 1784888.8126 | ['Fuel Management' 'OH Patrol' 'Off Cycle Patrol' 'Pole Clearing' 'RIDI' 'Trim and Removal' 'Veg Detail Inspection'] | 1793209.3162 | ['OH Detail Inspection' 'OH Patrol' 'Off Cycle Patrol' 'Pole Clearing' 'RIDI' 'Trim and Removal' 'Veg Detail Inspection'] | 1560949.8048 | 0 | 0 | 0 | 0 | 0 | 0 | Segment ID Not Present in Wings 3.0 | Segment ID Not Present in Wings 3.0
307-1684R | 2117857.3694 | ['Pole Clearing' 'RIDI' 'Veg Detail Inspection'] | 1852248.3975 | ['Pole Clearing' 'RIDI' 'Veg Detail Inspection'] | 1827799.3888 | ['Pole Clearing' 'RIDI' 'Veg Detail Inspection'] | 1895034.1627 | 0 | 0 | 0 | 0 | 0 | 0 | Segment ID Not Present in Wings 3.0 | Segment ID Not Present in Wings 3.0
CB 237 | 2111574.6356 | ['OH Detail Inspection' 'OH Patrol' 'Off Cycle Patrol' 'Pole Clearing' 'RIDI' 'Trim and Removal' 'Veg Detail Inspection'] | 1415485.4622 | ['OH Patrol' 'Off Cycle Patrol' 'Pole Clearing' 'Trim and Removal' 'Veg Detail Inspection'] | 1415485.4622 | ['OH Patrol' 'Off Cycle Patrol' 'Pole Clearing' 'RIDI' 'Trim and Removal' 'Veg Detail Inspection'] | 1460086.8454 | 0 | 0 | 0 | 0 | 0 | 0 | 7.317e-05 | 261
79-660R | 2087038.5602 | ['OH Patrol' 'Off Cycle Patrol' 'Pole Clearing' 'RIDI' 'Trim and Removal' 'Veg Detail Inspection'] | 1483811.4071 | ['OH Detail Inspection' 'OH Patrol' 'Off Cycle Patrol' 'Pole Clearing' 'RIDI' 'Trim and Removal' 'Veg Detail Inspection'] | 1454151.2046 | ['CCC' 'OH Detail Inspection' 'OH Patrol' 'Off Cycle Patrol' 'Pole Clearing' 'RIDI' 'Trim and Removal' 'Veg Detail Inspection'] | 80342.6592 | 0 | 0 | 7.6593 | 0 | 0 | 0 | 0.00050086 | 81
520-1904 | 2084535.8949 | ['Fuel Management' 'OH Detail Inspection' 'OH Patrol' 'Off Cycle Patrol' 'Pole Clearing' 'RIDI' 'Trim and Removal' 'Veg Detail Inspection'] | 1206908.9865 | ['OH Patrol' 'Off Cycle Patrol' 'Pole Clearing' 'RIDI' 'Trim and Removal' 'Veg Detail Inspection'] | 1190003.1059 | ['OH Patrol' 'Off Cycle Patrol' 'Pole Clearing' 'RIDI' 'Trim and Removal' 'Veg Detail Inspection'] | 1217475.1619 | 0 | 0 | 0 | 0 | 0 | 0 | 0.00013308 | 199
230-1586R | 2072883.7273 | ['Fuel Management' 'OH Patrol' 'Off Cycle Patrol' 'Pole Clearing' 'RIDI' 'Trim and Removal' 'Veg Detail Inspection'] | 1452818.3922 | ['OH Detail Inspection' 'OH Patrol' 'Off Cycle Patrol' 'Pole Clearing' 'RIDI' 'Trim and Removal' 'Veg Detail Inspection'] | 1108724.1271 | ['OH Patrol' 'Off Cycle Patrol' 'Pole Clearing' 'RIDI' 'Trim and Removal' 'Veg Detail Inspection'] | 1151177.3157 | 0 | 0 | 0 | 0 | 0 | 0 | 0.00021422 | 156
CTL1-3R | 2064033.3994 | ['Fuel Management' 'OH Patrol' 'Off Cycle Patrol' 'Pole Clearing' 'RIDI' 'Trim and Removal' 'Veg Detail Inspection'] | 1641419.4264 | ['Fuel Management' 'OH Patrol' 'Off Cycle Patrol' 'Pole Clearing' 'RIDI' 'Trim and Removal' 'Veg Detail Inspection'] | 1630891.0643 | ['Fuel Management' 'OH Detail Inspection' 'OH Patrol' 'Off Cycle Patrol' 'Pole Clearing' 'RIDI' 'Trim and Removal' 'Veg Detail Inspection' 'Wood Pole Intrusive'] | 1389810.9481 | 0 | 0 | 0 | 0 | 0 | 0 | 3.8608e-05 | 309
157-257R | 2061187.627 | ['CCC' 'Fuel Management' 'OH Detail Inspection' 'OH Patrol' 'Off Cycle Patrol' 'Pole Clearing' 'RIDI' 'Trim and Removal' 'Veg Detail Inspection'] | 545619.3529 | ['Fuel Management' 'OH Patrol' 'Off Cycle Patrol' 'Pole Clearing' 'RIDI' 'Trim and Removal' 'Veg Detail Inspection'] | 528023.538 | ['Fuel Management' 'OH Patrol' 'Off Cycle Patrol' 'Pole Clearing' 'RIDI' 'Trim and Removal' 'Veg Detail Inspection'] | 525828.4209 | 23.2973 | 0 | 0 | 0 | 0 | 0 | 0.00058684 | 67
221-675R | 2055423.9984 | ['OH Patrol' 'Off Cycle Patrol' 'Pole Clearing' 'RIDI' 'Trim and Removal' 'Veg Detail Inspection'] | 1295712.2813 | ['OH Patrol' 'Off Cycle Patrol' 'Pole Clearing' 'RIDI' 'Trim and Removal' 'Veg Detail Inspection'] | 1385583.5412 | ['Fuel Management' 'OH Patrol' 'Off Cycle Patrol' 'Pole Clearing' 'RIDI' 'Trim and Removal' 'Veg Detail Inspection'] | 1450143.6455 | 0 | 0 | 0 | 0 | 0 | 0 | 0.00016309 | 178
520-45 | 2044646.2599 | ['Fuel Management' 'OH Patrol' 'Off Cycle Patrol' 'Pole Clearing' 'RIDI' 'Trim and Removal' 'Veg Detail Inspection'] | 1482662.4216 | ['Fuel Management' 'OH Patrol' 'Off Cycle Patrol' 'Pole Clearing' 'RIDI' 'Trim and Removal' 'Veg Detail Inspection'] | 1466838.9476 | ['CCC' 'OH Patrol' 'Off Cycle Patrol' 'Pole Clearing' 'RIDI' 'Trim and Removal' 'Veg Detail Inspection'] | 755248.9616 | 0 | 0 | 9.5877 | 0 | 0 | 0 | 8.5924e-05 | 249
217-41AE | 2013596.5771 | ['Fuel Management' 'OH Detail Inspection' 'OH Patrol' 'Off Cycle Patrol' 'Pole Clearing' 'RIDI' 'Trim and Removal' 'Veg Detail Inspection'] | 1186606.9197 | ['Fuel Management' 'OH Patrol' 'Off Cycle Patrol' 'Pole Clearing' 'RIDI' 'Trim and Removal' 'Veg Detail Inspection'] | 1177466.1759 | ['Fuel Management' 'OH Patrol' 'Off Cycle Patrol' 'Pole Clearing' 'RIDI' 'Trim and Removal' 'Veg Detail Inspection' 'Wood Pole Intrusive'] | 1132987.2265 | 0 | 0 | 0 | 0 | 0 | 0 | 0.00028188 | 133
283-71F | 2013590.1284 | ['Fuel Management' 'OH Detail Inspection' 'OH Patrol' 'Off Cycle Patrol' 'Pole Clearing' 'RIDI' 'Trim and Removal' 'Veg Detail Inspection'] | 657314.4749 | ['Fuel Management' 'OH Patrol' 'Off Cycle Patrol' 'Pole Clearing' 'RIDI' 'Trim and Removal' 'Veg Detail Inspection'] | 653616.047 | ['Fuel Management' 'OH Patrol' 'Off Cycle Patrol' 'Pole Clearing' 'RIDI' 'Trim and Removal' 'Veg Detail Inspection'] | 641166.2625 | 0 | 0 | 0 | 0 | 0 | 0 | 6.101e-05 | 283
230-127AE | 2000465.4437 | ['Fuel Management' 'OH Patrol' 'Off Cycle Patrol' 'Pole Clearing' 'RIDI' 'Trim and Removal' 'Veg Detail Inspection'] | 1392087.2868 | ['Fuel Management' 'OH Detail Inspection' 'OH Patrol' 'Off Cycle Patrol' 'Pole Clearing' 'RIDI' 'Trim and Removal' 'Veg Detail Inspection'] | 681751.9918 | ['Fuel Management' 'OH Patrol' 'Off Cycle Patrol' 'Pole Clearing' 'RIDI' 'Trim and Removal' 'Veg Detail Inspection'] | 732484.0464 | 0 | 0 | 0 | 0 | 0 | 0 | 0.00028382 | 132
921-800F | 1991710.705 | ['OH Patrol' 'Off Cycle Patrol' 'Trim and Removal' 'Veg Detail Inspection'] | 1750601.9921 | ['Fuel Management' 'OH Detail Inspection' 'OH Patrol' 'Off Cycle Patrol' 'RIDI' 'Trim and Removal' 'Veg Detail Inspection' 'Wood Pole Intrusive'] | 1680809.914 | ['OH Detail Inspection' 'OH Patrol' 'Off Cycle Patrol' 'Trim and Removal' 'Veg Detail Inspection'] | 1673786.5072 | 0 | 0 | 0 | 0 | 0 | 0 | 8.0711e-06 | 407
353-900F | 1991358.192 | ['Fuel Management' 'OH Detail Inspection' 'OH Patrol' 'Off Cycle Patrol' 'Pole Clearing' 'Trim and Removal' 'Veg Detail Inspection'] | 1014133.9189 | ['OH Patrol' 'Off Cycle Patrol' 'Pole Clearing' 'RIDI' 'Trim and Removal' 'Veg Detail Inspection'] | 995840.9264 | ['Fuel Management' 'OH Patrol' 'Off Cycle Patrol' 'Pole Clearing' 'Trim and Removal' 'Veg Detail Inspection' 'Wood Pole Intrusive'] | 844450.644 | 0 | 0 | 0 | 0 | 0 | 0 | 1.9209e-05 | 352
206-974 | 1943671.9016 | ['Pole Clearing' 'Veg Detail Inspection'] | 1751848.1216 | ['Pole Clearing' 'Veg Detail Inspection'] | 1751848.1216 | ['Pole Clearing' 'Veg Detail Inspection'] | 1751848.1216 | 0 | 0 | 0 | 0 | 0 | 0 | Segment ID Not Present in Wings 3.0 | Segment ID Not Present in Wings 3.0
182-2250 | 1939213.1723 | ['OH Patrol' 'Off Cycle Patrol' 'Pole Clearing' 'RIDI' 'Trim and Removal' 'Veg Detail Inspection'] | 1276529.765 | ['OH Detail Inspection' 'OH Patrol' 'Off Cycle Patrol' 'Pole Clearing' 'RIDI' 'Trim and Removal' 'Veg Detail Inspection' 'Wood Pole Intrusive'] | 595099.5884 | ['OH Patrol' 'Off Cycle Patrol' 'Pole Clearing' 'RIDI' 'Trim and Removal' 'Veg Detail Inspection'] | 832409.8791 | 0 | 0 | 0 | 0 | 0 | 0 | Segment ID Not Present in Wings 3.0 | Segment ID Not Present in Wings 3.0
75-41 | 1937584.5588 | ['OH Detail Inspection' 'OH Patrol' 'Off Cycle Patrol' 'Pole Clearing' 'RIDI' 'Trim and Removal' 'Veg Detail Inspection'] | 879538.8945 | ['Fuel Management' 'OH Patrol' 'Off Cycle Patrol' 'Pole Clearing' 'RIDI' 'Trim and Removal' 'Veg Detail Inspection'] | 969442.071 | ['OH Patrol' 'Off Cycle Patrol' 'Pole Clearing' 'RIDI' 'Trim and Removal' 'Veg Detail Inspection'] | 953178.2502 | 0 | 0 | 0 | 0 | 0 | 0 | 1.4622e-05 | 368
220-294R | 1925887.6447 | ['OH Patrol' 'Off Cycle Patrol' 'Pole Clearing' 'RIDI' 'Trim and Removal' 'Veg Detail Inspection'] | 1464104.8804 | ['Fuel Management' 'OH Detail Inspection' 'OH Patrol' 'Off Cycle Patrol' 'Pole Clearing' 'RIDI' 'Trim and Removal' 'Veg Detail Inspection'] | 1408466.7597 | ['Fuel Management' 'OH Detail Inspection' 'OH Patrol' 'Off Cycle Patrol' 'Pole Clearing' 'RIDI' 'Trim and Removal' 'Veg Detail Inspection'] | 1306667.7398 | 0 | 0 | 0 | 0 | 0 | 0 | 0.00055086 | 76
211-771R | 1890633.0335 | ['Fuel Management' 'OH Patrol' 'Off Cycle Patrol' 'Pole Clearing' 'RIDI' 'Trim and Removal' 'Veg Detail Inspection'] | 1371967.1393 | ['Fuel Management' 'OH Patrol' 'Off Cycle Patrol' 'Pole Clearing' 'RIDI' 'Trim and Removal' 'Veg Detail Inspection'] | 1355362.8329 | ['Fuel Management' 'OH Detail Inspection' 'OH Patrol' 'Off Cycle Patrol' 'Pole Clearing' 'RIDI' 'Trim and Removal' 'Veg Detail Inspection'] | 1155430.8161 | 0 | 0 | 0 | 0 | 0 | 0 | Segment ID Not Present in Wings 3.0 | Segment ID Not Present in Wings 3.0
1243-45R | 1878382.5676 | ['OH Patrol' 'Off Cycle Patrol' 'Pole Clearing' 'RIDI' 'Trim and Removal' 'Veg Detail Inspection'] | 1274345.7049 | ['CCC' 'OH Detail Inspection' 'OH Patrol' 'Off Cycle Patrol' 'Pole Clearing' 'RIDI' 'Trim and Removal' 'Veg Detail Inspection' 'Wood Pole Intrusive'] | 436996.2385 | ['Fuel Management' 'OH Detail Inspection' 'OH Patrol' 'Off Cycle Patrol' 'Pole Clearing' 'Trim and Removal' 'Veg Detail Inspection'] | 56559.7344 | 0 | 4.279 | 0 | 0 | 0 | 0 | 0.00023072 | 150
157-273R | 1867403.0023 | ['CCC' 'Fuel Management' 'OH Patrol' 'Off Cycle Patrol' 'Pole Clearing' 'RIDI' 'Trim and Removal' 'Veg Detail Inspection'] | 658002.5297 | ['Fuel Management' 'OH Detail Inspection' 'OH Patrol' 'Off Cycle Patrol' 'Pole Clearing' 'RIDI' 'Trim and Removal' 'Veg Detail Inspection'] | 410808.8499 | ['Fuel Management' 'OH Patrol' 'Off Cycle Patrol' 'Pole Clearing' 'RIDI' 'Trim and Removal' 'Veg Detail Inspection'] | 379750.3628 | 8.5826 | 0 | 0 | 0 | 0 | 0 | 0.00056413 | 71
411-1873R | 1857539.278 | ['OH Patrol' 'Off Cycle Patrol' 'Pole Clearing' 'RIDI' 'SPRP' 'Trim and Removal' 'Veg Detail Inspection'] | 1249668.9568 | ['OH Patrol' 'Off Cycle Patrol' 'Pole Clearing' 'RIDI' 'Trim and Removal' 'Veg Detail Inspection'] | 1312849.2964 | ['OH Detail Inspection' 'OH Patrol' 'Off Cycle Patrol' 'Pole Clearing' 'RIDI' 'Trim and Removal' 'Veg Detail Inspection'] | 1060127.9383 | 0 | 0 | 0 | 0 | 0 | 0 | 0.00014581 | 186
442-16R | 1834937.6384 | ['OH Detail Inspection' 'OH Patrol' 'Off Cycle Patrol' 'Pole Clearing' 'RIDI' 'Trim and Removal' 'Veg Detail Inspection'] | 807686.9536 | ['Fuel Management' 'OH Patrol' 'Off Cycle Patrol' 'Pole Clearing' 'RIDI' 'Trim and Removal' 'Veg Detail Inspection'] | 809417.8705 | ['OH Patrol' 'Off Cycle Patrol' 'Pole Clearing' 'RIDI' 'Trim and Removal' 'Veg Detail Inspection'] | 776348.0966 | 0 | 0 | 0 | 0 | 0 | 0 | 0.00070083 | 56
221-1251R | 1814850.4819 | ['Pole Clearing' 'Veg Detail Inspection'] | 1657524.8432 | ['Pole Clearing' 'Veg Detail Inspection'] | 1657524.8432 | ['Pole Clearing' 'Veg Detail Inspection'] | 1657524.8432 | 0 | 0 | 0 | 0 | 0 | 0 | Segment ID Not Present in Wings 3.0 | Segment ID Not Present in Wings 3.0
211-312R | 1809514.7304 | ['Fuel Management' 'OH Hardening' 'OH Patrol' 'Off Cycle Patrol' 'Pole Clearing' 'RIDI' 'Trim and Removal' 'Veg Detail Inspection'] | 1303513.9719 | ['Fuel Management' 'OH Detail Inspection' 'OH Patrol' 'Off Cycle Patrol' 'Pole Clearing' 'RIDI' 'Trim and Removal' 'Veg Detail Inspection'] | 1305099.0998 | ['Fuel Management' 'OH Detail Inspection' 'OH Patrol' 'Off Cycle Patrol' 'Pole Clearing' 'RIDI' 'Trim and Removal' 'Veg Detail Inspection'] | 1195072.5428 | 0 | 0 | 0 | 0 | 0 | 0 | 0.00021157 | 157
445-19R | 1766703.6515 | ['Fuel Management' 'OH Patrol' 'Off Cycle Patrol' 'Pole Clearing' 'RIDI' 'Trim and Removal' 'Veg Detail Inspection'] | 1316225.2699 | ['Fuel Management' 'OH Detail Inspection' 'OH Patrol' 'Off Cycle Patrol' 'Pole Clearing' 'RIDI' 'Trim and Removal' 'Veg Detail Inspection'] | 1057228.6068 | ['Fuel Management' 'OH Detail Inspection' 'OH Patrol' 'Off Cycle Patrol' 'Pole Clearing' 'RIDI' 'Trim and Removal' 'Veg Detail Inspection'] | 1233008.9367 | 0 | 0 | 0 | 0 | 0 | 0 | 0.00032678 | 118
212-1177R | 1738925.2296 | ['OH Patrol' 'Off Cycle Patrol' 'Pole Clearing' 'RIDI' 'Trim and Removal' 'Veg Detail Inspection'] | 1259110.5577 | ['Fuel Management' 'OH Patrol' 'Off Cycle Patrol' 'Pole Clearing' 'RIDI' 'Trim and Removal' 'Veg Detail Inspection'] | 1253040.5771 | ['Fuel Management' 'OH Detail Inspection' 'OH Patrol' 'Off Cycle Patrol' 'Pole Clearing' 'RIDI' 'Trim and Removal' 'Veg Detail Inspection'] | 830098.403 | 0 | 0 | 0 | 0 | 0 | 0 | 0.00035697 | 105
185-51F | 1723970.7412 | ['Fuel Management' 'OH Patrol' 'Off Cycle Patrol' 'Pole Clearing' 'RIDI' 'SPRP' 'Trim and Removal' 'Veg Detail Inspection'] | 1265549.0307 | ['OH Patrol' 'Off Cycle Patrol' 'Pole Clearing' 'RIDI' 'Trim and Removal' 'Veg Detail Inspection' 'Wood Pole Intrusive'] | 1158637.045 | ['OH Detail Inspection' 'OH Patrol' 'Off Cycle Patrol' 'Pole Clearing' 'RIDI' 'Trim and Removal' 'Veg Detail Inspection'] | 877581.6483 | 0 | 0 | 0 | 0 | 0 | 0 | 3.1839e-05 | 324
214-613R | 1721769.027 | ['OH Patrol' 'Off Cycle Patrol' 'Pole Clearing' 'RIDI' 'Trim and Removal' 'Veg Detail Inspection'] | 1293934.9126 | ['OH Detail Inspection' 'OH Patrol' 'Off Cycle Patrol' 'Pole Clearing' 'RIDI' 'Trim and Removal' 'Veg Detail Inspection'] | 1121485.5027 | ['Fuel Management' 'OH Detail Inspection' 'OH Patrol' 'Off Cycle Patrol' 'Pole Clearing' 'RIDI' 'Trim and Removal' 'Veg Detail Inspection' 'Wood Pole Intrusive'] | 1022471.6905 | 0 | 0 | 0 | 0 | 0 | 0 | 1.147e-05 | 388
288-18 | 1717867.0948 | ['Pole Clearing' 'Veg Detail Inspection'] | 1554393.6251 | ['Pole Clearing' 'Veg Detail Inspection'] | 1554393.6251 | ['Pole Clearing' 'Veg Detail Inspection'] | 1554393.6251 | 0 | 0 | 0 | 0 | 0 | 0 | Segment ID Not Present in Wings 3.0 | Segment ID Not Present in Wings 3.0
75-32R | 1708385.4565 | ['OH Detail Inspection' 'OH Patrol' 'Off Cycle Patrol' 'Pole Clearing' 'RIDI' 'Trim and Removal' 'Veg Detail Inspection'] | 429468.0049 | ['OH Patrol' 'Off Cycle Patrol' 'Pole Clearing' 'RIDI' 'SPRP' 'Trim and Removal' 'Veg Detail Inspection'] | 407798.9893 | ['OH Patrol' 'Off Cycle Patrol' 'Pole Clearing' 'RIDI' 'Trim and Removal' 'Veg Detail Inspection'] | 366688.6139 | 0 | 0 | 0 | 0 | 0 | 0 | 6.5795e-05 | 273
355-6R | 1698709.6728 | ['OH Detail Inspection' 'OH Patrol' 'Off Cycle Patrol' 'Pole Clearing' 'RIDI' 'Trim and Removal' 'Veg Detail Inspection'] | 1042360.3121 | ['Fuel Management' 'OH Patrol' 'Off Cycle Patrol' 'Pole Clearing' 'RIDI' 'Trim and Removal' 'Veg Detail Inspection'] | 1078897.1673 | ['Fuel Management' 'OH Patrol' 'Off Cycle Patrol' 'Pole Clearing' 'Trim and Removal' 'Veg Detail Inspection'] | 1078897.1673 | 0 | 0 | 0 | 0 | 0 | 0 | 3.1743e-05 | 325
CB 928 | 1655010.6196 | ['FCP' 'OH Patrol' 'Off Cycle Patrol' 'RIDI' 'Veg Detail Inspection'] | 1340584.9876 | ['OH Detail Inspection' 'OH Patrol' 'Off Cycle Patrol' 'Veg Detail Inspection' 'Wood Pole Intrusive'] | 1222850.3932 | ['OH Detail Inspection' 'OH Patrol' 'Off Cycle Patrol' 'RIDI' 'Veg Detail Inspection'] | 1136412.3366 | 0 | 0 | 0 | 0 | 0 | 0 | 3.6424e-05 | 315
CB 1106 | 1646983.7054 | ['OH Patrol' 'Off Cycle Patrol' 'Pole Clearing' 'Trim and Removal' 'Veg Detail Inspection'] | 1477476.8204 | ['OH Patrol' 'Off Cycle Patrol' 'Pole Clearing' 'RIDI' 'Trim and Removal' 'Veg Detail Inspection' 'Wood Pole Intrusive'] | 1404715.8952 | ['OH Detail Inspection' 'OH Patrol' 'Off Cycle Patrol' 'Pole Clearing' 'Trim and Removal' 'Veg Detail Inspection'] | 1390969.5315 | 0 | 0 | 0 | 0 | 0 | 0 | 3.2237e-05 | 322
CB 232 | 1642597.0694 | ['OH Patrol' 'Off Cycle Patrol' 'Pole Clearing' 'RIDI' 'Trim and Removal' 'Veg Detail Inspection'] | 1177874.5977 | ['OH Detail Inspection' 'OH Patrol' 'Off Cycle Patrol' 'Pole Clearing' 'RIDI' 'Trim and Removal' 'Veg Detail Inspection'] | 1086538.2165 | ['Fuel Management' 'OH Patrol' 'Off Cycle Patrol' 'Pole Clearing' 'RIDI' 'Trim and Removal' 'Veg Detail Inspection'] | 1084886.7939 | 0 | 0 | 0 | 0 | 0 | 0 | 8.3299e-05 | 253
176-200F | 1635841.0079 | ['OH Detail Inspection' 'OH Patrol' 'Off Cycle Patrol' 'Pole Clearing' 'Trim and Removal' 'Veg Detail Inspection'] | 834362.3238 | ['Fuel Management' 'OH Patrol' 'Off Cycle Patrol' 'Pole Clearing' 'Trim and Removal' 'Veg Detail Inspection'] | 819909.4295 | ['Fuel Management' 'OH Patrol' 'Off Cycle Patrol' 'Pole Clearing' 'RIDI' 'Trim and Removal' 'Veg Detail Inspection'] | 721123.6537 | 0 | 0 | 0 | 0 | 0 | 0 | 2.2e-06 | 465
520-1525R | 1632803.2803 | ['OH Detail Inspection' 'OH Patrol' 'Off Cycle Patrol' 'Pole Clearing' 'RIDI' 'Trim and Removal' 'Veg Detail Inspection'] | 1117710.0111 | ['OH Detail Inspection' 'OH Patrol' 'Off Cycle Patrol' 'Pole Clearing' 'RIDI' 'Trim and Removal' 'Veg Detail Inspection'] | 995743.3624 | ['OH Patrol' 'Off Cycle Patrol' 'Pole Clearing' 'RIDI' 'Trim and Removal' 'Veg Detail Inspection'] | 1002162.6597 | 0 | 0 | 0 | 0 | 0 | 0 | 2.8614e-05 | 336
67-45R | 1627950.76 | ['EFD' 'Fuel Management' 'OH Patrol' 'Off Cycle Patrol' 'Pole Clearing' 'RIDI' 'Trim and Removal' 'Veg Detail Inspection'] | 917432.4535 | ['Fuel Management' 'OH Detail Inspection' 'OH Patrol' 'Off Cycle Patrol' 'Pole Clearing' 'RIDI' 'Trim and Removal' 'Veg Detail Inspection'] | 559306.1365 | ['Fuel Management' 'OH Patrol' 'Off Cycle Patrol' 'Pole Clearing' 'RIDI' 'Trim and Removal' 'Veg Detail Inspection'] | 532027.1883 | 0 | 0 | 0 | 0 | 0 | 0 | 0.00037181 | 102
79-668R | 1606906.818 | ['Fuel Management' 'OH Patrol' 'Off Cycle Patrol' 'Pole Clearing' 'RIDI' 'Trim and Removal' 'Veg Detail Inspection'] | 1286345.3166 | ['Fuel Management' 'OH Patrol' 'Off Cycle Patrol' 'Pole Clearing' 'RIDI' 'Trim and Removal' 'Veg Detail Inspection'] | 1288088.8775 | ['Fuel Management' 'OH Detail Inspection' 'OH Patrol' 'Off Cycle Patrol' 'Pole Clearing' 'RIDI' 'Trim and Removal' 'Veg Detail Inspection'] | 1296645.9731 | 0 | 0 | 0 | 0 | 0 | 0 | 0.00015548 | 180
445-17R | 1603556.2116 | ['OH Detail Inspection' 'OH Patrol' 'Off Cycle Patrol' 'Pole Clearing' 'RIDI' 'Trim and Removal' 'Veg Detail Inspection'] | 1057420.0387 | ['Fuel Management' 'OH Detail Inspection' 'OH Patrol' 'Off Cycle Patrol' 'Pole Clearing' 'RIDI' 'Trim and Removal' 'Veg Detail Inspection'] | 1042362.263 | ['Fuel Management' 'OH Patrol' 'Off Cycle Patrol' 'Pole Clearing' 'RIDI' 'Trim and Removal' 'Veg Detail Inspection'] | 966460.9566 | 0 | 0 | 0 | 0 | 0 | 0 | 0.00014121 | 192
206-953R | 1585851.9327 | ['Pole Clearing' 'Veg Detail Inspection'] | 1429363.399 | ['Pole Clearing' 'Veg Detail Inspection'] | 1429363.399 | ['Pole Clearing' 'SPRP' 'Veg Detail Inspection'] | 1427322.1077 | 0 | 0 | 0 | 0 | 0 | 0 | Segment ID Not Present in Wings 3.0 | Segment ID Not Present in Wings 3.0
239-2211R | 1585171.8415 | ['OH Patrol' 'Off Cycle Patrol' 'Pole Clearing' 'RIDI' 'SPRP' 'Trim and Removal' 'Veg Detail Inspection'] | 995650.4813 | ['Fuel Management' 'OH Patrol' 'Off Cycle Patrol' 'Pole Clearing' 'RIDI' 'Trim and Removal' 'Veg Detail Inspection'] | 1094712.2814 | ['OH Patrol' 'Off Cycle Patrol' 'Pole Clearing' 'Trim and Removal' 'Veg Detail Inspection' 'Wood Pole Intrusive'] | 978116.161 | 0 | 0 | 0 | 0 | 0 | 0 | Segment ID Not Present in Wings 3.0 | Segment ID Not Present in Wings 3.0
212-1204R | 1570376.2068 | ['Fuel Management' 'OH Patrol' 'Off Cycle Patrol' 'Pole Clearing' 'RIDI' 'Trim and Removal' 'Veg Detail Inspection'] | 1146054.9545 | ['Fuel Management' 'OH Patrol' 'Off Cycle Patrol' 'Pole Clearing' 'RIDI' 'Trim and Removal' 'Veg Detail Inspection'] | 1141050.393 | ['Distribution Underbuilt' 'Fuel Management' 'OH Detail Inspection' 'OH Patrol' 'Off Cycle Patrol' 'Pole Clearing' 'RIDI' 'Trim and Removal' 'Veg Detail Inspection'] | 743162.3507 | 0 | 0 | 0 | 0 | 0 | 0 | Segment ID Not Present in Wings 3.0 | Segment ID Not Present in Wings 3.0
1233-259R | 1558538.9319 | ['EFD' 'OH Detail Inspection' 'OH Patrol' 'Off Cycle Patrol' 'Pole Clearing' 'RIDI' 'Trim and Removal' 'Veg Detail Inspection'] | 805970.54 | ['OH Patrol' 'Off Cycle Patrol' 'Pole Clearing' 'RIDI' 'Trim and Removal' 'Veg Detail Inspection'] | 793242.4199 | ['OH Patrol' 'Off Cycle Patrol' 'Pole Clearing' 'RIDI' 'Trim and Removal' 'Veg Detail Inspection' 'Wood Pole Intrusive'] | 683517.2461 | 0 | 0 | 0 | 0 | 0 | 0 | 0.00011585 | 212
920-735AE | 1554327.9958 | ['Fuel Management' 'OH Patrol' 'Off Cycle Patrol' 'RIDI' 'Trim and Removal' 'Veg Detail Inspection'] | 1354038.0495 | ['OH Patrol' 'Off Cycle Patrol' 'RIDI' 'SPRP' 'Trim and Removal' 'Veg Detail Inspection' 'Wood Pole Intrusive'] | 1345564.5937 | ['EFD' 'OH Detail Inspection' 'OH Patrol' 'Off Cycle Patrol' 'RIDI' 'Trim and Removal' 'Veg Detail Inspection'] | 1142274.3895 | 0 | 0 | 0 | 0 | 0 | 0 | 2.3091e-05 | 343
CB JU1 | 1531748.6954 | ['OH Hardening' 'OH Patrol' 'Off Cycle Patrol' 'Pole Clearing' 'RIDI' 'Trim and Removal' 'Veg Detail Inspection'] | 951221.8522 | ['Fuel Management' 'OH Patrol' 'Off Cycle Patrol' 'Pole Clearing' 'RIDI' 'Trim and Removal' 'Veg Detail Inspection'] | 997560.1246 | ['Fuel Management' 'OH Patrol' 'Off Cycle Patrol' 'Pole Clearing' 'RIDI' 'Trim and Removal' 'Veg Detail Inspection'] | 986694.2422 | 0 | 0 | 0 | 0 | 0 | 0 | 5.3305e-05 | 291
474-29 | 1510730.1835 | ['Pole Clearing' 'Veg Detail Inspection'] | 1361326.0888 | ['Pole Clearing' 'Veg Detail Inspection'] | 1361326.0888 | ['Pole Clearing' 'Veg Detail Inspection'] | 1361326.0888 | 0 | 0 | 0 | 0 | 0 | 0 | Segment ID Not Present in Wings 3.0 | Segment ID Not Present in Wings 3.0
449-16R | 1495506.4659 | ['OH Patrol' 'Off Cycle Patrol' 'Pole Clearing' 'RIDI' 'Trim and Removal' 'Veg Detail Inspection'] | 1039168.6448 | ['Fuel Management' 'OH Detail Inspection' 'OH Patrol' 'Off Cycle Patrol' 'Pole Clearing' 'RIDI' 'Trim and Removal' 'Veg Detail Inspection'] | 767210.9621 | ['Fuel Management' 'OH Patrol' 'Off Cycle Patrol' 'Pole Clearing' 'RIDI' 'Trim and Removal' 'Veg Detail Inspection'] | 725637.8132 | 0 | 0 | 0 | 0 | 0 | 0 | 0.00010939 | 221
212-758R | 1482461.7895 | ['Fuel Management' 'OH Patrol' 'Off Cycle Patrol' 'Pole Clearing' 'RIDI' 'Trim and Removal' 'Veg Detail Inspection'] | 1054179.9035 | ['Fuel Management' 'OH Patrol' 'Off Cycle Patrol' 'Pole Clearing' 'RIDI' 'Trim and Removal' 'Veg Detail Inspection'] | 1047938.2906 | ['Fuel Management' 'OH Detail Inspection' 'OH Patrol' 'Off Cycle Patrol' 'Pole Clearing' 'RIDI' 'Trim and Removal' 'Veg Detail Inspection'] | 675540.9427 | 0 | 0 | 0 | 0 | 0 | 0 | Segment ID Not Present in Wings 3.0 | Segment ID Not Present in Wings 3.0
520-10R | 1478744.639 | ['Fuel Management' 'OH Detail Inspection' 'OH Patrol' 'Off Cycle Patrol' 'Pole Clearing' 'RIDI' 'Trim and Removal' 'Veg Detail Inspection'] | 772818.7666 | ['OH Patrol' 'Off Cycle Patrol' 'Pole Clearing' 'RIDI' 'Trim and Removal' 'Veg Detail Inspection'] | 780950.6737 | ['OH Patrol' 'Off Cycle Patrol' 'Pole Clearing' 'RIDI' 'Trim and Removal' 'Veg Detail Inspection'] | 791793.2166 | 0 | 0 | 0 | 0 | 0 | 0 | 6.2614e-05 | 280
212-888R | 1471062.1959 | ['Fuel Management' 'OH Patrol' 'Off Cycle Patrol' 'Pole Clearing' 'RIDI' 'Trim and Removal' 'Veg Detail Inspection'] | 1051531.352 | ['Fuel Management' 'OH Patrol' 'Off Cycle Patrol' 'Pole Clearing' 'RIDI' 'Trim and Removal' 'Veg Detail Inspection'] | 1006110.7365 | ['Fuel Management' 'OH Detail Inspection' 'OH Patrol' 'Off Cycle Patrol' 'Pole Clearing' 'RIDI' 'Trim and Removal' 'Veg Detail Inspection'] | 659778.5428 | 0 | 0 | 0 | 0 | 0 | 0 | 8.6972e-05 | 247
908-1370R | 1466276.1601 | ['Fuel Management' 'OH Detail Inspection' 'OH Patrol' 'Off Cycle Patrol' 'Pole Clearing' 'RIDI' 'Trim and Removal' 'Veg Detail Inspection'] | 908748.8258 | ['Fuel Management' 'OH Patrol' 'Off Cycle Patrol' 'Pole Clearing' 'RIDI' 'Trim and Removal' 'Veg Detail Inspection'] | 841083.4124 | ['OH Patrol' 'Off Cycle Patrol' 'Pole Clearing' 'RIDI' 'Trim and Removal' 'Veg Detail Inspection' 'Wood Pole Intrusive'] | 773597.4828 | 0 | 0 | 0 | 0 | 0 | 0 | 6.662e-05 | 272
CB 327 | 1456709.4839 | ['Fuel Management' 'OH Patrol' 'Off Cycle Patrol' 'Pole Clearing' 'Trim and Removal' 'Veg Detail Inspection'] | 958160.1439 | ['EFD' 'OH Patrol' 'Off Cycle Patrol' 'Pole Clearing' 'Trim and Removal' 'Veg Detail Inspection' 'Wood Pole Intrusive'] | 600023.9712 | ['OH Detail Inspection' 'OH Patrol' 'Off Cycle Patrol' 'Pole Clearing' 'Trim and Removal' 'Veg Detail Inspection'] | 197616.3528 | 0 | 0 | 0 | 0 | 0 | 0 | 4.9475e-06 | 431
387-15 | 1455052.7826 | ['OH Detail Inspection' 'OH Patrol' 'Off Cycle Patrol' 'Pole Clearing' 'RIDI' 'Trim and Removal' 'Veg Detail Inspection'] | 1096372.4683 | ['OH Patrol' 'Off Cycle Patrol' 'Pole Clearing' 'Trim and Removal' 'Veg Detail Inspection'] | 1096372.4683 | ['OH Patrol' 'Off Cycle Patrol' 'Pole Clearing' 'SPRP' 'Trim and Removal' 'Veg Detail Inspection'] | 1089156.3051 | 0 | 0 | 0 | 0 | 0 | 0 | 2.5493e-05 | 340
217-972R | 1438659.3628 | ['Fuel Management' 'OH Detail Inspection' 'OH Patrol' 'Off Cycle Patrol' 'Pole Clearing' 'RIDI' 'Trim and Removal' 'Veg Detail Inspection'] | 871068.7697 | ['Fuel Management' 'OH Patrol' 'Off Cycle Patrol' 'Pole Clearing' 'RIDI' 'Trim and Removal' 'Veg Detail Inspection'] | 888841.2416 | ['Fuel Management' 'OH Patrol' 'Off Cycle Patrol' 'Pole Clearing' 'RIDI' 'Trim and Removal' 'Veg Detail Inspection' 'Wood Pole Intrusive'] | 803339.0173 | 0 | 0 | 0 | 0 | 0 | 0 | 0.00029992 | 126
CB 246 | 1438441.8634 | ['Fuel Management' 'OH Patrol' 'Off Cycle Patrol' 'Pole Clearing' 'RIDI' 'Trim and Removal' 'Veg Detail Inspection'] | 1066588.9196 | ['Fuel Management' 'OH Detail Inspection' 'OH Patrol' 'Off Cycle Patrol' 'Pole Clearing' 'RIDI' 'SPRP' 'Trim and Removal' 'Veg Detail Inspection'] | 1045246.7975 | ['FCP' 'Fuel Management' 'OH Detail Inspection' 'OH Patrol' 'Off Cycle Patrol' 'Pole Clearing' 'RIDI' 'Trim and Removal' 'Veg Detail Inspection'] | 799133.4662 | 0 | 0 | 0 | 0 | 0 | 0 | 5.9105e-05 | 286
CB 1243 | 1438362.8614 | ['OH Patrol' 'Off Cycle Patrol' 'Pole Clearing' 'RIDI' 'Trim and Removal' 'Veg Detail Inspection'] | 1008827.2791 | ['Fuel Management' 'OH Patrol' 'Off Cycle Patrol' 'Pole Clearing' 'RIDI' 'Trim and Removal' 'Veg Detail Inspection' 'Wood Pole Intrusive'] | 897245.492 | ['Fuel Management' 'OH Detail Inspection' 'OH Patrol' 'Off Cycle Patrol' 'Pole Clearing' 'RIDI' 'Trim and Removal' 'Veg Detail Inspection'] | 527796.4063 | 0 | 0 | 0 | 0 | 0 | 0 | 2.0616e-05 | 348
504-1563 | 1424190.6827 | ['Pole Clearing' 'RIDI' 'Veg Detail Inspection' 'Wood Pole Intrusive'] | 1275302.7139 | ['Pole Clearing' 'Veg Detail Inspection'] | 1275302.7139 | ['Pole Clearing' 'Veg Detail Inspection'] | 1275302.7139 | 0 | 0 | 0 | 0 | 0 | 0 | Segment ID Not Present in Wings 3.0 | Segment ID Not Present in Wings 3.0
CB 1090 | 1414511.4007 | ['OH Detail Inspection' 'OH Patrol' 'Off Cycle Patrol' 'Pole Clearing' 'RIDI' 'Trim and Removal' 'Veg Detail Inspection'] | 703614.5724 | ['FCP' 'OH Patrol' 'Off Cycle Patrol' 'Pole Clearing' 'RIDI' 'Trim and Removal' 'Veg Detail Inspection'] | 529315.016 | ['OH Patrol' 'Off Cycle Patrol' 'Pole Clearing' 'RIDI' 'Trim and Removal' 'Veg Detail Inspection'] | 521951.893 | 0 | 0 | 0 | 0 | 0 | 0 | 2.4556e-05 | 341
215-1544R | 1412429.6019 | ['OH Patrol' 'Off Cycle Patrol' 'Pole Clearing' 'Trim and Removal' 'Veg Detail Inspection'] | 1007394.5548 | ['OH Patrol' 'Off Cycle Patrol' 'Pole Clearing' 'RIDI' 'Trim and Removal' 'Veg Detail Inspection'] | 931584.4582 | ['OH Patrol' 'Off Cycle Patrol' 'Pole Clearing' 'RIDI' 'Trim and Removal' 'Veg Detail Inspection' 'Wood Pole Intrusive'] | 917468.0954 | 0 | 0 | 0 | 0 | 0 | 0 | 3.107e-05 | 328
1021-883R | 1386629.8745 | ['OH Detail Inspection' 'OH Patrol' 'Off Cycle Patrol' 'Pole Clearing' 'Trim and Removal' 'Veg Detail Inspection'] | 574722.4199 | ['OH Patrol' 'Off Cycle Patrol' 'Pole Clearing' 'Trim and Removal' 'Veg Detail Inspection'] | 574722.4199 | ['OH Patrol' 'Off Cycle Patrol' 'Pole Clearing' 'Trim and Removal' 'Veg Detail Inspection' 'Wood Pole Intrusive'] | 453902.8582 | 0 | 0 | 0 | 0 | 0 | 0 | 1.7145e-05 | 358
1233-589R | 1386490.5084 | ['Fuel Management' 'OH Detail Inspection' 'OH Patrol' 'Off Cycle Patrol' 'Pole Clearing' 'RIDI' 'Trim and Removal' 'Veg Detail Inspection'] | 922003.1332 | ['OH Patrol' 'Off Cycle Patrol' 'Pole Clearing' 'RIDI' 'Trim and Removal' 'Veg Detail Inspection'] | 908288.3621 | ['OH Patrol' 'Off Cycle Patrol' 'Pole Clearing' 'RIDI' 'Trim and Removal' 'Veg Detail Inspection' 'Wood Pole Intrusive'] | 822689.2734 | 0 | 0 | 0 | 0 | 0 | 0 | Segment ID Not Present in Wings 3.0 | Segment ID Not Present in Wings 3.0
463-1229 | 1378318.1962 | ['Fuel Management' 'OH Patrol' 'Off Cycle Patrol' 'Pole Clearing' 'RIDI' 'Trim and Removal' 'Veg Detail Inspection'] | 975741.5283 | ['OH Detail Inspection' 'OH Patrol' 'Off Cycle Patrol' 'Pole Clearing' 'RIDI' 'Trim and Removal' 'Veg Detail Inspection'] | 967174.7757 | ['OH Patrol' 'Off Cycle Patrol' 'Pole Clearing' 'RIDI' 'Trim and Removal' 'Veg Detail Inspection'] | 967174.7757 | 0 | 0 | 0 | 0 | 0 | 0 | Segment ID Not Present in Wings 3.0 | Segment ID Not Present in Wings 3.0
247-46 | 1360332.8405 | ['Fuel Management' 'OH Detail Inspection' 'OH Patrol' 'Off Cycle Patrol' 'Pole Clearing' 'RIDI' 'Trim and Removal' 'Veg Detail Inspection'] | 917109.3393 | ['OH Detail Inspection' 'OH Patrol' 'Off Cycle Patrol' 'Pole Clearing' 'RIDI' 'Trim and Removal' 'Veg Detail Inspection'] | 700061.6878 | ['Fuel Management' 'OH Patrol' 'Off Cycle Patrol' 'Pole Clearing' 'RIDI' 'SPRP' 'Trim and Removal' 'Veg Detail Inspection'] | 673555.8175 | 0 | 0 | 0 | 0 | 0 | 0 | 9.7647e-06 | 398
222-1503R | 1359395.3002 | ['Fuel Management' 'OH Patrol' 'Off Cycle Patrol' 'Pole Clearing' 'RIDI' 'Trim and Removal' 'Veg Detail Inspection'] | 998545.0698 | ['OH Patrol' 'Off Cycle Patrol' 'Pole Clearing' 'Trim and Removal' 'Veg Detail Inspection'] | 998545.0698 | ['OH Patrol' 'Off Cycle Patrol' 'Pole Clearing' 'RIDI' 'Trim and Removal' 'Veg Detail Inspection'] | 983737.6866 | 0 | 0 | 0 | 0 | 0 | 0 | Segment ID Not Present in Wings 3.0 | Segment ID Not Present in Wings 3.0
445-897R | 1351774.7323 | ['Fuel Management' 'OH Patrol' 'Off Cycle Patrol' 'Pole Clearing' 'RIDI' 'Trim and Removal' 'Veg Detail Inspection'] | 953349.3109 | ['Fuel Management' 'OH Detail Inspection' 'OH Patrol' 'Off Cycle Patrol' 'Pole Clearing' 'Trim and Removal' 'Veg Detail Inspection'] | 755122.4763 | ['OH Detail Inspection' 'OH Patrol' 'Off Cycle Patrol' 'Pole Clearing' 'Trim and Removal' 'Veg Detail Inspection'] | 816115.3485 | 0 | 0 | 0 | 0 | 0 | 0 | 0.00011943 | 207
411-47R | 1350406.1737 | ['OH Patrol' 'Off Cycle Patrol' 'Pole Clearing' 'RIDI' 'SPRP' 'Trim and Removal' 'Veg Detail Inspection'] | 1058297.6325 | ['OH Patrol' 'Off Cycle Patrol' 'Pole Clearing' 'RIDI' 'Trim and Removal' 'Veg Detail Inspection'] | 1066486.1138 | ['OH Detail Inspection' 'OH Patrol' 'Off Cycle Patrol' 'Pole Clearing' 'RIDI' 'Trim and Removal' 'Veg Detail Inspection'] | 1044377.2142 | 0 | 0 | 0 | 0 | 0 | 0 | 3.7306e-05 | 312
358-33 | 1344643.6099 | ['OH Patrol' 'Off Cycle Patrol' 'Pole Clearing' 'Trim and Removal' 'Veg Detail Inspection'] | 954872.8855 | ['OH Patrol' 'Off Cycle Patrol' 'Pole Clearing' 'Trim and Removal' 'Veg Detail Inspection'] | 954872.8855 | ['OH Patrol' 'Off Cycle Patrol' 'Pole Clearing' 'Trim and Removal' 'Veg Detail Inspection'] | 954872.8855 | 0 | 0 | 0 | 0 | 0 | 0 | 3.6293e-05 | 316
CB 200 | 1342655.8504 | ['OH Patrol' 'Off Cycle Patrol' 'RIDI' 'Trim and Removal' 'Veg Detail Inspection'] | 1263179.1971 | ['OH Patrol' 'Off Cycle Patrol' 'RIDI' 'Trim and Removal' 'Veg Detail Inspection' 'Wood Pole Intrusive'] | 1260911.8666 | ['OH Patrol' 'Off Cycle Patrol' 'RIDI' 'Trim and Removal' 'Veg Detail Inspection'] | 1266025.9566 | 0 | 0 | 0 | 0 | 0 | 0 | 1.7181e-05 | 357
473-36R | 1339206.7008 | ['Veg Detail Inspection'] | 1338667.2871 | ['Veg Detail Inspection'] | 1338667.2871 | ['Veg Detail Inspection'] | 1338667.2871 | 0 | 0 | 0 | 0 | 0 | 0 | Segment ID Not Present in Wings 3.0 | Segment ID Not Present in Wings 3.0
410-50R | 1314332.5587 | ['Pole Clearing' 'Veg Detail Inspection'] | 1185013.9456 | ['Pole Clearing' 'Veg Detail Inspection'] | 1185013.9456 | ['Pole Clearing' 'Veg Detail Inspection'] | 1185013.9456 | 0 | 0 | 0 | 0 | 0 | 0 | Segment ID Not Present in Wings 3.0 | Segment ID Not Present in Wings 3.0
CB 412 | 1311992.1371 | ['Pole Clearing' 'Veg Detail Inspection'] | 1197208.071 | ['Pole Clearing' 'Veg Detail Inspection'] | 1197208.071 | ['Pole Clearing' 'Veg Detail Inspection'] | 1197208.071 | 0 | 0 | 0 | 0 | 0 | 0 | Segment ID Not Present in Wings 3.0 | Segment ID Not Present in Wings 3.0
CB 975 | 1304374.2152 | ['OH Detail Inspection' 'OH Patrol' 'Off Cycle Patrol' 'Pole Clearing' 'Trim and Removal' 'Veg Detail Inspection'] | 884523.7669 | ['OH Patrol' 'Off Cycle Patrol' 'Pole Clearing' 'RIDI' 'Trim and Removal' 'Veg Detail Inspection'] | 850303.2413 | ['OH Patrol' 'Off Cycle Patrol' 'Pole Clearing' 'RIDI' 'Trim and Removal' 'Veg Detail Inspection'] | 850303.2413 | 0 | 0 | 0 | 0 | 0 | 0 | 0.00011903 | 208
91-7F | 1295990.6131 | ['Fuel Management' 'OH Detail Inspection' 'OH Patrol' 'Off Cycle Patrol' 'Pole Clearing' 'RIDI' 'Trim and Removal' 'Veg Detail Inspection'] | 886567.0809 | ['OH Patrol' 'Off Cycle Patrol' 'Pole Clearing' 'RIDI' 'Trim and Removal' 'Veg Detail Inspection'] | 933052.4347 | ['OH Patrol' 'Off Cycle Patrol' 'Pole Clearing' 'RIDI' 'Trim and Removal' 'Veg Detail Inspection'] | 955365.4046 | 0 | 0 | 0 | 0 | 0 | 0 | 1.694e-05 | 361
63-797R | 1294920.7081 | ['Pole Clearing' 'Veg Detail Inspection'] | 1172050.7002 | ['Pole Clearing' 'Veg Detail Inspection'] | 1172050.7002 | ['Pole Clearing' 'Veg Detail Inspection'] | 1172050.7002 | 0 | 0 | 0 | 0 | 0 | 0 | Segment ID Not Present in Wings 3.0 | Segment ID Not Present in Wings 3.0
241-570 | 1283068.1629 | ['Veg Detail Inspection'] | 1260847.2112 | ['Veg Detail Inspection'] | 1260847.2112 | ['Veg Detail Inspection'] | 1260847.2112 | 0 | 0 | 0 | 0 | 0 | 0 | Segment ID Not Present in Wings 3.0 | Segment ID Not Present in Wings 3.0
206-1105 | 1279044.3418 | ['Fuel Management' 'OH Patrol' 'Off Cycle Patrol' 'Pole Clearing' 'RIDI' 'Trim and Removal' 'Veg Detail Inspection' 'Wood Pole Intrusive'] | 917334.0198 | ['OH Patrol' 'Off Cycle Patrol' 'Pole Clearing' 'RIDI' 'Trim and Removal' 'Veg Detail Inspection'] | 917334.0198 | ['OH Detail Inspection' 'OH Patrol' 'Off Cycle Patrol' 'Pole Clearing' 'RIDI' 'SPRP' 'Trim and Removal' 'Veg Detail Inspection'] | 887264.009 | 0 | 0 | 0 | 0 | 0 | 0 | 1.5465e-06 | 478
212-734R | 1265959.6441 | ['OH Patrol' 'Off Cycle Patrol' 'Pole Clearing' 'RIDI' 'Trim and Removal' 'Veg Detail Inspection'] | 889745.436 | ['Fuel Management' 'OH Patrol' 'Off Cycle Patrol' 'Pole Clearing' 'RIDI' 'Trim and Removal' 'Veg Detail Inspection'] | 888284.4695 | ['OH Detail Inspection' 'OH Patrol' 'Off Cycle Patrol' 'Pole Clearing' 'RIDI' 'Trim and Removal' 'Veg Detail Inspection'] | 588054.1434 | 0 | 0 | 0 | 0 | 0 | 0 | 0.00031872 | 122
CB 240 | 1263031.5721 | ['EFD' 'FCP' 'OH Patrol' 'Off Cycle Patrol' 'Pole Clearing' 'RIDI' 'Trim and Removal' 'Veg Detail Inspection'] | 598102.1506 | ['OH Detail Inspection' 'OH Patrol' 'Off Cycle Patrol' 'Pole Clearing' 'RIDI' 'Trim and Removal' 'Veg Detail Inspection'] | 583069.7788 | ['OH Patrol' 'Off Cycle Patrol' 'Pole Clearing' 'RIDI' 'Trim and Removal' 'Veg Detail Inspection'] | 596598.9134 | 0 | 0 | 0 | 0 | 0 | 0 | 1.3006e-05 | 377
357-1147R | 1251175.7701 | ['OH Detail Inspection' 'OH Patrol' 'Off Cycle Patrol' 'Pole Clearing' 'Trim and Removal' 'Veg Detail Inspection'] | 739904.4759 | ['OH Patrol' 'Off Cycle Patrol' 'Pole Clearing' 'RIDI' 'Trim and Removal' 'Veg Detail Inspection'] | 730918.4956 | ['OH Patrol' 'Off Cycle Patrol' 'Pole Clearing' 'Trim and Removal' 'Veg Detail Inspection'] | 730918.4956 | 0 | 0 | 0 | 0 | 0 | 0 | 1.4102e-06 | 481
CB 175 | 1236507.4611 | ['Off Cycle Patrol' 'Veg Detail Inspection'] | 1133506.5861 | ['Off Cycle Patrol' 'Veg Detail Inspection'] | 1133506.5861 | ['Off Cycle Patrol' 'Veg Detail Inspection'] | 1133506.5861 | 0 | 0 | 0 | 0 | 0 | 0 | Segment ID Not Present in Wings 3.0 | Segment ID Not Present in Wings 3.0
448-1234R | 1211619.4268 | ['OH Patrol' 'Off Cycle Patrol' 'Pole Clearing' 'RIDI' 'Trim and Removal' 'Veg Detail Inspection'] | 847024.2336 | ['Fuel Management' 'OH Patrol' 'Off Cycle Patrol' 'Pole Clearing' 'RIDI' 'Trim and Removal' 'Veg Detail Inspection'] | 847244.0365 | ['OH Detail Inspection' 'OH Patrol' 'Off Cycle Patrol' 'Pole Clearing' 'Trim and Removal' 'Veg Detail Inspection'] | 545304.2427 | 0 | 0 | 0 | 0 | 0 | 0 | Segment ID Not Present in Wings 3.0 | Segment ID Not Present in Wings 3.0
CB 590 | 1201404.4374 | ['Pole Clearing' 'Veg Detail Inspection'] | 1126334.5178 | ['Pole Clearing' 'Veg Detail Inspection'] | 1126334.5178 | ['Pole Clearing' 'Veg Detail Inspection'] | 1126334.5178 | 0 | 0 | 0 | 0 | 0 | 0 | Segment ID Not Present in Wings 3.0 | Segment ID Not Present in Wings 3.0
211-279R | 1199632.2461 | ['OH Patrol' 'Off Cycle Patrol' 'Pole Clearing' 'RIDI' 'Trim and Removal' 'Veg Detail Inspection'] | 877307.6453 | ['Fuel Management' 'OH Patrol' 'Off Cycle Patrol' 'Pole Clearing' 'RIDI' 'Trim and Removal' 'Veg Detail Inspection'] | 880740.2049 | ['OH Detail Inspection' 'OH Patrol' 'Off Cycle Patrol' 'Pole Clearing' 'RIDI' 'Trim and Removal' 'Veg Detail Inspection'] | 611922.6455 | 0 | 0 | 0 | 0 | 0 | 0 | 0.00069999 | 57
240-1028R | 1181536.0887 | ['EFD' 'OH Patrol' 'Off Cycle Patrol' 'Pole Clearing' 'RIDI' 'Trim and Removal' 'Veg Detail Inspection'] | 652728.9238 | ['OH Detail Inspection' 'OH Patrol' 'Off Cycle Patrol' 'Pole Clearing' 'RIDI' 'Trim and Removal' 'Veg Detail Inspection'] | 477023.4788 | ['OH Patrol' 'Off Cycle Patrol' 'Pole Clearing' 'RIDI' 'Trim and Removal' 'Veg Detail Inspection'] | 468851.1326 | 0 | 0 | 0 | 0 | 0 | 0 | 1.2003e-05 | 384
1243-319R | 1178043.0426 | ['OH Patrol' 'Off Cycle Patrol' 'Pole Clearing' 'RIDI' 'Trim and Removal' 'Veg Detail Inspection'] | 660302.9726 | ['CCC' 'OH Detail Inspection' 'OH Patrol' 'Off Cycle Patrol' 'Pole Clearing' 'RIDI' 'Trim and Removal' 'Veg Detail Inspection' 'Wood Pole Intrusive'] | 0 | ['OH Patrol' 'Off Cycle Patrol' 'Pole Clearing' 'RIDI' 'Trim and Removal' 'Veg Detail Inspection'] | 0 | 0 | 3.3629 | 0 | 0 | 0 | 0 | 0.00024818 | 147
576-201F | 1160460.4644 | [''] | 1160460.4644 | [''] | 1160460.4644 | [''] | 1160460.4644 | 0 | 0 | 0 | 0 | 0 | 0 | Segment ID Not Present in Wings 3.0 | Segment ID Not Present in Wings 3.0
859-13F | 1153855.6719 | ['Pole Clearing' 'Veg Detail Inspection'] | 1040366.0721 | ['Pole Clearing' 'Veg Detail Inspection'] | 1040366.0721 | ['Pole Clearing' 'Veg Detail Inspection'] | 1040366.0721 | 0 | 0 | 0 | 0 | 0 | 0 | Segment ID Not Present in Wings 3.0 | Segment ID Not Present in Wings 3.0
CB 1101 | 1133279.0417 | ['OH Patrol' 'Off Cycle Patrol' 'RIDI' 'Trim and Removal' 'Veg Detail Inspection'] | 852723.6763 | ['OH Patrol' 'Off Cycle Patrol' 'RIDI' 'Trim and Removal' 'Veg Detail Inspection' 'Wood Pole Intrusive'] | 766174.1997 | ['OH Detail Inspection' 'OH Patrol' 'Off Cycle Patrol' 'RIDI' 'Trim and Removal' 'Veg Detail Inspection'] | 486404.3949 | 0 | 0 | 0 | 0 | 0 | 0 | 6.1145e-05 | 282
CB 441 | 1133080.7859 | ['OH Patrol' 'Off Cycle Patrol' 'Pole Clearing' 'Trim and Removal' 'Veg Detail Inspection'] | 823363.7692 | ['EFD' 'OH Detail Inspection' 'OH Patrol' 'Off Cycle Patrol' 'Pole Clearing' 'RIDI' 'Trim and Removal' 'Veg Detail Inspection'] | 508112.8515 | ['OH Patrol' 'Off Cycle Patrol' 'Pole Clearing' 'Trim and Removal' 'Veg Detail Inspection'] | 508112.8515 | 0 | 0 | 0 | 0 | 0 | 0 | 0.00035728 | 104
450-1854 | 1132288.7455 | ['OH Patrol' 'Off Cycle Patrol' 'Pole Clearing' 'RIDI' 'Trim and Removal' 'Veg Detail Inspection'] | 810890.6662 | ['OH Patrol' 'Off Cycle Patrol' 'Pole Clearing' 'RIDI' 'SPRP' 'Trim and Removal' 'Veg Detail Inspection'] | 653581.2515 | ['OH Detail Inspection' 'OH Patrol' 'Off Cycle Patrol' 'Pole Clearing' 'RIDI' 'Trim and Removal' 'Veg Detail Inspection' 'Wood Pole Intrusive'] | 428171.1892 | 0 | 0 | 0 | 0 | 0 | 0 | Segment ID Not Present in Wings 3.0 | Segment ID Not Present in Wings 3.0
239-2213R | 1116470.4872 | ['Fuel Management' 'OH Detail Inspection' 'OH Patrol' 'Off Cycle Patrol' 'Pole Clearing' 'Trim and Removal' 'Veg Detail Inspection'] | 772093.7203 | ['Fuel Management' 'OH Patrol' 'Off Cycle Patrol' 'Pole Clearing' 'RIDI' 'Trim and Removal' 'Veg Detail Inspection'] | 762771.1205 | ['Fuel Management' 'OH Patrol' 'Off Cycle Patrol' 'Pole Clearing' 'RIDI' 'Trim and Removal' 'Veg Detail Inspection' 'Wood Pole Intrusive'] | 659659.9519 | 0 | 0 | 0 | 0 | 0 | 0 | Segment ID Not Present in Wings 3.0 | Segment ID Not Present in Wings 3.0
CB BN2 | 1098831.1846 | ['Pole Clearing' 'Veg Detail Inspection'] | 990748.4869 | ['Pole Clearing' 'Veg Detail Inspection'] | 990748.4869 | ['Pole Clearing' 'Veg Detail Inspection'] | 990748.4869 | 0 | 0 | 0 | 0 | 0 | 0 | Segment ID Not Present in Wings 3.0 | Segment ID Not Present in Wings 3.0
CB 522 | 1074325.7411 | ['OH Patrol' 'Off Cycle Patrol' 'RIDI' 'Trim and Removal' 'Veg Detail Inspection'] | 849462.8866 | ['OH Detail Inspection' 'OH Patrol' 'Off Cycle Patrol' 'RIDI' 'SPRP' 'Trim and Removal' 'Veg Detail Inspection'] | 677501.4503 | ['OH Patrol' 'Off Cycle Patrol' 'RIDI' 'Trim and Removal' 'Veg Detail Inspection'] | 705053.2826 | 0 | 0 | 0 | 0 | 0 | 0 | 8.112e-05 | 255
CB 591 | 1060547.179 | ['Pole Clearing' 'Veg Detail Inspection'] | 965802.359 | ['Pole Clearing' 'Veg Detail Inspection'] | 965802.359 | ['Pole Clearing' 'Veg Detail Inspection'] | 965802.359 | 0 | 0 | 0 | 0 | 0 | 0 | Segment ID Not Present in Wings 3.0 | Segment ID Not Present in Wings 3.0
CB 204 | 1059531.3911 | ['OH Patrol' 'Off Cycle Patrol' 'RIDI' 'Trim and Removal' 'Veg Detail Inspection'] | 819732.1035 | ['OH Patrol' 'Off Cycle Patrol' 'RIDI' 'Trim and Removal' 'Veg Detail Inspection' 'Wood Pole Intrusive'] | 741876.2846 | ['FCP' 'OH Patrol' 'Off Cycle Patrol' 'RIDI' 'Trim and Removal' 'Veg Detail Inspection'] | 737837.9019 | 0 | 0 | 0 | 0 | 0 | 0 | 5.484e-05 | 290
212-799R | 1038800.4924 | ['Fuel Management' 'OH Patrol' 'Off Cycle Patrol' 'Pole Clearing' 'RIDI' 'Trim and Removal' 'Veg Detail Inspection'] | 743102.984 | ['Fuel Management' 'OH Patrol' 'Off Cycle Patrol' 'Pole Clearing' 'RIDI' 'Trim and Removal' 'Veg Detail Inspection'] | 717661.7049 | ['Fuel Management' 'OH Detail Inspection' 'OH Patrol' 'Off Cycle Patrol' 'Pole Clearing' 'RIDI' 'Trim and Removal' 'Veg Detail Inspection'] | 475969.5536 | 0 | 0 | 0 | 0 | 0 | 0 | 5.6696e-05 | 288
210-392R | 1037895.6522 | ['Fuel Management' 'OH Patrol' 'Off Cycle Patrol' 'Pole Clearing' 'RIDI' 'Trim and Removal' 'Veg Detail Inspection'] | 751444.8316 | ['OH Patrol' 'Off Cycle Patrol' 'Pole Clearing' 'RIDI' 'Trim and Removal' 'Veg Detail Inspection'] | 768959.2249 | ['Fuel Management' 'OH Detail Inspection' 'OH Patrol' 'Off Cycle Patrol' 'Pole Clearing' 'RIDI' 'Trim and Removal' 'Veg Detail Inspection'] | 542740.3021 | 0 | 0 | 0 | 0 | 0 | 0 | Segment ID Not Present in Wings 3.0 | Segment ID Not Present in Wings 3.0
CB FB2 | 1029584.4519 | ['OH Patrol' 'Off Cycle Patrol' 'RIDI' 'Trim and Removal' 'Veg Detail Inspection'] | 772075.459 | ['OH Detail Inspection' 'OH Patrol' 'Off Cycle Patrol' 'RIDI' 'Trim and Removal' 'Veg Detail Inspection'] | 772075.459 | ['OH Patrol' 'Off Cycle Patrol' 'RIDI' 'Trim and Removal' 'Veg Detail Inspection'] | 781843.5158 | 0 | 0 | 0 | 0 | 0 | 0 | 1.4535e-05 | 369
239-2217R | 1029567.3189 | ['OH Patrol' 'Off Cycle Patrol' 'Pole Clearing' 'RIDI' 'Trim and Removal' 'Veg Detail Inspection'] | 813995.6059 | ['Fuel Management' 'OH Detail Inspection' 'OH Patrol' 'Off Cycle Patrol' 'Pole Clearing' 'RIDI' 'Trim and Removal' 'Veg Detail Inspection'] | 787022.9212 | ['OH Patrol' 'Off Cycle Patrol' 'Pole Clearing' 'RIDI' 'Trim and Removal' 'Veg Detail Inspection' 'Wood Pole Intrusive'] | 729174.3669 | 0 | 0 | 0 | 0 | 0 | 0 | Segment ID Not Present in Wings 3.0 | Segment ID Not Present in Wings 3.0
1001-1140R | 1005685.3515 | ['Pole Clearing' 'Veg Detail Inspection'] | 912011.2229 | ['EFD' 'Pole Clearing' 'Veg Detail Inspection'] | 760618.6919 | ['Pole Clearing' 'SPRP' 'Veg Detail Inspection'] | 724907.1473 | 0 | 0 | 0 | 0 | 0 | 0 | 0 | 568
212-739R | 998791.2358 | ['OH Patrol' 'Off Cycle Patrol' 'Pole Clearing' 'RIDI' 'Trim and Removal' 'Veg Detail Inspection'] | 717590.6014 | ['OH Patrol' 'Off Cycle Patrol' 'Pole Clearing' 'RIDI' 'Trim and Removal' 'Veg Detail Inspection'] | 700882.1906 | ['Fuel Management' 'OH Patrol' 'Off Cycle Patrol' 'Pole Clearing' 'RIDI' 'Trim and Removal' 'Veg Detail Inspection'] | 695647.701 | 0 | 0 | 0 | 0 | 0 | 0 | 0.00014142 | 190
198-37R | 973099.8875 | ['OH Detail Inspection' 'OH Patrol' 'Off Cycle Patrol' 'RIDI' 'Trim and Removal' 'Veg Detail Inspection' 'Wood Pole Intrusive'] | 713256.4665 | ['OH Detail Inspection' 'OH Patrol' 'Off Cycle Patrol' 'RIDI' 'Trim and Removal' 'Veg Detail Inspection' 'Wood Pole Intrusive'] | 764386.4995 | ['OH Detail Inspection' 'OH Patrol' 'Off Cycle Patrol' 'RIDI' 'Trim and Removal' 'Veg Detail Inspection'] | 735706.2102 | 0 | 0 | 0 | 0 | 0 | 0 | 1.2157e-05 | 382
CB 791 | 969888.6642 | ['Veg Detail Inspection'] | 921983.1879 | ['FCP' 'Veg Detail Inspection'] | 778048.8661 | ['RIDI' 'Veg Detail Inspection'] | 774895.4016 | 0 | 0 | 0 | 0 | 0 | 0 | Segment ID Not Present in Wings 3.0 | Segment ID Not Present in Wings 3.0
CB 248 | 962152.7105 | ['Fuel Management' 'OH Patrol' 'Off Cycle Patrol' 'Pole Clearing' 'Trim and Removal' 'Veg Detail Inspection'] | 727373.7274 | ['OH Detail Inspection' 'OH Patrol' 'Off Cycle Patrol' 'Pole Clearing' 'Trim and Removal' 'Veg Detail Inspection'] | 476280.3631 | ['OH Patrol' 'Off Cycle Patrol' 'Pole Clearing' 'Trim and Removal' 'Veg Detail Inspection'] | 476280.3631 | 0 | 0 | 0 | 0 | 0 | 0 | 7.5563e-06 | 411
242-1426F | 960344.5769 | ['OH Patrol' 'Off Cycle Patrol' 'Pole Clearing' 'RIDI' 'Trim and Removal' 'Veg Detail Inspection'] | 785765.4305 | ['OH Detail Inspection' 'OH Patrol' 'Off Cycle Patrol' 'Pole Clearing' 'RIDI' 'Trim and Removal' 'Veg Detail Inspection'] | 620909.7892 | ['OH Patrol' 'Off Cycle Patrol' 'Pole Clearing' 'RIDI' 'Trim and Removal' 'Veg Detail Inspection'] | 603639.1982 | 0 | 0 | 0 | 0 | 0 | 0 | Segment ID Not Present in Wings 3.0 | Segment ID Not Present in Wings 3.0
CB 542 | 949477.5173 | ['OH Patrol' 'Off Cycle Patrol' 'Trim and Removal' 'Veg Detail Inspection'] | 741118.7387 | ['OH Patrol' 'Off Cycle Patrol' 'Trim and Removal' 'Veg Detail Inspection' 'Wood Pole Intrusive'] | 709502.9207 | ['OH Patrol' 'Off Cycle Patrol' 'Trim and Removal' 'Veg Detail Inspection'] | 709502.9207 | 0 | 0 | 0 | 0 | 0 | 0 | 3.1938e-05 | 323
393-14R | 924804.0867 | ['Fuel Management' 'OH Patrol' 'Off Cycle Patrol' 'RIDI' 'Trim and Removal' 'Veg Detail Inspection'] | 880025.5485 | ['OH Detail Inspection' 'OH Patrol' 'Off Cycle Patrol' 'RIDI' 'Trim and Removal' 'Veg Detail Inspection'] | 856158.2927 | ['OH Patrol' 'Off Cycle Patrol' 'RIDI' 'Trim and Removal' 'Veg Detail Inspection'] | 856158.2927 | 0 | 0 | 0 | 0 | 0 | 0 | 3.0146e-05 | 331
1090-636R | 919372.7965 | ['OH Detail Inspection' 'OH Patrol' 'Off Cycle Patrol' 'Pole Clearing' 'RIDI' 'Trim and Removal' 'Veg Detail Inspection'] | 343280.923 | ['Fuel Management' 'OH Patrol' 'Off Cycle Patrol' 'Pole Clearing' 'RIDI' 'Trim and Removal' 'Veg Detail Inspection'] | 412108.8459 | ['Fuel Management' 'OH Patrol' 'Off Cycle Patrol' 'Pole Clearing' 'RIDI' 'Trim and Removal' 'Veg Detail Inspection'] | 417452.2386 | 0 | 0 | 0 | 0 | 0 | 0 | 1.519e-05 | 363
CB 66 | 917867.3763 | ['Pole Clearing' 'RIDI' 'Veg Detail Inspection'] | 831880.4744 | ['Pole Clearing' 'Veg Detail Inspection'] | 831880.4744 | ['Pole Clearing' 'Veg Detail Inspection'] | 831880.4744 | 0 | 0 | 0 | 0 | 0 | 0 | Segment ID Not Present in Wings 3.0 | Segment ID Not Present in Wings 3.0
CB RA3 | 916197.1637 | ['OH Detail Inspection' 'OH Patrol' 'Off Cycle Patrol' 'Pole Clearing' 'RIDI' 'Trim and Removal' 'Veg Detail Inspection'] | 724943.6831 | ['OH Patrol' 'Off Cycle Patrol' 'Pole Clearing' 'RIDI' 'Trim and Removal' 'Veg Detail Inspection'] | 746397.2149 | ['OH Patrol' 'Off Cycle Patrol' 'Pole Clearing' 'RIDI' 'Trim and Removal' 'Veg Detail Inspection'] | 742566.2271 | 0 | 0 | 0 | 0 | 0 | 0 | 7.235e-06 | 415
450-88R | 894374.4666 | ['Off Cycle Patrol' 'Pole Clearing' 'Veg Detail Inspection'] | 837315.7751 | ['Off Cycle Patrol' 'Pole Clearing' 'SPRP' 'Veg Detail Inspection'] | 835219.9554 | ['Off Cycle Patrol' 'Pole Clearing' 'Veg Detail Inspection'] | 835219.9554 | 0 | 0 | 0 | 0 | 0 | 0 | 0 | 568
357-2047F | 878930.3773 | ['OH Detail Inspection' 'OH Patrol' 'Off Cycle Patrol' 'Pole Clearing' 'Trim and Removal' 'Veg Detail Inspection'] | 405691.9118 | ['OH Patrol' 'Off Cycle Patrol' 'Pole Clearing' 'RIDI' 'Trim and Removal' 'Veg Detail Inspection'] | 391375.288 | ['Fuel Management' 'OH Patrol' 'Off Cycle Patrol' 'Pole Clearing' 'RIDI' 'Trim and Removal' 'Veg Detail Inspection'] | 305944.5385 | 0 | 0 | 0 | 0 | 0 | 0 | 7.3694e-08 | 535
532-763 | 872935.3105 | ['Veg Detail Inspection'] | 863398.124 | ['Veg Detail Inspection'] | 863398.124 | ['Veg Detail Inspection'] | 863398.124 | 0 | 0 | 0 | 0 | 0 | 0 | Segment ID Not Present in Wings 3.0 | Segment ID Not Present in Wings 3.0
CB 790 | 864252.9944 | ['Off Cycle Patrol' 'Veg Detail Inspection'] | 810628.9857 | ['Off Cycle Patrol' 'Veg Detail Inspection'] | 810628.9857 | ['Off Cycle Patrol' 'Veg Detail Inspection'] | 810628.9857 | 0 | 0 | 0 | 0 | 0 | 0 | Segment ID Not Present in Wings 3.0 | Segment ID Not Present in Wings 3.0
591-39AE | 863681.7299 | ['Pole Clearing' 'Veg Detail Inspection'] | 837565.2386 | ['Pole Clearing' 'Veg Detail Inspection'] | 837565.2386 | ['Pole Clearing' 'Veg Detail Inspection'] | 837565.2386 | 0 | 0 | 0 | 0 | 0 | 0 | Segment ID Not Present in Wings 3.0 | Segment ID Not Present in Wings 3.0
CB 358 | 861433.39 | ['OH Detail Inspection' 'OH Patrol' 'Off Cycle Patrol' 'Pole Clearing' 'RIDI' 'Trim and Removal' 'Veg Detail Inspection'] | 808869.2076 | ['OH Detail Inspection' 'OH Patrol' 'Off Cycle Patrol' 'Pole Clearing' 'Trim and Removal' 'Veg Detail Inspection'] | 813360.549 | ['OH Patrol' 'Off Cycle Patrol' 'Pole Clearing' 'RIDI' 'Trim and Removal' 'Veg Detail Inspection'] | 811114.8783 | 0 | 0 | 0 | 0 | 0 | 0 | 2.333e-06 | 462
242-1411F | 861030.8326 | ['Veg Detail Inspection'] | 860890.3055 | ['Veg Detail Inspection'] | 860890.3055 | ['Veg Detail Inspection'] | 860890.3055 | 0 | 0 | 0 | 0 | 0 | 0 | Segment ID Not Present in Wings 3.0 | Segment ID Not Present in Wings 3.0
239-2207R | 860323.3976 | ['OH Detail Inspection' 'OH Patrol' 'Off Cycle Patrol' 'Pole Clearing' 'RIDI' 'SPRP' 'Trim and Removal' 'Veg Detail Inspection'] | 501894.614 | ['OH Patrol' 'Off Cycle Patrol' 'Pole Clearing' 'RIDI' 'Trim and Removal' 'Veg Detail Inspection'] | 399773.0404 | ['OH Patrol' 'Off Cycle Patrol' 'Pole Clearing' 'RIDI' 'Trim and Removal' 'Veg Detail Inspection' 'Wood Pole Intrusive'] | 399573.7141 | 0 | 0 | 0 | 0 | 0 | 0 | Segment ID Not Present in Wings 3.0 | Segment ID Not Present in Wings 3.0
442-509R | 852926.0641 | ['Fuel Management' 'OH Detail Inspection' 'OH Patrol' 'Off Cycle Patrol' 'Pole Clearing' 'RIDI' 'Trim and Removal' 'Veg Detail Inspection'] | 600147.2976 | ['OH Detail Inspection' 'OH Patrol' 'Off Cycle Patrol' 'Pole Clearing' 'RIDI' 'Trim and Removal' 'Veg Detail Inspection'] | 582763.0393 | ['Fuel Management' 'OH Patrol' 'Off Cycle Patrol' 'Pole Clearing' 'RIDI' 'Trim and Removal' 'Veg Detail Inspection'] | 587109.1039 | 0 | 0 | 0 | 0 | 0 | 0 | 1.0655e-05 | 393
908-30 | 847523.9719 | ['OH Patrol' 'Off Cycle Patrol' 'Pole Clearing' 'RIDI' 'Trim and Removal' 'Veg Detail Inspection'] | 595250.8236 | ['Fuel Management' 'OH Patrol' 'Off Cycle Patrol' 'Pole Clearing' 'RIDI' 'Trim and Removal' 'Veg Detail Inspection'] | 550141.8172 | ['OH Patrol' 'Off Cycle Patrol' 'Pole Clearing' 'Trim and Removal' 'Veg Detail Inspection' 'Wood Pole Intrusive'] | 499800.4556 | 0 | 0 | 0 | 0 | 0 | 0 | 1.0078e-05 | 395
175-94R | 836245.7431 | ['OH Patrol' 'Off Cycle Patrol' 'SPRP' 'Trim and Removal' 'Veg Detail Inspection'] | 677043.5929 | ['OH Patrol' 'Off Cycle Patrol' 'RIDI' 'Trim and Removal' 'Veg Detail Inspection' 'Wood Pole Intrusive'] | 611372.0646 | ['OH Detail Inspection' 'OH Patrol' 'Off Cycle Patrol' 'RIDI' 'Trim and Removal' 'Veg Detail Inspection'] | 440266.9499 | 0 | 0 | 0 | 0 | 0 | 0 | 9.2576e-06 | 401
540-241R | 833630.8112 | ['OH Patrol' 'Off Cycle Patrol' 'Pole Clearing' 'Trim and Removal' 'Veg Detail Inspection'] | 665323.4074 | ['OH Patrol' 'Off Cycle Patrol' 'Pole Clearing' 'Trim and Removal' 'Veg Detail Inspection'] | 665323.4074 | ['OH Detail Inspection' 'OH Patrol' 'Off Cycle Patrol' 'Pole Clearing' 'Trim and Removal' 'Veg Detail Inspection'] | 501534.3232 | 0 | 0 | 0 | 0 | 0 | 0 | Segment ID Not Present in Wings 3.0 | Segment ID Not Present in Wings 3.0
CB 249 | 826920.825 | ['OH Patrol' 'Off Cycle Patrol' 'Pole Clearing' 'RIDI' 'Trim and Removal' 'Veg Detail Inspection'] | 609483.6583 | ['Fuel Management' 'OH Patrol' 'Off Cycle Patrol' 'Pole Clearing' 'RIDI' 'Trim and Removal' 'Veg Detail Inspection'] | 568303.0388 | ['OH Patrol' 'Off Cycle Patrol' 'Pole Clearing' 'RIDI' 'Trim and Removal' 'Veg Detail Inspection' 'Wood Pole Intrusive'] | 557974.6145 | 0 | 0 | 0 | 0 | 0 | 0 | 2.2368e-05 | 346
521-1819R | 810999.5818 | ['OH Patrol' 'Off Cycle Patrol' 'RIDI' 'Trim and Removal' 'Veg Detail Inspection'] | 619100.472 | ['OH Detail Inspection' 'OH Patrol' 'Off Cycle Patrol' 'RIDI' 'Trim and Removal' 'Veg Detail Inspection'] | 411155.0202 | ['OH Patrol' 'Off Cycle Patrol' 'RIDI' 'Trim and Removal' 'Veg Detail Inspection'] | 425932.8695 | 0 | 0 | 0 | 0 | 0 | 0 | 6.5423e-05 | 274
500-1531 | 800550.3172 | ['OH Patrol' 'Off Cycle Patrol' 'RIDI' 'Veg Detail Inspection'] | 762073.4584 | ['OH Patrol' 'Off Cycle Patrol' 'RIDI' 'Veg Detail Inspection' 'Wood Pole Intrusive'] | 746769.1797 | ['OH Detail Inspection' 'OH Patrol' 'Off Cycle Patrol' 'Veg Detail Inspection'] | 741754.2183 | 0 | 0 | 0 | 0 | 0 | 0 | 2.0984e-06 | 467
504-40R | 796376.3327 | ['Pole Clearing' 'Veg Detail Inspection'] | 718045.6207 | ['Pole Clearing' 'Veg Detail Inspection'] | 718045.6207 | ['Pole Clearing' 'Veg Detail Inspection'] | 718045.6207 | 0 | 0 | 0 | 0 | 0 | 0 | Segment ID Not Present in Wings 3.0 | Segment ID Not Present in Wings 3.0
CB 474 | 794879.7505 | ['RIDI' 'Veg Detail Inspection'] | 705716.4958 | ['RIDI' 'Veg Detail Inspection'] | 736780.4242 | ['RIDI' 'Veg Detail Inspection'] | 751637.0856 | 0 | 0 | 0 | 0 | 0 | 0 | Segment ID Not Present in Wings 3.0 | Segment ID Not Present in Wings 3.0
1021-92 | 794362.5658 | ['OH Detail Inspection' 'OH Patrol' 'Off Cycle Patrol' 'Pole Clearing' 'Trim and Removal' 'Veg Detail Inspection'] | 380576.71 | ['OH Patrol' 'Off Cycle Patrol' 'Pole Clearing' 'Trim and Removal' 'Veg Detail Inspection'] | 380576.71 | ['EFD' 'OH Patrol' 'Off Cycle Patrol' 'Pole Clearing' 'Trim and Removal' 'Veg Detail Inspection' 'Wood Pole Intrusive'] | 214429.4257 | 0 | 0 | 0 | 0 | 0 | 0 | 7.0861e-06 | 416
450-1853F | 792201.7619 | ['OH Patrol' 'Off Cycle Patrol' 'Pole Clearing' 'Trim and Removal' 'Veg Detail Inspection'] | 609943.6507 | ['OH Patrol' 'Off Cycle Patrol' 'Pole Clearing' 'RIDI' 'SPRP' 'Trim and Removal' 'Veg Detail Inspection'] | 505886.8296 | ['OH Detail Inspection' 'OH Patrol' 'Off Cycle Patrol' 'Pole Clearing' 'RIDI' 'Trim and Removal' 'Veg Detail Inspection' 'Wood Pole Intrusive'] | 304788.2538 | 0 | 0 | 0 | 0 | 0 | 0 | Segment ID Not Present in Wings 3.0 | Segment ID Not Present in Wings 3.0
240-1044 | 791335.5765 | ['EFD' 'OH Patrol' 'Off Cycle Patrol' 'Pole Clearing' 'RIDI' 'Trim and Removal' 'Veg Detail Inspection'] | 458131.2662 | ['OH Detail Inspection' 'OH Patrol' 'Off Cycle Patrol' 'Pole Clearing' 'RIDI' 'Trim and Removal' 'Veg Detail Inspection'] | 330517.3597 | ['OH Patrol' 'Off Cycle Patrol' 'Pole Clearing' 'Trim and Removal' 'Veg Detail Inspection'] | 330517.3597 | 0 | 0 | 0 | 0 | 0 | 0 | 1.5057e-05 | 364
230-181 | 788722.3733 | ['OH Patrol' 'Off Cycle Patrol' 'Pole Clearing' 'RIDI' 'Trim and Removal' 'Veg Detail Inspection'] | 574469.6151 | ['OH Detail Inspection' 'OH Patrol' 'Off Cycle Patrol' 'Pole Clearing' 'RIDI' 'Trim and Removal' 'Veg Detail Inspection'] | 345562.0039 | ['OH Patrol' 'Off Cycle Patrol' 'Pole Clearing' 'Trim and Removal' 'Veg Detail Inspection'] | 345562.0039 | 0 | 0 | 0 | 0 | 0 | 0 | 1.1863e-05 | 385
1118-1718F | 788375.657 | ['OH Patrol' 'Off Cycle Patrol' 'Pole Clearing' 'Trim and Removal' 'Veg Detail Inspection'] | 563088.9418 | ['OH Detail Inspection' 'OH Patrol' 'Off Cycle Patrol' 'Pole Clearing' 'Trim and Removal' 'Veg Detail Inspection' 'Wood Pole Intrusive'] | 302000.5296 | ['OH Patrol' 'Off Cycle Patrol' 'Pole Clearing' 'Trim and Removal' 'Veg Detail Inspection'] | 302000.5296 | 0 | 0 | 0 | 0 | 0 | 0 | Segment ID Not Present in Wings 3.0 | Segment ID Not Present in Wings 3.0
CB 1138 | 765496.0507 | ['OH Patrol' 'Off Cycle Patrol' 'Pole Clearing' 'RIDI' 'Trim and Removal' 'Veg Detail Inspection'] | 626002.4418 | ['Fuel Management' 'OH Detail Inspection' 'OH Patrol' 'Off Cycle Patrol' 'Pole Clearing' 'RIDI' 'SPRP' 'Trim and Removal' 'Veg Detail Inspection'] | 587279.8233 | ['OH Patrol' 'Off Cycle Patrol' 'Pole Clearing' 'RIDI' 'Trim and Removal' 'Veg Detail Inspection'] | 586135.5922 | 0 | 0 | 0 | 0 | 0 | 0 | 1.3061e-05 | 375
789-15 | 761980.5628 | ['Veg Detail Inspection'] | 724295.06 | ['Veg Detail Inspection'] | 724295.06 | ['Veg Detail Inspection'] | 724295.06 | 0 | 0 | 0 | 0 | 0 | 0 | Segment ID Not Present in Wings 3.0 | Segment ID Not Present in Wings 3.0
300-484F | 754132.3013 | ['OH Detail Inspection' 'OH Patrol' 'Off Cycle Patrol' 'RIDI' 'Trim and Removal' 'Veg Detail Inspection'] | 592521.558 | ['OH Detail Inspection' 'OH Patrol' 'Off Cycle Patrol' 'RIDI' 'Trim and Removal' 'Veg Detail Inspection' 'Wood Pole Intrusive'] | 542567.8794 | ['Distribution Underbuilt' 'OH Detail Inspection' 'OH Patrol' 'Off Cycle Patrol' 'RIDI' 'Trim and Removal' 'Veg Detail Inspection'] | 565100.7841 | 0 | 0 | 0 | 0 | 0 | 0 | Segment ID Not Present in Wings 3.0 | Segment ID Not Present in Wings 3.0
520-1902R | 748333.0035 | ['OH Detail Inspection' 'OH Patrol' 'Off Cycle Patrol' 'Pole Clearing' 'RIDI' 'Trim and Removal' 'Veg Detail Inspection'] | 580960.6375 | ['OH Detail Inspection' 'OH Patrol' 'Off Cycle Patrol' 'Pole Clearing' 'RIDI' 'Trim and Removal' 'Veg Detail Inspection'] | 571088.0027 | ['OH Patrol' 'Off Cycle Patrol' 'Pole Clearing' 'RIDI' 'Trim and Removal' 'Veg Detail Inspection'] | 586719.6744 | 0 | 0 | 0 | 0 | 0 | 0 | 7.1663e-05 | 264
307-1492R | 744313.2583 | ['Off Cycle Patrol' 'Pole Clearing' 'RIDI' 'Veg Detail Inspection'] | 626636.2999 | ['EFD' 'Off Cycle Patrol' 'Pole Clearing' 'RIDI' 'Veg Detail Inspection'] | 511282.3199 | ['Off Cycle Patrol' 'Pole Clearing' 'RIDI' 'Veg Detail Inspection'] | 511282.3199 | 0 | 0 | 0 | 0 | 0 | 0 | 0 | 568
CB 306 | 737499.7239 | ['Pole Clearing' 'RIDI' 'Veg Detail Inspection'] | 580849.4793 | ['Pole Clearing' 'RIDI' 'Veg Detail Inspection'] | 662100.8979 | ['Pole Clearing' 'Veg Detail Inspection'] | 662100.8979 | 0 | 0 | 0 | 0 | 0 | 0 | Segment ID Not Present in Wings 3.0 | Segment ID Not Present in Wings 3.0
504-2501R | 733683.4268 | ['OH Patrol' 'Off Cycle Patrol' 'Pole Clearing' 'Trim and Removal' 'Veg Detail Inspection'] | 578224.6535 | ['OH Patrol' 'Off Cycle Patrol' 'Pole Clearing' 'RIDI' 'Trim and Removal' 'Veg Detail Inspection'] | 568600.9248 | ['OH Detail Inspection' 'OH Patrol' 'Off Cycle Patrol' 'Pole Clearing' 'Trim and Removal' 'Veg Detail Inspection'] | 536980.1021 | 0 | 0 | 0 | 0 | 0 | 0 | Segment ID Not Present in Wings 3.0 | Segment ID Not Present in Wings 3.0
CB 395 | 731695.3693 | ['Veg Detail Inspection'] | 731417.4175 | ['Veg Detail Inspection'] | 731417.4175 | ['Veg Detail Inspection'] | 731417.4175 | 0 | 0 | 0 | 0 | 0 | 0 | Segment ID Not Present in Wings 3.0 | Segment ID Not Present in Wings 3.0
1090-1734 | 730547.8922 | ['OH Detail Inspection' 'OH Patrol' 'Off Cycle Patrol' 'Pole Clearing' 'RIDI' 'Trim and Removal' 'Veg Detail Inspection'] | 309350.9862 | ['OH Patrol' 'Off Cycle Patrol' 'Pole Clearing' 'RIDI' 'Trim and Removal' 'Veg Detail Inspection'] | 295015.5935 | ['OH Patrol' 'Off Cycle Patrol' 'Pole Clearing' 'RIDI' 'Trim and Removal' 'Veg Detail Inspection'] | 338021.7716 | 0 | 0 | 0 | 0 | 0 | 0 | 1.1542e-05 | 387
157-207R | 719086.4935 | ['OH Patrol' 'Off Cycle Patrol' 'Pole Clearing' 'Veg Detail Inspection'] | 540594.19 | ['OH Detail Inspection' 'OH Patrol' 'Off Cycle Patrol' 'Pole Clearing' 'Veg Detail Inspection'] | 359462.9923 | ['OH Patrol' 'Off Cycle Patrol' 'Pole Clearing' 'Veg Detail Inspection'] | 359462.9923 | 0 | 0 | 0 | 0 | 0 | 0 | 5.9815e-05 | 285
233-41R | 718990.9984 | ['EFD' 'Fuel Management' 'OH Detail Inspection' 'OH Patrol' 'Off Cycle Patrol' 'Pole Clearing' 'RIDI' 'Trim and Removal' 'Veg Detail Inspection'] | 358647.4734 | ['OH Detail Inspection' 'OH Patrol' 'Off Cycle Patrol' 'Pole Clearing' 'RIDI' 'Trim and Removal' 'Veg Detail Inspection'] | 332565.2388 | ['OH Detail Inspection' 'OH Patrol' 'Off Cycle Patrol' 'Pole Clearing' 'RIDI' 'Trim and Removal' 'Veg Detail Inspection'] | 371315.9873 | 0 | 0 | 0 | 0 | 0 | 0 | 3.8101e-05 | 310
221-35 | 710327.2529 | ['OH Patrol' 'Off Cycle Patrol' 'Pole Clearing' 'RIDI' 'Trim and Removal' 'Veg Detail Inspection'] | 342196.8007 | ['OH Patrol' 'Off Cycle Patrol' 'Pole Clearing' 'Trim and Removal' 'Veg Detail Inspection'] | 342196.8007 | ['OH Patrol' 'Off Cycle Patrol' 'Pole Clearing' 'Trim and Removal' 'Veg Detail Inspection'] | 342196.8007 | 0 | 0 | 0 | 0 | 0 | 0 | 1.563e-05 | 362
186-940R | 708016.0499 | ['Veg Detail Inspection'] | 698473.3143 | ['Veg Detail Inspection'] | 698473.3143 | ['Veg Detail Inspection'] | 698473.3143 | 0 | 0 | 0 | 0 | 0 | 0 | Segment ID Not Present in Wings 3.0 | Segment ID Not Present in Wings 3.0
442-729 | 704609.103 | ['OH Patrol' 'Off Cycle Patrol' 'Pole Clearing' 'Veg Detail Inspection'] | 540481.4047 | ['OH Detail Inspection' 'OH Patrol' 'Off Cycle Patrol' 'Pole Clearing' 'RIDI' 'Veg Detail Inspection'] | 449082.2333 | ['Fuel Management' 'OH Detail Inspection' 'OH Patrol' 'Off Cycle Patrol' 'Pole Clearing' 'Veg Detail Inspection'] | 530762.4761 | 0 | 0 | 0 | 0 | 0 | 0 | Segment ID Not Present in Wings 3.0 | Segment ID Not Present in Wings 3.0
1022-26R | 694720.3524 | ['OH Detail Inspection' 'OH Patrol' 'Off Cycle Patrol' 'Pole Clearing' 'Trim and Removal' 'Veg Detail Inspection'] | 289420.9005 | ['OH Patrol' 'Off Cycle Patrol' 'Pole Clearing' 'Trim and Removal' 'Veg Detail Inspection'] | 289420.9005 | ['OH Patrol' 'Off Cycle Patrol' 'Pole Clearing' 'RIDI' 'Trim and Removal' 'Veg Detail Inspection' 'Wood Pole Intrusive'] | 176837.7195 | 0 | 0 | 0 | 0 | 0 | 0 | 5.4221e-06 | 428
CB 396 | 669814.7814 | ['OH Patrol' 'Off Cycle Patrol' 'Pole Clearing' 'Trim and Removal' 'Veg Detail Inspection'] | 650461.7636 | ['OH Detail Inspection' 'OH Patrol' 'Off Cycle Patrol' 'Pole Clearing' 'Trim and Removal' 'Veg Detail Inspection'] | 649501.0694 | ['OH Patrol' 'Off Cycle Patrol' 'Pole Clearing' 'SPRP' 'Trim and Removal' 'Veg Detail Inspection'] | 649242.6758 | 0 | 0 | 0 | 0 | 0 | 0 | 2.1811e-07 | 524
CB 1140 | 668098.3836 | ['Veg Detail Inspection'] | 668088.7294 | ['Veg Detail Inspection'] | 668088.7294 | ['Veg Detail Inspection'] | 668088.7294 | 0 | 0 | 0 | 0 | 0 | 0 | Segment ID Not Present in Wings 3.0 | Segment ID Not Present in Wings 3.0
237-26F | 663215.1491 | ['OH Detail Inspection' 'OH Patrol' 'Off Cycle Patrol' 'Pole Clearing' 'RIDI' 'Trim and Removal' 'Veg Detail Inspection'] | 523243.8468 | ['OH Patrol' 'Off Cycle Patrol' 'Pole Clearing' 'RIDI' 'Trim and Removal' 'Veg Detail Inspection'] | 523243.8468 | ['OH Patrol' 'Off Cycle Patrol' 'Pole Clearing' 'RIDI' 'Trim and Removal' 'Veg Detail Inspection'] | 519624.3297 | 0 | 0 | 0 | 0 | 0 | 0 | Segment ID Not Present in Wings 3.0 | Segment ID Not Present in Wings 3.0
182-2254R | 655800.9495 | ['OH Patrol' 'Off Cycle Patrol' 'Pole Clearing' 'Trim and Removal' 'Veg Detail Inspection'] | 462059.6004 | ['OH Patrol' 'Off Cycle Patrol' 'Pole Clearing' 'Trim and Removal' 'Veg Detail Inspection' 'Wood Pole Intrusive'] | 431263.554 | ['OH Detail Inspection' 'OH Patrol' 'Off Cycle Patrol' 'Pole Clearing' 'Trim and Removal' 'Veg Detail Inspection'] | 242723.3149 | 0 | 0 | 0 | 0 | 0 | 0 | 3.1142e-06 | 452
975-7 | 645751.2826 | [''] | 645751.2826 | [''] | 645751.2826 | [''] | 645751.2826 | 0 | 0 | 0 | 0 | 0 | 0 | Segment ID Not Present in Wings 3.0 | Segment ID Not Present in Wings 3.0
CB 178 | 644514.0314 | ['EFD' 'Veg Detail Inspection'] | 509981.8949 | ['Veg Detail Inspection'] | 509981.8949 | ['Veg Detail Inspection'] | 509981.8949 | 0 | 0 | 0 | 0 | 0 | 0 | Segment ID Not Present in Wings 3.0 | Segment ID Not Present in Wings 3.0
CB NVS1 | 638078.8372 | ['OH Patrol' 'Off Cycle Patrol' 'RIDI' 'Trim and Removal' 'Veg Detail Inspection' 'Wood Pole Intrusive'] | 541481.4097 | ['OH Patrol' 'Off Cycle Patrol' 'Trim and Removal' 'Veg Detail Inspection'] | 541481.4097 | ['OH Detail Inspection' 'OH Patrol' 'Off Cycle Patrol' 'RIDI' 'Trim and Removal' 'Veg Detail Inspection'] | 540117.471 | 0 | 0 | 0 | 0 | 0 | 0 | 2.5592e-07 | 522
CB 392 | 632789.042 | ['Veg Detail Inspection'] | 630922.2276 | ['Veg Detail Inspection'] | 630922.2276 | ['Veg Detail Inspection'] | 630922.2276 | 0 | 0 | 0 | 0 | 0 | 0 | Segment ID Not Present in Wings 3.0 | Segment ID Not Present in Wings 3.0
448-735R | 630762.6745 | ['OH Detail Inspection' 'OH Patrol' 'Off Cycle Patrol' 'Pole Clearing' 'Trim and Removal' 'Veg Detail Inspection'] | 482332.3488 | ['Fuel Management' 'OH Patrol' 'Off Cycle Patrol' 'Pole Clearing' 'RIDI' 'Trim and Removal' 'Veg Detail Inspection'] | 480932.0073 | ['OH Detail Inspection' 'OH Patrol' 'Off Cycle Patrol' 'Pole Clearing' 'RIDI' 'Trim and Removal' 'Veg Detail Inspection'] | 419634.0405 | 0 | 0 | 0 | 0 | 0 | 0 | Segment ID Not Present in Wings 3.0 | Segment ID Not Present in Wings 3.0
CB 455 | 628650.7766 | ['Pole Clearing' 'Veg Detail Inspection'] | 566951.3221 | ['Pole Clearing' 'Veg Detail Inspection'] | 566951.3221 | ['Pole Clearing' 'Veg Detail Inspection'] | 566951.3221 | 0 | 0 | 0 | 0 | 0 | 0 | Segment ID Not Present in Wings 3.0 | Segment ID Not Present in Wings 3.0
991-1 | 626861.7505 | ['OH Patrol' 'Off Cycle Patrol' 'Pole Clearing' 'RIDI' 'Trim and Removal' 'Veg Detail Inspection'] | 499686.6962 | ['OH Detail Inspection' 'OH Patrol' 'Off Cycle Patrol' 'Pole Clearing' 'RIDI' 'Trim and Removal' 'Veg Detail Inspection' 'Wood Pole Intrusive'] | 422943.1289 | ['OH Patrol' 'Off Cycle Patrol' 'Pole Clearing' 'RIDI' 'Trim and Removal' 'Veg Detail Inspection'] | 460104.6707 | 0 | 0 | 0 | 0 | 0 | 0 | 1.467e-05 | 367
452-1404F | 625542.4811 | ['OH Patrol' 'Off Cycle Patrol' 'Veg Detail Inspection'] | 504303.9185 | ['Fuel Management' 'OH Patrol' 'Off Cycle Patrol' 'RIDI' 'Veg Detail Inspection'] | 409937.8208 | ['OH Detail Inspection' 'OH Patrol' 'Off Cycle Patrol' 'RIDI' 'SPRP' 'Veg Detail Inspection' 'Wood Pole Intrusive'] | 214956.215 | 0 | 0 | 0 | 0 | 0 | 0 | Segment ID Not Present in Wings 3.0 | Segment ID Not Present in Wings 3.0
449-683 | 625312.9379 | ['OH Detail Inspection' 'OH Patrol' 'Off Cycle Patrol' 'Pole Clearing' 'RIDI' 'Trim and Removal' 'Veg Detail Inspection'] | 242798.0756 | ['OH Patrol' 'Off Cycle Patrol' 'Pole Clearing' 'Trim and Removal' 'Veg Detail Inspection'] | 242798.0756 | ['OH Patrol' 'Off Cycle Patrol' 'Pole Clearing' 'RIDI' 'Trim and Removal' 'Veg Detail Inspection'] | 215821.1033 | 0 | 0 | 0 | 0 | 0 | 0 | Segment ID Not Present in Wings 3.0 | Segment ID Not Present in Wings 3.0
67-37R | 622304.2119 | ['EFD' 'Fuel Management' 'OH Patrol' 'Off Cycle Patrol' 'Pole Clearing' 'RIDI' 'Trim and Removal' 'Veg Detail Inspection'] | 375567.5094 | ['OH Detail Inspection' 'OH Patrol' 'Off Cycle Patrol' 'Pole Clearing' 'RIDI' 'Trim and Removal' 'Veg Detail Inspection'] | 349069.5335 | ['OH Detail Inspection' 'OH Patrol' 'Off Cycle Patrol' 'Pole Clearing' 'RIDI' 'Trim and Removal' 'Veg Detail Inspection'] | 315947.0636 | 0 | 0 | 0 | 0 | 0 | 0 | 8.8544e-05 | 242
221-782R | 618017.4372 | ['OH Patrol' 'Off Cycle Patrol' 'Pole Clearing' 'Trim and Removal' 'Veg Detail Inspection'] | 436274.8329 | ['OH Patrol' 'Off Cycle Patrol' 'Pole Clearing' 'Trim and Removal' 'Veg Detail Inspection'] | 436274.8329 | ['OH Patrol' 'Off Cycle Patrol' 'Pole Clearing' 'Trim and Removal' 'Veg Detail Inspection'] | 436274.8329 | 0 | 0 | 0 | 0 | 0 | 0 | 0.00010764 | 223
CB 241 | 614484.3396 | ['Off Cycle Patrol' 'Veg Detail Inspection'] | 611300.7981 | ['Off Cycle Patrol' 'Veg Detail Inspection'] | 611300.7981 | ['Off Cycle Patrol' 'Veg Detail Inspection'] | 611300.7981 | 0 | 0 | 0 | 0 | 0 | 0 | Segment ID Not Present in Wings 3.0 | Segment ID Not Present in Wings 3.0
212-638R | 609779.7244 | ['OH Patrol' 'Off Cycle Patrol' 'Pole Clearing' 'RIDI' 'Trim and Removal' 'Veg Detail Inspection'] | 429072.4783 | ['OH Patrol' 'Off Cycle Patrol' 'Pole Clearing' 'RIDI' 'Trim and Removal' 'Veg Detail Inspection'] | 424637.3817 | ['OH Patrol' 'Off Cycle Patrol' 'Pole Clearing' 'RIDI' 'Trim and Removal' 'Veg Detail Inspection'] | 429072.4783 | 0 | 0 | 0 | 0 | 0 | 0 | 3.4051e-05 | 319
CB 307 | 601867.3528 | ['Pole Clearing' 'RIDI' 'Veg Detail Inspection'] | 506633.7344 | ['Pole Clearing' 'RIDI' 'Veg Detail Inspection'] | 517075.2276 | ['Pole Clearing' 'RIDI' 'Veg Detail Inspection'] | 517075.2276 | 0 | 0 | 0 | 0 | 0 | 0 | Segment ID Not Present in Wings 3.0 | Segment ID Not Present in Wings 3.0
358-1175F | 599583.3935 | ['OH Detail Inspection' 'OH Patrol' 'Off Cycle Patrol' 'Pole Clearing' 'Trim and Removal' 'Veg Detail Inspection'] | 418961.0361 | ['OH Detail Inspection' 'OH Patrol' 'Off Cycle Patrol' 'Pole Clearing' 'Trim and Removal' 'Veg Detail Inspection'] | 427009.6661 | ['OH Patrol' 'Off Cycle Patrol' 'Pole Clearing' 'Trim and Removal' 'Veg Detail Inspection'] | 427009.6661 | 0 | 0 | 0 | 0 | 0 | 0 | Segment ID Not Present in Wings 3.0 | Segment ID Not Present in Wings 3.0
505-635R | 591818.3193 | ['Veg Detail Inspection'] | 563296.523 | ['Veg Detail Inspection'] | 563296.523 | ['Veg Detail Inspection'] | 563296.523 | 0 | 0 | 0 | 0 | 0 | 0 | Segment ID Not Present in Wings 3.0 | Segment ID Not Present in Wings 3.0
916-381 | 590912.2199 | ['Off Cycle Patrol' 'Veg Detail Inspection'] | 549333.6801 | ['Off Cycle Patrol' 'Veg Detail Inspection'] | 549333.6801 | ['Off Cycle Patrol' 'Veg Detail Inspection'] | 549333.6801 | 0 | 0 | 0 | 0 | 0 | 0 | Segment ID Not Present in Wings 3.0 | Segment ID Not Present in Wings 3.0
970-18AE | 588322.3354 | [''] | 588322.3354 | [''] | 588322.3354 | [''] | 588322.3354 | 0 | 0 | 0 | 0 | 0 | 0 | Segment ID Not Present in Wings 3.0 | Segment ID Not Present in Wings 3.0
326-35R | 586182.605 | ['Veg Detail Inspection'] | 580754.1766 | ['Veg Detail Inspection'] | 580754.1766 | ['Veg Detail Inspection'] | 580754.1766 | 0 | 0 | 0 | 0 | 0 | 0 | Segment ID Not Present in Wings 3.0 | Segment ID Not Present in Wings 3.0
1023-89R | 585508.6346 | ['Fuel Management' 'OH Detail Inspection' 'OH Patrol' 'Off Cycle Patrol' 'Pole Clearing' 'RIDI' 'SPRP' 'Trim and Removal' 'Veg Detail Inspection'] | 414968.6315 | ['Fuel Management' 'OH Patrol' 'Off Cycle Patrol' 'Pole Clearing' 'RIDI' 'Trim and Removal' 'Veg Detail Inspection'] | 406211.271 | ['OH Patrol' 'Off Cycle Patrol' 'Pole Clearing' 'RIDI' 'Trim and Removal' 'Veg Detail Inspection'] | 431232.301 | 0 | 0 | 0 | 0 | 0 | 0 | Segment ID Not Present in Wings 3.0 | Segment ID Not Present in Wings 3.0
456-5 | 584439.1923 | ['Veg Detail Inspection'] | 555771.4146 | ['Veg Detail Inspection'] | 555771.4146 | ['Veg Detail Inspection'] | 555771.4146 | 0 | 0 | 0 | 0 | 0 | 0 | Segment ID Not Present in Wings 3.0 | Segment ID Not Present in Wings 3.0
441-279R | 582163.2988 | ['OH Patrol' 'Off Cycle Patrol' 'Pole Clearing' 'Trim and Removal' 'Veg Detail Inspection'] | 423710.2777 | ['OH Detail Inspection' 'OH Patrol' 'Off Cycle Patrol' 'Pole Clearing' 'Trim and Removal' 'Veg Detail Inspection'] | 269511.029 | ['Fuel Management' 'OH Patrol' 'Off Cycle Patrol' 'Pole Clearing' 'RIDI' 'Trim and Removal' 'Veg Detail Inspection'] | 261911.8419 | 0 | 0 | 0 | 0 | 0 | 0 | 0.00010195 | 230
444-9R | 571237.272 | ['OH Detail Inspection' 'OH Patrol' 'Off Cycle Patrol' 'Pole Clearing' 'RIDI' 'Trim and Removal' 'Veg Detail Inspection'] | 332773.2377 | ['Fuel Management' 'OH Patrol' 'Off Cycle Patrol' 'Pole Clearing' 'RIDI' 'Trim and Removal' 'Veg Detail Inspection'] | 356007.6938 | ['Fuel Management' 'OH Patrol' 'Off Cycle Patrol' 'Pole Clearing' 'RIDI' 'Trim and Removal' 'Veg Detail Inspection'] | 355755.7921 | 0 | 0 | 0 | 0 | 0 | 0 | 4.4617e-05 | 302
177-941AE | 569509.132 | ['Veg Detail Inspection'] | 541541.0157 | ['Veg Detail Inspection'] | 541541.0157 | ['Veg Detail Inspection'] | 541541.0157 | 0 | 0 | 0 | 0 | 0 | 0 | Segment ID Not Present in Wings 3.0 | Segment ID Not Present in Wings 3.0
CB 390 | 555195.7577 | ['Veg Detail Inspection'] | 554063.8812 | ['Veg Detail Inspection'] | 554063.8812 | ['Veg Detail Inspection'] | 554063.8812 | 0 | 0 | 0 | 0 | 0 | 0 | Segment ID Not Present in Wings 3.0 | Segment ID Not Present in Wings 3.0
96-47R | 553695.3131 | ['Off Cycle Patrol' 'Pole Clearing' 'Veg Detail Inspection'] | 481092.9793 | ['Off Cycle Patrol' 'Pole Clearing' 'Veg Detail Inspection'] | 481092.9793 | ['Off Cycle Patrol' 'Pole Clearing' 'Veg Detail Inspection'] | 481092.9793 | 0 | 0 | 0 | 0 | 0 | 0 | Segment ID Not Present in Wings 3.0 | Segment ID Not Present in Wings 3.0
288-2380F | 550610.0211 | ['OH Patrol' 'Off Cycle Patrol' 'Trim and Removal' 'Veg Detail Inspection' 'Wood Pole Intrusive'] | 431847.7039 | ['OH Detail Inspection' 'OH Patrol' 'Off Cycle Patrol' 'RIDI' 'Trim and Removal' 'Veg Detail Inspection' 'Wood Pole Intrusive'] | 299830.1064 | ['OH Patrol' 'Off Cycle Patrol' 'RIDI' 'Trim and Removal' 'Veg Detail Inspection'] | 289482.7812 | 0 | 0 | 0 | 0 | 0 | 0 | 2.0473e-07 | 525
CB 391 | 550204.1376 | ['Veg Detail Inspection'] | 550061.2765 | ['Veg Detail Inspection'] | 550061.2765 | ['Veg Detail Inspection'] | 550061.2765 | 0 | 0 | 0 | 0 | 0 | 0 | Segment ID Not Present in Wings 3.0 | Segment ID Not Present in Wings 3.0
442-758F | 549982.9482 | ['OH Patrol' 'Off Cycle Patrol' 'Pole Clearing' 'RIDI' 'Trim and Removal' 'Veg Detail Inspection'] | 381537.658 | ['OH Patrol' 'Off Cycle Patrol' 'Pole Clearing' 'RIDI' 'Trim and Removal' 'Veg Detail Inspection'] | 381537.658 | ['OH Patrol' 'Off Cycle Patrol' 'Pole Clearing' 'RIDI' 'Trim and Removal' 'Veg Detail Inspection'] | 381537.658 | 0 | 0 | 0 | 0 | 0 | 0 | Segment ID Not Present in Wings 3.0 | Segment ID Not Present in Wings 3.0
CB 473 | 543889.9886 | ['Veg Detail Inspection'] | 538730.2917 | ['Veg Detail Inspection'] | 538730.2917 | ['Veg Detail Inspection'] | 538730.2917 | 0 | 0 | 0 | 0 | 0 | 0 | Segment ID Not Present in Wings 3.0 | Segment ID Not Present in Wings 3.0
450-50R | 537070.1579 | ['OH Patrol' 'Off Cycle Patrol' 'RIDI' 'Veg Detail Inspection'] | 495218.4409 | ['OH Patrol' 'Off Cycle Patrol' 'Veg Detail Inspection'] | 495218.4409 | ['OH Detail Inspection' 'OH Patrol' 'Off Cycle Patrol' 'Veg Detail Inspection' 'Wood Pole Intrusive'] | 476291.9919 | 0 | 0 | 0 | 0 | 0 | 0 | 3.2822e-06 | 446
230-1606R | 536383.8374 | ['Fuel Management' 'OH Patrol' 'Off Cycle Patrol' 'Pole Clearing' 'RIDI' 'Trim and Removal' 'Veg Detail Inspection'] | 412703.8846 | ['OH Detail Inspection' 'OH Patrol' 'Off Cycle Patrol' 'Pole Clearing' 'RIDI' 'Trim and Removal' 'Veg Detail Inspection'] | 402323.3804 | ['OH Patrol' 'Off Cycle Patrol' 'Pole Clearing' 'RIDI' 'Trim and Removal' 'Veg Detail Inspection'] | 390212.7921 | 0 | 0 | 0 | 0 | 0 | 0 | 3.9083e-05 | 308
334-46F | 529890.7405 | [''] | 529890.7405 | [''] | 529890.7405 | [''] | 529890.7405 | 0 | 0 | 0 | 0 | 0 | 0 | Segment ID Not Present in Wings 3.0 | Segment ID Not Present in Wings 3.0
442-525 | 526126.3204 | ['Fuel Management' 'OH Patrol' 'Off Cycle Patrol' 'Pole Clearing' 'RIDI' 'Trim and Removal' 'Veg Detail Inspection'] | 446351.6022 | ['OH Detail Inspection' 'OH Patrol' 'Off Cycle Patrol' 'Pole Clearing' 'RIDI' 'Trim and Removal' 'Veg Detail Inspection'] | 403982.6641 | ['OH Patrol' 'Off Cycle Patrol' 'Pole Clearing' 'RIDI' 'Trim and Removal' 'Veg Detail Inspection'] | 402754.5789 | 0 | 0 | 0 | 0 | 0 | 0 | 7.7054e-06 | 409
CB 387 | 522650.0055 | ['Pole Clearing' 'Veg Detail Inspection'] | 486356.572 | ['Pole Clearing' 'Veg Detail Inspection'] | 486356.572 | ['Pole Clearing' 'SPRP' 'Veg Detail Inspection'] | 484687.6132 | 0 | 0 | 0 | 0 | 0 | 0 | Segment ID Not Present in Wings 3.0 | Segment ID Not Present in Wings 3.0
448-724R | 520638.974 | ['Fuel Management' 'OH Detail Inspection' 'OH Patrol' 'Off Cycle Patrol' 'Pole Clearing' 'Trim and Removal' 'Veg Detail Inspection'] | 399693.1158 | ['CCC' 'OH Detail Inspection' 'OH Patrol' 'Off Cycle Patrol' 'Pole Clearing' 'RIDI' 'Trim and Removal' 'Veg Detail Inspection'] | 293884.3957 | ['Fuel Management' 'OH Detail Inspection' 'OH Patrol' 'Off Cycle Patrol' 'Pole Clearing' 'RIDI' 'Trim and Removal' 'Veg Detail Inspection'] | 247126.9313 | 0 | 8.8782 | 0 | 0 | 0 | 0 | 0.00045848 | 88
591-1594R | 519957.128 | ['OH Patrol' 'Off Cycle Patrol' 'Pole Clearing' 'RIDI' 'Trim and Removal' 'Veg Detail Inspection'] | 413222.0543 | ['OH Patrol' 'Off Cycle Patrol' 'Pole Clearing' 'Trim and Removal' 'Veg Detail Inspection'] | 413222.0543 | ['OH Detail Inspection' 'OH Patrol' 'Off Cycle Patrol' 'Pole Clearing' 'RIDI' 'Trim and Removal' 'Veg Detail Inspection'] | 392698.1724 | 0 | 0 | 0 | 0 | 0 | 0 | 1.5389e-06 | 479
586-3 | 516808.3995 | ['RIDI' 'Veg Detail Inspection'] | 484900.6281 | ['RIDI' 'Veg Detail Inspection'] | 470780.7089 | ['RIDI' 'Veg Detail Inspection'] | 483331.7482 | 0 | 0 | 0 | 0 | 0 | 0 | Segment ID Not Present in Wings 3.0 | Segment ID Not Present in Wings 3.0
214-536R | 513329.1103 | ['OH Patrol' 'Off Cycle Patrol' 'Pole Clearing' 'Trim and Removal' 'Veg Detail Inspection'] | 369561.8002 | ['Fuel Management' 'OH Patrol' 'Off Cycle Patrol' 'Pole Clearing' 'RIDI' 'Trim and Removal' 'Veg Detail Inspection'] | 364675.4491 | ['Fuel Management' 'OH Detail Inspection' 'OH Patrol' 'Off Cycle Patrol' 'Pole Clearing' 'Trim and Removal' 'Veg Detail Inspection' 'Wood Pole Intrusive'] | 225685.9046 | 0 | 0 | 0 | 0 | 0 | 0 | 9.4648e-06 | 400
1090-639R | 509502.0987 | ['OH Detail Inspection' 'OH Patrol' 'Off Cycle Patrol' 'Pole Clearing' 'RIDI' 'Veg Detail Inspection'] | 287335.4474 | ['OH Detail Inspection' 'OH Patrol' 'Off Cycle Patrol' 'Pole Clearing' 'RIDI' 'Veg Detail Inspection'] | 365471.5699 | ['OH Patrol' 'Off Cycle Patrol' 'Pole Clearing' 'RIDI' 'Veg Detail Inspection'] | 360375.7358 | 0 | 0 | 0 | 0 | 0 | 0 | 0.00014493 | 189
553-27R | 504265.159 | ['Pole Clearing' 'Veg Detail Inspection'] | 455424.3008 | ['Pole Clearing' 'Veg Detail Inspection'] | 455424.3008 | ['Pole Clearing' 'Veg Detail Inspection'] | 455424.3008 | 0 | 0 | 0 | 0 | 0 | 0 | Segment ID Not Present in Wings 3.0 | Segment ID Not Present in Wings 3.0
504-287R | 501828.3466 | ['Off Cycle Patrol' 'Veg Detail Inspection'] | 452675.3931 | ['Off Cycle Patrol' 'Veg Detail Inspection'] | 452675.3931 | ['Off Cycle Patrol' 'Veg Detail Inspection'] | 452675.3931 | 0 | 0 | 0 | 0 | 0 | 0 | Segment ID Not Present in Wings 3.0 | Segment ID Not Present in Wings 3.0
210-172R | 498149.5699 | ['Fuel Management' 'OH Patrol' 'Off Cycle Patrol' 'Pole Clearing' 'RIDI' 'Trim and Removal' 'Veg Detail Inspection'] | 339859.1367 | ['Fuel Management' 'OH Patrol' 'Off Cycle Patrol' 'Pole Clearing' 'RIDI' 'Trim and Removal' 'Veg Detail Inspection'] | 351585.1973 | ['Fuel Management' 'OH Detail Inspection' 'OH Patrol' 'Off Cycle Patrol' 'Pole Clearing' 'RIDI' 'Trim and Removal' 'Veg Detail Inspection'] | 253086.2878 | 0 | 0 | 0 | 0 | 0 | 0 | 0.00027968 | 134
244-29 | 494907.6296 | ['Veg Detail Inspection'] | 485637.0721 | ['Veg Detail Inspection'] | 485637.0721 | ['Veg Detail Inspection'] | 485637.0721 | 0 | 0 | 0 | 0 | 0 | 0 | Segment ID Not Present in Wings 3.0 | Segment ID Not Present in Wings 3.0
454-45AE | 491785.8254 | ['Veg Detail Inspection'] | 481655.8702 | ['Veg Detail Inspection'] | 481655.8702 | ['Veg Detail Inspection'] | 481655.8702 | 0 | 0 | 0 | 0 | 0 | 0 | Segment ID Not Present in Wings 3.0 | Segment ID Not Present in Wings 3.0
204-32R | 490461.4768 | ['OH Patrol' 'Off Cycle Patrol' 'RIDI' 'Trim and Removal' 'Veg Detail Inspection'] | 374337.2759 | ['OH Patrol' 'Off Cycle Patrol' 'RIDI' 'Trim and Removal' 'Veg Detail Inspection' 'Wood Pole Intrusive'] | 351958.0904 | ['OH Patrol' 'Off Cycle Patrol' 'RIDI' 'Trim and Removal' 'Veg Detail Inspection'] | 355221.4286 | 0 | 0 | 0 | 0 | 0 | 0 | 2.9226e-05 | 334
214-17AE | 484035.5133 | ['Fuel Management' 'OH Patrol' 'Off Cycle Patrol' 'Pole Clearing' 'RIDI' 'Trim and Removal' 'Veg Detail Inspection'] | 326819.3846 | ['OH Patrol' 'Off Cycle Patrol' 'Pole Clearing' 'RIDI' 'Trim and Removal' 'Veg Detail Inspection'] | 325077.712 | ['Fuel Management' 'OH Detail Inspection' 'OH Patrol' 'Off Cycle Patrol' 'Pole Clearing' 'Trim and Removal' 'Veg Detail Inspection' 'Wood Pole Intrusive'] | 157012.0142 | 0 | 0 | 0 | 0 | 0 | 0 | 1.7773e-05 | 355
CB 524 | 481330.8528 | ['FCP' 'OH Detail Inspection' 'OH Patrol' 'Off Cycle Patrol' 'Pole Clearing' 'Trim and Removal' 'Veg Detail Inspection'] | 0 | ['Distribution Underbuilt' 'OH Patrol' 'Off Cycle Patrol' 'Pole Clearing' 'RIDI' 'Trim and Removal' 'Veg Detail Inspection'] | 0 | ['OH Patrol' 'Off Cycle Patrol' 'Pole Clearing' 'RIDI' 'Trim and Removal' 'Veg Detail Inspection'] | 4385.3423 | 0 | 0 | 0 | 0 | 0 | 0 | 4.5908e-06 | 436
288-149R | 481284.3353 | ['OH Patrol' 'Off Cycle Patrol' 'RIDI' 'Trim and Removal' 'Veg Detail Inspection'] | 387795.8972 | ['OH Patrol' 'Off Cycle Patrol' 'RIDI' 'Trim and Removal' 'Veg Detail Inspection' 'Wood Pole Intrusive'] | 378744.7533 | ['OH Patrol' 'Off Cycle Patrol' 'RIDI' 'Trim and Removal' 'Veg Detail Inspection'] | 405070.4994 | 0 | 0 | 0 | 0 | 0 | 0 | Segment ID Not Present in Wings 3.0 | Segment ID Not Present in Wings 3.0
442-764R | 474737.5516 | ['OH Patrol' 'Off Cycle Patrol' 'Pole Clearing' 'RIDI' 'Trim and Removal' 'Veg Detail Inspection'] | 357920.1794 | ['OH Patrol' 'Off Cycle Patrol' 'Pole Clearing' 'RIDI' 'Trim and Removal' 'Veg Detail Inspection'] | 357920.1794 | ['OH Detail Inspection' 'OH Patrol' 'Off Cycle Patrol' 'Pole Clearing' 'RIDI' 'Trim and Removal' 'Veg Detail Inspection'] | 301860.4937 | 0 | 0 | 0 | 0 | 0 | 0 | Segment ID Not Present in Wings 3.0 | Segment ID Not Present in Wings 3.0
1139-4F | 472177.0734 | ['Off Cycle Patrol' 'Veg Detail Inspection'] | 472055.7815 | ['Off Cycle Patrol' 'Veg Detail Inspection'] | 472055.7815 | ['Off Cycle Patrol' 'Veg Detail Inspection'] | 472055.7815 | 0 | 0 | 0 | 0 | 0 | 0 | Segment ID Not Present in Wings 3.0 | Segment ID Not Present in Wings 3.0
183-440 | 471201.4781 | ['OH Patrol' 'Off Cycle Patrol' 'RIDI' 'Trim and Removal' 'Veg Detail Inspection'] | 387746.9949 | ['OH Patrol' 'Off Cycle Patrol' 'RIDI' 'Trim and Removal' 'Veg Detail Inspection' 'Wood Pole Intrusive'] | 386701.8542 | ['OH Patrol' 'Off Cycle Patrol' 'RIDI' 'Trim and Removal' 'Veg Detail Inspection'] | 389376.1848 | 0 | 0 | 0 | 0 | 0 | 0 | 3.2015e-06 | 451
392-23F | 466525.0162 | ['Veg Detail Inspection'] | 466311.8885 | ['Veg Detail Inspection'] | 466311.8885 | ['Veg Detail Inspection'] | 466311.8885 | 0 | 0 | 0 | 0 | 0 | 0 | Segment ID Not Present in Wings 3.0 | Segment ID Not Present in Wings 3.0
353-902F | 465100.6078 | ['OH Detail Inspection' 'OH Patrol' 'Off Cycle Patrol' 'Pole Clearing' 'Trim and Removal' 'Veg Detail Inspection'] | 293246.9937 | ['OH Patrol' 'Off Cycle Patrol' 'Pole Clearing' 'RIDI' 'Trim and Removal' 'Veg Detail Inspection'] | 262425.9991 | ['OH Patrol' 'Off Cycle Patrol' 'Pole Clearing' 'Trim and Removal' 'Veg Detail Inspection' 'Wood Pole Intrusive'] | 243827.1231 | 0 | 0 | 0 | 0 | 0 | 0 | 2.4348e-07 | 523
300-483F | 458782.0524 | ['OH Patrol' 'Off Cycle Patrol' 'RIDI' 'Trim and Removal' 'Veg Detail Inspection'] | 344110.0704 | ['OH Patrol' 'Off Cycle Patrol' 'RIDI' 'Trim and Removal' 'Veg Detail Inspection' 'Wood Pole Intrusive'] | 342125.7255 | ['OH Detail Inspection' 'OH Patrol' 'Off Cycle Patrol' 'RIDI' 'Trim and Removal' 'Veg Detail Inspection'] | 340207.5255 | 0 | 0 | 0 | 0 | 0 | 0 | Segment ID Not Present in Wings 3.0 | Segment ID Not Present in Wings 3.0
920-823 | 458218.8554 | ['Off Cycle Patrol' 'Veg Detail Inspection'] | 427214.5661 | ['Off Cycle Patrol' 'SPRP' 'Veg Detail Inspection'] | 422405.9791 | ['EFD' 'Off Cycle Patrol' 'Veg Detail Inspection'] | 372298.0368 | 0 | 0 | 0 | 0 | 0 | 0 | Segment ID Not Present in Wings 3.0 | Segment ID Not Present in Wings 3.0
1242-1084 | 456193.1498 | ['Fuel Management' 'OH Patrol' 'Off Cycle Patrol' 'Pole Clearing' 'RIDI' 'Trim and Removal' 'Veg Detail Inspection'] | 305827.0429 | ['OH Patrol' 'Off Cycle Patrol' 'Pole Clearing' 'RIDI' 'Trim and Removal' 'Veg Detail Inspection' 'Wood Pole Intrusive'] | 285345.2618 | ['OH Detail Inspection' 'OH Patrol' 'Off Cycle Patrol' 'Pole Clearing' 'RIDI' 'Trim and Removal' 'Veg Detail Inspection'] | 164998.0642 | 0 | 0 | 0 | 0 | 0 | 0 | Segment ID Not Present in Wings 3.0 | Segment ID Not Present in Wings 3.0
233-81F | 447779.3576 | ['EFD' 'OH Detail Inspection' 'OH Patrol' 'Off Cycle Patrol' 'Pole Clearing' 'RIDI' 'Trim and Removal' 'Veg Detail Inspection'] | 191319.8237 | ['Fuel Management' 'OH Patrol' 'Off Cycle Patrol' 'Pole Clearing' 'RIDI' 'Trim and Removal' 'Veg Detail Inspection'] | 169488.0332 | ['Fuel Management' 'OH Patrol' 'Off Cycle Patrol' 'Pole Clearing' 'RIDI' 'Trim and Removal' 'Veg Detail Inspection'] | 203117.4235 | 0 | 0 | 0 | 0 | 0 | 0 | 1.7074e-05 | 359
CB 235 | 443542.7134 | ['OH Detail Inspection' 'OH Patrol' 'Off Cycle Patrol' 'Veg Detail Inspection'] | 284373.5994 | ['OH Patrol' 'Off Cycle Patrol' 'Veg Detail Inspection'] | 284373.5994 | ['OH Patrol' 'Off Cycle Patrol' 'Veg Detail Inspection'] | 284373.5994 | 0 | 0 | 0 | 0 | 0 | 0 | 7.4652e-06 | 412
928-19 | 434883.4222 | ['OH Patrol' 'Off Cycle Patrol' 'RIDI' 'Trim and Removal' 'Veg Detail Inspection'] | 327507.6842 | ['OH Patrol' 'Off Cycle Patrol' 'Trim and Removal' 'Veg Detail Inspection'] | 327507.6842 | ['OH Detail Inspection' 'OH Patrol' 'Off Cycle Patrol' 'RIDI' 'Trim and Removal' 'Veg Detail Inspection'] | 212513.7481 | 0 | 0 | 0 | 0 | 0 | 0 | 1.6945e-05 | 360
1458-1056 | 427447.797 | ['Fuel Management' 'OH Detail Inspection' 'OH Patrol' 'Off Cycle Patrol' 'Pole Clearing' 'RIDI' 'Trim and Removal' 'Veg Detail Inspection'] | 190621.7841 | ['Fuel Management' 'OH Patrol' 'Off Cycle Patrol' 'Pole Clearing' 'RIDI' 'Trim and Removal' 'Veg Detail Inspection'] | 221204.7847 | ['OH Patrol' 'Off Cycle Patrol' 'Pole Clearing' 'Trim and Removal' 'Veg Detail Inspection'] | 221204.7847 | 0 | 0 | 0 | 0 | 0 | 0 | 5.6777e-09 | 563
182-2242F | 422926.8482 | [''] | 422926.8482 | [''] | 422926.8482 | [''] | 422926.8482 | 0 | 0 | 0 | 0 | 0 | 0 | Segment ID Not Present in Wings 3.0 | Segment ID Not Present in Wings 3.0
CB 556 | 422664.007 | ['Veg Detail Inspection'] | 401795.4129 | ['Veg Detail Inspection'] | 401795.4129 | ['Veg Detail Inspection'] | 401795.4129 | 0 | 0 | 0 | 0 | 0 | 0 | Segment ID Not Present in Wings 3.0 | Segment ID Not Present in Wings 3.0
157-165R | 418567.6391 | ['Fuel Management' 'OH Detail Inspection' 'OH Patrol' 'Off Cycle Patrol' 'Pole Clearing' 'RIDI' 'Trim and Removal' 'Veg Detail Inspection'] | 290619.8503 | ['Fuel Management' 'OH Patrol' 'Off Cycle Patrol' 'Pole Clearing' 'RIDI' 'Trim and Removal' 'Veg Detail Inspection'] | 292437.0379 | ['Fuel Management' 'OH Patrol' 'Off Cycle Patrol' 'Pole Clearing' 'RIDI' 'Trim and Removal' 'Veg Detail Inspection'] | 289989.6473 | 0 | 0 | 0 | 0 | 0 | 0 | Segment ID Not Present in Wings 3.0 | Segment ID Not Present in Wings 3.0
CB 576 | 417702.4735 | ['OH Patrol' 'Off Cycle Patrol' 'RIDI' 'Trim and Removal' 'Veg Detail Inspection'] | 341699.1015 | ['OH Patrol' 'Off Cycle Patrol' 'Trim and Removal' 'Veg Detail Inspection' 'Wood Pole Intrusive'] | 327916.3298 | ['Fuel Management' 'OH Patrol' 'Off Cycle Patrol' 'Trim and Removal' 'Veg Detail Inspection'] | 322515.2061 | 0 | 0 | 0 | 0 | 0 | 0 | 1.4496e-05 | 370
1105-1483 | 417001.2973 | ['OH Patrol' 'Off Cycle Patrol' 'Pole Clearing' 'Trim and Removal' 'Veg Detail Inspection'] | 299574.9428 | ['OH Patrol' 'Off Cycle Patrol' 'Pole Clearing' 'Trim and Removal' 'Veg Detail Inspection' 'Wood Pole Intrusive'] | 260170.1258 | ['OH Patrol' 'Off Cycle Patrol' 'Pole Clearing' 'RIDI' 'Trim and Removal' 'Veg Detail Inspection'] | 193510.3104 | 0 | 0 | 0 | 0 | 0 | 0 | 3.2858e-06 | 445
486-61R | 415568.1768 | ['Veg Detail Inspection'] | 395266.9072 | ['Veg Detail Inspection'] | 395266.9072 | ['Veg Detail Inspection'] | 395266.9072 | 0 | 0 | 0 | 0 | 0 | 0 | 0 | 568
CB 313 | 413097.8091 | ['Veg Detail Inspection'] | 406640.9947 | ['Veg Detail Inspection'] | 406640.9947 | ['Veg Detail Inspection'] | 406640.9947 | 0 | 0 | 0 | 0 | 0 | 0 | Segment ID Not Present in Wings 3.0 | Segment ID Not Present in Wings 3.0
858-14 | 411696.4919 | ['Off Cycle Patrol' 'Veg Detail Inspection'] | 371138.0794 | ['Off Cycle Patrol' 'Veg Detail Inspection'] | 371138.0794 | ['Off Cycle Patrol' 'Veg Detail Inspection'] | 371138.0794 | 0 | 0 | 0 | 0 | 0 | 0 | Segment ID Not Present in Wings 3.0 | Segment ID Not Present in Wings 3.0
1242-1079R | 411541.4092 | ['OH Patrol' 'Off Cycle Patrol' 'Pole Clearing' 'Trim and Removal' 'Veg Detail Inspection'] | 289327.3494 | ['OH Detail Inspection' 'OH Patrol' 'Off Cycle Patrol' 'Pole Clearing' 'Trim and Removal' 'Veg Detail Inspection' 'Wood Pole Intrusive'] | 254094.8032 | ['OH Detail Inspection' 'OH Patrol' 'Off Cycle Patrol' 'Pole Clearing' 'Trim and Removal' 'Veg Detail Inspection'] | 200034.2825 | 0 | 0 | 0 | 0 | 0 | 0 | Segment ID Not Present in Wings 3.0 | Segment ID Not Present in Wings 3.0
1001-1814AE | 409062.1599 | ['OH Patrol' 'Off Cycle Patrol' 'Trim and Removal' 'Veg Detail Inspection' 'Wood Pole Intrusive'] | 279883.512 | ['OH Detail Inspection' 'OH Patrol' 'Off Cycle Patrol' 'Trim and Removal' 'Veg Detail Inspection'] | 256359.6139 | ['OH Patrol' 'Off Cycle Patrol' 'RIDI' 'SPRP' 'Trim and Removal' 'Veg Detail Inspection'] | 130628.4338 | 0 | 0 | 0 | 0 | 0 | 0 | 6.5821e-07 | 501
781-44 | 408038.5562 | ['Veg Detail Inspection'] | 406090.6877 | ['Veg Detail Inspection'] | 406090.6877 | ['Veg Detail Inspection'] | 406090.6877 | 0 | 0 | 0 | 0 | 0 | 0 | Segment ID Not Present in Wings 3.0 | Segment ID Not Present in Wings 3.0
CB 242 | 406818.4113 | ['Fuel Management' 'OH Patrol' 'Off Cycle Patrol' 'Pole Clearing' 'RIDI' 'Trim and Removal' 'Veg Detail Inspection'] | 333399.0187 | ['OH Detail Inspection' 'OH Patrol' 'Off Cycle Patrol' 'Pole Clearing' 'RIDI' 'Trim and Removal' 'Veg Detail Inspection'] | 339508.6486 | ['OH Patrol' 'Off Cycle Patrol' 'Pole Clearing' 'RIDI' 'Trim and Removal' 'Veg Detail Inspection'] | 339508.6486 | 0 | 0 | 0 | 0 | 0 | 0 | 4.3457e-06 | 439
176-1836R | 404481.7118 | ['OH Patrol' 'Off Cycle Patrol' 'Trim and Removal' 'Veg Detail Inspection'] | 358930.0539 | ['OH Patrol' 'Off Cycle Patrol' 'RIDI' 'Trim and Removal' 'Veg Detail Inspection' 'Wood Pole Intrusive'] | 345032.0105 | ['OH Detail Inspection' 'OH Patrol' 'Off Cycle Patrol' 'RIDI' 'Trim and Removal' 'Veg Detail Inspection'] | 338684.8726 | 0 | 0 | 0 | 0 | 0 | 0 | 4.8224e-06 | 433
243-14R | 404258.8944 | ['OH Patrol' 'Off Cycle Patrol' 'Veg Detail Inspection'] | 392427.7306 | ['OH Patrol' 'Off Cycle Patrol' 'Veg Detail Inspection'] | 392427.7306 | ['OH Detail Inspection' 'OH Patrol' 'Off Cycle Patrol' 'RIDI' 'Veg Detail Inspection'] | 392280.5705 | 0 | 0 | 0 | 0 | 0 | 0 | 9.0529e-08 | 532
1007-9F | 402779.3253 | [''] | 402779.3253 | [''] | 402779.3253 | [''] | 402779.3253 | 0 | 0 | 0 | 0 | 0 | 0 | Segment ID Not Present in Wings 3.0 | Segment ID Not Present in Wings 3.0
214-4R | 400189.4629 | ['Fuel Management' 'OH Patrol' 'Off Cycle Patrol' 'Pole Clearing' 'Trim and Removal' 'Veg Detail Inspection'] | 284687.1979 | ['Fuel Management' 'OH Patrol' 'Off Cycle Patrol' 'Pole Clearing' 'RIDI' 'Trim and Removal' 'Veg Detail Inspection'] | 282597.8374 | ['OH Detail Inspection' 'OH Patrol' 'Off Cycle Patrol' 'Pole Clearing' 'Trim and Removal' 'Veg Detail Inspection' 'Wood Pole Intrusive'] | 152570.0383 | 0 | 0 | 0 | 0 | 0 | 0 | 1.0184e-05 | 394
CB 394 | 400009.6287 | ['Veg Detail Inspection'] | 399493.6192 | ['Veg Detail Inspection'] | 399493.6192 | ['Veg Detail Inspection'] | 399493.6192 | 0 | 0 | 0 | 0 | 0 | 0 | Segment ID Not Present in Wings 3.0 | Segment ID Not Present in Wings 3.0
395-33R | 396975.6503 | ['Off Cycle Patrol' 'Veg Detail Inspection'] | 396920.97 | ['Off Cycle Patrol' 'Veg Detail Inspection'] | 396920.97 | ['Off Cycle Patrol' 'Veg Detail Inspection'] | 396920.97 | 0 | 0 | 0 | 0 | 0 | 0 | Segment ID Not Present in Wings 3.0 | Segment ID Not Present in Wings 3.0
CB 185 | 396850.6102 | ['OH Patrol' 'Off Cycle Patrol' 'Pole Clearing' 'Trim and Removal' 'Veg Detail Inspection'] | 333628.6536 | ['EFD' 'OH Patrol' 'Off Cycle Patrol' 'Pole Clearing' 'Trim and Removal' 'Veg Detail Inspection'] | 282873.1143 | ['OH Detail Inspection' 'OH Patrol' 'Off Cycle Patrol' 'Pole Clearing' 'Trim and Removal' 'Veg Detail Inspection'] | 281678.3816 | 0 | 0 | 0 | 0 | 0 | 0 | 7.8295e-08 | 533
792-47R | 393985.0443 | ['Veg Detail Inspection'] | 393657.8545 | ['Veg Detail Inspection'] | 393657.8545 | ['Veg Detail Inspection'] | 393657.8545 | 0 | 0 | 0 | 0 | 0 | 0 | Segment ID Not Present in Wings 3.0 | Segment ID Not Present in Wings 3.0
340-378F | 393785.0691 | ['Veg Detail Inspection'] | 374572.1906 | ['Veg Detail Inspection'] | 374572.1906 | ['Veg Detail Inspection'] | 374572.1906 | 0 | 0 | 0 | 0 | 0 | 0 | Segment ID Not Present in Wings 3.0 | Segment ID Not Present in Wings 3.0
243-20R | 388803.9632 | ['Veg Detail Inspection'] | 374874.9088 | ['Veg Detail Inspection'] | 374874.9088 | ['Veg Detail Inspection'] | 374874.9088 | 0 | 0 | 0 | 0 | 0 | 0 | Segment ID Not Present in Wings 3.0 | Segment ID Not Present in Wings 3.0
973-530AE | 388006.194 | ['OH Patrol' 'Off Cycle Patrol' 'Pole Clearing' 'Veg Detail Inspection'] | 381761.9046 | ['CCC' 'OH Patrol' 'Off Cycle Patrol' 'Pole Clearing' 'Veg Detail Inspection'] | 359083.8186 | ['OH Patrol' 'Off Cycle Patrol' 'Pole Clearing' 'Veg Detail Inspection'] | 359083.8186 | 0 | 0.034712 | 0 | 0 | 0 | 0 | 5.9868e-07 | 503
CB 980 | 387849.4359 | ['OH Patrol' 'Off Cycle Patrol' 'Pole Clearing' 'Trim and Removal' 'Veg Detail Inspection'] | 284774.2587 | ['OH Patrol' 'Off Cycle Patrol' 'Pole Clearing' 'RIDI' 'Trim and Removal' 'Veg Detail Inspection' 'Wood Pole Intrusive'] | 262789.3066 | ['Fuel Management' 'OH Detail Inspection' 'OH Patrol' 'Off Cycle Patrol' 'Pole Clearing' 'Trim and Removal' 'Veg Detail Inspection'] | 241439.5982 | 0 | 0 | 0 | 0 | 0 | 0 | 4.1718e-06 | 441
CB 562 | 385059.7996 | ['Veg Detail Inspection'] | 366048.5015 | ['Veg Detail Inspection'] | 366048.5015 | ['Veg Detail Inspection'] | 366048.5015 | 0 | 0 | 0 | 0 | 0 | 0 | Segment ID Not Present in Wings 3.0 | Segment ID Not Present in Wings 3.0
CB 247 | 379742.3425 | ['OH Patrol' 'Off Cycle Patrol' 'Pole Clearing' 'RIDI' 'Trim and Removal' 'Veg Detail Inspection'] | 315720.4604 | ['OH Detail Inspection' 'OH Patrol' 'Off Cycle Patrol' 'Pole Clearing' 'RIDI' 'Trim and Removal' 'Veg Detail Inspection'] | 308840.851 | ['OH Detail Inspection' 'OH Patrol' 'Off Cycle Patrol' 'Pole Clearing' 'SPRP' 'Trim and Removal' 'Veg Detail Inspection'] | 297068.416 | 0 | 0 | 0 | 0 | 0 | 0 | 5.5526e-06 | 427
CB 188 | 378367.0116 | ['Veg Detail Inspection'] | 359968.4946 | ['EFD' 'Veg Detail Inspection'] | 300498.5406 | ['Veg Detail Inspection'] | 300498.5406 | 0 | 0 | 0 | 0 | 0 | 0 | Segment ID Not Present in Wings 3.0 | Segment ID Not Present in Wings 3.0
334-21 | 378214.4953 | ['RIDI' 'Veg Detail Inspection'] | 352458.6576 | ['RIDI' 'Veg Detail Inspection'] | 359400.0386 | ['RIDI' 'Veg Detail Inspection'] | 361001.8958 | 0 | 0 | 0 | 0 | 0 | 0 | Segment ID Not Present in Wings 3.0 | Segment ID Not Present in Wings 3.0
240-1148 | 376720.0338 | ['EFD' 'Fuel Management' 'OH Patrol' 'Off Cycle Patrol' 'Pole Clearing' 'RIDI' 'Trim and Removal' 'Veg Detail Inspection'] | 209626.4148 | ['OH Detail Inspection' 'OH Patrol' 'Off Cycle Patrol' 'Pole Clearing' 'RIDI' 'Trim and Removal' 'Veg Detail Inspection'] | 113667.1429 | ['OH Patrol' 'Off Cycle Patrol' 'Pole Clearing' 'RIDI' 'Trim and Removal' 'Veg Detail Inspection'] | 119311.806 | 0 | 0 | 0 | 0 | 0 | 0 | 7.5649e-06 | 410
239-89R | 376425.1446 | ['EFD' 'OH Patrol' 'Off Cycle Patrol' 'Pole Clearing' 'RIDI' 'Trim and Removal' 'Veg Detail Inspection'] | 203735.2614 | ['OH Patrol' 'Off Cycle Patrol' 'Pole Clearing' 'RIDI' 'Trim and Removal' 'Veg Detail Inspection'] | 207881.6488 | ['Fuel Management' 'OH Patrol' 'Off Cycle Patrol' 'Pole Clearing' 'Trim and Removal' 'Veg Detail Inspection' 'Wood Pole Intrusive'] | 194398.741 | 0 | 0 | 0 | 0 | 0 | 0 | 0.00014095 | 193
341-1155F | 374361.3305 | ['Veg Detail Inspection'] | 355971.073 | ['Veg Detail Inspection'] | 355971.073 | ['Veg Detail Inspection'] | 355971.073 | 0 | 0 | 0 | 0 | 0 | 0 | Segment ID Not Present in Wings 3.0 | Segment ID Not Present in Wings 3.0
205-369R | 370182.5355 | ['Pole Clearing' 'Veg Detail Inspection'] | 334570.3411 | ['Pole Clearing' 'Veg Detail Inspection'] | 334570.3411 | ['Pole Clearing' 'Veg Detail Inspection'] | 334570.3411 | 0 | 0 | 0 | 0 | 0 | 0 | Segment ID Not Present in Wings 3.0 | Segment ID Not Present in Wings 3.0
242-1413F | 367353.6892 | ['Veg Detail Inspection'] | 365849.6244 | ['Veg Detail Inspection'] | 365849.6244 | ['Veg Detail Inspection'] | 365849.6244 | 0 | 0 | 0 | 0 | 0 | 0 | Segment ID Not Present in Wings 3.0 | Segment ID Not Present in Wings 3.0
280-24AE | 365788.5423 | ['Off Cycle Patrol' 'Veg Detail Inspection'] | 364649.7313 | ['Off Cycle Patrol' 'Veg Detail Inspection'] | 364649.7313 | ['Off Cycle Patrol' 'Veg Detail Inspection'] | 364649.7313 | 0 | 0 | 0 | 0 | 0 | 0 | Segment ID Not Present in Wings 3.0 | Segment ID Not Present in Wings 3.0
CB 195 | 363249.5827 | ['Veg Detail Inspection'] | 352557.7252 | ['Veg Detail Inspection'] | 352557.7252 | ['Veg Detail Inspection'] | 352557.7252 | 0 | 0 | 0 | 0 | 0 | 0 | Segment ID Not Present in Wings 3.0 | Segment ID Not Present in Wings 3.0
CB 303 | 349914.9822 | ['Veg Detail Inspection'] | 346675.2588 | ['Veg Detail Inspection'] | 346675.2588 | ['Veg Detail Inspection'] | 346675.2588 | 0 | 0 | 0 | 0 | 0 | 0 | Segment ID Not Present in Wings 3.0 | Segment ID Not Present in Wings 3.0
CB FB1 | 346587.1333 | ['OH Detail Inspection' 'OH Patrol' 'Off Cycle Patrol' 'RIDI' 'Trim and Removal' 'Veg Detail Inspection'] | 309620.6952 | ['OH Detail Inspection' 'OH Patrol' 'Off Cycle Patrol' 'RIDI' 'Trim and Removal' 'Veg Detail Inspection'] | 324127.3489 | ['Distribution Underbuilt' 'OH Patrol' 'Off Cycle Patrol' 'RIDI' 'Trim and Removal' 'Veg Detail Inspection'] | 322665.0683 | 0 | 0 | 0 | 0 | 0 | 0 | 2.7915e-05 | 338
732-15R | 342637.313 | ['Veg Detail Inspection'] | 325857.7526 | ['Veg Detail Inspection'] | 325857.7526 | ['Veg Detail Inspection'] | 325857.7526 | 0 | 0 | 0 | 0 | 0 | 0 | Segment ID Not Present in Wings 3.0 | Segment ID Not Present in Wings 3.0
576-205F | 339549.4384 | [''] | 339549.4384 | [''] | 339549.4384 | [''] | 339549.4384 | 0 | 0 | 0 | 0 | 0 | 0 | Segment ID Not Present in Wings 3.0 | Segment ID Not Present in Wings 3.0
CB 91 | 337735.0551 | ['OH Detail Inspection' 'OH Patrol' 'Off Cycle Patrol' 'Pole Clearing' 'RIDI' 'Trim and Removal' 'Veg Detail Inspection'] | 235772.112 | ['Distribution Underbuilt' 'FCP' 'OH Patrol' 'Off Cycle Patrol' 'Pole Clearing' 'RIDI' 'Trim and Removal' 'Veg Detail Inspection'] | 162054.304 | ['OH Patrol' 'Off Cycle Patrol' 'Pole Clearing' 'Trim and Removal' 'Veg Detail Inspection'] | 162054.304 | 0 | 0 | 0 | 0 | 0 | 0 | 5.1284e-06 | 430
1139-5 | 335856.5349 | ['Veg Detail Inspection'] | 335794.9162 | ['Veg Detail Inspection'] | 335794.9162 | ['Veg Detail Inspection'] | 335794.9162 | 0 | 0 | 0 | 0 | 0 | 0 | Segment ID Not Present in Wings 3.0 | Segment ID Not Present in Wings 3.0
CB 974 | 334303.9375 | ['OH Patrol' 'Off Cycle Patrol' 'Pole Clearing' 'Veg Detail Inspection'] | 260828.7658 | ['OH Patrol' 'Off Cycle Patrol' 'Pole Clearing' 'Veg Detail Inspection'] | 260828.7658 | ['OH Patrol' 'Off Cycle Patrol' 'Pole Clearing' 'Veg Detail Inspection'] | 260828.7658 | 0 | 0 | 0 | 0 | 0 | 0 | 6.8478e-07 | 498
CB 546 | 334160.532 | ['Veg Detail Inspection'] | 333186.2592 | ['Veg Detail Inspection'] | 333186.2592 | ['Veg Detail Inspection'] | 333186.2592 | 0 | 0 | 0 | 0 | 0 | 0 | Segment ID Not Present in Wings 3.0 | Segment ID Not Present in Wings 3.0
444-15R | 333846.4836 | ['Fuel Management' 'OH Detail Inspection' 'OH Hardening' 'OH Patrol' 'Off Cycle Patrol' 'Pole Clearing' 'RIDI' 'Veg Detail Inspection'] | 123427.2778 | ['OH Patrol' 'Off Cycle Patrol' 'Pole Clearing' 'RIDI' 'Veg Detail Inspection'] | 137995.0814 | ['OH Patrol' 'Off Cycle Patrol' 'Pole Clearing' 'RIDI' 'Veg Detail Inspection'] | 149495.9791 | 0 | 0 | 0 | 0 | 0 | 0 | 2.8812e-05 | 335
970-4AE | 331307.3164 | [''] | 331307.3164 | [''] | 331307.3164 | [''] | 331307.3164 | 0 | 0 | 0 | 0 | 0 | 0 | Segment ID Not Present in Wings 3.0 | Segment ID Not Present in Wings 3.0
840-308F | 330348.7959 | ['OH Patrol' 'Off Cycle Patrol' 'Pole Clearing' 'RIDI' 'Trim and Removal' 'Veg Detail Inspection'] | 190847.5261 | ['OH Detail Inspection' 'OH Patrol' 'Off Cycle Patrol' 'Pole Clearing' 'Trim and Removal' 'Veg Detail Inspection'] | 161092.1802 | ['OH Patrol' 'Off Cycle Patrol' 'Pole Clearing' 'Trim and Removal' 'Veg Detail Inspection'] | 161092.1802 | 0 | 0 | 0 | 0 | 0 | 0 | 1.8624e-05 | 353
221-1249R | 329371.7883 | ['Pole Clearing' 'Veg Detail Inspection'] | 309503.1111 | ['Pole Clearing' 'Veg Detail Inspection'] | 309503.1111 | ['Pole Clearing' 'Veg Detail Inspection'] | 309503.1111 | 0 | 0 | 0 | 0 | 0 | 0 | Segment ID Not Present in Wings 3.0 | Segment ID Not Present in Wings 3.0
68-42 | 327449.0396 | ['Pole Clearing' 'Veg Detail Inspection'] | 301115.5207 | ['Pole Clearing' 'Veg Detail Inspection'] | 301115.5207 | ['Pole Clearing' 'Veg Detail Inspection'] | 301115.5207 | 0 | 0 | 0 | 0 | 0 | 0 | Segment ID Not Present in Wings 3.0 | Segment ID Not Present in Wings 3.0
79-1215F | 324126.2707 | ['OH Patrol' 'Off Cycle Patrol' 'Pole Clearing' 'Trim and Removal' 'Veg Detail Inspection'] | 242284.0979 | ['OH Detail Inspection' 'OH Patrol' 'Off Cycle Patrol' 'Pole Clearing' 'Trim and Removal' 'Veg Detail Inspection'] | 221482.8446 | ['OH Patrol' 'Off Cycle Patrol' 'Pole Clearing' 'Trim and Removal' 'Veg Detail Inspection'] | 221482.8446 | 0 | 0 | 0 | 0 | 0 | 0 | 8.3851e-06 | 405
401-39R | 323232.2781 | ['Off Cycle Patrol' 'Veg Detail Inspection'] | 322210.4659 | ['Off Cycle Patrol' 'Veg Detail Inspection'] | 322210.4659 | ['Off Cycle Patrol' 'Veg Detail Inspection'] | 322210.4659 | 0 | 0 | 0 | 0 | 0 | 0 | Segment ID Not Present in Wings 3.0 | Segment ID Not Present in Wings 3.0
390-18 | 318844.9288 | ['Veg Detail Inspection'] | 316227.9607 | ['Veg Detail Inspection'] | 316227.9607 | ['Veg Detail Inspection'] | 316227.9607 | 0 | 0 | 0 | 0 | 0 | 0 | Segment ID Not Present in Wings 3.0 | Segment ID Not Present in Wings 3.0
221-38AE | 318096.6552 | ['OH Patrol' 'Off Cycle Patrol' 'Pole Clearing' 'RIDI' 'Trim and Removal' 'Veg Detail Inspection'] | 281303.2292 | ['OH Patrol' 'Off Cycle Patrol' 'Pole Clearing' 'RIDI' 'Trim and Removal' 'Veg Detail Inspection'] | 284726.4225 | ['OH Patrol' 'Off Cycle Patrol' 'Pole Clearing' 'RIDI' 'Trim and Removal' 'Veg Detail Inspection'] | 284726.4225 | 0 | 0 | 0 | 0 | 0 | 0 | 2.139e-06 | 466
210-9R | 317772.4997 | ['Fuel Management' 'OH Patrol' 'Off Cycle Patrol' 'Pole Clearing' 'RIDI' 'Trim and Removal' 'Veg Detail Inspection'] | 270062.5096 | ['Fuel Management' 'OH Patrol' 'Off Cycle Patrol' 'Pole Clearing' 'RIDI' 'Trim and Removal' 'Veg Detail Inspection'] | 261681.2259 | ['Fuel Management' 'OH Detail Inspection' 'OH Patrol' 'Off Cycle Patrol' 'Pole Clearing' 'RIDI' 'Trim and Removal' 'Veg Detail Inspection'] | 236537.3747 | 0 | 0 | 0 | 0 | 0 | 0 | 6.4591e-05 | 275
183-439 | 316477.7532 | ['OH Patrol' 'Off Cycle Patrol' 'RIDI' 'Trim and Removal' 'Veg Detail Inspection'] | 256955.1332 | ['OH Patrol' 'Off Cycle Patrol' 'RIDI' 'Trim and Removal' 'Veg Detail Inspection' 'Wood Pole Intrusive'] | 258053.0603 | ['OH Patrol' 'Off Cycle Patrol' 'RIDI' 'Trim and Removal' 'Veg Detail Inspection'] | 253711.2578 | 0 | 0 | 0 | 0 | 0 | 0 | 1.825e-06 | 474
394-422F | 314150.6013 | ['Veg Detail Inspection'] | 314099.2833 | ['Veg Detail Inspection'] | 314099.2833 | ['Veg Detail Inspection'] | 314099.2833 | 0 | 0 | 0 | 0 | 0 | 0 | Segment ID Not Present in Wings 3.0 | Segment ID Not Present in Wings 3.0
CB 280 | 310796.8025 | ['OH Patrol' 'Off Cycle Patrol' 'Veg Detail Inspection'] | 304364.4189 | ['OH Patrol' 'Off Cycle Patrol' 'Veg Detail Inspection'] | 304364.4189 | ['OH Patrol' 'Off Cycle Patrol' 'Veg Detail Inspection'] | 304364.4189 | 0 | 0 | 0 | 0 | 0 | 0 | 3.1314e-05 | 327
CB 973 | 310401.4629 | ['OH Patrol' 'Off Cycle Patrol' 'Pole Clearing' 'Veg Detail Inspection'] | 246613.4097 | ['OH Patrol' 'Off Cycle Patrol' 'Pole Clearing' 'Veg Detail Inspection'] | 246613.4097 | ['OH Patrol' 'Off Cycle Patrol' 'Pole Clearing' 'Veg Detail Inspection'] | 246613.4097 | 0 | 0 | 0 | 0 | 0 | 0 | 7.7468e-07 | 493
206-963F | 308008.4782 | ['Pole Clearing' 'Veg Detail Inspection'] | 277850.8542 | ['Pole Clearing' 'Veg Detail Inspection'] | 277850.8542 | ['Pole Clearing' 'Veg Detail Inspection'] | 277850.8542 | 0 | 0 | 0 | 0 | 0 | 0 | Segment ID Not Present in Wings 3.0 | Segment ID Not Present in Wings 3.0
CB 523 | 305569.155 | ['OH Detail Inspection' 'OH Patrol' 'Off Cycle Patrol' 'RIDI' 'Trim and Removal' 'Veg Detail Inspection'] | 275396.9697 | ['OH Detail Inspection' 'OH Patrol' 'Off Cycle Patrol' 'RIDI' 'Trim and Removal' 'Veg Detail Inspection'] | 277815.0804 | ['Distribution Underbuilt' 'OH Patrol' 'Off Cycle Patrol' 'RIDI' 'SPRP' 'Trim and Removal' 'Veg Detail Inspection'] | 272157.2193 | 0 | 0 | 0 | 0 | 0 | 0 | 2.0298e-05 | 349
523-31AE | 305199.014 | ['OH Detail Inspection' 'OH Patrol' 'Off Cycle Patrol' 'RIDI' 'Trim and Removal' 'Veg Detail Inspection'] | 292555.7299 | ['OH Detail Inspection' 'OH Patrol' 'Off Cycle Patrol' 'RIDI' 'Trim and Removal' 'Veg Detail Inspection'] | 294896.6968 | ['OH Patrol' 'Off Cycle Patrol' 'RIDI' 'Trim and Removal' 'Veg Detail Inspection'] | 295729.0405 | 0 | 0 | 0 | 0 | 0 | 0 | 1.4035e-05 | 372
350-2182R | 302428.0161 | ['OH Patrol' 'Off Cycle Patrol' 'Pole Clearing' 'RIDI' 'Trim and Removal' 'Veg Detail Inspection'] | 221168.7088 | ['OH Patrol' 'Off Cycle Patrol' 'Pole Clearing' 'RIDI' 'Trim and Removal' 'Veg Detail Inspection'] | 209560.2363 | ['OH Patrol' 'Off Cycle Patrol' 'Pole Clearing' 'RIDI' 'Trim and Removal' 'Veg Detail Inspection' 'Wood Pole Intrusive'] | 219167.248 | 0 | 0 | 0 | 0 | 0 | 0 | 4.7962e-06 | 435
93-10R | 302332.107 | ['Pole Clearing' 'Veg Detail Inspection'] | 275182.1994 | ['Pole Clearing' 'Veg Detail Inspection'] | 275182.1994 | ['Pole Clearing' 'Veg Detail Inspection'] | 275182.1994 | 0 | 0 | 0 | 0 | 0 | 0 | Segment ID Not Present in Wings 3.0 | Segment ID Not Present in Wings 3.0
1101-593F | 299797.5767 | [''] | 299797.5767 | [''] | 299797.5767 | [''] | 299797.5767 | 0 | 0 | 0 | 0 | 0 | 0 | Segment ID Not Present in Wings 3.0 | Segment ID Not Present in Wings 3.0
450-1850 | 296713.7732 | ['OH Patrol' 'Off Cycle Patrol' 'Trim and Removal' 'Veg Detail Inspection'] | 229910.3489 | ['OH Patrol' 'Off Cycle Patrol' 'RIDI' 'Trim and Removal' 'Veg Detail Inspection'] | 202055.5782 | ['OH Detail Inspection' 'OH Patrol' 'Off Cycle Patrol' 'RIDI' 'Trim and Removal' 'Veg Detail Inspection' 'Wood Pole Intrusive'] | 133219.0758 | 0 | 0 | 0 | 0 | 0 | 0 | Segment ID Not Present in Wings 3.0 | Segment ID Not Present in Wings 3.0
CB 244 | 295550.8103 | ['OH Patrol' 'Off Cycle Patrol' 'Pole Clearing' 'RIDI' 'Trim and Removal' 'Veg Detail Inspection'] | 272051.1356 | ['OH Detail Inspection' 'OH Patrol' 'Off Cycle Patrol' 'Pole Clearing' 'RIDI' 'Trim and Removal' 'Veg Detail Inspection'] | 269929.942 | ['OH Patrol' 'Off Cycle Patrol' 'Pole Clearing' 'RIDI' 'Trim and Removal' 'Veg Detail Inspection'] | 269929.942 | 0 | 0 | 0 | 0 | 0 | 0 | 1.329e-06 | 483
972-1641 | 295083.8705 | ['OH Detail Inspection' 'OH Patrol' 'RIDI'] | 295083.8705 | ['OH Patrol'] | 295083.8705 | ['OH Patrol'] | 295083.8705 | 0 | 0 | 0 | 0 | 0 | 0 | Segment ID Not Present in Wings 3.0 | Segment ID Not Present in Wings 3.0
181-53F | 294622.8915 | ['Veg Detail Inspection'] | 292150.2212 | ['Veg Detail Inspection'] | 292150.2212 | ['Veg Detail Inspection'] | 292150.2212 | 0 | 0 | 0 | 0 | 0 | 0 | Segment ID Not Present in Wings 3.0 | Segment ID Not Present in Wings 3.0
245-486 | 294230.8654 | ['Veg Detail Inspection'] | 289032.7666 | ['Veg Detail Inspection'] | 289032.7666 | ['Veg Detail Inspection'] | 289032.7666 | 0 | 0 | 0 | 0 | 0 | 0 | Segment ID Not Present in Wings 3.0 | Segment ID Not Present in Wings 3.0
454-49F | 292974.2889 | ['OH Patrol' 'Off Cycle Patrol' 'Veg Detail Inspection'] | 270486.0314 | ['OH Patrol' 'Off Cycle Patrol' 'Veg Detail Inspection'] | 270486.0314 | ['OH Detail Inspection' 'OH Patrol' 'Off Cycle Patrol' 'Veg Detail Inspection' 'Wood Pole Intrusive'] | 268814.8385 | 0 | 0 | 0 | 0 | 0 | 0 | Segment ID Not Present in Wings 3.0 | Segment ID Not Present in Wings 3.0
590-6 | 292115.6129 | [''] | 292115.6129 | [''] | 292115.6129 | [''] | 292115.6129 | 0 | 0 | 0 | 0 | 0 | 0 | Segment ID Not Present in Wings 3.0 | Segment ID Not Present in Wings 3.0
542-45F | 292049.8226 | [''] | 292049.8226 | [''] | 292049.8226 | [''] | 292049.8226 | 0 | 0 | 0 | 0 | 0 | 0 | Segment ID Not Present in Wings 3.0 | Segment ID Not Present in Wings 3.0
276-228 | 290991.4091 | ['RIDI' 'Veg Detail Inspection'] | 287684.0252 | ['RIDI' 'Veg Detail Inspection'] | 289210.8442 | ['RIDI' 'Veg Detail Inspection'] | 289299.9086 | 0 | 0 | 0 | 0 | 0 | 0 | Segment ID Not Present in Wings 3.0 | Segment ID Not Present in Wings 3.0
241-746 | 290982.4206 | ['Veg Detail Inspection'] | 289552.0988 | ['Veg Detail Inspection'] | 289552.0988 | ['Veg Detail Inspection'] | 289552.0988 | 0 | 0 | 0 | 0 | 0 | 0 | Segment ID Not Present in Wings 3.0 | Segment ID Not Present in Wings 3.0
222-1992R | 288770.5254 | ['OH Patrol' 'Off Cycle Patrol' 'Pole Clearing' 'RIDI' 'Trim and Removal' 'Veg Detail Inspection'] | 223760.5249 | ['OH Patrol' 'Off Cycle Patrol' 'Pole Clearing' 'RIDI' 'Trim and Removal' 'Veg Detail Inspection'] | 223760.5249 | ['OH Patrol' 'Off Cycle Patrol' 'Pole Clearing' 'RIDI' 'Trim and Removal' 'Veg Detail Inspection'] | 227131.9305 | 0 | 0 | 0 | 0 | 0 | 0 | Segment ID Not Present in Wings 3.0 | Segment ID Not Present in Wings 3.0
1085-109F | 288289.2845 | [''] | 288289.2845 | [''] | 288289.2845 | [''] | 288289.2845 | 0 | 0 | 0 | 0 | 0 | 0 | Segment ID Not Present in Wings 3.0 | Segment ID Not Present in Wings 3.0
241-820AE | 286770.1837 | ['Veg Detail Inspection'] | 284654.6821 | ['Veg Detail Inspection'] | 284654.6821 | ['Veg Detail Inspection'] | 284654.6821 | 0 | 0 | 0 | 0 | 0 | 0 | Segment ID Not Present in Wings 3.0 | Segment ID Not Present in Wings 3.0
558-301R | 286655.1288 | ['Veg Detail Inspection'] | 272557.8295 | ['Veg Detail Inspection'] | 272557.8295 | ['Veg Detail Inspection'] | 272557.8295 | 0 | 0 | 0 | 0 | 0 | 0 | Segment ID Not Present in Wings 3.0 | Segment ID Not Present in Wings 3.0
278-22R | 285166.5473 | ['Veg Detail Inspection'] | 284388.7281 | ['Veg Detail Inspection'] | 284388.7281 | ['Veg Detail Inspection'] | 284388.7281 | 0 | 0 | 0 | 0 | 0 | 0 | Segment ID Not Present in Wings 3.0 | Segment ID Not Present in Wings 3.0
310-1192F | 284941.6726 | ['Veg Detail Inspection'] | 284678.3258 | ['Veg Detail Inspection'] | 284678.3258 | ['Veg Detail Inspection'] | 284678.3258 | 0 | 0 | 0 | 0 | 0 | 0 | Segment ID Not Present in Wings 3.0 | Segment ID Not Present in Wings 3.0
CB 243 | 284280.8232 | ['Off Cycle Patrol' 'Veg Detail Inspection'] | 258360.5211 | ['Off Cycle Patrol' 'Veg Detail Inspection'] | 258360.5211 | ['Off Cycle Patrol' 'Veg Detail Inspection'] | 258360.5211 | 0 | 0 | 0 | 0 | 0 | 0 | Segment ID Not Present in Wings 3.0 | Segment ID Not Present in Wings 3.0
1039-14AE | 282519.7809 | [''] | 282519.7809 | [''] | 282519.7809 | [''] | 282519.7809 | 0 | 0 | 0 | 0 | 0 | 0 | Segment ID Not Present in Wings 3.0 | Segment ID Not Present in Wings 3.0
311-14R | 278651.9529 | ['OH Patrol' 'Off Cycle Patrol' 'RIDI' 'Veg Detail Inspection'] | 264634.5282 | ['Fuel Management' 'OH Detail Inspection' 'OH Patrol' 'Off Cycle Patrol' 'RIDI' 'Veg Detail Inspection'] | 251857.3182 | ['OH Patrol' 'Off Cycle Patrol' 'Veg Detail Inspection'] | 251857.3182 | 0 | 0 | 0 | 0 | 0 | 0 | Segment ID Not Present in Wings 3.0 | Segment ID Not Present in Wings 3.0
CB CG1 | 278521.3008 | ['Veg Detail Inspection'] | 265544.9203 | ['Veg Detail Inspection'] | 265544.9203 | ['Veg Detail Inspection'] | 265544.9203 | 0 | 0 | 0 | 0 | 0 | 0 | Segment ID Not Present in Wings 3.0 | Segment ID Not Present in Wings 3.0
278-630 | 273714.2345 | ['Veg Detail Inspection'] | 272939.9664 | ['Veg Detail Inspection'] | 272939.9664 | ['Veg Detail Inspection'] | 272939.9664 | 0 | 0 | 0 | 0 | 0 | 0 | Segment ID Not Present in Wings 3.0 | Segment ID Not Present in Wings 3.0
CB 596 | 273329.6551 | ['Veg Detail Inspection'] | 259851.7601 | ['Veg Detail Inspection'] | 259851.7601 | ['Veg Detail Inspection'] | 259851.7601 | 0 | 0 | 0 | 0 | 0 | 0 | Segment ID Not Present in Wings 3.0 | Segment ID Not Present in Wings 3.0
454-53F | 272539.8921 | ['Off Cycle Patrol' 'Veg Detail Inspection'] | 272342.8884 | ['Off Cycle Patrol' 'Veg Detail Inspection'] | 272342.8884 | ['Off Cycle Patrol' 'Veg Detail Inspection'] | 272342.8884 | 0 | 0 | 0 | 0 | 0 | 0 | Segment ID Not Present in Wings 3.0 | Segment ID Not Present in Wings 3.0
492-343R | 272427.2085 | ['RIDI' 'Veg Detail Inspection'] | 264391.4215 | ['RIDI' 'Veg Detail Inspection'] | 267137.4042 | ['Veg Detail Inspection'] | 267137.4042 | 0 | 0 | 0 | 0 | 0 | 0 | Segment ID Not Present in Wings 3.0 | Segment ID Not Present in Wings 3.0
CB 855 | 270561.7871 | ['Veg Detail Inspection'] | 257253.6741 | ['Veg Detail Inspection'] | 257253.6741 | ['Veg Detail Inspection'] | 257253.6741 | 0 | 0 | 0 | 0 | 0 | 0 | Segment ID Not Present in Wings 3.0 | Segment ID Not Present in Wings 3.0
189-782F | 270400.0684 | ['Veg Detail Inspection'] | 261648.7683 | ['Veg Detail Inspection'] | 261648.7683 | ['Veg Detail Inspection'] | 261648.7683 | 0 | 0 | 0 | 0 | 0 | 0 | Segment ID Not Present in Wings 3.0 | Segment ID Not Present in Wings 3.0
CB 386 | 266448.203 | ['Off Cycle Patrol' 'Veg Detail Inspection'] | 250915.0336 | ['Off Cycle Patrol' 'Veg Detail Inspection'] | 250915.0336 | ['Off Cycle Patrol' 'Veg Detail Inspection'] | 250915.0336 | 0 | 0 | 0 | 0 | 0 | 0 | Segment ID Not Present in Wings 3.0 | Segment ID Not Present in Wings 3.0
CB 116 | 265469.7034 | ['Veg Detail Inspection'] | 259268.2689 | ['Veg Detail Inspection'] | 259268.2689 | ['Veg Detail Inspection'] | 259268.2689 | 0 | 0 | 0 | 0 | 0 | 0 | Segment ID Not Present in Wings 3.0 | Segment ID Not Present in Wings 3.0
CB SC2 | 261451.6261 | ['Veg Detail Inspection'] | 261165.8556 | ['Veg Detail Inspection'] | 261165.8556 | ['Veg Detail Inspection'] | 261165.8556 | 0 | 0 | 0 | 0 | 0 | 0 | Segment ID Not Present in Wings 3.0 | Segment ID Not Present in Wings 3.0
212-743R | 261427.8714 | ['OH Patrol' 'Off Cycle Patrol' 'Pole Clearing' 'Trim and Removal' 'Veg Detail Inspection'] | 187603.3032 | ['OH Patrol' 'Off Cycle Patrol' 'Pole Clearing' 'RIDI' 'Trim and Removal' 'Veg Detail Inspection'] | 164803.3834 | ['Fuel Management' 'OH Detail Inspection' 'OH Patrol' 'Off Cycle Patrol' 'Pole Clearing' 'RIDI' 'Trim and Removal' 'Veg Detail Inspection'] | 116073.9151 | 0 | 0 | 0 | 0 | 0 | 0 | 7.3722e-05 | 260
452-39AE | 261242.3756 | ['Veg Detail Inspection'] | 248361.1059 | ['Veg Detail Inspection'] | 248361.1059 | ['Veg Detail Inspection'] | 248361.1059 | 0 | 0 | 0 | 0 | 0 | 0 | Segment ID Not Present in Wings 3.0 | Segment ID Not Present in Wings 3.0
CB 331 | 261210.476 | ['OH Patrol' 'Off Cycle Patrol' 'RIDI' 'Veg Detail Inspection'] | 215716.9581 | ['OH Patrol' 'Off Cycle Patrol' 'Veg Detail Inspection' 'Wood Pole Intrusive'] | 210308.7891 | ['OH Patrol' 'Off Cycle Patrol' 'RIDI' 'Veg Detail Inspection'] | 215013.8962 | 0 | 0 | 0 | 0 | 0 | 0 | 9.7845e-06 | 397
390-15 | 260996.2763 | ['Veg Detail Inspection'] | 260914.6152 | ['Veg Detail Inspection'] | 260914.6152 | ['Veg Detail Inspection'] | 260914.6152 | 0 | 0 | 0 | 0 | 0 | 0 | Segment ID Not Present in Wings 3.0 | Segment ID Not Present in Wings 3.0
CB 1525 | 259690.3062 | ['OH Patrol' 'Off Cycle Patrol' 'RIDI' 'Trim and Removal' 'Veg Detail Inspection'] | 245021.1472 | ['OH Detail Inspection' 'OH Patrol' 'Off Cycle Patrol' 'RIDI' 'Trim and Removal' 'Veg Detail Inspection'] | 243568.4577 | ['OH Patrol' 'Off Cycle Patrol' 'Trim and Removal' 'Veg Detail Inspection'] | 243568.4577 | 0 | 0 | 0 | 0 | 0 | 0 | Segment ID Not Present in Wings 3.0 | Segment ID Not Present in Wings 3.0
520-22R | 258296.0488 | ['OH Detail Inspection' 'OH Patrol' 'Off Cycle Patrol' 'RIDI' 'Trim and Removal' 'Veg Detail Inspection'] | 212981.2976 | ['OH Patrol' 'Off Cycle Patrol' 'RIDI' 'Trim and Removal' 'Veg Detail Inspection'] | 214467.2791 | ['OH Patrol' 'Off Cycle Patrol' 'RIDI' 'Trim and Removal' 'Veg Detail Inspection'] | 210504.6616 | 0 | 0 | 0 | 0 | 0 | 0 | 3.0018e-05 | 332
907-1602 | 257241.9108 | ['OH Patrol' 'Off Cycle Patrol' 'Pole Clearing' 'RIDI' 'Trim and Removal' 'Veg Detail Inspection'] | 166885.8896 | ['OH Patrol' 'Off Cycle Patrol' 'Pole Clearing' 'Trim and Removal' 'Veg Detail Inspection'] | 166885.8896 | ['OH Patrol' 'Off Cycle Patrol' 'Pole Clearing' 'Trim and Removal' 'Veg Detail Inspection' 'Wood Pole Intrusive'] | 141504.9847 | 0 | 0 | 0 | 0 | 0 | 0 | 7.0277e-06 | 417
928-37F | 256937.8507 | [''] | 256937.8507 | [''] | 256937.8507 | [''] | 256937.8507 | 0 | 0 | 0 | 0 | 0 | 0 | Segment ID Not Present in Wings 3.0 | Segment ID Not Present in Wings 3.0
63-35AE | 256467.5251 | ['Pole Clearing' 'Veg Detail Inspection'] | 237115.1181 | ['Pole Clearing' 'Veg Detail Inspection'] | 237115.1181 | ['Pole Clearing' 'Veg Detail Inspection'] | 237115.1181 | 0 | 0 | 0 | 0 | 0 | 0 | Segment ID Not Present in Wings 3.0 | Segment ID Not Present in Wings 3.0
CB 314 | 255579.5297 | ['Veg Detail Inspection'] | 248882.2761 | ['Veg Detail Inspection'] | 248882.2761 | ['Veg Detail Inspection'] | 248882.2761 | 0 | 0 | 0 | 0 | 0 | 0 | Segment ID Not Present in Wings 3.0 | Segment ID Not Present in Wings 3.0
797-32F | 255489.5984 | [''] | 255489.5984 | [''] | 255489.5984 | [''] | 255489.5984 | 0 | 0 | 0 | 0 | 0 | 0 | Segment ID Not Present in Wings 3.0 | Segment ID Not Present in Wings 3.0
CB 920 | 251903.6972 | ['EFD' 'FCP' 'Veg Detail Inspection'] | 109844.8621 | ['Veg Detail Inspection'] | 109844.8621 | ['EFD' 'Veg Detail Inspection'] | 69630.2016 | 0 | 0 | 0 | 0 | 0 | 0 | Segment ID Not Present in Wings 3.0 | Segment ID Not Present in Wings 3.0
CB 103 | 251307.8778 | ['Veg Detail Inspection'] | 250804.7945 | ['Veg Detail Inspection'] | 250804.7945 | ['Veg Detail Inspection'] | 250804.7945 | 0 | 0 | 0 | 0 | 0 | 0 | Segment ID Not Present in Wings 3.0 | Segment ID Not Present in Wings 3.0
CB 970 | 251006.5606 | ['OH Detail Inspection' 'OH Patrol' 'Off Cycle Patrol' 'Pole Clearing' 'Trim and Removal' 'Veg Detail Inspection'] | 109737.5222 | ['OH Patrol' 'Off Cycle Patrol' 'Pole Clearing' 'Trim and Removal' 'Veg Detail Inspection'] | 109737.5222 | ['OH Patrol' 'Off Cycle Patrol' 'Pole Clearing' 'Trim and Removal' 'Veg Detail Inspection'] | 109737.5222 | 0 | 0 | 0 | 0 | 0 | 0 | 3.7614e-06 | 442
CB 245 | 248324.7054 | ['Pole Clearing' 'Veg Detail Inspection'] | 240885.3937 | ['Pole Clearing' 'Veg Detail Inspection'] | 240885.3937 | ['Pole Clearing' 'Veg Detail Inspection'] | 240885.3937 | 0 | 0 | 0 | 0 | 0 | 0 | Segment ID Not Present in Wings 3.0 | Segment ID Not Present in Wings 3.0
1162-363 | 247999.3526 | ['OH Patrol' 'Off Cycle Patrol' 'Pole Clearing' 'RIDI' 'Trim and Removal' 'Veg Detail Inspection'] | 165147.0795 | ['Fuel Management' 'OH Detail Inspection' 'OH Patrol' 'Off Cycle Patrol' 'Pole Clearing' 'RIDI' 'Trim and Removal' 'Veg Detail Inspection'] | 119947.5972 | ['OH Patrol' 'Off Cycle Patrol' 'Pole Clearing' 'RIDI' 'Trim and Removal' 'Veg Detail Inspection'] | 119947.5972 | 0 | 0 | 0 | 0 | 0 | 0 | Segment ID Not Present in Wings 3.0 | Segment ID Not Present in Wings 3.0
CB 57 | 246572.4961 | ['Veg Detail Inspection'] | 244934.9584 | ['Veg Detail Inspection'] | 244934.9584 | ['Veg Detail Inspection'] | 244934.9584 | 0 | 0 | 0 | 0 | 0 | 0 | Segment ID Not Present in Wings 3.0 | Segment ID Not Present in Wings 3.0
CB SC1 | 245130.7477 | ['Veg Detail Inspection'] | 244914.3184 | ['Veg Detail Inspection'] | 244914.3184 | ['Veg Detail Inspection'] | 244914.3184 | 0 | 0 | 0 | 0 | 0 | 0 | Segment ID Not Present in Wings 3.0 | Segment ID Not Present in Wings 3.0
510-49R | 240587.3753 | ['Veg Detail Inspection'] | 237286.339 | ['Veg Detail Inspection'] | 237286.339 | ['Veg Detail Inspection'] | 237286.339 | 0 | 0 | 0 | 0 | 0 | 0 | Segment ID Not Present in Wings 3.0 | Segment ID Not Present in Wings 3.0
1162-324R | 240289.6501 | ['Distribution Underbuilt' 'Fuel Management' 'OH Patrol' 'Off Cycle Patrol' 'Pole Clearing' 'RIDI' 'Veg Detail Inspection'] | 184373.6349 | ['OH Patrol' 'Off Cycle Patrol' 'Pole Clearing' 'RIDI' 'Veg Detail Inspection'] | 184373.6349 | ['OH Patrol' 'Off Cycle Patrol' 'Pole Clearing' 'RIDI' 'Veg Detail Inspection'] | 184373.6349 | 0 | 0 | 0 | 0 | 0 | 0 | 6.3764e-06 | 422
595-500 | 238236.4394 | ['Veg Detail Inspection'] | 234721.3059 | ['Veg Detail Inspection'] | 234721.3059 | ['Veg Detail Inspection'] | 234721.3059 | 0 | 0 | 0 | 0 | 0 | 0 | Segment ID Not Present in Wings 3.0 | Segment ID Not Present in Wings 3.0
CB 1081 | 237950.4647 | ['Veg Detail Inspection'] | 234427.0912 | ['Veg Detail Inspection'] | 234427.0912 | ['Veg Detail Inspection'] | 234427.0912 | 0 | 0 | 0 | 0 | 0 | 0 | Segment ID Not Present in Wings 3.0 | Segment ID Not Present in Wings 3.0
274-23R | 237928.3924 | ['Veg Detail Inspection'] | 237374.0581 | ['Veg Detail Inspection'] | 237374.0581 | ['Veg Detail Inspection'] | 237374.0581 | 0 | 0 | 0 | 0 | 0 | 0 | Segment ID Not Present in Wings 3.0 | Segment ID Not Present in Wings 3.0
CB CG2 | 237573.6494 | ['Veg Detail Inspection'] | 226686.2574 | ['Veg Detail Inspection'] | 226686.2574 | ['Veg Detail Inspection'] | 226686.2574 | 0 | 0 | 0 | 0 | 0 | 0 | Segment ID Not Present in Wings 3.0 | Segment ID Not Present in Wings 3.0
221-1235F | 236176.8559 | ['Off Cycle Patrol' 'Veg Detail Inspection'] | 236176.8559 | ['Off Cycle Patrol' 'Veg Detail Inspection'] | 236176.8559 | ['Off Cycle Patrol' 'Veg Detail Inspection'] | 236176.8559 | 0 | 0 | 0 | 0 | 0 | 0 | Segment ID Not Present in Wings 3.0 | Segment ID Not Present in Wings 3.0
394-419 | 235783.9035 | [''] | 235783.9035 | [''] | 235783.9035 | [''] | 235783.9035 | 0 | 0 | 0 | 0 | 0 | 0 | Segment ID Not Present in Wings 3.0 | Segment ID Not Present in Wings 3.0
330-810R | 235355.6121 | ['Veg Detail Inspection'] | 234803.4367 | ['Veg Detail Inspection'] | 234803.4367 | ['Veg Detail Inspection'] | 234803.4367 | 0 | 0 | 0 | 0 | 0 | 0 | Segment ID Not Present in Wings 3.0 | Segment ID Not Present in Wings 3.0
840-374 | 232556.2531 | ['OH Patrol' 'Off Cycle Patrol' 'Pole Clearing' 'RIDI' 'Trim and Removal' 'Veg Detail Inspection'] | 158036.607 | ['OH Patrol' 'Off Cycle Patrol' 'Pole Clearing' 'Trim and Removal' 'Veg Detail Inspection'] | 158036.607 | ['OH Patrol' 'Off Cycle Patrol' 'Pole Clearing' 'RIDI' 'Trim and Removal' 'Veg Detail Inspection'] | 166185.4371 | 0 | 0 | 0 | 0 | 0 | 0 | Segment ID Not Present in Wings 3.0 | Segment ID Not Present in Wings 3.0
277-48 | 230021.8708 | ['Veg Detail Inspection'] | 229354.7786 | ['Veg Detail Inspection'] | 229354.7786 | ['Veg Detail Inspection'] | 229354.7786 | 0 | 0 | 0 | 0 | 0 | 0 | Segment ID Not Present in Wings 3.0 | Segment ID Not Present in Wings 3.0
795-816R | 228765.4086 | ['Off Cycle Patrol' 'Veg Detail Inspection'] | 227688.2274 | ['Off Cycle Patrol' 'Veg Detail Inspection'] | 227688.2274 | ['Off Cycle Patrol' 'Veg Detail Inspection'] | 227688.2274 | 0 | 0 | 0 | 0 | 0 | 0 | Segment ID Not Present in Wings 3.0 | Segment ID Not Present in Wings 3.0
546-14R | 227212.7305 | ['Veg Detail Inspection'] | 227049.6883 | ['Veg Detail Inspection'] | 227049.6883 | ['Veg Detail Inspection'] | 227049.6883 | 0 | 0 | 0 | 0 | 0 | 0 | Segment ID Not Present in Wings 3.0 | Segment ID Not Present in Wings 3.0
578-227AE | 226195.4158 | ['Veg Detail Inspection'] | 225836.5924 | ['Veg Detail Inspection'] | 225836.5924 | ['Veg Detail Inspection'] | 225836.5924 | 0 | 0 | 0 | 0 | 0 | 0 | Segment ID Not Present in Wings 3.0 | Segment ID Not Present in Wings 3.0
901-1124 | 225481.3871 | ['Pole Clearing' 'Veg Detail Inspection'] | 203316.9952 | ['Pole Clearing' 'Veg Detail Inspection'] | 203316.9952 | ['Pole Clearing' 'Veg Detail Inspection'] | 203316.9952 | 0 | 0 | 0 | 0 | 0 | 0 | Segment ID Not Present in Wings 3.0 | Segment ID Not Present in Wings 3.0
CB 414 | 223668.9796 | ['Veg Detail Inspection'] | 219227.321 | ['Veg Detail Inspection'] | 219227.321 | ['Veg Detail Inspection'] | 219227.321 | 0 | 0 | 0 | 0 | 0 | 0 | Segment ID Not Present in Wings 3.0 | Segment ID Not Present in Wings 3.0
CB 597 | 218048.8508 | ['Veg Detail Inspection'] | 207291.8882 | ['Veg Detail Inspection'] | 207291.8882 | ['FCP' 'Veg Detail Inspection'] | 0 | 0 | 0 | 0 | 0 | 0 | 0 | Segment ID Not Present in Wings 3.0 | Segment ID Not Present in Wings 3.0
331-40AE | 217394.1123 | [''] | 217394.1123 | [''] | 217394.1123 | [''] | 217394.1123 | 0 | 0 | 0 | 0 | 0 | 0 | Segment ID Not Present in Wings 3.0 | Segment ID Not Present in Wings 3.0
330-8R | 217250.5641 | ['Veg Detail Inspection'] | 216006.1198 | ['Veg Detail Inspection'] | 216006.1198 | ['Veg Detail Inspection'] | 216006.1198 | 0 | 0 | 0 | 0 | 0 | 0 | Segment ID Not Present in Wings 3.0 | Segment ID Not Present in Wings 3.0
492-14R | 216578.3188 | ['RIDI' 'Veg Detail Inspection'] | 215819.0714 | ['RIDI' 'Veg Detail Inspection'] | 216121.2865 | ['RIDI' 'Veg Detail Inspection'] | 216211.4999 | 0 | 0 | 0 | 0 | 0 | 0 | Segment ID Not Present in Wings 3.0 | Segment ID Not Present in Wings 3.0
CB 329 | 215285.1593 | ['OH Patrol' 'Off Cycle Patrol' 'Trim and Removal' 'Veg Detail Inspection'] | 179424.3496 | ['EFD' 'OH Patrol' 'Off Cycle Patrol' 'Trim and Removal' 'Veg Detail Inspection'] | 146071.1602 | ['OH Patrol' 'Off Cycle Patrol' 'Trim and Removal' 'Veg Detail Inspection'] | 146071.1602 | 0 | 0 | 0 | 0 | 0 | 0 | 7.3438e-06 | 413
542-43F | 213616.2396 | [''] | 213616.2396 | [''] | 213616.2396 | [''] | 213616.2396 | 0 | 0 | 0 | 0 | 0 | 0 | Segment ID Not Present in Wings 3.0 | Segment ID Not Present in Wings 3.0
CB 732 | 213157.1837 | ['Veg Detail Inspection'] | 203136.4242 | ['Veg Detail Inspection'] | 203136.4242 | ['Veg Detail Inspection'] | 203136.4242 | 0 | 0 | 0 | 0 | 0 | 0 | Segment ID Not Present in Wings 3.0 | Segment ID Not Present in Wings 3.0
1081-38AE | 213067.9419 | ['Veg Detail Inspection'] | 204837.9422 | ['Veg Detail Inspection'] | 204837.9422 | ['Veg Detail Inspection'] | 204837.9422 | 0 | 0 | 0 | 0 | 0 | 0 | Segment ID Not Present in Wings 3.0 | Segment ID Not Present in Wings 3.0
CB 230 | 212827.4514 | ['OH Patrol' 'Off Cycle Patrol' 'Pole Clearing' 'Trim and Removal' 'Veg Detail Inspection'] | 153063.6972 | ['OH Detail Inspection' 'OH Patrol' 'Off Cycle Patrol' 'Pole Clearing' 'Trim and Removal' 'Veg Detail Inspection'] | 142796.2276 | ['OH Patrol' 'Off Cycle Patrol' 'Pole Clearing' 'Trim and Removal' 'Veg Detail Inspection'] | 142796.2276 | 0 | 0 | 0 | 0 | 0 | 0 | 3.0092e-06 | 454
182-2243F | 211321.3128 | [''] | 211321.3128 | [''] | 211321.3128 | [''] | 211321.3128 | 0 | 0 | 0 | 0 | 0 | 0 | Segment ID Not Present in Wings 3.0 | Segment ID Not Present in Wings 3.0
315-485AE | 209855.9254 | ['OH Patrol' 'Off Cycle Patrol' 'Trim and Removal' 'Veg Detail Inspection'] | 160643.4902 | ['OH Patrol' 'Off Cycle Patrol' 'RIDI' 'Trim and Removal' 'Veg Detail Inspection' 'Wood Pole Intrusive'] | 137460.1312 | ['OH Detail Inspection' 'OH Patrol' 'Off Cycle Patrol' 'RIDI' 'Trim and Removal' 'Veg Detail Inspection'] | 86221.1599 | 0 | 0 | 0 | 0 | 0 | 0 | 2.8809e-06 | 456
CB 286 | 207241.2445 | ['Veg Detail Inspection'] | 200506.3709 | ['Veg Detail Inspection'] | 200506.3709 | ['Veg Detail Inspection'] | 200506.3709 | 0 | 0 | 0 | 0 | 0 | 0 | Segment ID Not Present in Wings 3.0 | Segment ID Not Present in Wings 3.0
CB 275 | 206623.495 | ['RIDI' 'Veg Detail Inspection'] | 194024.9496 | ['RIDI' 'Veg Detail Inspection'] | 200685.2265 | ['Veg Detail Inspection'] | 200685.2265 | 0 | 0 | 0 | 0 | 0 | 0 | Segment ID Not Present in Wings 3.0 | Segment ID Not Present in Wings 3.0
1162-329R | 206587.8377 | ['OH Patrol' 'Off Cycle Patrol' 'Pole Clearing' 'Trim and Removal' 'Veg Detail Inspection'] | 148327.0266 | ['OH Detail Inspection' 'OH Patrol' 'Off Cycle Patrol' 'Pole Clearing' 'RIDI' 'Trim and Removal' 'Veg Detail Inspection'] | 138876.2447 | ['OH Patrol' 'Off Cycle Patrol' 'Pole Clearing' 'Trim and Removal' 'Veg Detail Inspection'] | 138876.2447 | 0 | 0 | 0 | 0 | 0 | 0 | Segment ID Not Present in Wings 3.0 | Segment ID Not Present in Wings 3.0
501-786 | 204083.5481 | ['Fuel Management' 'OH Patrol' 'Off Cycle Patrol' 'Trim and Removal' 'Veg Detail Inspection'] | 144374.5333 | ['OH Patrol' 'Off Cycle Patrol' 'RIDI' 'Trim and Removal' 'Veg Detail Inspection'] | 136683.2626 | ['OH Detail Inspection' 'OH Patrol' 'Off Cycle Patrol' 'RIDI' 'Trim and Removal' 'Veg Detail Inspection'] | 134119.5056 | 0 | 0 | 0 | 0 | 0 | 0 | 1.9394e-06 | 470
92-619F | 202868.905 | ['Off Cycle Patrol' 'Veg Detail Inspection'] | 193452.8458 | ['Off Cycle Patrol' 'Veg Detail Inspection'] | 193452.8458 | ['Off Cycle Patrol' 'Veg Detail Inspection'] | 193452.8458 | 0 | 0 | 0 | 0 | 0 | 0 | Segment ID Not Present in Wings 3.0 | Segment ID Not Present in Wings 3.0
312-14F | 202123.6211 | ['OH Patrol' 'Off Cycle Patrol' 'RIDI' 'Trim and Removal' 'Veg Detail Inspection'] | 202059.4899 | ['OH Detail Inspection' 'OH Patrol' 'Off Cycle Patrol' 'RIDI' 'Trim and Removal' 'Veg Detail Inspection' 'Wood Pole Intrusive'] | 202022.9523 | ['OH Patrol' 'Off Cycle Patrol' 'RIDI' 'Trim and Removal' 'Veg Detail Inspection'] | 202031.3219 | 0 | 0 | 0 | 0 | 0 | 0 | Segment ID Not Present in Wings 3.0 | Segment ID Not Present in Wings 3.0
703-279R | 201974.1866 | ['Veg Detail Inspection'] | 198652.2945 | ['RIDI' 'Veg Detail Inspection'] | 198388.7063 | ['Veg Detail Inspection'] | 198388.7063 | 0 | 0 | 0 | 0 | 0 | 0 | Segment ID Not Present in Wings 3.0 | Segment ID Not Present in Wings 3.0
279-11AE | 201506.0077 | ['Veg Detail Inspection'] | 201198.5569 | ['Veg Detail Inspection'] | 201198.5569 | ['Veg Detail Inspection'] | 201198.5569 | 0 | 0 | 0 | 0 | 0 | 0 | Segment ID Not Present in Wings 3.0 | Segment ID Not Present in Wings 3.0
972-1644 | 200447.1376 | [''] | 200447.1376 | [''] | 200447.1376 | [''] | 200447.1376 | 0 | 0 | 0 | 0 | 0 | 0 | Segment ID Not Present in Wings 3.0 | Segment ID Not Present in Wings 3.0
CB 63 | 198804.9862 | ['Veg Detail Inspection'] | 195245.0502 | ['Veg Detail Inspection'] | 195245.0502 | ['Veg Detail Inspection'] | 195245.0502 | 0 | 0 | 0 | 0 | 0 | 0 | Segment ID Not Present in Wings 3.0 | Segment ID Not Present in Wings 3.0
277-459F | 196344.7376 | ['Veg Detail Inspection'] | 195574.8213 | ['Veg Detail Inspection'] | 195574.8213 | ['Veg Detail Inspection'] | 195574.8213 | 0 | 0 | 0 | 0 | 0 | 0 | Segment ID Not Present in Wings 3.0 | Segment ID Not Present in Wings 3.0
CB 203 | 195751.9979 | ['OH Patrol' 'Off Cycle Patrol' 'RIDI' 'Trim and Removal' 'Veg Detail Inspection'] | 190827.7528 | ['OH Patrol' 'Off Cycle Patrol' 'RIDI' 'Trim and Removal' 'Veg Detail Inspection' 'Wood Pole Intrusive'] | 191083.7857 | ['OH Patrol' 'Off Cycle Patrol' 'RIDI' 'Trim and Removal' 'Veg Detail Inspection'] | 191177.1813 | 0 | 0 | 0 | 0 | 0 | 0 | 6.6916e-06 | 421
230-371AE | 195725.1119 | ['OH Patrol' 'Off Cycle Patrol' 'Pole Clearing' 'RIDI' 'Trim and Removal' 'Veg Detail Inspection'] | 149351.8887 | ['OH Detail Inspection' 'OH Patrol' 'Off Cycle Patrol' 'Pole Clearing' 'RIDI' 'Trim and Removal' 'Veg Detail Inspection'] | 128989.4875 | ['OH Patrol' 'Off Cycle Patrol' 'Pole Clearing' 'Trim and Removal' 'Veg Detail Inspection'] | 128989.4875 | 0 | 0 | 0 | 0 | 0 | 0 | 6.9515e-06 | 418
93-559R | 194929.5535 | ['Pole Clearing' 'Veg Detail Inspection'] | 177611.3682 | ['Pole Clearing' 'Veg Detail Inspection'] | 177611.3682 | ['Pole Clearing' 'Veg Detail Inspection'] | 177611.3682 | 0 | 0 | 0 | 0 | 0 | 0 | Segment ID Not Present in Wings 3.0 | Segment ID Not Present in Wings 3.0
CB 704 | 194568.8733 | ['Veg Detail Inspection'] | 191285.6178 | ['Veg Detail Inspection'] | 191285.6178 | ['Veg Detail Inspection'] | 191285.6178 | 0 | 0 | 0 | 0 | 0 | 0 | Segment ID Not Present in Wings 3.0 | Segment ID Not Present in Wings 3.0
1072-6 | 193612.1217 | ['Veg Detail Inspection'] | 193576.7347 | ['Veg Detail Inspection'] | 193576.7347 | ['Veg Detail Inspection'] | 193576.7347 | 0 | 0 | 0 | 0 | 0 | 0 | Segment ID Not Present in Wings 3.0 | Segment ID Not Present in Wings 3.0
CB 911 | 193603.295 | ['Veg Detail Inspection'] | 184044.1799 | ['Veg Detail Inspection'] | 184044.1799 | ['Veg Detail Inspection'] | 184044.1799 | 0 | 0 | 0 | 0 | 0 | 0 | Segment ID Not Present in Wings 3.0 | Segment ID Not Present in Wings 3.0
CB 701 | 193601.8371 | ['Veg Detail Inspection'] | 189210.746 | ['Veg Detail Inspection'] | 189210.746 | ['Veg Detail Inspection'] | 189210.746 | 0 | 0 | 0 | 0 | 0 | 0 | Segment ID Not Present in Wings 3.0 | Segment ID Not Present in Wings 3.0
971-381R | 191895.4071 | ['OH Detail Inspection' 'OH Patrol' 'Off Cycle Patrol' 'Pole Clearing' 'RIDI' 'Veg Detail Inspection'] | 60817.4329 | ['OH Patrol' 'Off Cycle Patrol' 'Pole Clearing' 'RIDI' 'Veg Detail Inspection'] | 60817.4329 | ['OH Patrol' 'Off Cycle Patrol' 'Pole Clearing' 'RIDI' 'Veg Detail Inspection'] | 60817.4329 | 0 | 0 | 0 | 0 | 0 | 0 | 4.8175e-06 | 434
94-41 | 189671.1123 | ['Veg Detail Inspection'] | 180593.3802 | ['Veg Detail Inspection'] | 180593.3802 | ['Veg Detail Inspection'] | 180593.3802 | 0 | 0 | 0 | 0 | 0 | 0 | Segment ID Not Present in Wings 3.0 | Segment ID Not Present in Wings 3.0
CB 65 | 189265.5769 | ['RIDI' 'Veg Detail Inspection'] | 166783.0481 | ['RIDI' 'Veg Detail Inspection'] | 182002.1444 | ['RIDI' 'Veg Detail Inspection'] | 182908.043 | 0 | 0 | 0 | 0 | 0 | 0 | Segment ID Not Present in Wings 3.0 | Segment ID Not Present in Wings 3.0
855-46AE | 188552.8931 | ['OH Patrol' 'Off Cycle Patrol' 'Veg Detail Inspection'] | 151074.8141 | ['OH Patrol' 'Off Cycle Patrol' 'Veg Detail Inspection' 'Wood Pole Intrusive'] | 137622.5244 | ['OH Detail Inspection' 'OH Patrol' 'Off Cycle Patrol' 'Veg Detail Inspection'] | 83006.2283 | 0 | 0 | 0 | 0 | 0 | 0 | 6.7296e-07 | 500
276-158R | 188059.4775 | ['Veg Detail Inspection'] | 187622.1845 | ['Veg Detail Inspection'] | 187622.1845 | ['Veg Detail Inspection'] | 187622.1845 | 0 | 0 | 0 | 0 | 0 | 0 | Segment ID Not Present in Wings 3.0 | Segment ID Not Present in Wings 3.0
CB MA1 | 187688.6818 | ['RIDI' 'Veg Detail Inspection'] | 187382.8238 | ['Veg Detail Inspection'] | 187382.8238 | ['Veg Detail Inspection'] | 187382.8238 | 0 | 0 | 0 | 0 | 0 | 0 | Segment ID Not Present in Wings 3.0 | Segment ID Not Present in Wings 3.0
308-464 | 187214.6683 | ['Veg Detail Inspection'] | 186723.815 | ['Veg Detail Inspection'] | 186723.815 | ['Veg Detail Inspection'] | 186723.815 | 0 | 0 | 0 | 0 | 0 | 0 | Segment ID Not Present in Wings 3.0 | Segment ID Not Present in Wings 3.0
86-552F | 186635.7188 | ['Veg Detail Inspection'] | 178071.8308 | ['Veg Detail Inspection'] | 178071.8308 | ['Veg Detail Inspection'] | 178071.8308 | 0 | 0 | 0 | 0 | 0 | 0 | Segment ID Not Present in Wings 3.0 | Segment ID Not Present in Wings 3.0
CB GM2 | 185866.5197 | ['Veg Detail Inspection'] | 177058.5731 | ['Veg Detail Inspection'] | 177058.5731 | ['Veg Detail Inspection'] | 177058.5731 | 0 | 0 | 0 | 0 | 0 | 0 | Segment ID Not Present in Wings 3.0 | Segment ID Not Present in Wings 3.0
972-1642 | 185301.0758 | ['OH Detail Inspection' 'OH Patrol' 'Off Cycle Patrol' 'Veg Detail Inspection'] | 185301.0758 | ['OH Patrol' 'Off Cycle Patrol' 'Veg Detail Inspection'] | 185301.0758 | ['OH Patrol' 'Off Cycle Patrol' 'RIDI' 'Veg Detail Inspection'] | 185301.0758 | 0 | 0 | 0 | 0 | 0 | 0 | Segment ID Not Present in Wings 3.0 | Segment ID Not Present in Wings 3.0
CB 61 | 184259.5046 | ['Veg Detail Inspection'] | 182654.3839 | ['Veg Detail Inspection'] | 182654.3839 | ['Veg Detail Inspection'] | 182654.3839 | 0 | 0 | 0 | 0 | 0 | 0 | Segment ID Not Present in Wings 3.0 | Segment ID Not Present in Wings 3.0
197-1150F | 183538.3491 | ['OH Patrol' 'Off Cycle Patrol' 'Veg Detail Inspection'] | 147256.8927 | ['OH Patrol' 'Off Cycle Patrol' 'Veg Detail Inspection' 'Wood Pole Intrusive'] | 129653.6909 | ['OH Detail Inspection' 'OH Patrol' 'Off Cycle Patrol' 'Veg Detail Inspection'] | 76781.2168 | 0 | 0 | 0 | 0 | 0 | 0 | 2.9676e-06 | 455
CB 1007 | 183251.9699 | ['Pole Clearing' 'Veg Detail Inspection'] | 165146.5516 | ['Pole Clearing' 'Veg Detail Inspection'] | 165146.5516 | ['Pole Clearing' 'Veg Detail Inspection'] | 165146.5516 | 0 | 0 | 0 | 0 | 0 | 0 | Segment ID Not Present in Wings 3.0 | Segment ID Not Present in Wings 3.0
452-1405 | 181217.3939 | ['OH Patrol' 'Off Cycle Patrol' 'RIDI' 'Trim and Removal' 'Veg Detail Inspection'] | 134900.4114 | ['OH Patrol' 'Off Cycle Patrol' 'Trim and Removal' 'Veg Detail Inspection'] | 134900.4114 | ['OH Detail Inspection' 'OH Patrol' 'Off Cycle Patrol' 'Trim and Removal' 'Veg Detail Inspection' 'Wood Pole Intrusive'] | 79114.9834 | 0 | 0 | 0 | 0 | 0 | 0 | Segment ID Not Present in Wings 3.0 | Segment ID Not Present in Wings 3.0
CB 514 | 180275.1709 | ['Veg Detail Inspection'] | 172063.1771 | ['Veg Detail Inspection'] | 172063.1771 | ['Veg Detail Inspection'] | 172063.1771 | 0 | 0 | 0 | 0 | 0 | 0 | Segment ID Not Present in Wings 3.0 | Segment ID Not Present in Wings 3.0
242-1419F | 179229.5037 | [''] | 179229.5037 | [''] | 179229.5037 | [''] | 179229.5037 | 0 | 0 | 0 | 0 | 0 | 0 | Segment ID Not Present in Wings 3.0 | Segment ID Not Present in Wings 3.0
794-1002 | 176663.8796 | ['Veg Detail Inspection'] | 176152.7005 | ['Veg Detail Inspection'] | 176152.7005 | ['Veg Detail Inspection'] | 176152.7005 | 0 | 0 | 0 | 0 | 0 | 0 | Segment ID Not Present in Wings 3.0 | Segment ID Not Present in Wings 3.0
CB 799 | 176616.545 | ['Veg Detail Inspection'] | 167920.5433 | ['Veg Detail Inspection'] | 167920.5433 | ['Veg Detail Inspection'] | 167920.5433 | 0 | 0 | 0 | 0 | 0 | 0 | Segment ID Not Present in Wings 3.0 | Segment ID Not Present in Wings 3.0
1081-11 | 174685.4114 | ['Veg Detail Inspection'] | 173081.3338 | ['Veg Detail Inspection'] | 173081.3338 | ['Veg Detail Inspection'] | 173081.3338 | 0 | 0 | 0 | 0 | 0 | 0 | Segment ID Not Present in Wings 3.0 | Segment ID Not Present in Wings 3.0
172-569R | 174580.6003 | ['Pole Clearing' 'Veg Detail Inspection'] | 162443.8298 | ['Pole Clearing' 'Veg Detail Inspection'] | 162443.8298 | ['Pole Clearing' 'Veg Detail Inspection'] | 162443.8298 | 0 | 0 | 0 | 0 | 0 | 0 | Segment ID Not Present in Wings 3.0 | Segment ID Not Present in Wings 3.0
362-47F | 174272.616 | ['RIDI' 'Veg Detail Inspection'] | 168712.1375 | ['RIDI' 'Veg Detail Inspection'] | 169506.7013 | ['RIDI' 'Veg Detail Inspection'] | 169790.4741 | 0 | 0 | 0 | 0 | 0 | 0 | Segment ID Not Present in Wings 3.0 | Segment ID Not Present in Wings 3.0
CB BN1 | 173803.1009 | ['Pole Clearing' 'Veg Detail Inspection'] | 157221.0636 | ['Pole Clearing' 'Veg Detail Inspection'] | 157221.0636 | ['Pole Clearing' 'Veg Detail Inspection'] | 157221.0636 | 0 | 0 | 0 | 0 | 0 | 0 | Segment ID Not Present in Wings 3.0 | Segment ID Not Present in Wings 3.0
230-1008R | 171588.2724 | ['OH Patrol' 'Off Cycle Patrol' 'Pole Clearing' 'Veg Detail Inspection'] | 129218.3983 | ['OH Detail Inspection' 'OH Patrol' 'Off Cycle Patrol' 'Pole Clearing' 'Veg Detail Inspection'] | 112736.4889 | ['OH Patrol' 'Off Cycle Patrol' 'Pole Clearing' 'Veg Detail Inspection'] | 112736.4889 | 0 | 0 | 0 | 0 | 0 | 0 | 6.2277e-06 | 424
364-36 | 171186.9421 | ['Veg Detail Inspection'] | 171015.3846 | ['Veg Detail Inspection'] | 171015.3846 | ['Veg Detail Inspection'] | 171015.3846 | 0 | 0 | 0 | 0 | 0 | 0 | Segment ID Not Present in Wings 3.0 | Segment ID Not Present in Wings 3.0
303-189AE | 171003.4457 | ['Veg Detail Inspection'] | 170715.8906 | ['Veg Detail Inspection'] | 170715.8906 | ['Veg Detail Inspection'] | 170715.8906 | 0 | 0 | 0 | 0 | 0 | 0 | Segment ID Not Present in Wings 3.0 | Segment ID Not Present in Wings 3.0
210-394R | 170592.87 | ['OH Patrol' 'Off Cycle Patrol' 'Pole Clearing' 'RIDI' 'Trim and Removal' 'Veg Detail Inspection'] | 134189.3891 | ['Fuel Management' 'OH Patrol' 'Off Cycle Patrol' 'Pole Clearing' 'RIDI' 'Trim and Removal' 'Veg Detail Inspection'] | 125708.7489 | ['OH Detail Inspection' 'OH Patrol' 'Off Cycle Patrol' 'Pole Clearing' 'RIDI' 'Trim and Removal' 'Veg Detail Inspection'] | 102164.2089 | 0 | 0 | 0 | 0 | 0 | 0 | Segment ID Not Present in Wings 3.0 | Segment ID Not Present in Wings 3.0
1081-666F | 169874.5207 | ['Veg Detail Inspection'] | 163125.5723 | ['Veg Detail Inspection'] | 163125.5723 | ['Veg Detail Inspection'] | 163125.5723 | 0 | 0 | 0 | 0 | 0 | 0 | Segment ID Not Present in Wings 3.0 | Segment ID Not Present in Wings 3.0
60-603F | 169513.4667 | ['Veg Detail Inspection'] | 168754.2052 | ['Veg Detail Inspection'] | 168754.2052 | ['Veg Detail Inspection'] | 168754.2052 | 0 | 0 | 0 | 0 | 0 | 0 | Segment ID Not Present in Wings 3.0 | Segment ID Not Present in Wings 3.0
417-21R | 169297.6361 | ['Veg Detail Inspection'] | 166173.7537 | ['Veg Detail Inspection'] | 166173.7537 | ['Veg Detail Inspection'] | 166173.7537 | 0 | 0 | 0 | 0 | 0 | 0 | Segment ID Not Present in Wings 3.0 | Segment ID Not Present in Wings 3.0
1458-456F | 167568.5932 | ['OH Detail Inspection' 'OH Patrol' 'Off Cycle Patrol' 'Trim and Removal' 'Veg Detail Inspection'] | 143454.4914 | ['OH Patrol' 'Off Cycle Patrol' 'RIDI' 'Trim and Removal' 'Veg Detail Inspection'] | 141385.2239 | ['OH Patrol' 'Off Cycle Patrol' 'RIDI' 'Trim and Removal' 'Veg Detail Inspection'] | 141385.2239 | 0 | 0 | 0 | 0 | 0 | 0 | 3.5708e-08 | 546
279-10AE | 166571.4259 | ['RIDI' 'Veg Detail Inspection'] | 166068.6436 | ['RIDI' 'Veg Detail Inspection'] | 166078.8967 | ['Veg Detail Inspection'] | 166078.8967 | 0 | 0 | 0 | 0 | 0 | 0 | Segment ID Not Present in Wings 3.0 | Segment ID Not Present in Wings 3.0
CB 1073 | 166060.2067 | ['Veg Detail Inspection'] | 165557.7516 | ['Veg Detail Inspection'] | 165557.7516 | ['Veg Detail Inspection'] | 165557.7516 | 0 | 0 | 0 | 0 | 0 | 0 | Segment ID Not Present in Wings 3.0 | Segment ID Not Present in Wings 3.0
203-21R | 165993.6898 | ['Veg Detail Inspection'] | 165610.0021 | ['Veg Detail Inspection'] | 165610.0021 | ['Veg Detail Inspection'] | 165610.0021 | 0 | 0 | 0 | 0 | 0 | 0 | Segment ID Not Present in Wings 3.0 | Segment ID Not Present in Wings 3.0
933-472F | 165868.0735 | ['Veg Detail Inspection'] | 157737.494 | ['Veg Detail Inspection'] | 157737.494 | ['Veg Detail Inspection'] | 157737.494 | 0 | 0 | 0 | 0 | 0 | 0 | Segment ID Not Present in Wings 3.0 | Segment ID Not Present in Wings 3.0
CB 927 | 165399.2304 | ['Veg Detail Inspection'] | 157239.9096 | ['Veg Detail Inspection'] | 157239.9096 | ['Veg Detail Inspection'] | 157239.9096 | 0 | 0 | 0 | 0 | 0 | 0 | Segment ID Not Present in Wings 3.0 | Segment ID Not Present in Wings 3.0
308-486AE | 164677.8024 | ['OH Patrol' 'Off Cycle Patrol' 'RIDI' 'Veg Detail Inspection'] | 164278.4561 | ['OH Patrol' 'Off Cycle Patrol' 'Veg Detail Inspection'] | 164278.4561 | ['OH Patrol' 'Off Cycle Patrol' 'Veg Detail Inspection'] | 164278.4561 | 0 | 0 | 0 | 0 | 0 | 0 | Segment ID Not Present in Wings 3.0 | Segment ID Not Present in Wings 3.0
CB 511 | 163941.1946 | ['RIDI' 'Veg Detail Inspection'] | 152733.2559 | ['RIDI' 'Veg Detail Inspection'] | 155014.1698 | ['Veg Detail Inspection'] | 155014.1698 | 0 | 0 | 0 | 0 | 0 | 0 | Segment ID Not Present in Wings 3.0 | Segment ID Not Present in Wings 3.0
341-920 | 161885.9737 | ['Veg Detail Inspection'] | 154257.7127 | ['Veg Detail Inspection'] | 154257.7127 | ['Veg Detail Inspection'] | 154257.7127 | 0 | 0 | 0 | 0 | 0 | 0 | Segment ID Not Present in Wings 3.0 | Segment ID Not Present in Wings 3.0
311-43 | 159858.0503 | ['OH Patrol' 'Off Cycle Patrol' 'RIDI' 'Trim and Removal' 'Veg Detail Inspection'] | 158812.1149 | ['OH Detail Inspection' 'OH Patrol' 'Off Cycle Patrol' 'RIDI' 'Trim and Removal' 'Veg Detail Inspection' 'Wood Pole Intrusive'] | 158554.9813 | ['OH Detail Inspection' 'OH Patrol' 'Off Cycle Patrol' 'RIDI' 'Trim and Removal' 'Veg Detail Inspection'] | 158849.6974 | 0 | 0 | 0 | 0 | 0 | 0 | 2.5635e-06 | 458
1243-38R | 158251.3723 | ['OH Patrol' 'Off Cycle Patrol' 'Pole Clearing' 'Trim and Removal' 'Veg Detail Inspection'] | 111339.189 | ['CCC' 'OH Patrol' 'Off Cycle Patrol' 'Pole Clearing' 'Trim and Removal' 'Veg Detail Inspection' 'Wood Pole Intrusive'] | 0 | ['OH Detail Inspection' 'OH Patrol' 'Off Cycle Patrol' 'Pole Clearing' 'RIDI' 'Trim and Removal' 'Veg Detail Inspection'] | 0 | 0 | 0.35057 | 0 | 0 | 0 | 0 | 1.8196e-05 | 354
308-485AE | 157977.2573 | ['Off Cycle Patrol' 'Veg Detail Inspection'] | 157543.2655 | ['Off Cycle Patrol' 'Veg Detail Inspection'] | 157543.2655 | ['Off Cycle Patrol' 'Veg Detail Inspection'] | 157543.2655 | 0 | 0 | 0 | 0 | 0 | 0 | 1.204e-07 | 531
1215-10R | 157887.7895 | ['OH Patrol' 'Off Cycle Patrol' 'Pole Clearing' 'Veg Detail Inspection'] | 128043.8102 | ['Fuel Management' 'OH Patrol' 'Off Cycle Patrol' 'Pole Clearing' 'Veg Detail Inspection'] | 124976.4726 | ['OH Patrol' 'Off Cycle Patrol' 'Pole Clearing' 'Veg Detail Inspection'] | 124976.4726 | 0 | 0 | 0 | 0 | 0 | 0 | 4.0556e-05 | 305
275-45 | 157580.9542 | ['Veg Detail Inspection'] | 157547.7118 | ['Veg Detail Inspection'] | 157547.7118 | ['Veg Detail Inspection'] | 157547.7118 | 0 | 0 | 0 | 0 | 0 | 0 | Segment ID Not Present in Wings 3.0 | Segment ID Not Present in Wings 3.0
1458-1057F | 155998.7084 | ['OH Detail Inspection' 'OH Patrol'] | 155998.7084 | ['OH Patrol'] | 155998.7084 | ['OH Patrol' 'RIDI'] | 155998.7084 | 0 | 0 | 0 | 0 | 0 | 0 | Segment ID Not Present in Wings 3.0 | Segment ID Not Present in Wings 3.0
CB 781 | 155425.1821 | ['Veg Detail Inspection'] | 153491.9143 | ['Veg Detail Inspection'] | 153491.9143 | ['Veg Detail Inspection'] | 153491.9143 | 0 | 0 | 0 | 0 | 0 | 0 | Segment ID Not Present in Wings 3.0 | Segment ID Not Present in Wings 3.0
CB 365 | 153829.4288 | ['Veg Detail Inspection'] | 152547.4302 | ['Veg Detail Inspection'] | 152547.4302 | ['Veg Detail Inspection'] | 152547.4302 | 0 | 0 | 0 | 0 | 0 | 0 | Segment ID Not Present in Wings 3.0 | Segment ID Not Present in Wings 3.0
583-318F | 153560.7783 | ['Trim and Removal' 'Veg Detail Inspection'] | 138444.0823 | ['Trim and Removal' 'Veg Detail Inspection'] | 138444.0823 | ['Trim and Removal' 'Veg Detail Inspection'] | 138444.0823 | 0 | 0 | 0 | 0 | 0 | 0 | Segment ID Not Present in Wings 3.0 | Segment ID Not Present in Wings 3.0
973-533AE | 153488.9701 | [''] | 153488.9701 | [''] | 153488.9701 | [''] | 153488.9701 | 0 | 0 | 0 | 0 | 0 | 0 | Segment ID Not Present in Wings 3.0 | Segment ID Not Present in Wings 3.0
908-2062F | 153311.4846 | ['Fuel Management' 'OH Patrol' 'Off Cycle Patrol' 'Pole Clearing' 'Trim and Removal' 'Veg Detail Inspection'] | 105112.0461 | ['OH Patrol' 'Off Cycle Patrol' 'Pole Clearing' 'Trim and Removal' 'Veg Detail Inspection'] | 105112.0461 | ['OH Patrol' 'Off Cycle Patrol' 'Pole Clearing' 'Trim and Removal' 'Veg Detail Inspection' 'Wood Pole Intrusive'] | 102953.0567 | 0 | 0 | 0 | 0 | 0 | 0 | 2.768e-07 | 521
CB 282 | 152506.8923 | ['Off Cycle Patrol' 'Veg Detail Inspection'] | 151789.8974 | ['Off Cycle Patrol' 'Veg Detail Inspection'] | 151789.8974 | ['Off Cycle Patrol' 'Veg Detail Inspection'] | 151789.8974 | 0 | 0 | 0 | 0 | 0 | 0 | Segment ID Not Present in Wings 3.0 | Segment ID Not Present in Wings 3.0
1140-13F | 150625.1457 | [''] | 150625.1457 | [''] | 150625.1457 | [''] | 150625.1457 | 0 | 0 | 0 | 0 | 0 | 0 | Segment ID Not Present in Wings 3.0 | Segment ID Not Present in Wings 3.0
CB MV1 | 150338.4238 | ['Pole Clearing' 'Veg Detail Inspection'] | 135783.9046 | ['Pole Clearing' 'Veg Detail Inspection'] | 135783.9046 | ['Pole Clearing' 'Veg Detail Inspection'] | 135783.9046 | 0 | 0 | 0 | 0 | 0 | 0 | Segment ID Not Present in Wings 3.0 | Segment ID Not Present in Wings 3.0
545-874R | 149860.7637 | ['Veg Detail Inspection'] | 149417.0035 | ['Veg Detail Inspection'] | 149417.0035 | ['Veg Detail Inspection'] | 149417.0035 | 0 | 0 | 0 | 0 | 0 | 0 | Segment ID Not Present in Wings 3.0 | Segment ID Not Present in Wings 3.0
62-22AE | 149850.5521 | ['Veg Detail Inspection'] | 148932.3686 | ['Veg Detail Inspection'] | 148932.3686 | ['Veg Detail Inspection'] | 148932.3686 | 0 | 0 | 0 | 0 | 0 | 0 | Segment ID Not Present in Wings 3.0 | Segment ID Not Present in Wings 3.0
CB AD1 | 147894.4298 | ['Veg Detail Inspection'] | 147177.4553 | ['Veg Detail Inspection'] | 147177.4553 | ['Veg Detail Inspection'] | 147177.4553 | 0 | 0 | 0 | 0 | 0 | 0 | Segment ID Not Present in Wings 3.0 | Segment ID Not Present in Wings 3.0
CB 492 | 147697.3647 | ['RIDI' 'Veg Detail Inspection'] | 137663.6821 | ['RIDI' 'Veg Detail Inspection'] | 143368.6792 | ['RIDI' 'Veg Detail Inspection'] | 142710.4103 | 0 | 0 | 0 | 0 | 0 | 0 | Segment ID Not Present in Wings 3.0 | Segment ID Not Present in Wings 3.0
CB 750 | 147170.1711 | ['Veg Detail Inspection'] | 139908.7277 | ['Veg Detail Inspection'] | 139908.7277 | ['Veg Detail Inspection'] | 139908.7277 | 0 | 0 | 0 | 0 | 0 | 0 | Segment ID Not Present in Wings 3.0 | Segment ID Not Present in Wings 3.0
973-534AE | 146186.472 | [''] | 146186.472 | [''] | 146186.472 | [''] | 146186.472 | 0 | 0 | 0 | 0 | 0 | 0 | Segment ID Not Present in Wings 3.0 | Segment ID Not Present in Wings 3.0
CB 143 | 145603.874 | ['Veg Detail Inspection'] | 141667.739 | ['Veg Detail Inspection'] | 141667.739 | ['Veg Detail Inspection'] | 141667.739 | 0 | 0 | 0 | 0 | 0 | 0 | Segment ID Not Present in Wings 3.0 | Segment ID Not Present in Wings 3.0
171-708R | 144381.4552 | ['Veg Detail Inspection'] | 139784.4701 | ['Veg Detail Inspection'] | 139784.4701 | ['Veg Detail Inspection'] | 139784.4701 | 0 | 0 | 0 | 0 | 0 | 0 | Segment ID Not Present in Wings 3.0 | Segment ID Not Present in Wings 3.0
331-42AE | 143891.3323 | [''] | 143891.3323 | [''] | 143891.3323 | [''] | 143891.3323 | 0 | 0 | 0 | 0 | 0 | 0 | Segment ID Not Present in Wings 3.0 | Segment ID Not Present in Wings 3.0
386-25R | 143656.9906 | ['Off Cycle Patrol' 'Veg Detail Inspection'] | 138628.1352 | ['Off Cycle Patrol' 'Veg Detail Inspection'] | 138628.1352 | ['Off Cycle Patrol' 'Veg Detail Inspection'] | 138628.1352 | 0 | 0 | 0 | 0 | 0 | 0 | Segment ID Not Present in Wings 3.0 | Segment ID Not Present in Wings 3.0
542-44F | 143030.8857 | [''] | 143030.8857 | [''] | 143030.8857 | [''] | 143030.8857 | 0 | 0 | 0 | 0 | 0 | 0 | Segment ID Not Present in Wings 3.0 | Segment ID Not Present in Wings 3.0
579-350F | 142767.3362 | ['Veg Detail Inspection'] | 142609.7089 | ['Veg Detail Inspection'] | 142609.7089 | ['Veg Detail Inspection'] | 142609.7089 | 0 | 0 | 0 | 0 | 0 | 0 | Segment ID Not Present in Wings 3.0 | Segment ID Not Present in Wings 3.0
172-567R | 141921.9139 | ['Pole Clearing' 'Veg Detail Inspection'] | 133183.8588 | ['Pole Clearing' 'Veg Detail Inspection'] | 133183.8588 | ['Pole Clearing' 'Veg Detail Inspection'] | 133183.8588 | 0 | 0 | 0 | 0 | 0 | 0 | Segment ID Not Present in Wings 3.0 | Segment ID Not Present in Wings 3.0
116-31F | 141477.223 | ['Veg Detail Inspection'] | 141451.2505 | ['Veg Detail Inspection'] | 141451.2505 | ['Veg Detail Inspection'] | 141451.2505 | 0 | 0 | 0 | 0 | 0 | 0 | Segment ID Not Present in Wings 3.0 | Segment ID Not Present in Wings 3.0
442-780 | 141384.6246 | ['Fuel Management' 'OH Patrol' 'Off Cycle Patrol' 'Pole Clearing' 'Trim and Removal' 'Veg Detail Inspection'] | 123869.8853 | ['OH Detail Inspection' 'OH Patrol' 'Off Cycle Patrol' 'Pole Clearing' 'Trim and Removal' 'Veg Detail Inspection'] | 116422.072 | ['OH Patrol' 'Off Cycle Patrol' 'Pole Clearing' 'Trim and Removal' 'Veg Detail Inspection'] | 116422.072 | 0 | 0 | 0 | 0 | 0 | 0 | Segment ID Not Present in Wings 3.0 | Segment ID Not Present in Wings 3.0
1090-70F | 140836.6813 | ['OH Patrol' 'Off Cycle Patrol' 'Pole Clearing' 'RIDI' 'Trim and Removal' 'Veg Detail Inspection'] | 109067.7664 | ['OH Patrol' 'Off Cycle Patrol' 'Pole Clearing' 'RIDI' 'Trim and Removal' 'Veg Detail Inspection'] | 105348.8541 | ['Fuel Management' 'OH Patrol' 'Off Cycle Patrol' 'Pole Clearing' 'RIDI' 'Trim and Removal' 'Veg Detail Inspection'] | 101335.528 | 0 | 0 | 0 | 0 | 0 | 0 | 7.0939e-07 | 497
CB 578 | 140491.5616 | ['Veg Detail Inspection'] | 139653.6963 | ['Veg Detail Inspection'] | 139653.6963 | ['Veg Detail Inspection'] | 139653.6963 | 0 | 0 | 0 | 0 | 0 | 0 | Segment ID Not Present in Wings 3.0 | Segment ID Not Present in Wings 3.0
835-11F | 139954.9938 | ['OH Patrol' 'Off Cycle Patrol' 'Trim and Removal' 'Veg Detail Inspection'] | 105305.3566 | ['Fuel Management' 'OH Detail Inspection' 'OH Patrol' 'Off Cycle Patrol' 'Trim and Removal' 'Veg Detail Inspection'] | 57967.1199 | ['OH Patrol' 'Off Cycle Patrol' 'Trim and Removal' 'Veg Detail Inspection'] | 57967.1199 | 0 | 0 | 0 | 0 | 0 | 0 | 2.0053e-06 | 469
286-989AE | 139871.578 | ['Veg Detail Inspection'] | 139592.8808 | ['Veg Detail Inspection'] | 139592.8808 | ['Veg Detail Inspection'] | 139592.8808 | 0 | 0 | 0 | 0 | 0 | 0 | Segment ID Not Present in Wings 3.0 | Segment ID Not Present in Wings 3.0
415-33 | 139778.6103 | ['Veg Detail Inspection'] | 138383.1487 | ['Veg Detail Inspection'] | 138383.1487 | ['Veg Detail Inspection'] | 138383.1487 | 0 | 0 | 0 | 0 | 0 | 0 | Segment ID Not Present in Wings 3.0 | Segment ID Not Present in Wings 3.0
CB 288 | 139689.0353 | ['Veg Detail Inspection'] | 136184.254 | ['Veg Detail Inspection'] | 136184.254 | ['Veg Detail Inspection'] | 136184.254 | 0 | 0 | 0 | 0 | 0 | 0 | Segment ID Not Present in Wings 3.0 | Segment ID Not Present in Wings 3.0
1458-1117F | 139463.092 | ['OH Detail Inspection' 'OH Patrol' 'Trim and Removal'] | 139463.092 | ['OH Patrol' 'RIDI' 'Trim and Removal'] | 139463.092 | ['OH Patrol' 'Trim and Removal'] | 139463.092 | 0 | 0 | 0 | 0 | 0 | 0 | Segment ID Not Present in Wings 3.0 | Segment ID Not Present in Wings 3.0
364-49R | 138166.7587 | ['Veg Detail Inspection'] | 137185.7023 | ['Veg Detail Inspection'] | 137185.7023 | ['Veg Detail Inspection'] | 137185.7023 | 0 | 0 | 0 | 0 | 0 | 0 | Segment ID Not Present in Wings 3.0 | Segment ID Not Present in Wings 3.0
390-346AE | 137769.2384 | ['Veg Detail Inspection'] | 135684.2693 | ['Veg Detail Inspection'] | 135684.2693 | ['Veg Detail Inspection'] | 135684.2693 | 0 | 0 | 0 | 0 | 0 | 0 | Segment ID Not Present in Wings 3.0 | Segment ID Not Present in Wings 3.0
CB PB1 | 137603.701 | ['Veg Detail Inspection'] | 137380.1059 | ['Veg Detail Inspection'] | 137380.1059 | ['Veg Detail Inspection'] | 137380.1059 | 0 | 0 | 0 | 0 | 0 | 0 | Segment ID Not Present in Wings 3.0 | Segment ID Not Present in Wings 3.0
452-1403 | 137227.0032 | ['OH Patrol' 'Off Cycle Patrol' 'RIDI' 'Trim and Removal' 'Veg Detail Inspection'] | 79309.3958 | ['OH Patrol' 'Off Cycle Patrol' 'Trim and Removal' 'Veg Detail Inspection'] | 79309.3958 | ['OH Detail Inspection' 'OH Patrol' 'Off Cycle Patrol' 'Trim and Removal' 'Veg Detail Inspection' 'Wood Pole Intrusive'] | 28588.6509 | 0 | 0 | 0 | 0 | 0 | 0 | Segment ID Not Present in Wings 3.0 | Segment ID Not Present in Wings 3.0
545-50F | 135826.4027 | ['Veg Detail Inspection'] | 135754.8173 | ['Veg Detail Inspection'] | 135754.8173 | ['Veg Detail Inspection'] | 135754.8173 | 0 | 0 | 0 | 0 | 0 | 0 | Segment ID Not Present in Wings 3.0 | Segment ID Not Present in Wings 3.0
CB 857 | 134820.5635 | ['Veg Detail Inspection'] | 128244.8735 | ['Veg Detail Inspection'] | 128244.8735 | ['Veg Detail Inspection'] | 128244.8735 | 0 | 0 | 0 | 0 | 0 | 0 | Segment ID Not Present in Wings 3.0 | Segment ID Not Present in Wings 3.0
170-3R | 134607.5717 | ['Pole Clearing' 'Veg Detail Inspection'] | 125100.9617 | ['Pole Clearing' 'Veg Detail Inspection'] | 125100.9617 | ['Pole Clearing' 'Veg Detail Inspection'] | 125100.9617 | 0 | 0 | 0 | 0 | 0 | 0 | Segment ID Not Present in Wings 3.0 | Segment ID Not Present in Wings 3.0
CB 196 | 134469.9059 | ['OH Patrol' 'Off Cycle Patrol' 'Veg Detail Inspection'] | 134034.0075 | ['OH Patrol' 'Off Cycle Patrol' 'Veg Detail Inspection'] | 134034.0075 | ['OH Detail Inspection' 'OH Patrol' 'Off Cycle Patrol' 'Veg Detail Inspection'] | 133982.9531 | 0 | 0 | 0 | 0 | 0 | 0 | 5.506e-08 | 541
CB 202 | 133986.1187 | ['OH Patrol' 'Off Cycle Patrol' 'RIDI' 'Trim and Removal' 'Veg Detail Inspection'] | 90962.6533 | ['OH Detail Inspection' 'OH Patrol' 'Off Cycle Patrol' 'RIDI' 'Trim and Removal' 'Veg Detail Inspection' 'Wood Pole Intrusive'] | 78323.1627 | ['OH Detail Inspection' 'OH Patrol' 'Off Cycle Patrol' 'Trim and Removal' 'Veg Detail Inspection'] | 76216.581 | 0 | 0 | 0 | 0 | 0 | 0 | 2.309e-05 | 344
292-317F | 133935.9634 | [''] | 133935.9634 | [''] | 133935.9634 | [''] | 133935.9634 | 0 | 0 | 0 | 0 | 0 | 0 | Segment ID Not Present in Wings 3.0 | Segment ID Not Present in Wings 3.0
CB 215 | 133913.2875 | ['OH Detail Inspection' 'OH Patrol' 'Off Cycle Patrol' 'Pole Clearing' 'Veg Detail Inspection'] | 82745.5316 | ['OH Patrol' 'Off Cycle Patrol' 'Pole Clearing' 'Veg Detail Inspection'] | 82745.5316 | ['OH Patrol' 'Off Cycle Patrol' 'Pole Clearing' 'Veg Detail Inspection'] | 82745.5316 | 0 | 0 | 0 | 0 | 0 | 0 | 1.9651e-05 | 350
CB 350 | 133573.5708 | ['OH Patrol' 'Off Cycle Patrol' 'Pole Clearing' 'Veg Detail Inspection'] | 110416.6812 | ['OH Patrol' 'Off Cycle Patrol' 'Pole Clearing' 'Veg Detail Inspection'] | 110416.6812 | ['OH Patrol' 'Off Cycle Patrol' 'Pole Clearing' 'Veg Detail Inspection'] | 110416.6812 | 0 | 0 | 0 | 0 | 0 | 0 | 6.1524e-07 | 502
415-1237R | 133095.7859 | ['Veg Detail Inspection'] | 132263.0429 | ['Veg Detail Inspection'] | 132263.0429 | ['Veg Detail Inspection'] | 132263.0429 | 0 | 0 | 0 | 0 | 0 | 0 | Segment ID Not Present in Wings 3.0 | Segment ID Not Present in Wings 3.0
CB 981 | 132757.0924 | ['OH Patrol' 'Off Cycle Patrol' 'Pole Clearing' 'Trim and Removal' 'Veg Detail Inspection'] | 96170.245 | ['OH Patrol' 'Off Cycle Patrol' 'Pole Clearing' 'Trim and Removal' 'Veg Detail Inspection' 'Wood Pole Intrusive'] | 87666.0708 | ['OH Detail Inspection' 'OH Patrol' 'Off Cycle Patrol' 'Pole Clearing' 'RIDI' 'Trim and Removal' 'Veg Detail Inspection'] | 79445.369 | 0 | 0 | 0 | 0 | 0 | 0 | 1.9348e-06 | 471
780-468R | 132175.5817 | ['Veg Detail Inspection'] | 132034.7519 | ['Veg Detail Inspection'] | 132034.7519 | ['Veg Detail Inspection'] | 132034.7519 | 0 | 0 | 0 | 0 | 0 | 0 | Segment ID Not Present in Wings 3.0 | Segment ID Not Present in Wings 3.0
368-24 | 131820.2995 | ['Veg Detail Inspection'] | 131464.8481 | ['Veg Detail Inspection'] | 131464.8481 | ['Veg Detail Inspection'] | 131464.8481 | 0 | 0 | 0 | 0 | 0 | 0 | Segment ID Not Present in Wings 3.0 | Segment ID Not Present in Wings 3.0
306-2246 | 131580.9114 | [''] | 131580.9114 | [''] | 131580.9114 | [''] | 131580.9114 | 0 | 0 | 0 | 0 | 0 | 0 | Segment ID Not Present in Wings 3.0 | Segment ID Not Present in Wings 3.0
CB 281 | 131322.8593 | ['Off Cycle Patrol' 'Veg Detail Inspection'] | 131173.9603 | ['Off Cycle Patrol' 'Veg Detail Inspection'] | 131173.9603 | ['Off Cycle Patrol' 'Veg Detail Inspection'] | 131173.9603 | 0 | 0 | 0 | 0 | 0 | 0 | Segment ID Not Present in Wings 3.0 | Segment ID Not Present in Wings 3.0
274-40 | 130226.1581 | ['Veg Detail Inspection'] | 130055.4051 | ['Veg Detail Inspection'] | 130055.4051 | ['Veg Detail Inspection'] | 130055.4051 | 0 | 0 | 0 | 0 | 0 | 0 | Segment ID Not Present in Wings 3.0 | Segment ID Not Present in Wings 3.0
1140-11F | 129276.9759 | [''] | 129276.9759 | [''] | 129276.9759 | [''] | 129276.9759 | 0 | 0 | 0 | 0 | 0 | 0 | Segment ID Not Present in Wings 3.0 | Segment ID Not Present in Wings 3.0
CB 783 | 129217.0431 | ['Veg Detail Inspection'] | 126554.6718 | ['Veg Detail Inspection'] | 126554.6718 | ['Veg Detail Inspection'] | 126554.6718 | 0 | 0 | 0 | 0 | 0 | 0 | Segment ID Not Present in Wings 3.0 | Segment ID Not Present in Wings 3.0
CB 183 | 128802.1053 | ['Veg Detail Inspection'] | 127357.6122 | ['EFD' 'Veg Detail Inspection'] | 122688.5438 | ['Veg Detail Inspection'] | 122688.5438 | 0 | 0 | 0 | 0 | 0 | 0 | Segment ID Not Present in Wings 3.0 | Segment ID Not Present in Wings 3.0
CB SHC1 | 128745.0016 | [''] | 128745.0016 | [''] | 128745.0016 | [''] | 128745.0016 | 0 | 0 | 0 | 0 | 0 | 0 | Segment ID Not Present in Wings 3.0 | Segment ID Not Present in Wings 3.0
535-10F | 128195.2192 | [''] | 128195.2192 | [''] | 128195.2192 | [''] | 128195.2192 | 0 | 0 | 0 | 0 | 0 | 0 | Segment ID Not Present in Wings 3.0 | Segment ID Not Present in Wings 3.0
799-504R | 127406.1655 | ['OH Patrol' 'Off Cycle Patrol' 'RIDI' 'Trim and Removal' 'Veg Detail Inspection'] | 103994.8099 | ['OH Patrol' 'Off Cycle Patrol' 'RIDI' 'Trim and Removal' 'Veg Detail Inspection' 'Wood Pole Intrusive'] | 94541.0563 | ['OH Detail Inspection' 'OH Patrol' 'Off Cycle Patrol' 'RIDI' 'Trim and Removal' 'Veg Detail Inspection'] | 81026.183 | 0 | 0 | 0 | 0 | 0 | 0 | 1.4475e-06 | 480
702-27R | 127298.312 | ['RIDI' 'Veg Detail Inspection'] | 124859.6044 | ['RIDI' 'Veg Detail Inspection'] | 126338.1569 | ['RIDI' 'Veg Detail Inspection'] | 126317.1845 | 0 | 0 | 0 | 0 | 0 | 0 | Segment ID Not Present in Wings 3.0 | Segment ID Not Present in Wings 3.0
CB 284 | 126880.6737 | ['Veg Detail Inspection'] | 123871.1893 | ['Veg Detail Inspection'] | 123871.1893 | ['Veg Detail Inspection'] | 123871.1893 | 0 | 0 | 0 | 0 | 0 | 0 | Segment ID Not Present in Wings 3.0 | Segment ID Not Present in Wings 3.0
CB 415 | 126420.6704 | ['Veg Detail Inspection'] | 124693.3283 | ['Veg Detail Inspection'] | 124693.3283 | ['Veg Detail Inspection'] | 124693.3283 | 0 | 0 | 0 | 0 | 0 | 0 | Segment ID Not Present in Wings 3.0 | Segment ID Not Present in Wings 3.0
505-1676F | 126310.9282 | ['Veg Detail Inspection'] | 120226.5632 | ['Veg Detail Inspection'] | 120226.5632 | ['Veg Detail Inspection'] | 120226.5632 | 0 | 0 | 0 | 0 | 0 | 0 | Segment ID Not Present in Wings 3.0 | Segment ID Not Present in Wings 3.0
CB 68 | 125602.8057 | ['Veg Detail Inspection'] | 119532.5704 | ['Veg Detail Inspection'] | 119532.5704 | ['Veg Detail Inspection'] | 119532.5704 | 0 | 0 | 0 | 0 | 0 | 0 | Segment ID Not Present in Wings 3.0 | Segment ID Not Present in Wings 3.0
545-43AE | 125181.7482 | [''] | 125181.7482 | [''] | 125181.7482 | [''] | 125181.7482 | 0 | 0 | 0 | 0 | 0 | 0 | Segment ID Not Present in Wings 3.0 | Segment ID Not Present in Wings 3.0
595-1454F | 124924.5765 | ['Off Cycle Patrol' 'Veg Detail Inspection'] | 114625.6485 | ['Off Cycle Patrol' 'Veg Detail Inspection'] | 114625.6485 | ['Off Cycle Patrol' 'Veg Detail Inspection'] | 114625.6485 | 0 | 0 | 0 | 0 | 0 | 0 | Segment ID Not Present in Wings 3.0 | Segment ID Not Present in Wings 3.0
310-719F | 124514.6895 | ['Veg Detail Inspection'] | 124375.206 | ['Veg Detail Inspection'] | 124375.206 | ['Veg Detail Inspection'] | 124375.206 | 0 | 0 | 0 | 0 | 0 | 0 | Segment ID Not Present in Wings 3.0 | Segment ID Not Present in Wings 3.0
CB 330 | 124250.1368 | ['OH Patrol' 'Off Cycle Patrol' 'RIDI' 'Trim and Removal' 'Veg Detail Inspection'] | 114538.8019 | ['OH Patrol' 'Off Cycle Patrol' 'RIDI' 'Trim and Removal' 'Veg Detail Inspection' 'Wood Pole Intrusive'] | 112788.1263 | ['OH Patrol' 'Off Cycle Patrol' 'RIDI' 'Trim and Removal' 'Veg Detail Inspection'] | 113558.5299 | 0 | 0 | 0 | 0 | 0 | 0 | 8.3829e-06 | 406
205-1550 | 124006.4072 | ['OH Detail Inspection' 'OH Patrol' 'Off Cycle Patrol' 'Veg Detail Inspection' 'Wood Pole Intrusive'] | 111324.2931 | ['OH Patrol' 'Off Cycle Patrol' 'Veg Detail Inspection'] | 111324.2931 | ['OH Patrol' 'Off Cycle Patrol' 'RIDI' 'Veg Detail Inspection'] | 110976.9364 | 0 | 0 | 0 | 0 | 0 | 0 | 4.2327e-08 | 544
390-16F | 123139.3496 | [''] | 123139.3496 | [''] | 123139.3496 | [''] | 123139.3496 | 0 | 0 | 0 | 0 | 0 | 0 | Segment ID Not Present in Wings 3.0 | Segment ID Not Present in Wings 3.0
CB HW1 | 122438.2319 | ['Pole Clearing' 'Veg Detail Inspection'] | 110395.0518 | ['Pole Clearing' 'Veg Detail Inspection'] | 110395.0518 | ['Pole Clearing' 'Veg Detail Inspection'] | 110395.0518 | 0 | 0 | 0 | 0 | 0 | 0 | Segment ID Not Present in Wings 3.0 | Segment ID Not Present in Wings 3.0
783-1451F | 122427.988 | [''] | 122427.988 | [''] | 122427.988 | [''] | 122427.988 | 0 | 0 | 0 | 0 | 0 | 0 | Segment ID Not Present in Wings 3.0 | Segment ID Not Present in Wings 3.0
CB 789 | 122362.0114 | ['Veg Detail Inspection'] | 116385.8127 | ['Veg Detail Inspection'] | 116385.8127 | ['Veg Detail Inspection'] | 116385.8127 | 0 | 0 | 0 | 0 | 0 | 0 | Segment ID Not Present in Wings 3.0 | Segment ID Not Present in Wings 3.0
CB 56 | 122212.1886 | ['Veg Detail Inspection'] | 121627.3745 | ['Veg Detail Inspection'] | 121627.3745 | ['Veg Detail Inspection'] | 121627.3745 | 0 | 0 | 0 | 0 | 0 | 0 | Segment ID Not Present in Wings 3.0 | Segment ID Not Present in Wings 3.0
275-48F | 122148.3024 | ['Veg Detail Inspection'] | 121799.1206 | ['Veg Detail Inspection'] | 121799.1206 | ['Veg Detail Inspection'] | 121799.1206 | 0 | 0 | 0 | 0 | 0 | 0 | Segment ID Not Present in Wings 3.0 | Segment ID Not Present in Wings 3.0
306-2258F | 122043.9607 | [''] | 122043.9607 | [''] | 122043.9607 | [''] | 122043.9607 | 0 | 0 | 0 | 0 | 0 | 0 | Segment ID Not Present in Wings 3.0 | Segment ID Not Present in Wings 3.0
CB 1085 | 121815.0932 | ['Veg Detail Inspection'] | 120046.5427 | ['Veg Detail Inspection'] | 120046.5427 | ['Veg Detail Inspection'] | 120046.5427 | 0 | 0 | 0 | 0 | 0 | 0 | Segment ID Not Present in Wings 3.0 | Segment ID Not Present in Wings 3.0
308-484AE | 121718.5902 | ['Veg Detail Inspection'] | 121197.179 | ['Veg Detail Inspection'] | 121197.179 | ['Veg Detail Inspection'] | 121197.179 | 0 | 0 | 0 | 0 | 0 | 0 | Segment ID Not Present in Wings 3.0 | Segment ID Not Present in Wings 3.0
230-2067 | 121606.7192 | ['OH Patrol' 'Off Cycle Patrol' 'Pole Clearing' 'Trim and Removal' 'Veg Detail Inspection'] | 87913.1842 | ['OH Detail Inspection' 'OH Patrol' 'Off Cycle Patrol' 'Pole Clearing' 'Trim and Removal' 'Veg Detail Inspection'] | 71518.679 | ['OH Patrol' 'Off Cycle Patrol' 'Pole Clearing' 'RIDI' 'Trim and Removal' 'Veg Detail Inspection'] | 66053.8439 | 0 | 0 | 0 | 0 | 0 | 0 | Segment ID Not Present in Wings 3.0 | Segment ID Not Present in Wings 3.0
CB FM3 | 121112.2592 | ['Veg Detail Inspection'] | 117049.4972 | ['Veg Detail Inspection'] | 117049.4972 | ['Veg Detail Inspection'] | 117049.4972 | 0 | 0 | 0 | 0 | 0 | 0 | Segment ID Not Present in Wings 3.0 | Segment ID Not Present in Wings 3.0
CB EO3 | 120883.1028 | ['Veg Detail Inspection'] | 115347.0231 | ['Veg Detail Inspection'] | 115347.0231 | ['Veg Detail Inspection'] | 115347.0231 | 0 | 0 | 0 | 0 | 0 | 0 | Segment ID Not Present in Wings 3.0 | Segment ID Not Present in Wings 3.0
492-1091F | 120639.6247 | ['RIDI' 'Veg Detail Inspection'] | 120382.3686 | ['Veg Detail Inspection'] | 120382.3686 | ['Veg Detail Inspection'] | 120382.3686 | 0 | 0 | 0 | 0 | 0 | 0 | Segment ID Not Present in Wings 3.0 | Segment ID Not Present in Wings 3.0
928-6F | 120508.5256 | [''] | 120508.5256 | [''] | 120508.5256 | [''] | 120508.5256 | 0 | 0 | 0 | 0 | 0 | 0 | Segment ID Not Present in Wings 3.0 | Segment ID Not Present in Wings 3.0
797-30F | 119862.7658 | [''] | 119862.7658 | [''] | 119862.7658 | [''] | 119862.7658 | 0 | 0 | 0 | 0 | 0 | 0 | Segment ID Not Present in Wings 3.0 | Segment ID Not Present in Wings 3.0
CB 77 | 119749.4887 | ['Veg Detail Inspection'] | 114406.4297 | ['Veg Detail Inspection'] | 114406.4297 | ['Veg Detail Inspection'] | 114406.4297 | 0 | 0 | 0 | 0 | 0 | 0 | Segment ID Not Present in Wings 3.0 | Segment ID Not Present in Wings 3.0
CB BRM1 | 119568.0684 | ['Veg Detail Inspection'] | 119297.1468 | ['Veg Detail Inspection'] | 119297.1468 | ['Veg Detail Inspection'] | 119297.1468 | 0 | 0 | 0 | 0 | 0 | 0 | Segment ID Not Present in Wings 3.0 | Segment ID Not Present in Wings 3.0
142-33 | 118712.3932 | ['Veg Detail Inspection'] | 117506.9404 | ['Veg Detail Inspection'] | 117506.9404 | ['Veg Detail Inspection'] | 117506.9404 | 0 | 0 | 0 | 0 | 0 | 0 | Segment ID Not Present in Wings 3.0 | Segment ID Not Present in Wings 3.0
209-661 | 118711.2283 | ['Veg Detail Inspection'] | 112887.1997 | ['Veg Detail Inspection'] | 112887.1997 | ['Veg Detail Inspection'] | 112887.1997 | 0 | 0 | 0 | 0 | 0 | 0 | Segment ID Not Present in Wings 3.0 | Segment ID Not Present in Wings 3.0
277-456F | 118446.9891 | [''] | 118446.9891 | [''] | 118446.9891 | [''] | 118446.9891 | 0 | 0 | 0 | 0 | 0 | 0 | Segment ID Not Present in Wings 3.0 | Segment ID Not Present in Wings 3.0
280-382AE | 117950.1754 | ['Veg Detail Inspection'] | 117385.5905 | ['Veg Detail Inspection'] | 117385.5905 | ['Veg Detail Inspection'] | 117385.5905 | 0 | 0 | 0 | 0 | 0 | 0 | Segment ID Not Present in Wings 3.0 | Segment ID Not Present in Wings 3.0
CB 93 | 117852.2354 | ['Veg Detail Inspection'] | 114949.45 | ['Veg Detail Inspection'] | 114949.45 | ['Veg Detail Inspection'] | 114949.45 | 0 | 0 | 0 | 0 | 0 | 0 | Segment ID Not Present in Wings 3.0 | Segment ID Not Present in Wings 3.0
CB 444 | 117443.366 | ['FCP' 'OH Detail Inspection' 'OH Patrol' 'Off Cycle Patrol' 'Pole Clearing' 'RIDI' 'Veg Detail Inspection'] | 0 | ['Fuel Management' 'OH Patrol' 'Off Cycle Patrol' 'Pole Clearing' 'Veg Detail Inspection'] | 0 | ['OH Patrol' 'Off Cycle Patrol' 'Pole Clearing' 'Veg Detail Inspection'] | 0 | 0 | 0 | 0 | 0 | 0 | 0 | 1.0819e-05 | 391
1079-9 | 117302.1432 | ['OH Detail Inspection' 'OH Patrol' 'Off Cycle Patrol' 'Veg Detail Inspection'] | 106087.5457 | ['OH Patrol' 'Off Cycle Patrol' 'Veg Detail Inspection'] | 106087.5457 | ['OH Patrol' 'Off Cycle Patrol' 'Veg Detail Inspection'] | 106087.5457 | 0 | 0 | 0 | 0 | 0 | 0 | 5.3692e-08 | 542
1001-1231F | 117157.2378 | ['OH Detail Inspection' 'OH Patrol' 'Off Cycle Patrol' 'Pole Clearing' 'RIDI' 'Trim and Removal' 'Veg Detail Inspection' 'Wood Pole Intrusive'] | 46323.3958 | ['OH Patrol' 'Off Cycle Patrol' 'Pole Clearing' 'Trim and Removal' 'Veg Detail Inspection'] | 46323.3958 | ['OH Patrol' 'Off Cycle Patrol' 'Pole Clearing' 'RIDI' 'Trim and Removal' 'Veg Detail Inspection'] | 71559.0398 | 0 | 0 | 0 | 0 | 0 | 0 | Segment ID Not Present in Wings 3.0 | Segment ID Not Present in Wings 3.0
522-36 | 116957.6872 | ['OH Patrol' 'Off Cycle Patrol' 'RIDI' 'Trim and Removal' 'Veg Detail Inspection'] | 111278.5318 | ['OH Detail Inspection' 'OH Patrol' 'Off Cycle Patrol' 'RIDI' 'SPRP' 'Trim and Removal' 'Veg Detail Inspection'] | 111496.7374 | ['Distribution Underbuilt' 'OH Patrol' 'Off Cycle Patrol' 'RIDI' 'SPRP' 'Trim and Removal' 'Veg Detail Inspection'] | 108945.2929 | 0 | 0 | 0 | 0 | 0 | 0 | 2.75e-06 | 457
57-736 | 116892.4029 | ['RIDI' 'Veg Detail Inspection'] | 116847.6793 | ['RIDI' 'Veg Detail Inspection'] | 116851.7775 | ['RIDI' 'Veg Detail Inspection'] | 116851.7775 | 0 | 0 | 0 | 0 | 0 | 0 | Segment ID Not Present in Wings 3.0 | Segment ID Not Present in Wings 3.0
314-43F | 116601.0889 | [''] | 116601.0889 | [''] | 116601.0889 | [''] | 116601.0889 | 0 | 0 | 0 | 0 | 0 | 0 | Segment ID Not Present in Wings 3.0 | Segment ID Not Present in Wings 3.0
CB 417 | 116539.7024 | ['Veg Detail Inspection'] | 114142.0443 | ['Veg Detail Inspection'] | 114142.0443 | ['Veg Detail Inspection'] | 114142.0443 | 0 | 0 | 0 | 0 | 0 | 0 | Segment ID Not Present in Wings 3.0 | Segment ID Not Present in Wings 3.0
CB 144 | 116349.2706 | ['Veg Detail Inspection'] | 112277.5506 | ['Veg Detail Inspection'] | 112277.5506 | ['Veg Detail Inspection'] | 112277.5506 | 0 | 0 | 0 | 0 | 0 | 0 | Segment ID Not Present in Wings 3.0 | Segment ID Not Present in Wings 3.0
CB 497 | 116265.4087 | ['Veg Detail Inspection'] | 110612.1219 | ['Veg Detail Inspection'] | 110612.1219 | ['EFD' 'Veg Detail Inspection'] | 92338.8714 | 0 | 0 | 0 | 0 | 0 | 0 | Segment ID Not Present in Wings 3.0 | Segment ID Not Present in Wings 3.0
CB 589 | 115513.0497 | ['Veg Detail Inspection'] | 109841.3057 | ['RIDI' 'Veg Detail Inspection'] | 105553.7702 | ['RIDI' 'Veg Detail Inspection'] | 108769.4218 | 0 | 0 | 0 | 0 | 0 | 0 | Segment ID Not Present in Wings 3.0 | Segment ID Not Present in Wings 3.0
CB 287 | 114667.6367 | ['Veg Detail Inspection'] | 110584.9061 | ['Veg Detail Inspection'] | 110584.9061 | ['Veg Detail Inspection'] | 110584.9061 | 0 | 0 | 0 | 0 | 0 | 0 | Segment ID Not Present in Wings 3.0 | Segment ID Not Present in Wings 3.0
1006-829F | 114530.0544 | ['OH Patrol' 'Off Cycle Patrol' 'Pole Clearing' 'Veg Detail Inspection'] | 86137.4858 | ['OH Detail Inspection' 'OH Patrol' 'Off Cycle Patrol' 'Pole Clearing' 'Veg Detail Inspection'] | 53003.3012 | ['OH Patrol' 'Off Cycle Patrol' 'Pole Clearing' 'Veg Detail Inspection'] | 53003.3012 | 0 | 0 | 0 | 0 | 0 | 0 | 3.2745e-06 | 448
CB 171 | 113919.2177 | ['Veg Detail Inspection'] | 112013.0435 | ['Veg Detail Inspection'] | 112013.0435 | ['Veg Detail Inspection'] | 112013.0435 | 0 | 0 | 0 | 0 | 0 | 0 | Segment ID Not Present in Wings 3.0 | Segment ID Not Present in Wings 3.0
61-21F | 113445.3538 | ['Veg Detail Inspection'] | 113070.3323 | ['Veg Detail Inspection'] | 113070.3323 | ['Veg Detail Inspection'] | 113070.3323 | 0 | 0 | 0 | 0 | 0 | 0 | Segment ID Not Present in Wings 3.0 | Segment ID Not Present in Wings 3.0
522-34 | 112711.73 | ['OH Patrol' 'Off Cycle Patrol' 'RIDI' 'Trim and Removal' 'Veg Detail Inspection'] | 102055.2355 | ['OH Detail Inspection' 'OH Patrol' 'Off Cycle Patrol' 'RIDI' 'Trim and Removal' 'Veg Detail Inspection'] | 88871.006 | ['Distribution Underbuilt' 'OH Patrol' 'Off Cycle Patrol' 'RIDI' 'Trim and Removal' 'Veg Detail Inspection'] | 89026.155 | 0 | 0 | 0 | 0 | 0 | 0 | 5.4072e-06 | 429
64-14F | 111705.1457 | ['Veg Detail Inspection'] | 111453.4139 | ['Veg Detail Inspection'] | 111453.4139 | ['Veg Detail Inspection'] | 111453.4139 | 0 | 0 | 0 | 0 | 0 | 0 | Segment ID Not Present in Wings 3.0 | Segment ID Not Present in Wings 3.0
58-754F | 111560.8824 | ['Veg Detail Inspection'] | 110961.4839 | ['Veg Detail Inspection'] | 110961.4839 | ['Veg Detail Inspection'] | 110961.4839 | 0 | 0 | 0 | 0 | 0 | 0 | Segment ID Not Present in Wings 3.0 | Segment ID Not Present in Wings 3.0
CB 535 | 111498.2665 | ['Distribution Underbuilt' 'OH Patrol' 'Off Cycle Patrol' 'Veg Detail Inspection'] | 110290.6926 | ['OH Patrol' 'Off Cycle Patrol' 'Veg Detail Inspection'] | 110290.6926 | ['OH Patrol' 'Off Cycle Patrol' 'Veg Detail Inspection'] | 110290.6926 | 0 | 0 | 0 | 0 | 0 | 0 | 8.114e-07 | 492
701-48AE | 111352.5883 | ['Veg Detail Inspection'] | 111269.2302 | ['Veg Detail Inspection'] | 111269.2302 | ['Veg Detail Inspection'] | 111269.2302 | 0 | 0 | 0 | 0 | 0 | 0 | Segment ID Not Present in Wings 3.0 | Segment ID Not Present in Wings 3.0
545-47F | 110979.2884 | ['Veg Detail Inspection'] | 110904.5831 | ['Veg Detail Inspection'] | 110904.5831 | ['Veg Detail Inspection'] | 110904.5831 | 0 | 0 | 0 | 0 | 0 | 0 | Segment ID Not Present in Wings 3.0 | Segment ID Not Present in Wings 3.0
391-437 | 110969.3232 | [''] | 110969.3232 | [''] | 110969.3232 | [''] | 110969.3232 | 0 | 0 | 0 | 0 | 0 | 0 | Segment ID Not Present in Wings 3.0 | Segment ID Not Present in Wings 3.0
CB 368 | 110284.3757 | ['Veg Detail Inspection'] | 109560.7204 | ['Veg Detail Inspection'] | 109560.7204 | ['Veg Detail Inspection'] | 109560.7204 | 0 | 0 | 0 | 0 | 0 | 0 | Segment ID Not Present in Wings 3.0 | Segment ID Not Present in Wings 3.0
CB 192 | 109581.6433 | ['Veg Detail Inspection'] | 104299.2166 | ['Veg Detail Inspection'] | 104299.2166 | ['EFD' 'Veg Detail Inspection'] | 87224.706 | 0 | 0 | 0 | 0 | 0 | 0 | Segment ID Not Present in Wings 3.0 | Segment ID Not Present in Wings 3.0
CB 142 | 108633.1926 | ['Veg Detail Inspection'] | 105567.147 | ['Veg Detail Inspection'] | 105567.147 | ['Veg Detail Inspection'] | 105567.147 | 0 | 0 | 0 | 0 | 0 | 0 | Segment ID Not Present in Wings 3.0 | Segment ID Not Present in Wings 3.0
CB 1245 | 108099.7267 | ['OH Patrol' 'Off Cycle Patrol' 'Pole Clearing' 'Trim and Removal' 'Veg Detail Inspection'] | 75966.4534 | ['OH Patrol' 'Off Cycle Patrol' 'Pole Clearing' 'Trim and Removal' 'Veg Detail Inspection' 'Wood Pole Intrusive'] | 68777.8017 | ['OH Detail Inspection' 'OH Patrol' 'Off Cycle Patrol' 'Pole Clearing' 'Trim and Removal' 'Veg Detail Inspection'] | 37507.1667 | 0 | 0 | 0 | 0 | 0 | 0 | 2.4764e-06 | 459
56-669F | 107607.9926 | ['Veg Detail Inspection'] | 107602.6717 | ['Veg Detail Inspection'] | 107602.6717 | ['Veg Detail Inspection'] | 107602.6717 | 0 | 0 | 0 | 0 | 0 | 0 | Segment ID Not Present in Wings 3.0 | Segment ID Not Present in Wings 3.0
69-45F | 106781.3021 | ['Veg Detail Inspection'] | 106638.8234 | ['Veg Detail Inspection'] | 106638.8234 | ['Veg Detail Inspection'] | 106638.8234 | 0 | 0 | 0 | 0 | 0 | 0 | Segment ID Not Present in Wings 3.0 | Segment ID Not Present in Wings 3.0
314-44F | 106469.6169 | [''] | 106469.6169 | [''] | 106469.6169 | [''] | 106469.6169 | 0 | 0 | 0 | 0 | 0 | 0 | Segment ID Not Present in Wings 3.0 | Segment ID Not Present in Wings 3.0
303-487AE | 106350.1307 | ['Veg Detail Inspection'] | 106087.865 | ['Veg Detail Inspection'] | 106087.865 | ['Veg Detail Inspection'] | 106087.865 | 0 | 0 | 0 | 0 | 0 | 0 | Segment ID Not Present in Wings 3.0 | Segment ID Not Present in Wings 3.0
936-188 | 105840.3918 | ['Veg Detail Inspection'] | 100677.1807 | ['Veg Detail Inspection'] | 100677.1807 | ['Veg Detail Inspection'] | 100677.1807 | 0 | 0 | 0 | 0 | 0 | 0 | Segment ID Not Present in Wings 3.0 | Segment ID Not Present in Wings 3.0
702-25 | 105790.0134 | ['RIDI' 'Veg Detail Inspection'] | 103861.0618 | ['RIDI' 'Veg Detail Inspection'] | 104641.6143 | ['RIDI' 'Veg Detail Inspection'] | 103861.0618 | 0 | 0 | 0 | 0 | 0 | 0 | Segment ID Not Present in Wings 3.0 | Segment ID Not Present in Wings 3.0
CB 64 | 105415.7493 | ['Veg Detail Inspection'] | 103743.3547 | ['Veg Detail Inspection'] | 103743.3547 | ['Veg Detail Inspection'] | 103743.3547 | 0 | 0 | 0 | 0 | 0 | 0 | Segment ID Not Present in Wings 3.0 | Segment ID Not Present in Wings 3.0
247-48 | 105202.5635 | ['OH Detail Inspection' 'OH Patrol' 'Off Cycle Patrol' 'Pole Clearing' 'Trim and Removal' 'Veg Detail Inspection'] | 44467.5149 | ['OH Patrol' 'Off Cycle Patrol' 'Pole Clearing' 'RIDI' 'Trim and Removal' 'Veg Detail Inspection'] | 34482.728 | ['OH Patrol' 'Off Cycle Patrol' 'Pole Clearing' 'SPRP' 'Trim and Removal' 'Veg Detail Inspection'] | 30006.789 | 0 | 0 | 0 | 0 | 0 | 0 | 1.5095e-09 | 566
CB LR1 | 104991.1522 | ['Veg Detail Inspection'] | 100203.5404 | ['Veg Detail Inspection'] | 100203.5404 | ['Veg Detail Inspection'] | 100203.5404 | 0 | 0 | 0 | 0 | 0 | 0 | Segment ID Not Present in Wings 3.0 | Segment ID Not Present in Wings 3.0
212-880R | 104943.9464 | ['OH Patrol' 'Off Cycle Patrol' 'Pole Clearing' 'Trim and Removal' 'Veg Detail Inspection'] | 75026.2156 | ['OH Patrol' 'Off Cycle Patrol' 'Pole Clearing' 'RIDI' 'Trim and Removal' 'Veg Detail Inspection'] | 74066.253 | ['OH Detail Inspection' 'OH Patrol' 'Off Cycle Patrol' 'Pole Clearing' 'Trim and Removal' 'Veg Detail Inspection'] | 46227.3378 | 0 | 0 | 0 | 0 | 0 | 0 | 1.1055e-05 | 390
CB 274 | 104808.8717 | ['Veg Detail Inspection'] | 104794.3807 | ['Veg Detail Inspection'] | 104794.3807 | ['Veg Detail Inspection'] | 104794.3807 | 0 | 0 | 0 | 0 | 0 | 0 | Segment ID Not Present in Wings 3.0 | Segment ID Not Present in Wings 3.0
792-46 | 104787.7442 | ['Veg Detail Inspection'] | 103342.4917 | ['Veg Detail Inspection'] | 103342.4917 | ['Veg Detail Inspection'] | 103342.4917 | 0 | 0 | 0 | 0 | 0 | 0 | Segment ID Not Present in Wings 3.0 | Segment ID Not Present in Wings 3.0
548-17F | 104211.8394 | ['Veg Detail Inspection'] | 99151.4293 | ['Veg Detail Inspection'] | 99151.4293 | ['Veg Detail Inspection'] | 99151.4293 | 0 | 0 | 0 | 0 | 0 | 0 | Segment ID Not Present in Wings 3.0 | Segment ID Not Present in Wings 3.0
511-1337 | 103151.403 | [''] | 103151.403 | [''] | 103151.403 | [''] | 103151.403 | 0 | 0 | 0 | 0 | 0 | 0 | Segment ID Not Present in Wings 3.0 | Segment ID Not Present in Wings 3.0
365-34R | 103073.8764 | ['Veg Detail Inspection'] | 102830.4535 | ['Veg Detail Inspection'] | 102830.4535 | ['Veg Detail Inspection'] | 102830.4535 | 0 | 0 | 0 | 0 | 0 | 0 | Segment ID Not Present in Wings 3.0 | Segment ID Not Present in Wings 3.0
731-49F | 102830.3529 | ['Veg Detail Inspection'] | 98263.5771 | ['Veg Detail Inspection'] | 98263.5771 | ['Veg Detail Inspection'] | 98263.5771 | 0 | 0 | 0 | 0 | 0 | 0 | Segment ID Not Present in Wings 3.0 | Segment ID Not Present in Wings 3.0
CB 851 | 102552.213 | ['Veg Detail Inspection'] | 97504.1069 | ['Veg Detail Inspection'] | 97504.1069 | ['Veg Detail Inspection'] | 97504.1069 | 0 | 0 | 0 | 0 | 0 | 0 | Segment ID Not Present in Wings 3.0 | Segment ID Not Present in Wings 3.0
1007-10F | 102018.4778 | [''] | 102018.4778 | [''] | 102018.4778 | [''] | 102018.4778 | 0 | 0 | 0 | 0 | 0 | 0 | Segment ID Not Present in Wings 3.0 | Segment ID Not Present in Wings 3.0
CB 461 | 101870.8539 | ['Fuel Management' 'OH Patrol' 'Off Cycle Patrol' 'RIDI' 'Veg Detail Inspection'] | 78599.8352 | ['OH Patrol' 'Off Cycle Patrol' 'RIDI' 'Veg Detail Inspection'] | 76980.6905 | ['EFD' 'OH Patrol' 'Off Cycle Patrol' 'Veg Detail Inspection'] | 60900.9079 | 0 | 0 | 0 | 0 | 0 | 0 | 6.7589e-06 | 420
1117-1121F | 101566.2718 | ['Veg Detail Inspection'] | 100652.9415 | ['Veg Detail Inspection'] | 100652.9415 | ['Veg Detail Inspection'] | 100652.9415 | 0 | 0 | 0 | 0 | 0 | 0 | Segment ID Not Present in Wings 3.0 | Segment ID Not Present in Wings 3.0
90-44AE | 101370.2827 | ['Veg Detail Inspection'] | 100781.1487 | ['Veg Detail Inspection'] | 100781.1487 | ['Veg Detail Inspection'] | 100781.1487 | 0 | 0 | 0 | 0 | 0 | 0 | Segment ID Not Present in Wings 3.0 | Segment ID Not Present in Wings 3.0
578-242F | 101249.3334 | ['Veg Detail Inspection'] | 101193.3149 | ['Veg Detail Inspection'] | 101193.3149 | ['Veg Detail Inspection'] | 101193.3149 | 0 | 0 | 0 | 0 | 0 | 0 | Segment ID Not Present in Wings 3.0 | Segment ID Not Present in Wings 3.0
165-621F | 101146.8183 | ['Veg Detail Inspection'] | 96557.3461 | ['Veg Detail Inspection'] | 96557.3461 | ['Veg Detail Inspection'] | 96557.3461 | 0 | 0 | 0 | 0 | 0 | 0 | Segment ID Not Present in Wings 3.0 | Segment ID Not Present in Wings 3.0
702-30 | 100370.2474 | ['RIDI' 'Veg Detail Inspection'] | 92287.3521 | ['RIDI' 'Veg Detail Inspection'] | 96658.5495 | ['RIDI' 'Veg Detail Inspection'] | 96957.9466 | 0 | 0 | 0 | 0 | 0 | 0 | Segment ID Not Present in Wings 3.0 | Segment ID Not Present in Wings 3.0
CB 463 | 99972.9293 | ['Veg Detail Inspection'] | 95064.7759 | ['Veg Detail Inspection'] | 95064.7759 | ['EFD' 'Veg Detail Inspection'] | 63335.2997 | 0 | 0 | 0 | 0 | 0 | 0 | Segment ID Not Present in Wings 3.0 | Segment ID Not Present in Wings 3.0
CB 364 | 99512.8693 | ['Veg Detail Inspection'] | 98605.5366 | ['Veg Detail Inspection'] | 98605.5366 | ['Veg Detail Inspection'] | 98605.5366 | 0 | 0 | 0 | 0 | 0 | 0 | Segment ID Not Present in Wings 3.0 | Segment ID Not Present in Wings 3.0
1073-480 | 99118.627 | ['Veg Detail Inspection'] | 98981.8093 | ['Veg Detail Inspection'] | 98981.8093 | ['Veg Detail Inspection'] | 98981.8093 | 0 | 0 | 0 | 0 | 0 | 0 | Segment ID Not Present in Wings 3.0 | Segment ID Not Present in Wings 3.0
991-384AE | 98033.3581 | [''] | 98033.3581 | [''] | 98033.3581 | [''] | 98033.3581 | 0 | 0 | 0 | 0 | 0 | 0 | Segment ID Not Present in Wings 3.0 | Segment ID Not Present in Wings 3.0
795-725AE | 97545.5952 | [''] | 97545.5952 | [''] | 97545.5952 | [''] | 97545.5952 | 0 | 0 | 0 | 0 | 0 | 0 | Segment ID Not Present in Wings 3.0 | Segment ID Not Present in Wings 3.0
1140-8F | 97447.0968 | ['Veg Detail Inspection'] | 97420.4624 | ['Veg Detail Inspection'] | 97420.4624 | ['Veg Detail Inspection'] | 97420.4624 | 0 | 0 | 0 | 0 | 0 | 0 | Segment ID Not Present in Wings 3.0 | Segment ID Not Present in Wings 3.0
1297-34F | 97116.8879 | ['Veg Detail Inspection'] | 96940.5405 | ['Veg Detail Inspection'] | 96940.5405 | ['Veg Detail Inspection'] | 96940.5405 | 0 | 0 | 0 | 0 | 0 | 0 | Segment ID Not Present in Wings 3.0 | Segment ID Not Present in Wings 3.0
783-848F | 97081.8891 | [''] | 97081.8891 | [''] | 97081.8891 | [''] | 97081.8891 | 0 | 0 | 0 | 0 | 0 | 0 | Segment ID Not Present in Wings 3.0 | Segment ID Not Present in Wings 3.0
443-218R | 96981.3555 | ['Veg Detail Inspection'] | 92377.0922 | ['Veg Detail Inspection'] | 92377.0922 | ['Veg Detail Inspection'] | 92377.0922 | 0 | 0 | 0 | 0 | 0 | 0 | Segment ID Not Present in Wings 3.0 | Segment ID Not Present in Wings 3.0
196-38F | 96899.663 | [''] | 96899.663 | [''] | 96899.663 | [''] | 96899.663 | 0 | 0 | 0 | 0 | 0 | 0 | Segment ID Not Present in Wings 3.0 | Segment ID Not Present in Wings 3.0
417-791AE | 96251.671 | ['Veg Detail Inspection'] | 96165.2078 | ['Veg Detail Inspection'] | 96165.2078 | ['Veg Detail Inspection'] | 96165.2078 | 0 | 0 | 0 | 0 | 0 | 0 | Segment ID Not Present in Wings 3.0 | Segment ID Not Present in Wings 3.0
308-563AE | 95526.3419 | ['OH Patrol' 'Off Cycle Patrol' 'RIDI' 'Trim and Removal' 'Veg Detail Inspection'] | 91012.6085 | ['OH Patrol' 'Off Cycle Patrol' 'RIDI' 'Trim and Removal' 'Veg Detail Inspection'] | 91975.9559 | ['OH Patrol' 'Off Cycle Patrol' 'RIDI' 'Trim and Removal' 'Veg Detail Inspection'] | 91700.7138 | 0 | 0 | 0 | 0 | 0 | 0 | 3.2237e-06 | 450
1094-7 | 95330.0513 | ['OH Patrol' 'Off Cycle Patrol' 'RIDI' 'Trim and Removal' 'Veg Detail Inspection'] | 75163.2182 | ['OH Patrol' 'Off Cycle Patrol' 'RIDI' 'Trim and Removal' 'Veg Detail Inspection' 'Wood Pole Intrusive'] | 66602.5442 | ['OH Patrol' 'Off Cycle Patrol' 'RIDI' 'Trim and Removal' 'Veg Detail Inspection'] | 70383.1464 | 0 | 0 | 0 | 0 | 0 | 0 | 1.3251e-06 | 484
CB 292 | 94668.5575 | ['OH Patrol' 'Off Cycle Patrol' 'Trim and Removal' 'Veg Detail Inspection'] | 80511.5371 | ['OH Patrol' 'Off Cycle Patrol' 'RIDI' 'Trim and Removal' 'Veg Detail Inspection' 'Wood Pole Intrusive'] | 78697.721 | ['OH Detail Inspection' 'OH Patrol' 'Off Cycle Patrol' 'Trim and Removal' 'Veg Detail Inspection'] | 76550.7549 | 0 | 0 | 0 | 0 | 0 | 0 | 6.1461e-06 | 426
192-657AE | 94561.0459 | ['Veg Detail Inspection'] | 89930.5339 | ['Veg Detail Inspection'] | 89930.5339 | ['Veg Detail Inspection'] | 89930.5339 | 0 | 0 | 0 | 0 | 0 | 0 | Segment ID Not Present in Wings 3.0 | Segment ID Not Present in Wings 3.0
1103-13AE | 94466.2276 | ['Veg Detail Inspection'] | 89801.1092 | ['Veg Detail Inspection'] | 89801.1092 | ['Veg Detail Inspection'] | 89801.1092 | 0 | 0 | 0 | 0 | 0 | 0 | Segment ID Not Present in Wings 3.0 | Segment ID Not Present in Wings 3.0
65-38AE | 94199.1014 | [''] | 94199.1014 | [''] | 94199.1014 | [''] | 94199.1014 | 0 | 0 | 0 | 0 | 0 | 0 | Segment ID Not Present in Wings 3.0 | Segment ID Not Present in Wings 3.0
CB SSC1 | 94186.0059 | ['OH Patrol' 'Off Cycle Patrol' 'RIDI' 'Trim and Removal' 'Veg Detail Inspection'] | 93823.0031 | ['OH Patrol' 'Off Cycle Patrol' 'RIDI' 'Trim and Removal' 'Veg Detail Inspection' 'Wood Pole Intrusive'] | 93827.9769 | ['OH Patrol' 'Off Cycle Patrol' 'RIDI' 'Trim and Removal' 'Veg Detail Inspection'] | 93850.3591 | 0 | 0 | 0 | 0 | 0 | 0 | 5.4011e-07 | 508
1085-8F | 93881.604 | [''] | 93881.604 | [''] | 93881.604 | [''] | 93881.604 | 0 | 0 | 0 | 0 | 0 | 0 | Segment ID Not Present in Wings 3.0 | Segment ID Not Present in Wings 3.0
196-43F | 93765.1171 | ['Veg Detail Inspection'] | 93526.564 | ['Veg Detail Inspection'] | 93526.564 | ['Veg Detail Inspection'] | 93526.564 | 0 | 0 | 0 | 0 | 0 | 0 | Segment ID Not Present in Wings 3.0 | Segment ID Not Present in Wings 3.0
58-110F | 93515.1008 | ['Veg Detail Inspection'] | 92977.8863 | ['Veg Detail Inspection'] | 92977.8863 | ['Veg Detail Inspection'] | 92977.8863 | 0 | 0 | 0 | 0 | 0 | 0 | Segment ID Not Present in Wings 3.0 | Segment ID Not Present in Wings 3.0
CB 363 | 93313.5859 | ['Veg Detail Inspection'] | 93044.4016 | ['Veg Detail Inspection'] | 93044.4016 | ['Veg Detail Inspection'] | 93044.4016 | 0 | 0 | 0 | 0 | 0 | 0 | Segment ID Not Present in Wings 3.0 | Segment ID Not Present in Wings 3.0
CB DM2 | 93215.6205 | ['Veg Detail Inspection'] | 90607.6511 | ['Veg Detail Inspection'] | 90607.6511 | ['Veg Detail Inspection'] | 90607.6511 | 0 | 0 | 0 | 0 | 0 | 0 | Segment ID Not Present in Wings 3.0 | Segment ID Not Present in Wings 3.0
513-42F | 92913.745 | ['Veg Detail Inspection'] | 92660.5637 | ['Veg Detail Inspection'] | 92660.5637 | ['Veg Detail Inspection'] | 92660.5637 | 0 | 0 | 0 | 0 | 0 | 0 | Segment ID Not Present in Wings 3.0 | Segment ID Not Present in Wings 3.0
CB 366 | 92420.9817 | ['Veg Detail Inspection'] | 91745.2948 | ['Veg Detail Inspection'] | 91745.2948 | ['Veg Detail Inspection'] | 91745.2948 | 0 | 0 | 0 | 0 | 0 | 0 | Segment ID Not Present in Wings 3.0 | Segment ID Not Present in Wings 3.0
CB 186 | 92389.4366 | ['Veg Detail Inspection'] | 87970.1202 | ['EFD' 'Veg Detail Inspection'] | 73685.4611 | ['Veg Detail Inspection'] | 73685.4611 | 0 | 0 | 0 | 0 | 0 | 0 | Segment ID Not Present in Wings 3.0 | Segment ID Not Present in Wings 3.0
299-814AE | 92055.4865 | ['Pole Clearing' 'RIDI' 'Veg Detail Inspection'] | 81051.8695 | ['Pole Clearing' 'RIDI' 'Veg Detail Inspection'] | 79485.0697 | ['Pole Clearing' 'RIDI' 'Veg Detail Inspection'] | 80268.4696 | 0 | 0 | 0 | 0 | 0 | 0 | Segment ID Not Present in Wings 3.0 | Segment ID Not Present in Wings 3.0
511-1338AE | 92002.7207 | [''] | 92002.7207 | [''] | 92002.7207 | [''] | 92002.7207 | 0 | 0 | 0 | 0 | 0 | 0 | Segment ID Not Present in Wings 3.0 | Segment ID Not Present in Wings 3.0
361-686F | 90674.3969 | ['Veg Detail Inspection'] | 90513.4753 | ['Veg Detail Inspection'] | 90513.4753 | ['Veg Detail Inspection'] | 90513.4753 | 0 | 0 | 0 | 0 | 0 | 0 | Segment ID Not Present in Wings 3.0 | Segment ID Not Present in Wings 3.0
452-37AE | 90620.8912 | ['Veg Detail Inspection'] | 86150.366 | ['Veg Detail Inspection'] | 86150.366 | ['Veg Detail Inspection'] | 86150.366 | 0 | 0 | 0 | 0 | 0 | 0 | Segment ID Not Present in Wings 3.0 | Segment ID Not Present in Wings 3.0
CB 362 | 90594.4829 | ['Veg Detail Inspection'] | 89654.7292 | ['Veg Detail Inspection'] | 89654.7292 | ['Veg Detail Inspection'] | 89654.7292 | 0 | 0 | 0 | 0 | 0 | 0 | Segment ID Not Present in Wings 3.0 | Segment ID Not Present in Wings 3.0
CB GN1 | 90345.9344 | ['Veg Detail Inspection'] | 90148.3363 | ['Veg Detail Inspection'] | 90148.3363 | ['Veg Detail Inspection'] | 90148.3363 | 0 | 0 | 0 | 0 | 0 | 0 | Segment ID Not Present in Wings 3.0 | Segment ID Not Present in Wings 3.0
65-1086 | 90215.7695 | [''] | 90215.7695 | [''] | 90215.7695 | [''] | 90215.7695 | 0 | 0 | 0 | 0 | 0 | 0 | Segment ID Not Present in Wings 3.0 | Segment ID Not Present in Wings 3.0
CB 279 | 90028.008 | ['Veg Detail Inspection'] | 89153.9734 | ['Veg Detail Inspection'] | 89153.9734 | ['Veg Detail Inspection'] | 89153.9734 | 0 | 0 | 0 | 0 | 0 | 0 | Segment ID Not Present in Wings 3.0 | Segment ID Not Present in Wings 3.0
282-565F | 89977.8 | ['Veg Detail Inspection'] | 89959.3007 | ['Veg Detail Inspection'] | 89959.3007 | ['Veg Detail Inspection'] | 89959.3007 | 0 | 0 | 0 | 0 | 0 | 0 | Segment ID Not Present in Wings 3.0 | Segment ID Not Present in Wings 3.0
1160-1 | 89914.8575 | [''] | 89914.8575 | [''] | 89914.8575 | [''] | 89914.8575 | 0 | 0 | 0 | 0 | 0 | 0 | Segment ID Not Present in Wings 3.0 | Segment ID Not Present in Wings 3.0
242-1420F | 89560.1408 | ['Veg Detail Inspection'] | 89005.1505 | ['Veg Detail Inspection'] | 89005.1505 | ['Veg Detail Inspection'] | 89005.1505 | 0 | 0 | 0 | 0 | 0 | 0 | Segment ID Not Present in Wings 3.0 | Segment ID Not Present in Wings 3.0
CB 1039 | 89253.9647 | ['Pole Clearing' 'Veg Detail Inspection'] | 83384.622 | ['Pole Clearing' 'Veg Detail Inspection'] | 83384.622 | ['Pole Clearing' 'Veg Detail Inspection'] | 83384.622 | 0 | 0 | 0 | 0 | 0 | 0 | Segment ID Not Present in Wings 3.0 | Segment ID Not Present in Wings 3.0
314-814F | 89229.892 | [''] | 89229.892 | [''] | 89229.892 | [''] | 89229.892 | 0 | 0 | 0 | 0 | 0 | 0 | Segment ID Not Present in Wings 3.0 | Segment ID Not Present in Wings 3.0
242-776F | 89086.8198 | ['Veg Detail Inspection'] | 88583.6121 | ['Veg Detail Inspection'] | 88583.6121 | ['Veg Detail Inspection'] | 88583.6121 | 0 | 0 | 0 | 0 | 0 | 0 | Segment ID Not Present in Wings 3.0 | Segment ID Not Present in Wings 3.0
510-798 | 89060.5973 | [''] | 89060.5973 | [''] | 89060.5973 | [''] | 89060.5973 | 0 | 0 | 0 | 0 | 0 | 0 | Segment ID Not Present in Wings 3.0 | Segment ID Not Present in Wings 3.0
CB 902 | 88957.808 | ['Veg Detail Inspection'] | 84812.8385 | ['Veg Detail Inspection'] | 84812.8385 | ['EFD' 'Veg Detail Inspection'] | 71414.9576 | 0 | 0 | 0 | 0 | 0 | 0 | Segment ID Not Present in Wings 3.0 | Segment ID Not Present in Wings 3.0
114-48 | 88860.6048 | ['Veg Detail Inspection'] | 88681.1455 | ['Veg Detail Inspection'] | 88681.1455 | ['Veg Detail Inspection'] | 88681.1455 | 0 | 0 | 0 | 0 | 0 | 0 | Segment ID Not Present in Wings 3.0 | Segment ID Not Present in Wings 3.0
CB 62 | 88591.2636 | ['Veg Detail Inspection'] | 87808.1785 | ['Veg Detail Inspection'] | 87808.1785 | ['Veg Detail Inspection'] | 87808.1785 | 0 | 0 | 0 | 0 | 0 | 0 | Segment ID Not Present in Wings 3.0 | Segment ID Not Present in Wings 3.0
144-442F | 88451.1102 | ['Veg Detail Inspection'] | 88377.865 | ['Veg Detail Inspection'] | 88377.865 | ['Veg Detail Inspection'] | 88377.865 | 0 | 0 | 0 | 0 | 0 | 0 | Segment ID Not Present in Wings 3.0 | Segment ID Not Present in Wings 3.0
442-46R | 88141.0044 | ['OH Patrol' 'Off Cycle Patrol' 'Pole Clearing' 'Trim and Removal' 'Veg Detail Inspection'] | 87682.6975 | ['Fuel Management' 'OH Detail Inspection' 'OH Patrol' 'Off Cycle Patrol' 'Pole Clearing' 'Trim and Removal' 'Veg Detail Inspection'] | 87160.566 | ['OH Patrol' 'Off Cycle Patrol' 'Pole Clearing' 'Trim and Removal' 'Veg Detail Inspection'] | 87160.566 | 0 | 0 | 0 | 0 | 0 | 0 | 1.1548e-06 | 488
463-1136F | 88014.9255 | ['OH Patrol' 'Off Cycle Patrol' 'Pole Clearing' 'Veg Detail Inspection'] | 67501.4919 | ['OH Detail Inspection' 'OH Patrol' 'Off Cycle Patrol' 'Pole Clearing' 'Veg Detail Inspection'] | 44912.1782 | ['OH Patrol' 'Off Cycle Patrol' 'Pole Clearing' 'Veg Detail Inspection'] | 44912.1782 | 0 | 0 | 0 | 0 | 0 | 0 | 7.5855e-07 | 494
CB 352 | 87874.1322 | ['OH Patrol' 'Off Cycle Patrol' 'Pole Clearing' 'Trim and Removal' 'Veg Detail Inspection'] | 63635.1315 | ['FCP' 'OH Patrol' 'Off Cycle Patrol' 'Pole Clearing' 'Trim and Removal' 'Veg Detail Inspection'] | 0 | ['OH Patrol' 'Off Cycle Patrol' 'Pole Clearing' 'Trim and Removal' 'Veg Detail Inspection' 'Wood Pole Intrusive'] | 0 | 0 | 0 | 0 | 0 | 0 | 0 | 4.4552e-07 | 511
116-32F | 87668.6781 | [''] | 87668.6781 | [''] | 87668.6781 | [''] | 87668.6781 | 0 | 0 | 0 | 0 | 0 | 0 | Segment ID Not Present in Wings 3.0 | Segment ID Not Present in Wings 3.0
794-15 | 86374.8457 | ['Veg Detail Inspection'] | 86074.2258 | ['Veg Detail Inspection'] | 86074.2258 | ['Veg Detail Inspection'] | 86074.2258 | 0 | 0 | 0 | 0 | 0 | 0 | Segment ID Not Present in Wings 3.0 | Segment ID Not Present in Wings 3.0
CB 199 | 86249.1877 | ['Veg Detail Inspection'] | 82181.1891 | ['Veg Detail Inspection'] | 82181.1891 | ['EFD' 'Veg Detail Inspection'] | 69032.1029 | 0 | 0 | 0 | 0 | 0 | 0 | Segment ID Not Present in Wings 3.0 | Segment ID Not Present in Wings 3.0
168-702F | 86049.6211 | ['RIDI' 'Veg Detail Inspection'] | 76707.967 | ['RIDI' 'Veg Detail Inspection'] | 80156.1592 | ['RIDI' 'Veg Detail Inspection'] | 81505.4518 | 0 | 0 | 0 | 0 | 0 | 0 | Segment ID Not Present in Wings 3.0 | Segment ID Not Present in Wings 3.0
990-713 | 85922.3865 | ['Veg Detail Inspection'] | 85903.1467 | ['Veg Detail Inspection'] | 85903.1467 | ['Veg Detail Inspection'] | 85903.1467 | 0 | 0 | 0 | 0 | 0 | 0 | Segment ID Not Present in Wings 3.0 | Segment ID Not Present in Wings 3.0
CB VDN1 | 85522.6418 | ['Veg Detail Inspection'] | 85338.6884 | ['Veg Detail Inspection'] | 85338.6884 | ['Veg Detail Inspection'] | 85338.6884 | 0 | 0 | 0 | 0 | 0 | 0 | Segment ID Not Present in Wings 3.0 | Segment ID Not Present in Wings 3.0
366-48 | 85177.9907 | ['Veg Detail Inspection'] | 85101.9867 | ['Veg Detail Inspection'] | 85101.9867 | ['Veg Detail Inspection'] | 85101.9867 | 0 | 0 | 0 | 0 | 0 | 0 | Segment ID Not Present in Wings 3.0 | Segment ID Not Present in Wings 3.0
1458-454F | 84091.208 | ['OH Detail Inspection' 'OH Patrol'] | 84091.208 | ['OH Detail Inspection' 'OH Patrol'] | 84091.208 | ['OH Patrol'] | 84091.208 | 0 | 0 | 0 | 0 | 0 | 0 | 1.6209e-06 | 476
CB AD3 | 83374.0977 | ['Veg Detail Inspection'] | 82946.7939 | ['Veg Detail Inspection'] | 82946.7939 | ['Veg Detail Inspection'] | 82946.7939 | 0 | 0 | 0 | 0 | 0 | 0 | Segment ID Not Present in Wings 3.0 | Segment ID Not Present in Wings 3.0
68-1356AE | 83350.3104 | [''] | 83350.3104 | [''] | 83350.3104 | [''] | 83350.3104 | 0 | 0 | 0 | 0 | 0 | 0 | Segment ID Not Present in Wings 3.0 | Segment ID Not Present in Wings 3.0
512-300F | 82639.3846 | [''] | 82639.3846 | [''] | 82639.3846 | [''] | 82639.3846 | 0 | 0 | 0 | 0 | 0 | 0 | Segment ID Not Present in Wings 3.0 | Segment ID Not Present in Wings 3.0
171-34 | 81203.497 | ['Pole Clearing' 'Veg Detail Inspection'] | 77612.4335 | ['Pole Clearing' 'Veg Detail Inspection'] | 77612.4335 | ['Pole Clearing' 'Veg Detail Inspection'] | 77612.4335 | 0 | 0 | 0 | 0 | 0 | 0 | Segment ID Not Present in Wings 3.0 | Segment ID Not Present in Wings 3.0
783-854F | 81195.3171 | [''] | 81195.3171 | [''] | 81195.3171 | [''] | 81195.3171 | 0 | 0 | 0 | 0 | 0 | 0 | Segment ID Not Present in Wings 3.0 | Segment ID Not Present in Wings 3.0
1458-519 | 81003.9492 | ['OH Detail Inspection' 'OH Patrol' 'Off Cycle Patrol' 'Pole Clearing' 'Trim and Removal' 'Veg Detail Inspection'] | 33396.0885 | ['OH Patrol' 'Off Cycle Patrol' 'Pole Clearing' 'Trim and Removal' 'Veg Detail Inspection'] | 33396.0885 | ['OH Patrol' 'Off Cycle Patrol' 'Pole Clearing' 'Trim and Removal' 'Veg Detail Inspection'] | 33396.0885 | 0 | 0 | 0 | 0 | 0 | 0 | 0.00068801 | 59
368-1054F | 80990.9593 | ['Veg Detail Inspection'] | 80983.0696 | ['Veg Detail Inspection'] | 80983.0696 | ['Veg Detail Inspection'] | 80983.0696 | 0 | 0 | 0 | 0 | 0 | 0 | Segment ID Not Present in Wings 3.0 | Segment ID Not Present in Wings 3.0
57-463AE | 80982.9831 | ['Veg Detail Inspection'] | 80855.8088 | ['Veg Detail Inspection'] | 80855.8088 | ['Veg Detail Inspection'] | 80855.8088 | 0 | 0 | 0 | 0 | 0 | 0 | Segment ID Not Present in Wings 3.0 | Segment ID Not Present in Wings 3.0
171-704R | 80614.2651 | ['Pole Clearing' 'Veg Detail Inspection'] | 75717.6627 | ['Pole Clearing' 'Veg Detail Inspection'] | 75717.6627 | ['Pole Clearing' 'Veg Detail Inspection'] | 75717.6627 | 0 | 0 | 0 | 0 | 0 | 0 | Segment ID Not Present in Wings 3.0 | Segment ID Not Present in Wings 3.0
CB 780 | 78995.2949 | ['Veg Detail Inspection'] | 77973.7244 | ['Veg Detail Inspection'] | 77973.7244 | ['Veg Detail Inspection'] | 77973.7244 | 0 | 0 | 0 | 0 | 0 | 0 | Segment ID Not Present in Wings 3.0 | Segment ID Not Present in Wings 3.0
197-969F | 78761.0057 | [''] | 78761.0057 | [''] | 78761.0057 | [''] | 78761.0057 | 0 | 0 | 0 | 0 | 0 | 0 | Segment ID Not Present in Wings 3.0 | Segment ID Not Present in Wings 3.0
445-1323 | 78543.8978 | ['OH Patrol' 'Off Cycle Patrol' 'Pole Clearing' 'Veg Detail Inspection'] | 59169.9339 | ['OH Patrol' 'Off Cycle Patrol' 'Pole Clearing' 'Veg Detail Inspection'] | 59169.9339 | ['OH Patrol' 'Off Cycle Patrol' 'Pole Clearing' 'Veg Detail Inspection'] | 59169.9339 | 0 | 0 | 0 | 0 | 0 | 0 | 3.2292e-06 | 449
CB 308 | 77794.8083 | ['Off Cycle Patrol' 'Veg Detail Inspection'] | 76380.6542 | ['Off Cycle Patrol' 'Veg Detail Inspection'] | 76380.6542 | ['Off Cycle Patrol' 'Veg Detail Inspection'] | 76380.6542 | 0 | 0 | 0 | 0 | 0 | 0 | Segment ID Not Present in Wings 3.0 | Segment ID Not Present in Wings 3.0
59-465 | 77379.0475 | ['RIDI' 'Veg Detail Inspection'] | 67630.5883 | ['RIDI' 'Veg Detail Inspection'] | 74562.5073 | ['Veg Detail Inspection'] | 74562.5073 | 0 | 0 | 0 | 0 | 0 | 0 | Segment ID Not Present in Wings 3.0 | Segment ID Not Present in Wings 3.0
1458-1062F | 76809.2982 | [''] | 76809.2982 | [''] | 76809.2982 | [''] | 76809.2982 | 0 | 0 | 0 | 0 | 0 | 0 | Segment ID Not Present in Wings 3.0 | Segment ID Not Present in Wings 3.0
535-11F | 76628.2866 | [''] | 76628.2866 | [''] | 76628.2866 | [''] | 76628.2866 | 0 | 0 | 0 | 0 | 0 | 0 | Segment ID Not Present in Wings 3.0 | Segment ID Not Present in Wings 3.0
140-481R | 76551.9048 | ['RIDI' 'Veg Detail Inspection'] | 75150.7473 | ['RIDI' 'Veg Detail Inspection'] | 75210.6596 | ['RIDI' 'Veg Detail Inspection'] | 75510.2215 | 0 | 0 | 0 | 0 | 0 | 0 | Segment ID Not Present in Wings 3.0 | Segment ID Not Present in Wings 3.0
286-1053R | 76516.3244 | ['Veg Detail Inspection'] | 75777.8423 | ['Veg Detail Inspection'] | 75777.8423 | ['Veg Detail Inspection'] | 75777.8423 | 0 | 0 | 0 | 0 | 0 | 0 | Segment ID Not Present in Wings 3.0 | Segment ID Not Present in Wings 3.0
90-32 | 76419.3748 | ['Veg Detail Inspection'] | 76188.7464 | ['Veg Detail Inspection'] | 76188.7464 | ['Veg Detail Inspection'] | 76188.7464 | 0 | 0 | 0 | 0 | 0 | 0 | Segment ID Not Present in Wings 3.0 | Segment ID Not Present in Wings 3.0
223-526R | 76100.6588 | ['Veg Detail Inspection'] | 72422.2162 | ['Veg Detail Inspection'] | 72422.2162 | ['Veg Detail Inspection'] | 72422.2162 | 0 | 0 | 0 | 0 | 0 | 0 | Segment ID Not Present in Wings 3.0 | Segment ID Not Present in Wings 3.0
140-496 | 76075.8832 | ['RIDI' 'Veg Detail Inspection'] | 75277.5489 | ['RIDI' 'Veg Detail Inspection'] | 75277.5489 | ['RIDI' 'Veg Detail Inspection'] | 75599.3876 | 0 | 0 | 0 | 0 | 0 | 0 | Segment ID Not Present in Wings 3.0 | Segment ID Not Present in Wings 3.0
CB 1162 | 75200.8278 | ['FCP' 'OH Patrol' 'Off Cycle Patrol' 'Pole Clearing' 'RIDI' 'Veg Detail Inspection'] | 47486.2464 | ['Fuel Management' 'OH Patrol' 'Off Cycle Patrol' 'Pole Clearing' 'RIDI' 'Veg Detail Inspection'] | 48146.7717 | ['OH Patrol' 'Off Cycle Patrol' 'Pole Clearing' 'RIDI' 'Veg Detail Inspection'] | 46287.0404 | 0 | 0 | 0 | 0 | 0 | 0 | 9.0976e-06 | 402
361-45R | 74922.6332 | ['Veg Detail Inspection'] | 74746.8953 | ['RIDI' 'Veg Detail Inspection'] | 74739.8434 | ['Veg Detail Inspection'] | 74739.8434 | 0 | 0 | 0 | 0 | 0 | 0 | Segment ID Not Present in Wings 3.0 | Segment ID Not Present in Wings 3.0
CB 140 | 74831.2879 | ['Veg Detail Inspection'] | 74198.6261 | ['Veg Detail Inspection'] | 74198.6261 | ['Veg Detail Inspection'] | 74198.6261 | 0 | 0 | 0 | 0 | 0 | 0 | Segment ID Not Present in Wings 3.0 | Segment ID Not Present in Wings 3.0
314-13F | 74540.7705 | ['Veg Detail Inspection'] | 71731.7681 | ['Veg Detail Inspection'] | 71731.7681 | ['Veg Detail Inspection'] | 71731.7681 | 0 | 0 | 0 | 0 | 0 | 0 | Segment ID Not Present in Wings 3.0 | Segment ID Not Present in Wings 3.0
146-566 | 73830.7339 | [''] | 73830.7339 | [''] | 73830.7339 | [''] | 73830.7339 | 0 | 0 | 0 | 0 | 0 | 0 | Segment ID Not Present in Wings 3.0 | Segment ID Not Present in Wings 3.0
1202-9 | 73442.0912 | ['Off Cycle Patrol' 'Veg Detail Inspection'] | 66401.0841 | ['Off Cycle Patrol' 'Veg Detail Inspection'] | 66401.0841 | ['Off Cycle Patrol' 'Veg Detail Inspection'] | 66401.0841 | 0 | 0 | 0 | 0 | 0 | 0 | Segment ID Not Present in Wings 3.0 | Segment ID Not Present in Wings 3.0
CB 512 | 72992.2975 | ['Veg Detail Inspection'] | 72632.2231 | ['Veg Detail Inspection'] | 72632.2231 | ['Veg Detail Inspection'] | 72632.2231 | 0 | 0 | 0 | 0 | 0 | 0 | Segment ID Not Present in Wings 3.0 | Segment ID Not Present in Wings 3.0
CB 120 | 72890.1441 | ['RIDI' 'Veg Detail Inspection'] | 69549.7542 | ['RIDI' 'Veg Detail Inspection'] | 67899.4764 | ['RIDI' 'Veg Detail Inspection'] | 67899.4764 | 0 | 0 | 0 | 0 | 0 | 0 | Segment ID Not Present in Wings 3.0 | Segment ID Not Present in Wings 3.0
58-737F | 72400.2185 | [''] | 72400.2185 | [''] | 72400.2185 | [''] | 72400.2185 | 0 | 0 | 0 | 0 | 0 | 0 | Segment ID Not Present in Wings 3.0 | Segment ID Not Present in Wings 3.0
991-383 | 72257.1589 | [''] | 72257.1589 | [''] | 72257.1589 | [''] | 72257.1589 | 0 | 0 | 0 | 0 | 0 | 0 | Segment ID Not Present in Wings 3.0 | Segment ID Not Present in Wings 3.0
CB 525 | 72157.0996 | ['Veg Detail Inspection'] | 71527.743 | ['Veg Detail Inspection'] | 71527.743 | ['Veg Detail Inspection'] | 71527.743 | 0 | 0 | 0 | 0 | 0 | 0 | Segment ID Not Present in Wings 3.0 | Segment ID Not Present in Wings 3.0
CB 361 | 72052.7989 | ['Veg Detail Inspection'] | 71922.4812 | ['Veg Detail Inspection'] | 71922.4812 | ['Veg Detail Inspection'] | 71922.4812 | 0 | 0 | 0 | 0 | 0 | 0 | Segment ID Not Present in Wings 3.0 | Segment ID Not Present in Wings 3.0
791-424F | 71897.4631 | [''] | 71897.4631 | [''] | 71897.4631 | [''] | 71897.4631 | 0 | 0 | 0 | 0 | 0 | 0 | Segment ID Not Present in Wings 3.0 | Segment ID Not Present in Wings 3.0
512-50AE | 71824.4159 | ['Veg Detail Inspection'] | 71797.4995 | ['Veg Detail Inspection'] | 71797.4995 | ['Veg Detail Inspection'] | 71797.4995 | 0 | 0 | 0 | 0 | 0 | 0 | Segment ID Not Present in Wings 3.0 | Segment ID Not Present in Wings 3.0
CB 270 | 71458.8354 | ['Veg Detail Inspection'] | 70895.6626 | ['Veg Detail Inspection'] | 70895.6626 | ['Veg Detail Inspection'] | 70895.6626 | 0 | 0 | 0 | 0 | 0 | 0 | Segment ID Not Present in Wings 3.0 | Segment ID Not Present in Wings 3.0
216-220R | 71281.5532 | ['OH Detail Inspection' 'OH Patrol' 'Off Cycle Patrol' 'Pole Clearing' 'Trim and Removal' 'Veg Detail Inspection'] | 29409.8587 | ['OH Patrol' 'Off Cycle Patrol' 'Pole Clearing' 'Trim and Removal' 'Veg Detail Inspection'] | 29409.8587 | ['OH Patrol' 'Off Cycle Patrol' 'Pole Clearing' 'Trim and Removal' 'Veg Detail Inspection' 'Wood Pole Intrusive'] | 25849.3405 | 0 | 0 | 0 | 0 | 0 | 0 | 1.2131e-05 | 383
CB 545 | 70979.6116 | ['Veg Detail Inspection'] | 70277.8089 | ['Veg Detail Inspection'] | 70277.8089 | ['Veg Detail Inspection'] | 70277.8089 | 0 | 0 | 0 | 0 | 0 | 0 | Segment ID Not Present in Wings 3.0 | Segment ID Not Present in Wings 3.0
CB EOS1 | 70923.641 | ['Veg Detail Inspection'] | 68015.087 | ['Veg Detail Inspection'] | 68015.087 | ['Veg Detail Inspection'] | 68015.087 | 0 | 0 | 0 | 0 | 0 | 0 | Segment ID Not Present in Wings 3.0 | Segment ID Not Present in Wings 3.0
CB EN1 | 70862.1068 | ['Veg Detail Inspection'] | 70285.3766 | ['Veg Detail Inspection'] | 70285.3766 | ['Veg Detail Inspection'] | 70285.3766 | 0 | 0 | 0 | 0 | 0 | 0 | Segment ID Not Present in Wings 3.0 | Segment ID Not Present in Wings 3.0
CB 1166 | 70820.1283 | ['FCP' 'OH Detail Inspection' 'OH Patrol' 'Off Cycle Patrol' 'Pole Clearing' 'Veg Detail Inspection'] | 0 | ['OH Detail Inspection' 'OH Patrol' 'Off Cycle Patrol' 'Pole Clearing' 'Veg Detail Inspection'] | 0 | ['OH Patrol' 'Off Cycle Patrol' 'Pole Clearing' 'Veg Detail Inspection'] | 0 | 0 | 0 | 0 | 0 | 0 | 0 | 2.3949e-06 | 461
171-567 | 70655.3623 | ['Veg Detail Inspection'] | 68657.6105 | ['Veg Detail Inspection'] | 68657.6105 | ['Veg Detail Inspection'] | 68657.6105 | 0 | 0 | 0 | 0 | 0 | 0 | Segment ID Not Present in Wings 3.0 | Segment ID Not Present in Wings 3.0
1201-282F | 70653.4269 | ['OH Patrol' 'Off Cycle Patrol' 'RIDI' 'Veg Detail Inspection'] | 58055.319 | ['OH Patrol' 'Off Cycle Patrol' 'Veg Detail Inspection'] | 58055.319 | ['OH Patrol' 'Off Cycle Patrol' 'Veg Detail Inspection'] | 58055.319 | 0 | 0 | 0 | 0 | 0 | 0 | 2.2577e-06 | 464
434-301 | 70649.6666 | ['Off Cycle Patrol' 'Trim and Removal' 'Veg Detail Inspection'] | 60207.0818 | ['Off Cycle Patrol' 'Trim and Removal' 'Veg Detail Inspection'] | 60207.0818 | ['Off Cycle Patrol' 'Trim and Removal' 'Veg Detail Inspection'] | 60207.0818 | 0 | 0 | 0 | 0 | 0 | 0 | Segment ID Not Present in Wings 3.0 | Segment ID Not Present in Wings 3.0
CB 334 | 70516.2421 | ['Off Cycle Patrol' 'Veg Detail Inspection'] | 63878.4098 | ['Off Cycle Patrol' 'Veg Detail Inspection'] | 63878.4098 | ['EFD' 'Off Cycle Patrol' 'Veg Detail Inspection'] | 53150.6 | 0 | 0 | 0 | 0 | 0 | 0 | Segment ID Not Present in Wings 3.0 | Segment ID Not Present in Wings 3.0
834-887AE | 70346.7137 | ['Off Cycle Patrol' 'Veg Detail Inspection'] | 63476.7955 | ['Off Cycle Patrol' 'Veg Detail Inspection'] | 63476.7955 | ['Off Cycle Patrol' 'Veg Detail Inspection'] | 63476.7955 | 0 | 0 | 0 | 0 | 0 | 0 | Segment ID Not Present in Wings 3.0 | Segment ID Not Present in Wings 3.0
CB 94 | 70259.928 | ['Veg Detail Inspection'] | 66906.5672 | ['Veg Detail Inspection'] | 66906.5672 | ['Veg Detail Inspection'] | 66906.5672 | 0 | 0 | 0 | 0 | 0 | 0 | Segment ID Not Present in Wings 3.0 | Segment ID Not Present in Wings 3.0
CB 40 | 69517.2217 | ['Veg Detail Inspection'] | 66308.9358 | ['Veg Detail Inspection'] | 66308.9358 | ['Veg Detail Inspection'] | 66308.9358 | 0 | 0 | 0 | 0 | 0 | 0 | Segment ID Not Present in Wings 3.0 | Segment ID Not Present in Wings 3.0
417-44AE | 68543.974 | ['Veg Detail Inspection'] | 68540.2776 | ['Veg Detail Inspection'] | 68540.2776 | ['Veg Detail Inspection'] | 68540.2776 | 0 | 0 | 0 | 0 | 0 | 0 | Segment ID Not Present in Wings 3.0 | Segment ID Not Present in Wings 3.0
783-847F | 68083.8716 | [''] | 68083.8716 | [''] | 68083.8716 | [''] | 68083.8716 | 0 | 0 | 0 | 0 | 0 | 0 | Segment ID Not Present in Wings 3.0 | Segment ID Not Present in Wings 3.0
284-660R | 67711.0615 | ['Veg Detail Inspection'] | 66456.9789 | ['Veg Detail Inspection'] | 66456.9789 | ['Veg Detail Inspection'] | 66456.9789 | 0 | 0 | 0 | 0 | 0 | 0 | Segment ID Not Present in Wings 3.0 | Segment ID Not Present in Wings 3.0
CB 475 | 67585.1666 | ['Veg Detail Inspection'] | 64333.4088 | ['Veg Detail Inspection'] | 64333.4088 | ['Veg Detail Inspection'] | 64333.4088 | 0 | 0 | 0 | 0 | 0 | 0 | Segment ID Not Present in Wings 3.0 | Segment ID Not Present in Wings 3.0
1073-888F | 67344.1791 | [''] | 67344.1791 | [''] | 67344.1791 | [''] | 67344.1791 | 0 | 0 | 0 | 0 | 0 | 0 | Segment ID Not Present in Wings 3.0 | Segment ID Not Present in Wings 3.0
768-20AE | 67304.8837 | ['Veg Detail Inspection'] | 63992.7757 | ['Veg Detail Inspection'] | 63992.7757 | ['Veg Detail Inspection'] | 63992.7757 | 0 | 0 | 0 | 0 | 0 | 0 | Segment ID Not Present in Wings 3.0 | Segment ID Not Present in Wings 3.0
CB 540 | 67245.0147 | ['OH Patrol' 'Off Cycle Patrol' 'Pole Clearing' 'Trim and Removal' 'Veg Detail Inspection'] | 51945.8785 | ['OH Patrol' 'Off Cycle Patrol' 'Pole Clearing' 'Trim and Removal' 'Veg Detail Inspection' 'Wood Pole Intrusive'] | 46940.7085 | ['Fuel Management' 'OH Detail Inspection' 'OH Patrol' 'Off Cycle Patrol' 'Pole Clearing' 'Trim and Removal' 'Veg Detail Inspection'] | 38857.359 | 0 | 0 | 0 | 0 | 0 | 0 | 8.601e-06 | 403
CB 443 | 67147.2986 | ['OH Patrol' 'Off Cycle Patrol' 'Veg Detail Inspection'] | 56580.1552 | ['OH Patrol' 'Off Cycle Patrol' 'RIDI' 'Veg Detail Inspection'] | 49136.9557 | ['EFD' 'OH Patrol' 'Off Cycle Patrol' 'RIDI' 'Veg Detail Inspection'] | 44425.3738 | 0 | 0 | 0 | 0 | 0 | 0 | 1.7805e-06 | 475
61-13F | 66913.567 | ['Veg Detail Inspection'] | 66877.1211 | ['Veg Detail Inspection'] | 66877.1211 | ['Veg Detail Inspection'] | 66877.1211 | 0 | 0 | 0 | 0 | 0 | 0 | Segment ID Not Present in Wings 3.0 | Segment ID Not Present in Wings 3.0
287-27AE | 66801.3686 | [''] | 66801.3686 | [''] | 66801.3686 | [''] | 66801.3686 | 0 | 0 | 0 | 0 | 0 | 0 | Segment ID Not Present in Wings 3.0 | Segment ID Not Present in Wings 3.0
114-18AE | 66683.4264 | ['Veg Detail Inspection'] | 66528.7425 | ['Veg Detail Inspection'] | 66528.7425 | ['Veg Detail Inspection'] | 66528.7425 | 0 | 0 | 0 | 0 | 0 | 0 | Segment ID Not Present in Wings 3.0 | Segment ID Not Present in Wings 3.0
1458-1115F | 66507.4376 | ['OH Detail Inspection' 'OH Patrol' 'Trim and Removal'] | 66507.4376 | ['OH Patrol' 'Trim and Removal'] | 66507.4376 | ['OH Patrol' 'Trim and Removal'] | 66507.4376 | 0 | 0 | 0 | 0 | 0 | 0 | Segment ID Not Present in Wings 3.0 | Segment ID Not Present in Wings 3.0
172-630R | 66310.7427 | ['Pole Clearing' 'Veg Detail Inspection'] | 65882.7749 | ['Pole Clearing' 'Veg Detail Inspection'] | 65882.7749 | ['Pole Clearing' 'Veg Detail Inspection'] | 65882.7749 | 0 | 0 | 0 | 0 | 0 | 0 | Segment ID Not Present in Wings 3.0 | Segment ID Not Present in Wings 3.0
CB 472 | 66092.0777 | ['Pole Clearing' 'Veg Detail Inspection'] | 60012.8827 | ['Pole Clearing' 'Veg Detail Inspection'] | 60012.8827 | ['Pole Clearing' 'Veg Detail Inspection'] | 60012.8827 | 0 | 0 | 0 | 0 | 0 | 0 | Segment ID Not Present in Wings 3.0 | Segment ID Not Present in Wings 3.0
CB PB5 | 65930.6318 | ['Veg Detail Inspection'] | 65740.0866 | ['Veg Detail Inspection'] | 65740.0866 | ['Veg Detail Inspection'] | 65740.0866 | 0 | 0 | 0 | 0 | 0 | 0 | Segment ID Not Present in Wings 3.0 | Segment ID Not Present in Wings 3.0
CB TR1 | 65580.7503 | ['Veg Detail Inspection'] | 62362.813 | ['Veg Detail Inspection'] | 62362.813 | ['Veg Detail Inspection'] | 62362.813 | 0 | 0 | 0 | 0 | 0 | 0 | Segment ID Not Present in Wings 3.0 | Segment ID Not Present in Wings 3.0
CB 380 | 65141.245 | ['Veg Detail Inspection'] | 62128.5719 | ['Veg Detail Inspection'] | 62128.5719 | ['Veg Detail Inspection'] | 62128.5719 | 0 | 0 | 0 | 0 | 0 | 0 | Segment ID Not Present in Wings 3.0 | Segment ID Not Present in Wings 3.0
172-615R | 65021.1187 | ['Pole Clearing' 'Veg Detail Inspection'] | 63000.9872 | ['Pole Clearing' 'Veg Detail Inspection'] | 63000.9872 | ['Pole Clearing' 'Veg Detail Inspection'] | 63000.9872 | 0 | 0 | 0 | 0 | 0 | 0 | Segment ID Not Present in Wings 3.0 | Segment ID Not Present in Wings 3.0
CB 797 | 65018.887 | ['Veg Detail Inspection'] | 61837.4956 | ['Veg Detail Inspection'] | 61837.4956 | ['Veg Detail Inspection'] | 61837.4956 | 0 | 0 | 0 | 0 | 0 | 0 | Segment ID Not Present in Wings 3.0 | Segment ID Not Present in Wings 3.0
329-215F | 64924.7945 | ['Veg Detail Inspection'] | 64867.4444 | ['Veg Detail Inspection'] | 64867.4444 | ['Veg Detail Inspection'] | 64867.4444 | 0 | 0 | 0 | 0 | 0 | 0 | Segment ID Not Present in Wings 3.0 | Segment ID Not Present in Wings 3.0
181-49 | 64766.387 | ['Veg Detail Inspection'] | 64506.0321 | ['Veg Detail Inspection'] | 64506.0321 | ['Veg Detail Inspection'] | 64506.0321 | 0 | 0 | 0 | 0 | 0 | 0 | Segment ID Not Present in Wings 3.0 | Segment ID Not Present in Wings 3.0
CB 289 | 64738.907 | ['Veg Detail Inspection'] | 63480.4008 | ['Veg Detail Inspection'] | 63480.4008 | ['Veg Detail Inspection'] | 63480.4008 | 0 | 0 | 0 | 0 | 0 | 0 | Segment ID Not Present in Wings 3.0 | Segment ID Not Present in Wings 3.0
708-47 | 64503.5733 | [''] | 64503.5733 | [''] | 64503.5733 | [''] | 64503.5733 | 0 | 0 | 0 | 0 | 0 | 0 | Segment ID Not Present in Wings 3.0 | Segment ID Not Present in Wings 3.0
68-27 | 64463.8319 | ['Veg Detail Inspection'] | 61397.959 | ['Veg Detail Inspection'] | 61397.959 | ['Veg Detail Inspection'] | 61397.959 | 0 | 0 | 0 | 0 | 0 | 0 | Segment ID Not Present in Wings 3.0 | Segment ID Not Present in Wings 3.0
CB 715 | 64215.153 | ['Veg Detail Inspection'] | 61113.0434 | ['Veg Detail Inspection'] | 61113.0434 | ['Veg Detail Inspection'] | 61113.0434 | 0 | 0 | 0 | 0 | 0 | 0 | Segment ID Not Present in Wings 3.0 | Segment ID Not Present in Wings 3.0
CB 702 | 63753.9388 | ['Veg Detail Inspection'] | 60634.131 | ['RIDI' 'Veg Detail Inspection'] | 58023.0364 | ['Veg Detail Inspection'] | 58023.0364 | 0 | 0 | 0 | 0 | 0 | 0 | Segment ID Not Present in Wings 3.0 | Segment ID Not Present in Wings 3.0
520-1936 | 63711.1322 | ['OH Patrol' 'Off Cycle Patrol' 'Pole Clearing' 'RIDI' 'Veg Detail Inspection'] | 35678.5526 | ['OH Patrol' 'Off Cycle Patrol' 'Pole Clearing' 'Veg Detail Inspection'] | 35678.5526 | ['OH Patrol' 'Off Cycle Patrol' 'Pole Clearing' 'Veg Detail Inspection'] | 35678.5526 | 0 | 0 | 0 | 0 | 0 | 0 | Segment ID Not Present in Wings 3.0 | Segment ID Not Present in Wings 3.0
170-46 | 63310.6973 | ['Pole Clearing' 'Veg Detail Inspection'] | 60823.2448 | ['Pole Clearing' 'Veg Detail Inspection'] | 60823.2448 | ['Pole Clearing' 'Veg Detail Inspection'] | 60823.2448 | 0 | 0 | 0 | 0 | 0 | 0 | Segment ID Not Present in Wings 3.0 | Segment ID Not Present in Wings 3.0
197-1157F | 63165.5174 | ['Off Cycle Patrol' 'Veg Detail Inspection'] | 63083.9114 | ['Off Cycle Patrol' 'Veg Detail Inspection'] | 63083.9114 | ['Off Cycle Patrol' 'Veg Detail Inspection'] | 63083.9114 | 0 | 0 | 0 | 0 | 0 | 0 | Segment ID Not Present in Wings 3.0 | Segment ID Not Present in Wings 3.0
313-550AE | 63029.281 | ['Veg Detail Inspection'] | 61931.0578 | ['Veg Detail Inspection'] | 61931.0578 | ['Veg Detail Inspection'] | 61931.0578 | 0 | 0 | 0 | 0 | 0 | 0 | Segment ID Not Present in Wings 3.0 | Segment ID Not Present in Wings 3.0
909-812 | 62983.815 | ['OH Patrol' 'Off Cycle Patrol' 'Pole Clearing' 'RIDI' 'Veg Detail Inspection'] | 41269.6529 | ['OH Patrol' 'Off Cycle Patrol' 'Pole Clearing' 'RIDI' 'Veg Detail Inspection'] | 41269.6529 | ['OH Patrol' 'Off Cycle Patrol' 'Pole Clearing' 'RIDI' 'Veg Detail Inspection'] | 41269.6529 | 0 | 0 | 0 | 0 | 0 | 0 | Segment ID Not Present in Wings 3.0 | Segment ID Not Present in Wings 3.0
968-476F | 62492.0214 | ['OH Patrol' 'Off Cycle Patrol' 'RIDI' 'Veg Detail Inspection'] | 50358.1291 | ['OH Detail Inspection' 'OH Patrol' 'Off Cycle Patrol' 'RIDI' 'Veg Detail Inspection'] | 44770.1524 | ['OH Detail Inspection' 'OH Patrol' 'Off Cycle Patrol' 'RIDI' 'Veg Detail Inspection'] | 53152.1175 | 0 | 0 | 0 | 0 | 0 | 0 | 1.8362e-06 | 473
68-775 | 61201.6871 | [''] | 61201.6871 | [''] | 61201.6871 | [''] | 61201.6871 | 0 | 0 | 0 | 0 | 0 | 0 | Segment ID Not Present in Wings 3.0 | Segment ID Not Present in Wings 3.0
289-906AE | 60632.2016 | ['Veg Detail Inspection'] | 60451.3049 | ['Veg Detail Inspection'] | 60451.3049 | ['Veg Detail Inspection'] | 60451.3049 | 0 | 0 | 0 | 0 | 0 | 0 | Segment ID Not Present in Wings 3.0 | Segment ID Not Present in Wings 3.0
CB 558 | 60272.4279 | ['Veg Detail Inspection'] | 57323.5075 | ['Veg Detail Inspection'] | 57323.5075 | ['Veg Detail Inspection'] | 57323.5075 | 0 | 0 | 0 | 0 | 0 | 0 | Segment ID Not Present in Wings 3.0 | Segment ID Not Present in Wings 3.0
95-29R | 60126.4502 | ['Veg Detail Inspection'] | 59381.6389 | ['Veg Detail Inspection'] | 59381.6389 | ['Veg Detail Inspection'] | 59381.6389 | 0 | 0 | 0 | 0 | 0 | 0 | Segment ID Not Present in Wings 3.0 | Segment ID Not Present in Wings 3.0
793-27AE | 59590.5566 | ['Veg Detail Inspection'] | 59322.0642 | ['Veg Detail Inspection'] | 59322.0642 | ['Veg Detail Inspection'] | 59322.0642 | 0 | 0 | 0 | 0 | 0 | 0 | Segment ID Not Present in Wings 3.0 | Segment ID Not Present in Wings 3.0
358-681F | 59326.7645 | [''] | 59326.7645 | [''] | 59326.7645 | [''] | 59326.7645 | 0 | 0 | 0 | 0 | 0 | 0 | Segment ID Not Present in Wings 3.0 | Segment ID Not Present in Wings 3.0
CB 214 | 59199.6485 | ['OH Detail Inspection' 'OH Patrol' 'Off Cycle Patrol' 'Veg Detail Inspection'] | 37972.2315 | ['EFD' 'OH Patrol' 'Off Cycle Patrol' 'Veg Detail Inspection'] | 28511.5443 | ['OH Patrol' 'Off Cycle Patrol' 'Veg Detail Inspection'] | 28511.5443 | 0 | 0 | 0 | 0 | 0 | 0 | 3.0117e-07 | 517
CB 460 | 58917.2888 | ['Veg Detail Inspection'] | 56026.8934 | ['Veg Detail Inspection'] | 56026.8934 | ['EFD' 'Veg Detail Inspection'] | 46684.2013 | 0 | 0 | 0 | 0 | 0 | 0 | Segment ID Not Present in Wings 3.0 | Segment ID Not Present in Wings 3.0
CB 88 | 58866.7602 | ['Veg Detail Inspection'] | 56262.1076 | ['Veg Detail Inspection'] | 56262.1076 | ['Veg Detail Inspection'] | 56262.1076 | 0 | 0 | 0 | 0 | 0 | 0 | Segment ID Not Present in Wings 3.0 | Segment ID Not Present in Wings 3.0
1458-1075F | 58234.1999 | ['OH Patrol' 'Off Cycle Patrol' 'Pole Clearing' 'Trim and Removal' 'Veg Detail Inspection'] | 40891.3621 | ['OH Detail Inspection' 'OH Patrol' 'Off Cycle Patrol' 'Pole Clearing' 'Trim and Removal' 'Veg Detail Inspection'] | 24014.1038 | ['OH Patrol' 'Off Cycle Patrol' 'Pole Clearing' 'Trim and Removal' 'Veg Detail Inspection'] | 24014.1038 | 0 | 0 | 0 | 0 | 0 | 0 | 2.9377e-07 | 519
CB 564 | 57572.2315 | ['Veg Detail Inspection'] | 54742.1583 | ['Veg Detail Inspection'] | 54742.1583 | ['Veg Detail Inspection'] | 54742.1583 | 0 | 0 | 0 | 0 | 0 | 0 | Segment ID Not Present in Wings 3.0 | Segment ID Not Present in Wings 3.0
448-1203F | 57382.8736 | [''] | 57382.8736 | [''] | 57382.8736 | [''] | 57382.8736 | 0 | 0 | 0 | 0 | 0 | 0 | Segment ID Not Present in Wings 3.0 | Segment ID Not Present in Wings 3.0
CB 163 | 56872.3751 | ['Veg Detail Inspection'] | 54376.1319 | ['Veg Detail Inspection'] | 54376.1319 | ['Veg Detail Inspection'] | 54376.1319 | 0 | 0 | 0 | 0 | 0 | 0 | Segment ID Not Present in Wings 3.0 | Segment ID Not Present in Wings 3.0
781-1359 | 56465.6296 | ['Veg Detail Inspection'] | 56447.7714 | ['Veg Detail Inspection'] | 56447.7714 | ['Veg Detail Inspection'] | 56447.7714 | 0 | 0 | 0 | 0 | 0 | 0 | Segment ID Not Present in Wings 3.0 | Segment ID Not Present in Wings 3.0
CB 147 | 56225.7692 | ['Veg Detail Inspection'] | 55855.9835 | ['Veg Detail Inspection'] | 55855.9835 | ['Veg Detail Inspection'] | 55855.9835 | 0 | 0 | 0 | 0 | 0 | 0 | Segment ID Not Present in Wings 3.0 | Segment ID Not Present in Wings 3.0
35-2 | 55557.1191 | ['Veg Detail Inspection'] | 55390.3495 | ['Veg Detail Inspection'] | 55390.3495 | ['Veg Detail Inspection'] | 55390.3495 | 0 | 0 | 0 | 0 | 0 | 0 | Segment ID Not Present in Wings 3.0 | Segment ID Not Present in Wings 3.0
730-835 | 55259.9191 | ['Veg Detail Inspection'] | 52679.822 | ['Veg Detail Inspection'] | 52679.822 | ['Veg Detail Inspection'] | 52679.822 | 0 | 0 | 0 | 0 | 0 | 0 | Segment ID Not Present in Wings 3.0 | Segment ID Not Present in Wings 3.0
CB 776 | 55067.6539 | ['OH Patrol' 'Off Cycle Patrol' 'RIDI' 'Trim and Removal' 'Veg Detail Inspection'] | 41550.1632 | ['EFD' 'Fuel Management' 'OH Detail Inspection' 'OH Patrol' 'Off Cycle Patrol' 'Trim and Removal' 'Veg Detail Inspection'] | 10977.196 | ['OH Detail Inspection' 'OH Patrol' 'Off Cycle Patrol' 'Trim and Removal' 'Veg Detail Inspection'] | 18236.3307 | 0 | 0 | 0 | 0 | 0 | 0 | 4.4681e-06 | 438
299-1011 | 54999.0743 | ['Veg Detail Inspection'] | 52437.253 | ['Veg Detail Inspection'] | 52437.253 | ['Veg Detail Inspection'] | 52437.253 | 0 | 0 | 0 | 0 | 0 | 0 | Segment ID Not Present in Wings 3.0 | Segment ID Not Present in Wings 3.0
1100-1168F | 54718.9543 | ['OH Patrol' 'Off Cycle Patrol' 'Pole Clearing' 'Veg Detail Inspection'] | 41291.3784 | ['OH Patrol' 'Off Cycle Patrol' 'Pole Clearing' 'Veg Detail Inspection' 'Wood Pole Intrusive'] | 37238.7901 | ['OH Detail Inspection' 'OH Patrol' 'Off Cycle Patrol' 'Pole Clearing' 'Veg Detail Inspection'] | 13733.778 | 0 | 0 | 0 | 0 | 0 | 0 | Segment ID Not Present in Wings 3.0 | Segment ID Not Present in Wings 3.0
116-12R | 54554.885 | ['Veg Detail Inspection'] | 54405.1589 | ['Veg Detail Inspection'] | 54405.1589 | ['Veg Detail Inspection'] | 54405.1589 | 0 | 0 | 0 | 0 | 0 | 0 | Segment ID Not Present in Wings 3.0 | Segment ID Not Present in Wings 3.0
CB 59 | 54425.4359 | ['Veg Detail Inspection'] | 51756.2061 | ['RIDI' 'Veg Detail Inspection'] | 50334.5778 | ['Veg Detail Inspection'] | 50334.5778 | 0 | 0 | 0 | 0 | 0 | 0 | Segment ID Not Present in Wings 3.0 | Segment ID Not Present in Wings 3.0
SEA1-384F | 54324.7657 | ['Veg Detail Inspection'] | 53791.1101 | ['Veg Detail Inspection'] | 53791.1101 | ['Veg Detail Inspection'] | 53791.1101 | 0 | 0 | 0 | 0 | 0 | 0 | Segment ID Not Present in Wings 3.0 | Segment ID Not Present in Wings 3.0
CB AG1 | 54269.2216 | ['Veg Detail Inspection'] | 54208.3947 | ['Veg Detail Inspection'] | 54208.3947 | ['Veg Detail Inspection'] | 54208.3947 | 0 | 0 | 0 | 0 | 0 | 0 | Segment ID Not Present in Wings 3.0 | Segment ID Not Present in Wings 3.0
57-1296F | 54256.1032 | ['RIDI' 'Veg Detail Inspection'] | 43983.4828 | ['Veg Detail Inspection'] | 43983.4828 | ['Veg Detail Inspection'] | 43983.4828 | 0 | 0 | 0 | 0 | 0 | 0 | Segment ID Not Present in Wings 3.0 | Segment ID Not Present in Wings 3.0
CB 456 | 54233.5156 | ['Veg Detail Inspection'] | 51772.893 | ['Veg Detail Inspection'] | 51772.893 | ['Veg Detail Inspection'] | 51772.893 | 0 | 0 | 0 | 0 | 0 | 0 | Segment ID Not Present in Wings 3.0 | Segment ID Not Present in Wings 3.0
CB 536 | 54109.9242 | ['Distribution Underbuilt' 'OH Patrol' 'Off Cycle Patrol' 'Pole Clearing' 'Trim and Removal' 'Veg Detail Inspection'] | 39553.5238 | ['OH Patrol' 'Off Cycle Patrol' 'Pole Clearing' 'Trim and Removal' 'Veg Detail Inspection'] | 39553.5238 | ['OH Patrol' 'Off Cycle Patrol' 'Pole Clearing' 'RIDI' 'Trim and Removal' 'Veg Detail Inspection'] | 39246.9595 | 0 | 0 | 0 | 0 | 0 | 0 | 3.2814e-06 | 447
244-33F | 53966.9639 | ['Veg Detail Inspection'] | 53962.7223 | ['Veg Detail Inspection'] | 53962.7223 | ['Veg Detail Inspection'] | 53962.7223 | 0 | 0 | 0 | 0 | 0 | 0 | Segment ID Not Present in Wings 3.0 | Segment ID Not Present in Wings 3.0
546-525R | 53673.9906 | ['Veg Detail Inspection'] | 53476.0338 | ['Veg Detail Inspection'] | 53476.0338 | ['Veg Detail Inspection'] | 53476.0338 | 0 | 0 | 0 | 0 | 0 | 0 | Segment ID Not Present in Wings 3.0 | Segment ID Not Present in Wings 3.0
714-549F | 53275.0703 | ['Veg Detail Inspection'] | 50688.9263 | ['Veg Detail Inspection'] | 50688.9263 | ['Veg Detail Inspection'] | 50688.9263 | 0 | 0 | 0 | 0 | 0 | 0 | Segment ID Not Present in Wings 3.0 | Segment ID Not Present in Wings 3.0
92-618F | 53106.1047 | [''] | 53106.1047 | [''] | 53106.1047 | [''] | 53106.1047 | 0 | 0 | 0 | 0 | 0 | 0 | Segment ID Not Present in Wings 3.0 | Segment ID Not Present in Wings 3.0
255-43AE | 53099.8638 | ['Veg Detail Inspection'] | 51056.0721 | ['Veg Detail Inspection'] | 51056.0721 | ['Veg Detail Inspection'] | 51056.0721 | 0 | 0 | 0 | 0 | 0 | 0 | Segment ID Not Present in Wings 3.0 | Segment ID Not Present in Wings 3.0
CB FM2 | 52722.2666 | ['Veg Detail Inspection'] | 52380.5528 | ['Veg Detail Inspection'] | 52380.5528 | ['Veg Detail Inspection'] | 52380.5528 | 0 | 0 | 0 | 0 | 0 | 0 | Segment ID Not Present in Wings 3.0 | Segment ID Not Present in Wings 3.0
CB 184 | 52486.6198 | ['Veg Detail Inspection'] | 52467.8312 | ['EFD' 'Veg Detail Inspection'] | 52407.1007 | ['Veg Detail Inspection'] | 52407.1007 | 0 | 0 | 0 | 0 | 0 | 0 | Segment ID Not Present in Wings 3.0 | Segment ID Not Present in Wings 3.0
59-816F | 52162.6394 | [''] | 52162.6394 | [''] | 52162.6394 | [''] | 52162.6394 | 0 | 0 | 0 | 0 | 0 | 0 | Segment ID Not Present in Wings 3.0 | Segment ID Not Present in Wings 3.0
297-828AE | 51977.572 | ['Veg Detail Inspection'] | 49463.2992 | ['Veg Detail Inspection'] | 49463.2992 | ['Veg Detail Inspection'] | 49463.2992 | 0 | 0 | 0 | 0 | 0 | 0 | Segment ID Not Present in Wings 3.0 | Segment ID Not Present in Wings 3.0
244-32F | 51190.9972 | ['Veg Detail Inspection'] | 50981.5425 | ['Veg Detail Inspection'] | 50981.5425 | ['Veg Detail Inspection'] | 50981.5425 | 0 | 0 | 0 | 0 | 0 | 0 | Segment ID Not Present in Wings 3.0 | Segment ID Not Present in Wings 3.0
74-35R | 50929.5437 | ['Veg Detail Inspection'] | 48467.9038 | ['Veg Detail Inspection'] | 48467.9038 | ['Veg Detail Inspection'] | 48467.9038 | 0 | 0 | 0 | 0 | 0 | 0 | Segment ID Not Present in Wings 3.0 | Segment ID Not Present in Wings 3.0
368-21AE | 50816.3193 | ['Veg Detail Inspection'] | 50617.2789 | ['Veg Detail Inspection'] | 50617.2789 | ['Veg Detail Inspection'] | 50617.2789 | 0 | 0 | 0 | 0 | 0 | 0 | Segment ID Not Present in Wings 3.0 | Segment ID Not Present in Wings 3.0
CB 69 | 50796.2268 | ['Veg Detail Inspection'] | 48477.9362 | ['Veg Detail Inspection'] | 48477.9362 | ['Veg Detail Inspection'] | 48477.9362 | 0 | 0 | 0 | 0 | 0 | 0 | Segment ID Not Present in Wings 3.0 | Segment ID Not Present in Wings 3.0
CB 190 | 50749.6999 | ['Veg Detail Inspection'] | 48289.1304 | ['Veg Detail Inspection'] | 48289.1304 | ['EFD' 'Veg Detail Inspection'] | 40335.7747 | 0 | 0 | 0 | 0 | 0 | 0 | Segment ID Not Present in Wings 3.0 | Segment ID Not Present in Wings 3.0
CB 153 | 50615.9463 | ['Veg Detail Inspection'] | 48601.626 | ['Veg Detail Inspection'] | 48601.626 | ['Veg Detail Inspection'] | 48601.626 | 0 | 0 | 0 | 0 | 0 | 0 | Segment ID Not Present in Wings 3.0 | Segment ID Not Present in Wings 3.0
1297-35F | 50400.8685 | ['Veg Detail Inspection'] | 50310.7171 | ['Veg Detail Inspection'] | 50310.7171 | ['Veg Detail Inspection'] | 50310.7171 | 0 | 0 | 0 | 0 | 0 | 0 | Segment ID Not Present in Wings 3.0 | Segment ID Not Present in Wings 3.0
146-275R | 50176.3891 | ['Veg Detail Inspection'] | 49395.742 | ['Veg Detail Inspection'] | 49395.742 | ['Veg Detail Inspection'] | 49395.742 | 0 | 0 | 0 | 0 | 0 | 0 | Segment ID Not Present in Wings 3.0 | Segment ID Not Present in Wings 3.0
CB 145 | 50157.9138 | ['Veg Detail Inspection'] | 48557.6587 | ['Veg Detail Inspection'] | 48557.6587 | ['Veg Detail Inspection'] | 48557.6587 | 0 | 0 | 0 | 0 | 0 | 0 | Segment ID Not Present in Wings 3.0 | Segment ID Not Present in Wings 3.0
286-990AE | 50012.4149 | ['Veg Detail Inspection'] | 49880.3607 | ['Veg Detail Inspection'] | 49880.3607 | ['Veg Detail Inspection'] | 49880.3607 | 0 | 0 | 0 | 0 | 0 | 0 | Segment ID Not Present in Wings 3.0 | Segment ID Not Present in Wings 3.0
CB 579 | 49662.1291 | ['Veg Detail Inspection'] | 49129.5904 | ['Veg Detail Inspection'] | 49129.5904 | ['Veg Detail Inspection'] | 49129.5904 | 0 | 0 | 0 | 0 | 0 | 0 | Segment ID Not Present in Wings 3.0 | Segment ID Not Present in Wings 3.0
795-817AE | 49516.9014 | [''] | 49516.9014 | [''] | 49516.9014 | [''] | 49516.9014 | 0 | 0 | 0 | 0 | 0 | 0 | Segment ID Not Present in Wings 3.0 | Segment ID Not Present in Wings 3.0
252-129 | 49485.3293 | ['OH Patrol' 'Off Cycle Patrol' 'RIDI' 'Veg Detail Inspection'] | 39699.4175 | ['OH Detail Inspection' 'OH Patrol' 'Off Cycle Patrol' 'RIDI' 'Veg Detail Inspection'] | 33354.0225 | ['OH Patrol' 'Off Cycle Patrol' 'RIDI' 'Veg Detail Inspection'] | 34115.4699 | 0 | 0 | 0 | 0 | 0 | 0 | Segment ID Not Present in Wings 3.0 | Segment ID Not Present in Wings 3.0
594-1379F | 49429.3275 | ['OH Patrol' 'Off Cycle Patrol' 'Pole Clearing' 'Trim and Removal' 'Veg Detail Inspection'] | 34786.2502 | ['OH Detail Inspection' 'OH Patrol' 'Off Cycle Patrol' 'Pole Clearing' 'Trim and Removal' 'Veg Detail Inspection'] | 20536.2757 | ['OH Patrol' 'Off Cycle Patrol' 'Pole Clearing' 'RIDI' 'Trim and Removal' 'Veg Detail Inspection'] | 18952.9452 | 0 | 0 | 0 | 0 | 0 | 0 | 1.2994e-06 | 485
CB 85 | 49322.4809 | ['Veg Detail Inspection'] | 47073.8492 | ['Veg Detail Inspection'] | 47073.8492 | ['Veg Detail Inspection'] | 47073.8492 | 0 | 0 | 0 | 0 | 0 | 0 | Segment ID Not Present in Wings 3.0 | Segment ID Not Present in Wings 3.0
56-670F | 49225.0548 | ['Veg Detail Inspection'] | 49210.6209 | ['Veg Detail Inspection'] | 49210.6209 | ['Veg Detail Inspection'] | 49210.6209 | 0 | 0 | 0 | 0 | 0 | 0 | Segment ID Not Present in Wings 3.0 | Segment ID Not Present in Wings 3.0
CB 553 | 49063.8353 | ['Veg Detail Inspection'] | 46765.0304 | ['Veg Detail Inspection'] | 46765.0304 | ['Veg Detail Inspection'] | 46765.0304 | 0 | 0 | 0 | 0 | 0 | 0 | Segment ID Not Present in Wings 3.0 | Segment ID Not Present in Wings 3.0
394-418F | 48474.8601 | [''] | 48474.8601 | [''] | 48474.8601 | [''] | 48474.8601 | 0 | 0 | 0 | 0 | 0 | 0 | Segment ID Not Present in Wings 3.0 | Segment ID Not Present in Wings 3.0
795-821F | 48074.3435 | ['Veg Detail Inspection'] | 47632.5514 | ['Veg Detail Inspection'] | 47632.5514 | ['Veg Detail Inspection'] | 47632.5514 | 0 | 0 | 0 | 0 | 0 | 0 | Segment ID Not Present in Wings 3.0 | Segment ID Not Present in Wings 3.0
CB 381 | 47716.4979 | ['Veg Detail Inspection'] | 45392.4066 | ['Veg Detail Inspection'] | 45392.4066 | ['Veg Detail Inspection'] | 45392.4066 | 0 | 0 | 0 | 0 | 0 | 0 | Segment ID Not Present in Wings 3.0 | Segment ID Not Present in Wings 3.0
CB 531 | 47683.5067 | ['Veg Detail Inspection'] | 45553.5858 | ['Veg Detail Inspection'] | 45553.5858 | ['Veg Detail Inspection'] | 45553.5858 | 0 | 0 | 0 | 0 | 0 | 0 | Segment ID Not Present in Wings 3.0 | Segment ID Not Present in Wings 3.0
178-968AE | 47610.602 | ['OH Patrol' 'Off Cycle Patrol' 'RIDI' 'Trim and Removal' 'Veg Detail Inspection'] | 40820.8951 | ['OH Patrol' 'Off Cycle Patrol' 'RIDI' 'Trim and Removal' 'Veg Detail Inspection' 'Wood Pole Intrusive'] | 40690.6161 | ['OH Detail Inspection' 'OH Patrol' 'Off Cycle Patrol' 'RIDI' 'Trim and Removal' 'Veg Detail Inspection'] | 40375.7752 | 0 | 0 | 0 | 0 | 0 | 0 | 4.9232e-07 | 510
222-2108 | 46876.9983 | [''] | 46876.9983 | [''] | 46876.9983 | [''] | 46876.9983 | 0 | 0 | 0 | 0 | 0 | 0 | Segment ID Not Present in Wings 3.0 | Segment ID Not Present in Wings 3.0
CB 410 | 46541.5798 | ['Veg Detail Inspection'] | 44471.1885 | ['Veg Detail Inspection'] | 44471.1885 | ['Veg Detail Inspection'] | 44471.1885 | 0 | 0 | 0 | 0 | 0 | 0 | Segment ID Not Present in Wings 3.0 | Segment ID Not Present in Wings 3.0
94-24F | 46366.9888 | ['Off Cycle Patrol' 'Veg Detail Inspection'] | 42158.6006 | ['Off Cycle Patrol' 'Veg Detail Inspection'] | 42158.6006 | ['Off Cycle Patrol' 'Veg Detail Inspection'] | 42158.6006 | 0 | 0 | 0 | 0 | 0 | 0 | Segment ID Not Present in Wings 3.0 | Segment ID Not Present in Wings 3.0
CB 92 | 46332.1664 | ['Veg Detail Inspection'] | 44324.1718 | ['Veg Detail Inspection'] | 44324.1718 | ['Veg Detail Inspection'] | 44324.1718 | 0 | 0 | 0 | 0 | 0 | 0 | Segment ID Not Present in Wings 3.0 | Segment ID Not Present in Wings 3.0
311-1163F | 46195.0999 | ['OH Patrol' 'Off Cycle Patrol' 'RIDI' 'Veg Detail Inspection'] | 39555.2069 | ['Fuel Management' 'OH Detail Inspection' 'OH Patrol' 'Off Cycle Patrol' 'RIDI' 'Veg Detail Inspection' 'Wood Pole Intrusive'] | 26570.248 | ['OH Patrol' 'Off Cycle Patrol' 'Veg Detail Inspection'] | 26570.248 | 0 | 0 | 0 | 0 | 0 | 0 | 4.273e-06 | 440
534-1080F | 45876.5355 | [''] | 45876.5355 | [''] | 45876.5355 | [''] | 45876.5355 | 0 | 0 | 0 | 0 | 0 | 0 | Segment ID Not Present in Wings 3.0 | Segment ID Not Present in Wings 3.0
511-831 | 45773.5846 | ['RIDI' 'Veg Detail Inspection'] | 45222.2535 | ['Veg Detail Inspection'] | 45222.2535 | ['Veg Detail Inspection'] | 45222.2535 | 0 | 0 | 0 | 0 | 0 | 0 | Segment ID Not Present in Wings 3.0 | Segment ID Not Present in Wings 3.0
533-7AE | 45746.435 | ['Veg Detail Inspection'] | 45489.6968 | ['Veg Detail Inspection'] | 45489.6968 | ['Veg Detail Inspection'] | 45489.6968 | 0 | 0 | 0 | 0 | 0 | 0 | Segment ID Not Present in Wings 3.0 | Segment ID Not Present in Wings 3.0
CB 949 | 45640.8237 | ['Veg Detail Inspection'] | 43858.9799 | ['Veg Detail Inspection'] | 43858.9799 | ['Veg Detail Inspection'] | 43858.9799 | 0 | 0 | 0 | 0 | 0 | 0 | Segment ID Not Present in Wings 3.0 | Segment ID Not Present in Wings 3.0
781-1356R | 45623.8779 | ['Veg Detail Inspection'] | 45443.2882 | ['Veg Detail Inspection'] | 45443.2882 | ['Veg Detail Inspection'] | 45443.2882 | 0 | 0 | 0 | 0 | 0 | 0 | Segment ID Not Present in Wings 3.0 | Segment ID Not Present in Wings 3.0
287-20 | 45559.3901 | ['Veg Detail Inspection'] | 45420.9784 | ['Veg Detail Inspection'] | 45420.9784 | ['Veg Detail Inspection'] | 45420.9784 | 0 | 0 | 0 | 0 | 0 | 0 | Segment ID Not Present in Wings 3.0 | Segment ID Not Present in Wings 3.0
CB OT2 | 45421.3427 | ['Veg Detail Inspection'] | 45348.8066 | ['Veg Detail Inspection'] | 45348.8066 | ['Veg Detail Inspection'] | 45348.8066 | 0 | 0 | 0 | 0 | 0 | 0 | Segment ID Not Present in Wings 3.0 | Segment ID Not Present in Wings 3.0
CB EN2 | 45216.4552 | ['Veg Detail Inspection'] | 44016.4591 | ['Veg Detail Inspection'] | 44016.4591 | ['Veg Detail Inspection'] | 44016.4591 | 0 | 0 | 0 | 0 | 0 | 0 | Segment ID Not Present in Wings 3.0 | Segment ID Not Present in Wings 3.0